## NEL-Monthly
Report Year | Country | Region | Subregion | Assessment Area | Unit | Description | Jan | Feb | Mar | Apr | May | Jun | Jul | Aug | Sep | Oct | Nov | Dec
1997 | CA | MRO | - | - | GWh | Prior Year Actual - Net Energy for Load | 3767 | 3296 | 3369 | 2853 | 2646 | 2646 | 2625 | 2759 | 2606 | 3031 | 3402 | 3780
1997 | CA | MRO | - | - | GWh | Reporting Year Forecast - Net Energy For Load | 3613 | 3180 | 3244 | 2740 | 2613 | 2504 | 2491 | 2550 | 2543 | 2821 | 3137 | 3571
1997 | CA | MRO | - | - | GWh | Year 1 Forecast - Net Energy For Load | 3659 | 3226 | 3288 | 2781 | 2657 | 2546 | 2534 | 2592 | 2583 | 2862 | 3182 | 3616
1997 | CA | NPCC | - | - | GWh | Prior Year Actual - Net Energy for Load | 34120 | 30972 | 30277 | 26186 | 24151 | 22886 | 23615 | 24621 | 23328 | 25560 | 28549 | 30378
1997 | CA | NPCC | - | - | GWh | Reporting Year Forecast - Net Energy For Load | 58442 | 55194 | 51834 | 45896 | 41517 | 40965 | 42216 | 42571 | 40575 | 43764 | 50483 | 56357
1997 | CA | NPCC | - | - | GWh | Year 1 Forecast - Net Energy For Load | 59784 | 56568 | 52893 | 46982 | 42365 | 41682 | 42875 | 43153 | 41322 | 44680 | 51611 | 57594
1997 | CA | NPCC | Maritimes | Maritimes | GWh | Prior Year Actual - Net Energy for Load | 2678 | 2415 | 2381 | 2038 | 1931 | 1682 | 1732 | 1757 | 1729 | 1986 | 2158 | 2351
1997 | CA | NPCC | Maritimes | Maritimes | GWh | Reporting Year Forecast - Net Energy For Load | 26975 | 27595 | 23657 | 21771 | 18690 | 18992 | 19260 | 18931 | 18672 | 19955 | 24414 | 26592
1997 | CA | NPCC | Maritimes | Maritimes | GWh | Year 1 Forecast - Net Energy For Load | 27813 | 28630 | 24341 | 22524 | 19181 | 19325 | 19531 | 19123 | 19044 | 20463 | 25128 | 27359
1997 | CA | NPCC | Ontario | Ontario | GWh | Prior Year Actual - Net Energy for Load | 13252 | 12168 | 12198 | 10948 | 10523 | 10528 | 10844 | 11548 | 10615 | 10928 | 11651 | 12163
1997 | CA | NPCC | Ontario | Ontario | GWh | Reporting Year Forecast - Net Energy For Load | 13217 | 11946 | 12471 | 10721 | 10785 | 10894 | 11488 | 11921 | 10794 | 11038 | 11552 | 12621
1997 | CA | NPCC | Ontario | Ontario | GWh | Year 1 Forecast - Net Energy For Load | 13457 | 12119 | 12679 | 10915 | 10997 | 11116 | 11729 | 12167 | 11005 | 11247 | 11750 | 12820
1997 | CA | NPCC | Quebec | Quebec | GWh | Prior Year Actual - Net Energy for Load | 18190 | 16389 | 15698 | 13200 | 11697 | 10676 | 11039 | 11316 | 10984 | 12646 | 14740 | 15864
1997 | CA | NPCC | Quebec | Quebec | GWh | Reporting Year Forecast - Net Energy For Load | 18250 | 15653 | 15706 | 13404 | 12042 | 11079 | 11468 | 11719 | 11109 | 12771 | 14517 | 17144
1997 | CA | NPCC | Quebec | Quebec | GWh | Year 1 Forecast - Net Energy For Load | 18514 | 15819 | 15873 | 13543 | 12187 | 11241 | 11615 | 11863 | 11273 | 12970 | 14733 | 17415
1997 | CA | WECC | - | - | GWh | Prior Year Actual - Net Energy for Load | 9635 | 8647 | 8797 | 7930 | 7958 | 7725 | 8314 | 8236 | 7918 | 8926 | 9496 | 10154
1997 | CA | WECC | - | - | GWh | Reporting Year Forecast - Net Energy For Load | 9450 | 8548 | 8910 | 8084 | 8077 | 7872 | 8111 | 8136 | 7938 | 8657 | 9079 | 9724
1997 | CA | WECC | - | - | GWh | Year 1 Forecast - Net Energy For Load | 9697 | 8772 | 9138 | 8239 | 8232 | 8022 | 8266 | 8290 | 8090 | 8830 | 9277 | 9925
1997 | MX | WECC | CA-MX | - | GWh | Prior Year Actual - Net Energy for Load | 412 | 391 | 419 | 430 | 525 | 574 | 677 | 695 | 615 | 553 | 463 | 456
1997 | MX | WECC | CA-MX | - | GWh | Reporting Year Forecast - Net Energy For Load | 456 | 418 | 459 | 456 | 548 | 615 | 714 | 707 | 647 | 577 | 479 | 481
1997 | MX | WECC | CA-MX | - | GWh | Year 1 Forecast - Net Energy For Load | 503 | 460 | 506 | 503 | 601 | 678 | 787 | 780 | 712 | 635 | 527 | 528
1997 | US | ECAR | - | - | GWh | Prior Year Actual - Net Energy for Load | 49059 | 44003 | 44369 | 39517 | 41127 | 43708 | 45576 | 47938 | 41623 | 40970 | 42711 | 44890
1997 | US | ECAR | - | - | GWh | Reporting Year Forecast - Net Energy For Load | 47872 | 43312 | 44352 | 40454 | 41293 | 44136 | 47878 | 47395 | 41998 | 41884 | 42616 | 46575
1997 | US | ECAR | - | - | GWh | Year 1 Forecast - Net Energy For Load | 48633 | 43981 | 44944 | 41027 | 42114 | 44889 | 48199 | 48025 | 42717 | 42540 | 43285 | 47137
1997 | US | TRE | - | ERCOT | GWh | Prior Year Actual - Net Energy for Load | 17917 | 16851 | 16589 | 16345 | 21158 | 22231 | 24985 | 23214 | 19785 | 17349 | 17154 | 17852
1997 | US | TRE | - | ERCOT | GWh | Reporting Year Forecast - Net Energy For Load | 18545 | 16409 | 17226 | 17021 | 19302 | 22402 | 24759 | 24810 | 20591 | 18129 | 16864 | 18101
1997 | US | TRE | - | ERCOT | GWh | Year 1 Forecast - Net Energy For Load | 18967 | 16819 | 17703 | 17383 | 19727 | 22911 | 25162 | 25227 | 20948 | 18443 | 17221 | 18438
1997 | US | FRCC | - | FRCC | GWh | Prior Year Actual - Net Energy for Load | 13779 | 12801 | 13182 | 12517 | 15063 | 15710 | 17670 | 17141 | 16327 | 13800 | 12515 | 12871
1997 | US | FRCC | - | FRCC | GWh | Reporting Year Forecast - Net Energy For Load | 13757 | 12692 | 12982 | 13142 | 15185 | 16573 | 17571 | 17735 | 16707 | 14588 | 13163 | 13741
1997 | US | FRCC | - | FRCC | GWh | Year 1 Forecast - Net Energy For Load | 14147 | 13112 | 13331 | 13471 | 15604 | 17082 | 18144 | 18289 | 17197 | 15073 | 13615 | 14217
1997 | US | MAAC | - | - | GWh | Prior Year Actual - Net Energy for Load | 22740 | 20772 | 20697 | 17970 | 18591 | 20749 | 21976 | 22446 | 19514 | 18435 | 19592 | 20880
1997 | US | MAAC | - | - | GWh | Reporting Year Forecast - Net Energy For Load | 22804 | 20634 | 20677 | 18171 | 18675 | 20386 | 23087 | 22972 | 19433 | 18888 | 19259 | 22028
1997 | US | MAAC | - | - | GWh | Year 1 Forecast - Net Energy For Load | 23197 | 20996 | 21034 | 18487 | 19001 | 20727 | 23468 | 23352 | 19717 | 19170 | 19553 | 22370
1997 | US | MAIN | - | - | GWh | Prior Year Actual - Net Energy for Load | 20873 | 19027 | 19333 | 17393 | 18558 | 20155 | 20654 | 22108 | 18788 | 18322 | 18897 | 20192
1997 | US | MAIN | - | - | GWh | Reporting Year Forecast - Net Energy For Load | 21025 | 19141 | 19277 | 17818 | 18474 | 20321 | 21687 | 22347 | 19117 | 18485 | 18914 | 20408
1997 | US | MAIN | - | - | GWh | Year 1 Forecast - Net Energy For Load | 21047 | 19141 | 19139 | 17678 | 18251 | 20175 | 22067 | 22726 | 19509 | 18749 | 19299 | 20874
1997 | US | MRO | - | - | GWh | Prior Year Actual - Net Energy for Load | 13055 | 12006 | 12006 | 10716 | 10900 | 11960 | 13077 | 12992 | 11369 | 11765 | 12350 | 13283
1997 | US | MRO | - | - | GWh | Reporting Year Forecast - Net Energy For Load | 13593 | 12208 | 12149 | 11015 | 11167 | 12126 | 13766 | 13595 | 11744 | 12008 | 12409 | 13588
1997 | US | MRO | - | - | GWh | Year 1 Forecast - Net Energy For Load | 13789 | 12409 | 12378 | 11206 | 11343 | 12378 | 14036 | 14705 | 11980 | 12230 | 12649 | 13821
1997 | US | NPCC | - | - | GWh | Prior Year Actual - Net Energy for Load | 23956 | 22082 | 22311 | 20033 | 20284 | 21631 | 23094 | 23851 | 21247 | 20809 | 21269 | 22558
1997 | US | NPCC | - | - | GWh | Reporting Year Forecast - Net Energy For Load | 12771 | 11598 | 21917 | 19443 | 20447 | 22242 | 24561 | 24302 | 21144 | 20719 | 20966 | 23567
1997 | US | NPCC | - | - | GWh | Year 1 Forecast - Net Energy For Load | 24263 | 21376 | 22576 | 20034 | 20522 | 22323 | 24720 | 24426 | 21221 | 20804 | 21081 | 23733
1997 | US | NPCC | New England | New England | GWh | Prior Year Actual - Net Energy for Load | 10621 | 9789 | 9808 | 8743 | 8775 | 9246 | 9878 | 10232 | 9078 | 9086 | 9399 | 10000
1997 | US | NPCC | New England | New England | GWh | Reporting Year Forecast - Net Energy For Load | 10689 | 9115 | 9842 | 8740 | 8856 | 9285 | 10352 | 10456 | 9019 | 9111 | 9308 | 10607
1997 | US | NPCC | New England | New England | GWh | Year 1 Forecast - Net Energy For Load | 10928 | 9682 | 9964 | 8858 | 8988 | 9423 | 10576 | 10646 | 9152 | 9246 | 9411 | 10764
1997 | US | NPCC | New York | New York | GWh | Prior Year Actual - Net Energy for Load | 13335 | 12293 | 12503 | 11290 | 11509 | 12385 | 13216 | 13619 | 12169 | 11723 | 11870 | 12558
1997 | US | NPCC | New York | New York | GWh | Reporting Year Forecast - Net Energy For Load | 12771 | 11598 | 12075 | 10703 | 11591 | 12957 | 14209 | 13846 | 12125 | 11608 | 11658 | 12960
1997 | US | NPCC | New York | New York | GWh | Year 1 Forecast - Net Energy For Load | 13335 | 11694 | 12612 | 11176 | 11534 | 12900 | 14144 | 13780 | 12069 | 11558 | 11670 | 12969
1997 | US | SERC | - | - | GWh | Prior Year Actual - Net Energy for Load | 53400 | 48756 | 48579 | 42483 | 49665 | 53643 | 58103 | 57261 | 48291 | 45901 | 47064 | 49767
1997 | US | SERC | - | - | GWh | Reporting Year Forecast - Net Energy For Load | 54753 | 48402 | 48006 | 44908 | 48328 | 53513 | 61052 | 60500 | 51007 | 47335 | 47065 | 53614
1997 | US | SERC | - | - | GWh | Year 1 Forecast - Net Energy For Load | 56731 | 49854 | 49784 | 46367 | 49956 | 56668 | 62697 | 62069 | 52302 | 48911 | 48529 | 54803
1997 | US | SERC | Central | - | GWh | Prior Year Actual - Net Energy for Load | 13430 | 12213 | 12113 | 10571 | 11870 | 12605 | 13580 | 13906 | 11449 | 12128 | 11711 | 12464
1997 | US | SERC | Central | - | GWh | Reporting Year Forecast - Net Energy For Load | 13774 | 12116 | 11753 | 11026 | 11135 | 12612 | 13804 | 13707 | 11538 | 11337 | 11687 | 13442
1997 | US | SERC | Central | - | GWh | Year 1 Forecast - Net Energy For Load | 14183 | 12472 | 12106 | 11361 | 11477 | 12975 | 14180 | 14086 | 11867 | 11646 | 12003 | 13803
1997 | US | SERC | Southeastern | - | GWh | Prior Year Actual - Net Energy for Load | 16061 | 15009 | 15055 | 13536 | 17050 | 18065 | 19873 | 19224 | 16415 | 14492 | 14327 | 15365
1997 | US | SERC | Southeastern | - | GWh | Reporting Year Forecast - Net Energy For Load | 17066 | 15221 | 15511 | 15002 | 16965 | 19398 | 21378 | 21576 | 18223 | 15939 | 15331 | 17319
1997 | US | SERC | Southeastern | - | GWh | Year 1 Forecast - Net Energy For Load | 17910 | 15663 | 16289 | 15519 | 17674 | 20045 | 21925 | 22084 | 18590 | 16616 | 15920 | 17523
1997 | US | SERC | VACAR | - | GWh | Prior Year Actual - Net Energy for Load | 23909 | 21534 | 21411 | 18376 | 20745 | 22973 | 24650 | 24131 | 20427 | 19281 | 21026 | 21938
1997 | US | SERC | VACAR | - | GWh | Reporting Year Forecast - Net Energy For Load | 23913 | 21065 | 20742 | 18880 | 20228 | 21503 | 25870 | 25217 | 21246 | 20059 | 20047 | 22853
1997 | US | SERC | VACAR | - | GWh | Year 1 Forecast - Net Energy For Load | 24638 | 21719 | 21389 | 19487 | 20805 | 23648 | 26592 | 25899 | 21845 | 20649 | 20606 | 23477
1997 | US | SPP | - | - | GWh | Prior Year Actual - Net Energy for Load | 25251 | 22752 | 23726 | 21922 | 26544 | 28469 | 31473 | 30445 | 25314 | 23288 | 22804 | 24703
1997 | US | SPP | - | - | GWh | Reporting Year Forecast - Net Energy For Load | 25211 | 22227 | 23018 | 22239 | 24629 | 28165 | 31539 | 31141 | 25931 | 23396 | 22864 | 24912
1997 | US | SPP | - | - | GWh | Year 1 Forecast - Net Energy For Load | 25606 | 22589 | 23364 | 22591 | 24906 | 28311 | 31788 | 31298 | 26106 | 23555 | 23057 | 25165
1997 | US | WECC | - | - | GWh | Prior Year Actual - Net Energy for Load | 52348 | 47784 | 48537 | 46755 | 49567 | 51263 | 57585 | 57410 | 50035 | 49686 | 48005 | 52675
1997 | US | WECC | - | - | GWh | Reporting Year Forecast - Net Energy For Load | 53918 | 47813 | 50035 | 48083 | 50022 | 51620 | 56303 | 56914 | 52324 | 50643 | 50271 | 54219
1997 | US | WECC | - | - | GWh | Year 1 Forecast - Net Energy For Load | 55078 | 48651 | 50612 | 48829 | 50806 | 52597 | 57301 | 57947 | 53115 | 51577 | 51196 | 55127
1997 | US | WECC | AZN | - | GWh | Prior Year Actual - Net Energy for Load | 6067 | 5444 | 5836 | 5914 | 6925 | 7532 | 8440 | 8292 | 6792 | 6314 | 5438 | 6253
1997 | US | WECC | AZN | - | GWh | Reporting Year Forecast - Net Energy For Load | 6458 | 5896 | 5929 | 5864 | 6449 | 7007 | 7797 | 7812 | 7253 | 6347 | 6086 | 6563
1997 | US | WECC | AZN | - | GWh | Year 1 Forecast - Net Energy For Load | 6654 | 6072 | 6078 | 6033 | 6603 | 7250 | 8034 | 8051 | 7468 | 6515 | 6257 | 6746
1997 | US | WECC | CNV | - | GWh | Prior Year Actual - Net Energy for Load | 20220 | 18652 | 19377 | 20063 | 21278 | 22359 | 25542 | 26119 | 22511 | 21409 | 19654 | 20789
1997 | US | WECC | CNV | - | GWh | Reporting Year Forecast - Net Energy For Load | 21021 | 18775 | 20169 | 20111 | 21260 | 22659 | 25092 | 25849 | 23197 | 21477 | 20250 | 21329
1997 | US | WECC | CNV | - | GWh | Year 1 Forecast - Net Energy For Load | 21468 | 19098 | 20154 | 20295 | 21497 | 23027 | 25493 | 26264 | 23553 | 21878 | 20575 | 21585
1997 | US | WECC | NWPP | - | GWh | Prior Year Actual - Net Energy for Load | 22214 | 20211 | 19706 | 17428 | 17895 | 17826 | 19538 | 19014 | 17284 | 18390 | 19295 | 21707
1997 | US | WECC | NWPP | - | GWh | Reporting Year Forecast - Net Energy For Load | 22332 | 19525 | 20174 | 18598 | 18738 | 18329 | 19363 | 19203 | 18256 | 19114 | 20082 | 22161
1997 | US | WECC | NWPP | - | GWh | Year 1 Forecast - Net Energy For Load | 22739 | 19767 | 20516 | 18894 | 19042 | 18606 | 19631 | 19487 | 18391 | 19395 | 20420 | 22532
1997 | US | WECC | RMPA | - | GWh | Prior Year Actual - Net Energy for Load | 3847 | 3477 | 3618 | 3350 | 3469 | 3546 | 4065 | 3985 | 3448 | 3573 | 3618 | 3926
1997 | US | WECC | RMPA | - | GWh | Reporting Year Forecast - Net Energy For Load | 4107 | 3617 | 3763 | 3510 | 3575 | 3625 | 4051 | 4050 | 3618 | 3705 | 3853 | 4166
1997 | US | WECC | RMPA | - | GWh | Year 1 Forecast - Net Energy For Load | 4217 | 3714 | 3864 | 3607 | 3664 | 3714 | 4143 | 4145 | 3703 | 3789 | 3944 | 4264
1998 | CA | MRO | - | - | GWh | Prior Year Actual - Net Energy for Load | 3861 | 3271 | 3379 | 2998 | 2838 | 2712 | 2792 | 2833 | 2743 | 3090 | 3377 | 3622
1998 | CA | MRO | - | - | GWh | Reporting Year Forecast - Net Energy For Load | 3735 | 3257 | 3286 | 2836 | 2732 | 2620 | 2653 | 2726 | 2676 | 3019 | 3310 | 3758
1998 | CA | MRO | - | - | GWh | Year 1 Forecast - Net Energy For Load | 3791 | 3311 | 3341 | 2889 | 2782 | 2669 | 2704 | 2778 | 2726 | 3074 | 3368 | 3821
1998 | CA | NPCC | - | - | GWh | Prior Year Actual - Net Energy for Load | 34384 | 29609 | 30825 | 26480 | 25140 | 23611 | 24569 | 24363 | 23599 | 26175 | 28598 | 31833
1998 | CA | NPCC | - | - | GWh | Reporting Year Forecast - Net Energy For Load | 34479 | 30327 | 30700 | 26596 | 24765 | 23802 | 24724 | 25313 | 23960 | 26193 | 28945 | 32734
1998 | CA | NPCC | - | - | GWh | Year 1 Forecast - Net Energy For Load | 35326 | 30805 | 31121 | 27266 | 25117 | 24103 | 25063 | 25667 | 24314 | 26691 | 29436 | 33366
1998 | CA | NPCC | Maritimes | Maritimes | GWh | Prior Year Actual - Net Energy for Load | 2689 | 2369 | 2484 | 2164 | 1992 | 1769 | 1780 | 1779 | 1804 | 2072 | 2259 | 2542
1998 | CA | NPCC | Maritimes | Maritimes | GWh | Reporting Year Forecast - Net Energy For Load | 2679 | 2433 | 2513 | 2177 | 2024 | 1799 | 1813 | 1837 | 1851 | 2046 | 2244 | 2619
1998 | CA | NPCC | Maritimes | Maritimes | GWh | Year 1 Forecast - Net Energy For Load | 2853 | 2549 | 2575 | 2237 | 2080 | 1850 | 1864 | 1888 | 1903 | 2121 | 2305 | 2690
1998 | CA | NPCC | Ontario | Ontario | GWh | Prior Year Actual - Net Energy for Load | 13306 | 11566 | 12213 | 10979 | 10675 | 10906 | 11541 | 11203 | 10605 | 11222 | 11729 | 12424
1998 | CA | NPCC | Ontario | Ontario | GWh | Reporting Year Forecast - Net Energy For Load | 13436 | 12099 | 12282 | 11029 | 10842 | 10854 | 11583 | 11884 | 10932 | 11408 | 11677 | 12840
1998 | CA | NPCC | Ontario | Ontario | GWh | Year 1 Forecast - Net Energy For Load | 13606 | 12253 | 12446 | 11181 | 10994 | 10974 | 11707 | 12014 | 11052 | 11564 | 11834 | 12993
1998 | CA | NPCC | Quebec | Quebec | GWh | Prior Year Actual - Net Energy for Load | 18389 | 15674 | 16128 | 13337 | 12473 | 10936 | 11248 | 11381 | 11190 | 12881 | 14610 | 16867
1998 | CA | NPCC | Quebec | Quebec | GWh | Reporting Year Forecast - Net Energy For Load | 18364 | 15795 | 15905 | 13390 | 11899 | 11149 | 11328 | 11592 | 11177 | 12739 | 15024 | 17275
1998 | CA | NPCC | Quebec | Quebec | GWh | Year 1 Forecast - Net Energy For Load | 18867 | 16003 | 16100 | 13848 | 12043 | 11279 | 11492 | 11765 | 11359 | 13006 | 15297 | 17683
1998 | CA | WECC | - | - | GWh | Prior Year Actual - Net Energy for Load | 10127 | 8836 | 9542 | 8622 | 8538 | 8220 | 8544 | 8511 | 8269 | 8970 | 9138 | 9870
1998 | CA | WECC | - | - | GWh | Reporting Year Forecast - Net Energy For Load | 9979 | 8817 | 9334 | 8600 | 8545 | 8309 | 8652 | 8711 | 8435 | 9156 | 9599 | 10222
1998 | CA | WECC | - | - | GWh | Year 1 Forecast - Net Energy For Load | 10298 | 9253 | 9657 | 8788 | 8734 | 8491 | 8846 | 8907 | 8624 | 9366 | 9833 | 10472
1998 | MX | WECC | CA-MX | - | GWh | Prior Year Actual - Net Energy for Load | 463 | 424 | 474 | 494 | 598 | 596 | 702 | 763 | 705 | 588 | 497 | 494
1998 | MX | WECC | CA-MX | - | GWh | Reporting Year Forecast - Net Energy For Load | 519 | 476 | 522 | 519 | 624 | 700 | 813 | 805 | 736 | 657 | 545 | 547
1998 | MX | WECC | CA-MX | - | GWh | Year 1 Forecast - Net Energy For Load | 556 | 509 | 559 | 556 | 668 | 750 | 870 | 862 | 789 | 703 | 584 | 586
1998 | US | ECAR | - | - | GWh | Prior Year Actual - Net Energy for Load | 48506 | 41042 | 42713 | 40124 | 39960 | 43403 | 48414 | 45512 | 41699 | 43116 | 43288 | 46637
1998 | US | ECAR | - | - | GWh | Reporting Year Forecast - Net Energy For Load | 48831 | 44493 | 45276 | 41522 | 42258 | 44763 | 48579 | 48619 | 43407 | 42973 | 43619 | 47447
1998 | US | ECAR | - | - | GWh | Year 1 Forecast - Net Energy For Load | 49812 | 45409 | 46205 | 42371 | 43074 | 45669 | 49611 | 49665 | 44356 | 43907 | 44587 | 48133
1998 | US | TRE | - | ERCOT | GWh | Prior Year Actual - Net Energy for Load | 20640 | 17358 | 17695 | 17251 | 19791 | 23023 | 27308 | 26592 | 24198 | 19092 | 18019 | 19928
1998 | US | TRE | - | ERCOT | GWh | Reporting Year Forecast - Net Energy For Load | 20676 | 18168 | 18813 | 18309 | 21086 | 24479 | 26916 | 26896 | 22351 | 19770 | 18388 | 19915
1998 | US | TRE | - | ERCOT | GWh | Year 1 Forecast - Net Energy For Load | 21080 | 18515 | 19278 | 18735 | 21485 | 25023 | 27506 | 27575 | 22914 | 20270 | 18978 | 20298
1998 | US | FRCC | - | FRCC | GWh | Prior Year Actual - Net Energy for Load | 13331 | 11684 | 13496 | 12871 | 14916 | 16298 | 17486 | 17960 | 16778 | 14548 | 12579 | 13610
1998 | US | FRCC | - | FRCC | GWh | Reporting Year Forecast - Net Energy For Load | 14013 | 13155 | 13393 | 13472 | 15554 | 16781 | 17987 | 18081 | 17056 | 15089 | 13588 | 14097
1998 | US | FRCC | - | FRCC | GWh | Year 1 Forecast - Net Energy For Load | 14503 | 13623 | 13855 | 13851 | 16117 | 17320 | 18586 | 18711 | 17634 | 15570 | 13930 | 14637
1998 | US | MAAC | - | - | GWh | Prior Year Actual - Net Energy for Load | 22707 | 19032 | 20000 | 18139 | 17996 | 20857 | 23973 | 22365 | 19336 | 19239 | 19491 | 21446
1998 | US | MAAC | - | - | GWh | Reporting Year Forecast - Net Energy For Load | 23154 | 20717 | 20808 | 18489 | 18764 | 20684 | 23365 | 23166 | 19988 | 19120 | 19715 | 22194
1998 | US | MAAC | - | - | GWh | Year 1 Forecast - Net Energy For Load | 23452 | 21301 | 21325 | 18676 | 19003 | 20919 | 23664 | 23571 | 20150 | 19356 | 19849 | 22690
1998 | US | MAIN | - | - | GWh | Prior Year Actual - Net Energy for Load | 21382 | 18314 | 19048 | 18061 | 18059 | 20145 | 22519 | 20915 | 19036 | 19480 | 18820 | 20364
1998 | US | MAIN | - | - | GWh | Reporting Year Forecast - Net Energy For Load | 20989 | 19366 | 19224 | 17654 | 18260 | 19919 | 21385 | 22534 | 18929 | 18724 | 18872 | 20396
1998 | US | MAIN | - | - | GWh | Year 1 Forecast - Net Energy For Load | 21319 | 19630 | 19362 | 17834 | 18519 | 20243 | 21715 | 22854 | 19224 | 18929 | 19179 | 20765
1998 | US | MRO | - | - | GWh | Prior Year Actual - Net Energy for Load | 13783 | 12052 | 12206 | 11233 | 11294 | 12419 | 14253 | 13724 | 11997 | 12510 | 12601 | 13589
1998 | US | MRO | - | - | GWh | Reporting Year Forecast - Net Energy For Load | 14076 | 12651 | 12650 | 11434 | 11609 | 12704 | 14483 | 14138 | 12270 | 12505 | 12874 | 14052
1998 | US | MRO | - | - | GWh | Year 1 Forecast - Net Energy For Load | 14345 | 12928 | 12954 | 11649 | 11831 | 12996 | 14723 | 14456 | 12478 | 12753 | 13185 | 14359
1998 | US | NPCC | - | - | GWh | Prior Year Actual - Net Energy for Load | 23964 | 20559 | 22163 | 20128 | 20060 | 22225 | 24543 | 23590 | 21267 | 21302 | 21325 | 23338
1998 | US | NPCC | - | - | GWh | Reporting Year Forecast - Net Energy For Load | 23394 | 21449 | 22585 | 19901 | 20858 | 22767 | 25038 | 25353 | 21633 | 21027 | 21495 | 24020
1998 | US | NPCC | - | - | GWh | Year 1 Forecast - Net Energy For Load | 24794 | 22005 | 23177 | 20424 | 20731 | 22626 | 24874 | 25192 | 21513 | 20915 | 21360 | 23876
1998 | US | NPCC | New England | New England | GWh | Prior Year Actual - Net Energy for Load | 10689 | 9115 | 9826 | 8829 | 8733 | 9547 | 10434 | 10076 | 9179 | 9310 | 9445 | 10399
1998 | US | NPCC | New England | New England | GWh | Reporting Year Forecast - Net Energy For Load | 10287 | 9822 | 10214 | 8941 | 8956 | 9634 | 10460 | 10758 | 9364 | 9321 | 9449 | 10873
1998 | US | NPCC | New England | New England | GWh | Year 1 Forecast - Net Energy For Load | 11229 | 9973 | 10369 | 9083 | 9100 | 9793 | 10629 | 10932 | 9524 | 9479 | 9606 | 11050
1998 | US | NPCC | New York | New York | GWh | Prior Year Actual - Net Energy for Load | 13275 | 11444 | 12337 | 11299 | 11327 | 12678 | 14109 | 13514 | 12088 | 11992 | 11880 | 12939
1998 | US | NPCC | New York | New York | GWh | Reporting Year Forecast - Net Energy For Load | 13107 | 11627 | 12371 | 10960 | 11902 | 13133 | 14578 | 14595 | 12269 | 11706 | 12046 | 13147
1998 | US | NPCC | New York | New York | GWh | Year 1 Forecast - Net Energy For Load | 13565 | 12032 | 12808 | 11341 | 11631 | 12833 | 14245 | 14260 | 11989 | 11436 | 11754 | 12826
1998 | US | SERC | - | - | GWh | Prior Year Actual - Net Energy for Load | 64321 | 54181 | 54475 | 52267 | 55825 | 62278 | 74284 | 71501 | 63030 | 58131 | 56861 | 63087
1998 | US | SERC | - | - | GWh | Reporting Year Forecast - Net Energy For Load | 66287 | 58159 | 58235 | 54024 | 59380 | 67790 | 75077 | 74187 | 62748 | 57886 | 56892 | 63472
1998 | US | SERC | - | - | GWh | Year 1 Forecast - Net Energy For Load | 67793 | 59471 | 59713 | 55394 | 60752 | 69363 | 77015 | 76141 | 63998 | 58997 | 58184 | 62805
1998 | US | SERC | Central | - | GWh | Prior Year Actual - Net Energy for Load | 13664 | 11276 | 11054 | 10631 | 10846 | 12117 | 14575 | 13777 | 12013 | 11483 | 11664 | 13012
1998 | US | SERC | Central | - | GWh | Reporting Year Forecast - Net Energy For Load | 14127 | 12511 | 12352 | 11139 | 11766 | 13263 | 14532 | 14456 | 12386 | 11726 | 11804 | 13401
1998 | US | SERC | Central | - | GWh | Year 1 Forecast - Net Energy For Load | 14478 | 12829 | 12682 | 11452 | 12108 | 13659 | 14979 | 14915 | 12791 | 12055 | 12135 | 13778
1998 | US | SERC | Delta | - | GWh | Prior Year Actual - Net Energy for Load | 11060 | 9401 | 9887 | 9400 | 10533 | 11715 | 13545 | 13214 | 11935 | 10660 | 9720 | 10666
1998 | US | SERC | Delta | - | GWh | Reporting Year Forecast - Net Energy For Load | 10397 | 9033 | 9473 | 9410 | 10410 | 11906 | 12797 | 12835 | 11027 | 10025 | 9571 | 10390
1998 | US | SERC | Delta | - | GWh | Year 1 Forecast - Net Energy For Load | 10512 | 9203 | 9500 | 9411 | 10408 | 11963 | 12894 | 12776 | 10942 | 9927 | 9475 | 8170
1998 | US | SERC | Southeastern | - | GWh | Prior Year Actual - Net Energy for Load | 16038 | 13743 | 14057 | 13620 | 15185 | 16681 | 20280 | 19573 | 17639 | 15617 | 14809 | 16375
1998 | US | SERC | Southeastern | - | GWh | Reporting Year Forecast - Net Energy For Load | 17277 | 15101 | 15446 | 14782 | 16943 | 19390 | 21302 | 21168 | 17850 | 15892 | 15168 | 16689
1998 | US | SERC | Southeastern | - | GWh | Year 1 Forecast - Net Energy For Load | 17613 | 15403 | 15835 | 15066 | 17271 | 19902 | 21817 | 21897 | 18172 | 16201 | 15486 | 16975
1998 | US | SERC | VACAR | - | GWh | Prior Year Actual - Net Energy for Load | 23559 | 19761 | 19477 | 18616 | 19261 | 21765 | 25884 | 24937 | 21443 | 20371 | 20668 | 23034
1998 | US | SERC | VACAR | - | GWh | Reporting Year Forecast - Net Energy For Load | 24486 | 21514 | 20964 | 18693 | 20261 | 23231 | 26446 | 25728 | 21485 | 20243 | 20349 | 22992
1998 | US | SERC | VACAR | - | GWh | Year 1 Forecast - Net Energy For Load | 25190 | 22036 | 21696 | 19465 | 20965 | 23839 | 27325 | 26553 | 22093 | 20814 | 21088 | 23882
1998 | US | SPP | - | - | GWh | Prior Year Actual - Net Energy for Load | 14740 | 12481 | 12825 | 12515 | 13249 | 15551 | 19146 | 17846 | 15814 | 14217 | 13116 | 14519
1998 | US | SPP | - | - | GWh | Reporting Year Forecast - Net Energy For Load | 14780 | 12885 | 13471 | 12881 | 13879 | 16263 | 19033 | 18270 | 15175 | 13615 | 13365 | 14754
1998 | US | SPP | - | - | GWh | Year 1 Forecast - Net Energy For Load | 15065 | 13155 | 13715 | 12998 | 13973 | 16216 | 19132 | 18584 | 15644 | 13919 | 13515 | 14947
1998 | US | WECC | - | - | GWh | Prior Year Actual - Net Energy for Load | 52662 | 46217 | 49224 | 48205 | 51942 | 51467 | 56759 | 57172 | 53217 | 51351 | 48845 | 53568
1998 | US | WECC | - | - | GWh | Reporting Year Forecast - Net Energy For Load | 55107 | 48721 | 50805 | 49168 | 51274 | 53079 | 58083 | 58820 | 53269 | 51577 | 51419 | 55434
1998 | US | WECC | - | - | GWh | Year 1 Forecast - Net Energy For Load | 56436 | 49962 | 52060 | 50369 | 52487 | 54373 | 59393 | 60154 | 54454 | 52681 | 52535 | 56568
1998 | US | WECC | AZN | - | GWh | Prior Year Actual - Net Energy for Load | 7507 | 6737 | 7155 | 7115 | 8750 | 8983 | 9995 | 10364 | 9221 | 7609 | 7045 | 8050
1998 | US | WECC | AZN | - | GWh | Reporting Year Forecast - Net Energy For Load | 7832 | 6924 | 7145 | 7148 | 8204 | 9035 | 10109 | 10186 | 8815 | 7560 | 7293 | 7992
1998 | US | WECC | AZN | - | GWh | Year 1 Forecast - Net Energy For Load | 8151 | 7207 | 7416 | 7454 | 8510 | 9417 | 10497 | 10564 | 9152 | 7854 | 7584 | 8304
1998 | US | WECC | CNV | - | GWh | Prior Year Actual - Net Energy for Load | 19412 | 17019 | 18856 | 19685 | 21606 | 21166 | 23503 | 24003 | 23208 | 21802 | 19519 | 20356
1998 | US | WECC | CNV | - | GWh | Reporting Year Forecast - Net Energy For Load | 20282 | 18342 | 19355 | 19492 | 20380 | 21611 | 23850 | 24605 | 22301 | 20749 | 19512 | 20264
1998 | US | WECC | CNV | - | GWh | Year 1 Forecast - Net Energy For Load | 20572 | 18629 | 19683 | 19797 | 20701 | 21955 | 24221 | 25021 | 22632 | 21049 | 19842 | 20560
1998 | US | WECC | NWPP | - | GWh | Prior Year Actual - Net Energy for Load | 21639 | 18679 | 19348 | 17711 | 17836 | 17547 | 18950 | 18686 | 16990 | 18173 | 18395 | 20930
1998 | US | WECC | NWPP | - | GWh | Reporting Year Forecast - Net Energy For Load | 22721 | 19694 | 20370 | 18845 | 18927 | 18583 | 19846 | 19666 | 18318 | 19441 | 20654 | 22855
1998 | US | WECC | NWPP | - | GWh | Year 1 Forecast - Net Energy For Load | 23326 | 20229 | 20924 | 19337 | 19425 | 19053 | 20301 | 20110 | 18736 | 19869 | 21045 | 23276
1998 | US | WECC | RMPA | - | GWh | Prior Year Actual - Net Energy for Load | 4104 | 3782 | 3865 | 3694 | 3750 | 3771 | 4311 | 4119 | 3798 | 3767 | 3886 | 4232
1998 | US | WECC | RMPA | - | GWh | Reporting Year Forecast - Net Energy For Load | 4272 | 3761 | 3935 | 3683 | 3763 | 3850 | 4278 | 4363 | 3835 | 3827 | 3960 | 4323
1998 | US | WECC | RMPA | - | GWh | Year 1 Forecast - Net Energy For Load | 4387 | 3897 | 4037 | 3781 | 3851 | 3948 | 4374 | 4459 | 3934 | 3909 | 4064 | 4428
1999 | CA | MRO | - | - | GWh | Prior Year Actual - Net Energy for Load | 3900 | 3192 | 3449 | 2947 | 2971 | 2888 | 2982 | 3056 | 2755 | 2954 | 3240 | 3741
1999 | CA | MRO | - | - | GWh | Reporting Year Forecast - Net Energy For Load | 3874 | 3286 | 3321 | 2864 | 2715 | 2663 | 2733 | 2803 | 2740 | 3086 | 3376 | 3842
1999 | CA | MRO | - | - | GWh | Year 1 Forecast - Net Energy For Load | 3885 | 3294 | 3330 | 2913 | 2768 | 2712 | 2772 | 2852 | 2795 | 3147 | 3436 | 3908
1999 | CA | NPCC | - | - | GWh | Prior Year Actual - Net Energy for Load | 31926 | 28437 | 30331 | 25578 | 24706 | 24703 | 25076 | 25658 | 24057 | 25500 | 27998 | 31157
1999 | CA | NPCC | - | - | GWh | Reporting Year Forecast - Net Energy For Load | 34614 | 30309 | 31036 | 26908 | 25235 | 24172 | 25251 | 25406 | 24431 | 26271 | 28625 | 33177
1999 | CA | NPCC | - | - | GWh | Year 1 Forecast - Net Energy For Load | 34632 | 31565 | 31105 | 27104 | 25687 | 24554 | 25808 | 26000 | 24775 | 26817 | 29182 | 33565
1999 | CA | NPCC | Maritimes | Maritimes | GWh | Prior Year Actual - Net Energy for Load | 2641 | 2281 | 2394 | 2076 | 1929 | 1877 | 1886 | 1862 | 1868 | 2129 | 2301 | 2569
1999 | CA | NPCC | Maritimes | Maritimes | GWh | Reporting Year Forecast - Net Energy For Load | 2749 | 2326 | 2462 | 2181 | 2056 | 1873 | 1906 | 1930 | 1952 | 2139 | 2321 | 2660
1999 | CA | NPCC | Maritimes | Maritimes | GWh | Year 1 Forecast - Net Energy For Load | 2826 | 2551 | 2496 | 2208 | 2074 | 1903 | 1938 | 1953 | 1971 | 2189 | 2348 | 2691
1999 | CA | NPCC | Ontario | Ontario | GWh | Prior Year Actual - Net Energy for Load | 12813 | 11356 | 12208 | 10716 | 11075 | 11542 | 11900 | 12271 | 11134 | 11048 | 11634 | 12370
1999 | CA | NPCC | Ontario | Ontario | GWh | Reporting Year Forecast - Net Energy For Load | 13363 | 12023 | 12581 | 11293 | 11181 | 11164 | 11792 | 11953 | 11137 | 11440 | 11818 | 13038
1999 | CA | NPCC | Ontario | Ontario | GWh | Year 1 Forecast - Net Energy For Load | 13439 | 12479 | 12646 | 11389 | 11280 | 11350 | 11998 | 12161 | 11247 | 11539 | 11894 | 13118
1999 | CA | NPCC | Quebec | Quebec | GWh | Prior Year Actual - Net Energy for Load | 16472 | 14800 | 15729 | 12786 | 11702 | 11284 | 11290 | 11525 | 11055 | 12323 | 14063 | 16218
1999 | CA | NPCC | Quebec | Quebec | GWh | Reporting Year Forecast - Net Energy For Load | 18502 | 15960 | 15993 | 13434 | 11998 | 11135 | 11553 | 11523 | 11342 | 12692 | 14486 | 17479
1999 | CA | NPCC | Quebec | Quebec | GWh | Year 1 Forecast - Net Energy For Load | 18367 | 16535 | 15963 | 13507 | 12333 | 11301 | 11872 | 11886 | 11557 | 13089 | 14940 | 17756
1999 | CA | WECC | - | - | GWh | Prior Year Actual - Net Energy for Load | 10195 | 8661 | 9339 | 8608 | 8661 | 8524 | 9012 | 9074 | 8681 | 9238 | 9551 | 10546
1999 | CA | WECC | - | - | GWh | Reporting Year Forecast - Net Energy For Load | 10516 | 9463 | 9965 | 9083 | 9044 | 8800 | 9173 | 9219 | 8931 | 9674 | 10144 | 10792
1999 | CA | WECC | - | - | GWh | Year 1 Forecast - Net Energy For Load | 10846 | 9932 | 10263 | 9281 | 9243 | 8994 | 9375 | 9423 | 9131 | 9888 | 10349 | 11022
1999 | MX | WECC | CA-MX | - | GWh | Prior Year Actual - Net Energy for Load | 494 | 459 | 517 | 511 | 528 | 609 | 788 | 812 | 703 | 573 | 505 | 512
1999 | MX | WECC | CA-MX | - | GWh | Reporting Year Forecast - Net Energy For Load | 520 | 526 | 591 | 616 | 662 | 713 | 838 | 892 | 823 | 737 | 604 | 599
1999 | MX | WECC | CA-MX | - | GWh | Year 1 Forecast - Net Energy For Load | 616 | 580 | 650 | 658 | 740 | 796 | 947 | 998 | 881 | 783 | 647 | 646
1999 | US | ECAR | - | - | GWh | Prior Year Actual - Net Energy for Load | 46154 | 41644 | 45237 | 40357 | 43587 | 46173 | 49135 | 50081 | 45049 | 41799 | 40714 | 45085
1999 | US | ECAR | - | - | GWh | Reporting Year Forecast - Net Energy For Load | 48629 | 44247 | 45418 | 41429 | 42600 | 45285 | 49018 | 49150 | 43958 | 43311 | 43752 | 47479
1999 | US | ECAR | - | - | GWh | Year 1 Forecast - Net Energy For Load | 49375 | 44740 | 45845 | 41774 | 42987 | 45932 | 49870 | 49883 | 44313 | 43777 | 44498 | 48394
1999 | US | TRE | - | ERCOT | GWh | Prior Year Actual - Net Energy for Load | 19265 | 16935 | 18990 | 17890 | 23859 | 27465 | 30290 | 28575 | 25672 | 20824 | 17764 | 20441
1999 | US | TRE | - | ERCOT | GWh | Reporting Year Forecast - Net Energy For Load | 21425 | 18943 | 19724 | 19116 | 21949 | 25639 | 28323 | 28418 | 23868 | 20887 | 19414 | 20709
1999 | US | TRE | - | ERCOT | GWh | Year 1 Forecast - Net Energy For Load | 21699 | 19445 | 19755 | 18928 | 22389 | 26000 | 28796 | 28957 | 24270 | 21171 | 19621 | 21038
1999 | US | FRCC | - | FRCC | GWh | Prior Year Actual - Net Energy for Load | 13160 | 12117 | 13361 | 13733 | 16198 | 19715 | 18951 | 19365 | 17647 | 16424 | 13969 | 13744
1999 | US | FRCC | - | FRCC | GWh | Reporting Year Forecast - Net Energy For Load | 14464 | 13016 | 13837 | 13713 | 15844 | 17564 | 18563 | 19023 | 17923 | 15314 | 13824 | 14305
1999 | US | FRCC | - | FRCC | GWh | Year 1 Forecast - Net Energy For Load | 14786 | 13330 | 14092 | 14019 | 16241 | 18006 | 19017 | 19491 | 18372 | 15715 | 14197 | 14665
1999 | US | MAAC | - | - | GWh | Prior Year Actual - Net Energy for Load | 21208 | 19062 | 20731 | 18115 | 19701 | 21256 | 24328 | 24529 | 21223 | 18772 | 18842 | 21039
1999 | US | MAAC | - | - | GWh | Reporting Year Forecast - Net Energy For Load | 23360 | 21163 | 21228 | 18681 | 18994 | 21304 | 23951 | 23853 | 20223 | 19487 | 20041 | 22682
1999 | US | MAAC | - | - | GWh | Year 1 Forecast - Net Energy For Load | 23885 | 21824 | 21461 | 18871 | 19293 | 21570 | 24212 | 24251 | 20516 | 19816 | 20343 | 22817
1999 | US | MAIN | - | - | GWh | Prior Year Actual - Net Energy for Load | 19411 | 16841 | 18691 | 16313 | 18854 | 21884 | 24077 | 24651 | 22387 | 20101 | 19410 | 21453
1999 | US | MAIN | - | - | GWh | Reporting Year Forecast - Net Energy For Load | 21675 | 19763 | 19610 | 18044 | 18616 | 20627 | 22155 | 23270 | 19519 | 19138 | 18933 | 20847
1999 | US | MAIN | - | - | GWh | Year 1 Forecast - Net Energy For Load | 21999 | 20026 | 19827 | 18235 | 18880 | 20854 | 22451 | 23554 | 19703 | 19365 | 19497 | 21170
1999 | US | MRO | - | - | GWh | Prior Year Actual - Net Energy for Load | 13719 | 11792 | 12802 | 11437 | 12059 | 12625 | 14913 | 14425 | 12832 | 12374 | 12513 | 13703
1999 | US | MRO | - | - | GWh | Reporting Year Forecast - Net Energy For Load | 14376 | 12742 | 12999 | 11810 | 12208 | 13158 | 14873 | 14739 | 12652 | 12824 | 13335 | 14258
1999 | US | MRO | - | - | GWh | Year 1 Forecast - Net Energy For Load | 14727 | 13233 | 13318 | 12027 | 12505 | 13475 | 15136 | 15079 | 12907 | 13155 | 13612 | 14490
1999 | US | NPCC | - | - | GWh | Prior Year Actual - Net Energy for Load | 22977 | 20596 | 22420 | 20135 | 21093 | 22359 | 25298 | 25522 | 22322 | 21217 | 21186 | 23184
1999 | US | NPCC | - | - | GWh | Reporting Year Forecast - Net Energy For Load | 24262 | 21585 | 22315 | 20137 | 21014 | 23161 | 25139 | 25046 | 21982 | 21106 | 21437 | 23669
1999 | US | NPCC | - | - | GWh | Year 1 Forecast - Net Energy For Load | 24693 | 21705 | 22575 | 20377 | 21275 | 23459 | 25454 | 25357 | 22260 | 21360 | 21699 | 23957
1999 | US | NPCC | New England | New England | GWh | Prior Year Actual - Net Energy for Load | 10287 | 9126 | 9896 | 8815 | 9145 | 9557 | 10819 | 10861 | 9526 | 9271 | 9309 | 10276
1999 | US | NPCC | New England | New England | GWh | Reporting Year Forecast - Net Energy For Load | 10857 | 9842 | 10232 | 8963 | 8980 | 9665 | 10493 | 10791 | 9399 | 9356 | 9483 | 10906
1999 | US | NPCC | New England | New England | GWh | Year 1 Forecast - Net Energy For Load | 11210 | 9957 | 10347 | 9069 | 9087 | 9789 | 10617 | 10919 | 9512 | 9457 | 9584 | 11022
1999 | US | NPCC | New York | New York | GWh | Prior Year Actual - Net Energy for Load | 12690 | 11470 | 12524 | 11320 | 11948 | 12802 | 14479 | 14661 | 12796 | 11946 | 11877 | 12908
1999 | US | NPCC | New York | New York | GWh | Reporting Year Forecast - Net Energy For Load | 13405 | 11743 | 12083 | 11174 | 12034 | 13496 | 14646 | 14255 | 12583 | 11750 | 11954 | 12763
1999 | US | NPCC | New York | New York | GWh | Year 1 Forecast - Net Energy For Load | 13483 | 11748 | 12228 | 11308 | 12188 | 13670 | 14837 | 14438 | 12748 | 11903 | 12115 | 12935
1999 | US | SERC | - | - | GWh | Prior Year Actual - Net Energy for Load | 60592 | 53752 | 58452 | 51083 | 62930 | 71890 | 76358 | 74429 | 66682 | 57192 | 53306 | 59872
1999 | US | SERC | - | - | GWh | Reporting Year Forecast - Net Energy For Load | 68582 | 61202 | 61007 | 57499 | 62632 | 71731 | 79505 | 78314 | 65446 | 61143 | 60659 | 66779
1999 | US | SERC | - | - | GWh | Year 1 Forecast - Net Energy For Load | 70540 | 62484 | 62389 | 58215 | 63553 | 73219 | 81073 | 80041 | 67661 | 61981 | 61750 | 68664
1999 | US | SERC | Central | - | GWh | Prior Year Actual - Net Energy for Load | 13094 | 11650 | 12544 | 10874 | 12623 | 14227 | 14680 | 14587 | 13271 | 11388 | 11168 | 12759
1999 | US | SERC | Central | - | GWh | Reporting Year Forecast - Net Energy For Load | 14486 | 12801 | 12570 | 11397 | 12088 | 13700 | 15018 | 14944 | 12775 | 11957 | 12000 | 13619
1999 | US | SERC | Central | - | GWh | Year 1 Forecast - Net Energy For Load | 14760 | 13094 | 12780 | 11577 | 12270 | 13906 | 15246 | 15164 | 12947 | 12146 | 12465 | 14310
1999 | US | SERC | Delta | - | GWh | Prior Year Actual - Net Energy for Load | 9346 | 8113 | 9223 | 8655 | 11142 | 12688 | 13488 | 13054 | 11591 | 9861 | 8520 | 9730
1999 | US | SERC | Delta | - | GWh | Reporting Year Forecast - Net Energy For Load | 11118 | 9578 | 9695 | 9876 | 11087 | 12728 | 14175 | 13776 | 11754 | 10340 | 9813 | 10538
1999 | US | SERC | Delta | - | GWh | Year 1 Forecast - Net Energy For Load | 10928 | 9591 | 9720 | 9731 | 10765 | 12665 | 14058 | 13660 | 11576 | 10084 | 9590 | 10345
1999 | US | SERC | Southeastern | - | GWh | Prior Year Actual - Net Energy for Load | 16031 | 14311 | 15641 | 14227 | 18093 | 20846 | 21780 | 21158 | 18721 | 16174 | 14362 | 15837
1999 | US | SERC | Southeastern | - | GWh | Reporting Year Forecast - Net Energy For Load | 18386 | 16365 | 16693 | 16348 | 18077 | 21084 | 22802 | 22822 | 18311 | 17735 | 17180 | 18405
1999 | US | SERC | Southeastern | - | GWh | Year 1 Forecast - Net Energy For Load | 18942 | 16609 | 17227 | 16563 | 18640 | 21869 | 23640 | 23820 | 19972 | 18153 | 17517 | 19182
1999 | US | SERC | VACAR | - | GWh | Prior Year Actual - Net Energy for Load | 22121 | 19678 | 21044 | 17327 | 21072 | 24129 | 26410 | 25630 | 23099 | 19769 | 19256 | 21546
1999 | US | SERC | VACAR | - | GWh | Reporting Year Forecast - Net Energy For Load | 24592 | 22458 | 22049 | 19878 | 21380 | 24219 | 27510 | 26772 | 22606 | 21111 | 21666 | 24217
1999 | US | SERC | VACAR | - | GWh | Year 1 Forecast - Net Energy For Load | 25910 | 23190 | 22662 | 20344 | 21878 | 24779 | 28129 | 27397 | 23166 | 21598 | 22178 | 24827
1999 | US | SPP | - | - | GWh | Prior Year Actual - Net Energy for Load | 14060 | 12307 | 13745 | 12483 | 15545 | 17938 | 20390 | 19448 | 17107 | 13402 | 12454 | 14223
1999 | US | SPP | - | - | GWh | Reporting Year Forecast - Net Energy For Load | 14985 | 13166 | 13835 | 13037 | 14679 | 17184 | 19725 | 19166 | 15739 | 13828 | 13612 | 15088
1999 | US | SPP | - | - | GWh | Year 1 Forecast - Net Energy For Load | 15494 | 13617 | 14280 | 13365 | 15029 | 17454 | 19697 | 19386 | 16067 | 14067 | 13743 | 15134
1999 | US | WECC | - | - | GWh | Prior Year Actual - Net Energy for Load | 53119 | 47495 | 49538 | 47520 | 48636 | 51051 | 59522 | 60473 | 53370 | 50397 | 49432 | 55238
1999 | US | WECC | - | - | GWh | Reporting Year Forecast - Net Energy For Load | 55517 | 49100 | 51871 | 49755 | 51687 | 53949 | 59434 | 61102 | 54720 | 52408 | 51837 | 57138
1999 | US | WECC | - | - | GWh | Year 1 Forecast - Net Energy For Load | 56609 | 49940 | 52128 | 50241 | 52321 | 54651 | 60194 | 61830 | 55228 | 52883 | 52288 | 57660
1999 | US | WECC | AZN | - | GWh | Prior Year Actual - Net Energy for Load | 7419 | 6778 | 7103 | 6799 | 7463 | 9111 | 10786 | 10470 | 9140 | 7545 | 7061 | 7688
1999 | US | WECC | AZN | - | GWh | Reporting Year Forecast - Net Energy For Load | 7809 | 6917 | 7130 | 7111 | 8042 | 9257 | 10383 | 10479 | 9008 | 7685 | 7254 | 7945
1999 | US | WECC | AZN | - | GWh | Year 1 Forecast - Net Energy For Load | 8034 | 7145 | 7331 | 7375 | 8325 | 9593 | 10739 | 10822 | 9298 | 7936 | 7486 | 8196
1999 | US | WECC | CNV | - | GWh | Prior Year Actual - Net Energy for Load | 19854 | 18281 | 18896 | 18950 | 19292 | 20147 | 24060 | 25773 | 22310 | 20342 | 19043 | 20607
1999 | US | WECC | CNV | - | GWh | Reporting Year Forecast - Net Energy For Load | 19931 | 17929 | 19682 | 19483 | 20319 | 21587 | 23872 | 24764 | 22505 | 20900 | 19712 | 20563
1999 | US | WECC | CNV | - | GWh | Year 1 Forecast - Net Energy For Load | 20521 | 18314 | 19549 | 19564 | 20469 | 21739 | 24063 | 24917 | 22535 | 20953 | 19732 | 20554
1999 | US | WECC | NWPP | - | GWh | Prior Year Actual - Net Energy for Load | 21574 | 18681 | 19596 | 18059 | 18110 | 17932 | 20345 | 19844 | 18049 | 18656 | 19342 | 22619
1999 | US | WECC | NWPP | - | GWh | Reporting Year Forecast - Net Energy For Load | 23390 | 20357 | 21022 | 19380 | 19475 | 19157 | 20805 | 21400 | 19273 | 19914 | 20807 | 24202
1999 | US | WECC | NWPP | - | GWh | Year 1 Forecast - Net Energy For Load | 23560 | 20488 | 21112 | 19428 | 19581 | 19275 | 20908 | 21520 | 19366 | 19989 | 20906 | 24374
1999 | US | WECC | RMPA | - | GWh | Prior Year Actual - Net Energy for Load | 4272 | 3755 | 3943 | 3712 | 3771 | 3861 | 4331 | 4386 | 3871 | 3854 | 3986 | 4324
1999 | US | WECC | RMPA | - | GWh | Reporting Year Forecast - Net Energy For Load | 4387 | 3897 | 4037 | 3781 | 3851 | 3948 | 4374 | 4459 | 3934 | 3909 | 4064 | 4428
1999 | US | WECC | RMPA | - | GWh | Year 1 Forecast - Net Energy For Load | 4494 | 3993 | 4136 | 3874 | 3946 | 4044 | 4484 | 4571 | 4029 | 4005 | 4164 | 4536
2000 | CA | MRO | - | - | GWh | Prior Year Actual - Net Energy for Load | 3840 | 3224 | 3272 | 2865 | 2816 | 2754 | 2803 | 2864 | 2791 | 3068 | 3158 | 3646
2000 | CA | MRO | - | - | GWh | Reporting Year Forecast - Net Energy For Load | 3881 | 3297 | 3324 | 2918 | 2814 | 2790 | 2847 | 2923 | 2747 | 3016 | 3340 | 3763
2000 | CA | MRO | - | - | GWh | Year 1 Forecast - Net Energy For Load | 3972 | 3377 | 3406 | 2990 | 2885 | 2860 | 2919 | 2997 | 2815 | 3092 | 3423 | 3857
2000 | CA | NPCC | - | - | GWh | Prior Year Actual - Net Energy for Load | 34517 | 29318 | 30744 | 26076 | 24918 | 25366 | 26657 | 25853 | 24956 | 26869 | 28230 | 32354
2000 | CA | NPCC | - | - | GWh | Reporting Year Forecast - Net Energy For Load | 34925 | 31779 | 31312 | 27027 | 25543 | 24781 | 26035 | 26114 | 24711 | 26739 | 29243 | 33717
2000 | CA | NPCC | - | - | GWh | Year 1 Forecast - Net Energy For Load | 35523 | 31330 | 31852 | 27582 | 26225 | 25377 | 26724 | 26790 | 25336 | 27293 | 29754 | 34260
2000 | CA | NPCC | Maritimes | Maritimes | GWh | Prior Year Actual - Net Energy for Load | 2749 | 2371 | 2446 | 2133 | 1958 | 1859 | 1950 | 1917 | 1869 | 2186 | 2283 | 2579
2000 | CA | NPCC | Maritimes | Maritimes | GWh | Reporting Year Forecast - Net Energy For Load | 2819 | 2581 | 2601 | 2265 | 2072 | 1863 | 1883 | 1893 | 1898 | 2126 | 2331 | 2726
2000 | CA | NPCC | Maritimes | Maritimes | GWh | Year 1 Forecast - Net Energy For Load | 2933 | 2661 | 2659 | 2319 | 2122 | 1908 | 1931 | 1940 | 1945 | 2175 | 2382 | 2783
2000 | CA | NPCC | Ontario | Ontario | GWh | Prior Year Actual - Net Energy for Load | 13450 | 11601 | 12493 | 10859 | 11027 | 12093 | 12909 | 12063 | 11506 | 11477 | 11732 | 12884
2000 | CA | NPCC | Ontario | Ontario | GWh | Reporting Year Forecast - Net Energy For Load | 13547 | 12610 | 12667 | 11322 | 11222 | 11612 | 12319 | 12322 | 11259 | 11521 | 11875 | 13098
2000 | CA | NPCC | Ontario | Ontario | GWh | Year 1 Forecast - Net Energy For Load | 13643 | 12250 | 12752 | 11422 | 11411 | 11806 | 12550 | 12553 | 11449 | 11623 | 11952 | 13188
2000 | CA | NPCC | Quebec | Quebec | GWh | Prior Year Actual - Net Energy for Load | 18318 | 15346 | 15805 | 13084 | 11933 | 11414 | 11798 | 11873 | 11581 | 13206 | 14215 | 16891
2000 | CA | NPCC | Quebec | Quebec | GWh | Reporting Year Forecast - Net Energy For Load | 18559 | 16588 | 16044 | 13440 | 12249 | 11306 | 11833 | 11899 | 11554 | 13092 | 15037 | 17893
2000 | CA | NPCC | Quebec | Quebec | GWh | Year 1 Forecast - Net Energy For Load | 18947 | 16419 | 16441 | 13841 | 12692 | 11663 | 12243 | 12297 | 11942 | 13495 | 15420 | 18289
2000 | CA | WECC | - | - | GWh | Prior Year Actual - Net Energy for Load | 10289 | 9111 | 9817 | 8929 | 8839 | 8521 | 8854 | 9015 | 8647 | 9310 | 9598 | 10291
2000 | CA | WECC | - | - | GWh | Reporting Year Forecast - Net Energy For Load | 10263 | 9465 | 9705 | 8810 | 8784 | 8563 | 8914 | 8991 | 8669 | 9123 | 9460 | 10152
2000 | CA | WECC | - | - | GWh | Year 1 Forecast - Net Energy For Load | 10284 | 9128 | 9690 | 8739 | 8711 | 8486 | 8850 | 8929 | 8604 | 9401 | 9769 | 10480
2000 | MX | WECC | CA-MX | - | GWh | Prior Year Actual - Net Energy for Load | 510 | 478 | 537 | 539 | 612 | 699 | 832 | 841 | 764 | 699 | 607 | 588
2000 | MX | WECC | CA-MX | - | GWh | Reporting Year Forecast - Net Energy For Load | 607 | 581 | 651 | 642 | 738 | 794 | 945 | 1002 | 888 | 786 | 642 | 641
2000 | MX | WECC | CA-MX | - | GWh | Year 1 Forecast - Net Energy For Load | 642 | 598 | 677 | 682 | 810 | 837 | 1003 | 1051 | 932 | 828 | 685 | 678
2000 | US | ECAR | - | - | GWh | Prior Year Actual - Net Energy for Load | 48217 | 42390 | 45958 | 40588 | 42216 | 48003 | 54454 | 48913 | 44198 | 42659 | 42655 | 47595
2000 | US | ECAR | - | - | GWh | Reporting Year Forecast - Net Energy For Load | 49056 | 44616 | 45962 | 41695 | 42789 | 46212 | 50260 | 50111 | 44807 | 43736 | 44068 | 48159
2000 | US | ECAR | - | - | GWh | Year 1 Forecast - Net Energy For Load | 50142 | 45662 | 47099 | 42776 | 43895 | 47092 | 51478 | 51181 | 45742 | 44524 | 44840 | 49116
2000 | US | TRE | - | ERCOT | GWh | Prior Year Actual - Net Energy for Load | 20141 | 17136 | 18718 | 19934 | 22559 | 25574 | 28176 | 31010 | 24964 | 21296 | 18652 | 20462
2000 | US | TRE | - | ERCOT | GWh | Reporting Year Forecast - Net Energy For Load | 21902 | 19770 | 20313 | 19330 | 22511 | 26431 | 28975 | 29151 | 24295 | 21142 | 19718 | 21364
2000 | US | TRE | - | ERCOT | GWh | Year 1 Forecast - Net Energy For Load | 22540 | 20346 | 20905 | 19893 | 23167 | 27201 | 29820 | 30001 | 25003 | 21758 | 20292 | 21987
2000 | US | FRCC | - | FRCC | GWh | Prior Year Actual - Net Energy for Load | 14004 | 12376 | 13196 | 15166 | 15900 | 17115 | 19162 | 19874 | 17895 | 16019 | 13701 | 14190
2000 | US | FRCC | - | FRCC | GWh | Reporting Year Forecast - Net Energy For Load | 14996 | 13684 | 14408 | 14356 | 16486 | 18382 | 19327 | 19975 | 18715 | 16215 | 14509 | 15018
2000 | US | FRCC | - | FRCC | GWh | Year 1 Forecast - Net Energy For Load | 15353 | 13924 | 14713 | 14625 | 16810 | 18719 | 19789 | 20377 | 19097 | 16588 | 14871 | 15366
2000 | US | MAAC | - | - | GWh | Prior Year Actual - Net Energy for Load | 22524 | 19632 | 21110 | 18121 | 18969 | 22355 | 27156 | 24522 | 20635 | 19299 | 19267 | 22151
2000 | US | MAAC | - | - | GWh | Reporting Year Forecast - Net Energy For Load | 23364 | 21526 | 21411 | 19449 | 19264 | 21433 | 24602 | 24174 | 21182 | 19794 | 20054 | 22352
2000 | US | MAAC | - | - | GWh | Year 1 Forecast - Net Energy For Load | 23735 | 21616 | 21815 | 19825 | 19641 | 21779 | 24789 | 24470 | 21446 | 20087 | 20337 | 22717
2000 | US | MAIN | - | - | GWh | Prior Year Actual - Net Energy for Load | 21334 | 18590 | 19536 | 17890 | 18619 | 21515 | 25339 | 22375 | 19668 | 18688 | 18672 | 21052
2000 | US | MAIN | - | - | GWh | Reporting Year Forecast - Net Energy For Load | 22037 | 19808 | 19899 | 18304 | 19236 | 21149 | 23831 | 23601 | 20343 | 19367 | 19227 | 21508
2000 | US | MAIN | - | - | GWh | Year 1 Forecast - Net Energy For Load | 22464 | 20191 | 20244 | 18633 | 19611 | 21525 | 24268 | 24051 | 20694 | 19785 | 19671 | 21959
2000 | US | MRO | - | - | GWh | Prior Year Actual - Net Energy for Load | 13853 | 11794 | 12296 | 11196 | 11440 | 12576 | 15258 | 14001 | 12076 | 12235 | 12111 | 13514
2000 | US | MRO | - | - | GWh | Reporting Year Forecast - Net Energy For Load | 14772 | 13258 | 13378 | 12034 | 12412 | 13367 | 15296 | 15083 | 12973 | 13139 | 13562 | 14618
2000 | US | MRO | - | - | GWh | Year 1 Forecast - Net Energy For Load | 15075 | 13373 | 13636 | 12366 | 12585 | 13679 | 15630 | 15380 | 13315 | 13493 | 13857 | 14901
2000 | US | NPCC | - | - | GWh | Prior Year Actual - Net Energy for Load | 24262 | 21181 | 22902 | 20220 | 21012 | 24371 | 27943 | 25761 | 23173 | 21891 | 21225 | 23961
2000 | US | NPCC | - | - | GWh | Reporting Year Forecast - Net Energy For Load | 25242 | 22671 | 23185 | 20902 | 22366 | 24185 | 25667 | 26140 | 22788 | 21689 | 22315 | 24602
2000 | US | NPCC | - | - | GWh | Year 1 Forecast - Net Energy For Load | 25539 | 22928 | 23490 | 21172 | 22577 | 24418 | 25915 | 26394 | 23006 | 21901 | 22516 | 24832
2000 | US | NPCC | New England | New England | GWh | Prior Year Actual - Net Energy for Load | 10857 | 9438 | 10114 | 8847 | 9162 | 10495 | 11829 | 11115 | 10069 | 9599 | 9587 | 10761
2000 | US | NPCC | New England | New England | GWh | Reporting Year Forecast - Net Energy For Load | 11490 | 10174 | 10569 | 9245 | 9284 | 9973 | 10815 | 11076 | 9686 | 9640 | 9787 | 11262
2000 | US | NPCC | New England | New England | GWh | Year 1 Forecast - Net Energy For Load | 11636 | 10334 | 10725 | 9381 | 9421 | 10128 | 10980 | 11249 | 9833 | 9783 | 9933 | 11433
2000 | US | NPCC | New York | New York | GWh | Prior Year Actual - Net Energy for Load | 13405 | 11743 | 12788 | 11373 | 11850 | 13876 | 16114 | 14646 | 13104 | 12292 | 11638 | 13200
2000 | US | NPCC | New York | New York | GWh | Reporting Year Forecast - Net Energy For Load | 13752 | 12497 | 12616 | 11657 | 13082 | 14212 | 14852 | 15064 | 13102 | 12049 | 12528 | 13340
2000 | US | NPCC | New York | New York | GWh | Year 1 Forecast - Net Energy For Load | 13903 | 12594 | 12765 | 11791 | 13156 | 14290 | 14935 | 15145 | 13173 | 12118 | 12583 | 13399
2000 | US | SERC | - | - | GWh | Prior Year Actual - Net Energy for Load | 63517 | 55519 | 59968 | 56090 | 60985 | 68185 | 78603 | 80945 | 64545 | 59696 | 56830 | 63525
2000 | US | SERC | - | - | GWh | Reporting Year Forecast - Net Energy For Load | 69860 | 61098 | 61812 | 57937 | 64490 | 73270 | 81957 | 80074 | 68828 | 62602 | 61577 | 67491
2000 | US | SERC | - | - | GWh | Year 1 Forecast - Net Energy For Load | 72253 | 63841 | 63950 | 60045 | 66685 | 75420 | 84757 | 82741 | 71301 | 65217 | 63747 | 69823
2000 | US | SERC | Central | - | GWh | Prior Year Actual - Net Energy for Load | 13716 | 11973 | 12741 | 11258 | 12186 | 13563 | 15603 | 15498 | 12754 | 11766 | 11639 | 13264
2000 | US | SERC | Central | - | GWh | Reporting Year Forecast - Net Energy For Load | 14088 | 12127 | 12365 | 11271 | 11920 | 13188 | 15043 | 14647 | 12780 | 11794 | 11957 | 13559
2000 | US | SERC | Central | - | GWh | Year 1 Forecast - Net Energy For Load | 14667 | 13012 | 12551 | 11417 | 12086 | 13381 | 15265 | 14861 | 12961 | 12146 | 12332 | 14015
2000 | US | SERC | Delta | - | GWh | Prior Year Actual - Net Energy for Load | 10419 | 8741 | 9591 | 10020 | 10932 | 12201 | 13419 | 14386 | 11685 | 10604 | 9451 | 10640
2000 | US | SERC | Delta | - | GWh | Reporting Year Forecast - Net Energy For Load | 11550 | 10151 | 10386 | 10019 | 11518 | 13279 | 14716 | 14462 | 12300 | 10724 | 10209 | 11016
2000 | US | SERC | Delta | - | GWh | Year 1 Forecast - Net Energy For Load | 11777 | 10027 | 10494 | 10368 | 11748 | 13358 | 14934 | 14651 | 12319 | 10932 | 10249 | 11135
2000 | US | SERC | Southeastern | - | GWh | Prior Year Actual - Net Energy for Load | 16581 | 14431 | 15655 | 15675 | 17101 | 19183 | 21835 | 23220 | 18455 | 16842 | 15502 | 16464
2000 | US | SERC | Southeastern | - | GWh | Reporting Year Forecast - Net Energy For Load | 18787 | 16823 | 16980 | 16403 | 19271 | 22218 | 24325 | 23800 | 20553 | 18519 | 17701 | 18664
2000 | US | SERC | Southeastern | - | GWh | Year 1 Forecast - Net Energy For Load | 19499 | 17190 | 17511 | 16937 | 19830 | 22924 | 25387 | 24807 | 21565 | 19426 | 18398 | 19265
2000 | US | SERC | VACAR | - | GWh | Prior Year Actual - Net Energy for Load | 22801 | 20374 | 21981 | 19137 | 20766 | 23238 | 27746 | 27841 | 21651 | 20484 | 20238 | 23157
2000 | US | SERC | VACAR | - | GWh | Reporting Year Forecast - Net Energy For Load | 25435 | 21997 | 22081 | 20244 | 21781 | 24585 | 27873 | 27165 | 23195 | 21565 | 21710 | 24252
2000 | US | SERC | VACAR | - | GWh | Year 1 Forecast - Net Energy For Load | 26310 | 23612 | 23394 | 21323 | 23021 | 25757 | 29171 | 28422 | 24456 | 22713 | 22768 | 25408
2000 | US | SPP | - | - | GWh | Prior Year Actual - Net Energy for Load | 14512 | 12490 | 13414 | 12944 | 13936 | 16209 | 20093 | 20248 | 15114 | 13759 | 12986 | 14532
2000 | US | SPP | - | - | GWh | Reporting Year Forecast - Net Energy For Load | 15121 | 13393 | 13911 | 12943 | 14411 | 16897 | 19778 | 19503 | 15877 | 13810 | 13428 | 14880
2000 | US | SPP | - | - | GWh | Year 1 Forecast - Net Energy For Load | 15427 | 13519 | 14110 | 13183 | 14619 | 17279 | 20217 | 19930 | 16141 | 14228 | 13843 | 15326
2000 | US | WECC | - | - | GWh | Prior Year Actual - Net Energy for Load | 52967 | 47792 | 51279 | 48557 | 50348 | 53159 | 58981 | 58884 | 53615 | 53496 | 50628 | 55797
2000 | US | WECC | - | - | GWh | Reporting Year Forecast - Net Energy For Load | 56476 | 51046 | 53241 | 50530 | 52725 | 54999 | 61453 | 62115 | 56869 | 53398 | 51899 | 57204
2000 | US | WECC | - | - | GWh | Year 1 Forecast - Net Energy For Load | 57748 | 52107 | 54486 | 51664 | 53936 | 56219 | 62662 | 63580 | 58005 | 54651 | 53064 | 58481
2000 | US | WECC | AZN | - | GWh | Prior Year Actual - Net Energy for Load | 7255 | 6418 | 6810 | 6821 | 7874 | 9322 | 10308 | 10551 | 9157 | 7871 | 6843 | 7716
2000 | US | WECC | AZN | - | GWh | Reporting Year Forecast - Net Energy For Load | 7839 | 7103 | 7179 | 7084 | 8180 | 9262 | 10884 | 11044 | 9734 | 8196 | 7197 | 7937
2000 | US | WECC | AZN | - | GWh | Year 1 Forecast - Net Energy For Load | 8121 | 7363 | 7505 | 7336 | 8483 | 9613 | 11074 | 11474 | 10095 | 8491 | 7458 | 8212
2000 | US | WECC | CNV | - | GWh | Prior Year Actual - Net Energy for Load | 20053 | 18321 | 20402 | 19452 | 20136 | 21388 | 24089 | 24154 | 22449 | 22364 | 20215 | 21532
2000 | US | WECC | CNV | - | GWh | Reporting Year Forecast - Net Energy For Load | 20955 | 19673 | 21173 | 20343 | 21207 | 22457 | 25108 | 25303 | 23797 | 21212 | 19897 | 21431
2000 | US | WECC | CNV | - | GWh | Year 1 Forecast - Net Energy For Load | 21354 | 19959 | 21561 | 20730 | 21614 | 22824 | 25575 | 25783 | 24069 | 21655 | 20271 | 21836
2000 | US | WECC | NWPP | - | GWh | Prior Year Actual - Net Energy for Load | 21807 | 19610 | 20441 | 18691 | 18789 | 18825 | 20280 | 19994 | 18298 | 19125 | 19549 | 22316
2000 | US | WECC | NWPP | - | GWh | Reporting Year Forecast - Net Energy For Load | 23589 | 20542 | 21145 | 19429 | 19605 | 19299 | 20926 | 21538 | 19392 | 20015 | 20936 | 23547
2000 | US | WECC | NWPP | - | GWh | Year 1 Forecast - Net Energy For Load | 24055 | 20943 | 21561 | 19811 | 19992 | 19680 | 21338 | 21963 | 19774 | 20409 | 21348 | 24012
2000 | US | WECC | RMPA | - | GWh | Prior Year Actual - Net Energy for Load | 3852 | 3443 | 3626 | 3593 | 3549 | 3624 | 4304 | 4185 | 3711 | 4136 | 4021 | 4233
2000 | US | WECC | RMPA | - | GWh | Reporting Year Forecast - Net Energy For Load | 4093 | 3728 | 3744 | 3674 | 3733 | 3981 | 4535 | 4230 | 3946 | 3975 | 3869 | 4289
2000 | US | WECC | RMPA | - | GWh | Year 1 Forecast - Net Energy For Load | 4218 | 3842 | 3859 | 3787 | 3847 | 4102 | 4675 | 4360 | 4067 | 4096 | 3987 | 4421
2001 | CA | MRO | - | - | GWh | Prior Year Actual - Net Energy for Load | 3892 | 3440 | 3386 | 3009 | 2932 | 2824 | 2960 | 3020 | 2887 | 3128 | 3445 | 4057
2001 | CA | MRO | - | - | GWh | Reporting Year Forecast - Net Energy For Load | 3908 | 3284 | 3333 | 2953 | 2906 | 2836 | 2887 | 2968 | 2805 | 3061 | 3352 | 3750
2001 | CA | MRO | - | - | GWh | Year 1 Forecast - Net Energy For Load | 4024 | 3384 | 3429 | 3025 | 2972 | 2902 | 2955 | 3034 | 2876 | 3130 | 3422 | 3832
2001 | CA | NPCC | - | - | GWh | Prior Year Actual - Net Energy for Load | 35326 | 31664 | 30258 | 27375 | 26218 | 25292 | 25909 | 26903 | 25521 | 27243 | 29261 | 35375
2001 | CA | NPCC | - | - | GWh | Reporting Year Forecast - Net Energy For Load | 35830 | 31597 | 32173 | 27942 | 26388 | 25329 | 26959 | 26843 | 25413 | 27828 | 30115 | 34251
2001 | CA | NPCC | - | - | GWh | Year 1 Forecast - Net Energy For Load | 36576 | 32066 | 32749 | 28628 | 26927 | 25814 | 27451 | 27420 | 26043 | 28457 | 30705 | 34938
2001 | CA | NPCC | Maritimes | Maritimes | GWh | Prior Year Actual - Net Energy for Load | 2816 | 2588 | 2475 | 2234 | 2124 | 1910 | 1936 | 1968 | 1930 | 2165 | 2308 | 2794
2001 | CA | NPCC | Maritimes | Maritimes | GWh | Reporting Year Forecast - Net Energy For Load | 2826 | 2564 | 2627 | 2305 | 2130 | 1945 | 1962 | 1979 | 1982 | 2179 | 2389 | 2798
2001 | CA | NPCC | Maritimes | Maritimes | GWh | Year 1 Forecast - Net Energy For Load | 2964 | 2675 | 2708 | 2349 | 2170 | 1988 | 2008 | 2025 | 2028 | 2228 | 2437 | 2846
2001 | CA | NPCC | Ontario | Ontario | GWh | Prior Year Actual - Net Energy for Load | 13639 | 12464 | 12222 | 11290 | 11602 | 11704 | 12074 | 12679 | 11615 | 11706 | 12165 | 13785
2001 | CA | NPCC | Ontario | Ontario | GWh | Reporting Year Forecast - Net Energy For Load | 14031 | 12597 | 13004 | 11611 | 11562 | 11678 | 12727 | 12666 | 11586 | 12267 | 12669 | 13497
2001 | CA | NPCC | Ontario | Ontario | GWh | Year 1 Forecast - Net Energy For Load | 14252 | 12641 | 13182 | 11966 | 11787 | 11822 | 12951 | 12780 | 11764 | 12437 | 12816 | 13714
2001 | CA | NPCC | Quebec | Quebec | GWh | Prior Year Actual - Net Energy for Load | 18871 | 16612 | 15561 | 13851 | 12492 | 11678 | 11899 | 12256 | 11976 | 13372 | 14788 | 18796
2001 | CA | NPCC | Quebec | Quebec | GWh | Reporting Year Forecast - Net Energy For Load | 18973 | 16436 | 16542 | 14026 | 12696 | 11706 | 12270 | 12198 | 11845 | 13382 | 15057 | 17956
2001 | CA | NPCC | Quebec | Quebec | GWh | Year 1 Forecast - Net Energy For Load | 19360 | 16750 | 16859 | 14313 | 12970 | 12004 | 12492 | 12615 | 12251 | 13792 | 15452 | 18378
2001 | CA | WECC | - | - | GWh | Prior Year Actual - Net Energy for Load | 10611 | 9655 | 9881 | 9030 | 9209 | 8746 | 9181 | 9216 | 8899 | 9024 | 9666 | 10386
2001 | CA | WECC | - | - | GWh | Reporting Year Forecast - Net Energy For Load | 10500 | 9330 | 9826 | 8878 | 8833 | 8601 | 9015 | 9086 | 8738 | 9499 | 9838 | 10591
2001 | CA | WECC | - | - | GWh | Year 1 Forecast - Net Energy For Load | 10760 | 9563 | 10074 | 9127 | 9083 | 8852 | 9280 | 9358 | 8993 | 9768 | 10117 | 10891
2001 | MX | WECC | CA-MX | - | GWh | Prior Year Actual - Net Energy for Load | 597 | 575 | 621 | 635 | 752 | 829 | 908 | 957 | 839 | 713 | 621 | 623
2001 | MX | WECC | CA-MX | - | GWh | Reporting Year Forecast - Net Energy For Load | 688 | 631 | 693 | 715 | 862 | 864 | 1013 | 1034 | 898 | 781 | 679 | 685
2001 | MX | WECC | CA-MX | - | GWh | Year 1 Forecast - Net Energy For Load | 711 | 676 | 725 | 756 | 868 | 954 | 1045 | 1084 | 947 | 832 | 722 | 730
2001 | US | ECAR | - | - | GWh | Prior Year Actual - Net Energy for Load | 49095 | 43645 | 43847 | 40746 | 43661 | 46889 | 47394 | 49725 | 43856 | 42830 | 43646 | 50624
2001 | US | ECAR | - | - | GWh | Reporting Year Forecast - Net Energy For Load | 51649 | 46969 | 48123 | 43864 | 45015 | 48932 | 53243 | 53048 | 46994 | 45607 | 46114 | 50691
2001 | US | ECAR | - | - | GWh | Year 1 Forecast - Net Energy For Load | 52755 | 47851 | 49048 | 44754 | 45939 | 49901 | 54356 | 54174 | 47782 | 46517 | 46833 | 51459
2001 | US | TRE | - | ERCOT | GWh | Prior Year Actual - Net Energy for Load | 20506 | 18665 | 20256 | 20106 | 25229 | 26161 | 30636 | 31745 | 26768 | 22512 | 20463 | 23266
2001 | US | TRE | - | ERCOT | GWh | Reporting Year Forecast - Net Energy For Load | 21849 | 18968 | 20065 | 19509 | 22652 | 26220 | 28558 | 28703 | 23637 | 20659 | 19159 | 20815
2001 | US | TRE | - | ERCOT | GWh | Year 1 Forecast - Net Energy For Load | 22319 | 19376 | 20496 | 19929 | 23139 | 26784 | 29173 | 29321 | 24146 | 21103 | 19571 | 21262
2001 | US | FRCC | - | FRCC | GWh | Prior Year Actual - Net Energy for Load | 14739 | 13430 | 14256 | 14472 | 17451 | 18724 | 19112 | 19861 | 18965 | 15468 | 14461 | 15622
2001 | US | FRCC | - | FRCC | GWh | Reporting Year Forecast - Net Energy For Load | 15657 | 14009 | 14815 | 14964 | 17027 | 19047 | 20090 | 20745 | 19363 | 16813 | 15060 | 15522
2001 | US | FRCC | - | FRCC | GWh | Year 1 Forecast - Net Energy For Load | 16096 | 14461 | 15310 | 15449 | 17553 | 19625 | 20692 | 21360 | 19960 | 17331 | 15513 | 16007
2001 | US | MAAC | - | - | GWh | Prior Year Actual - Net Energy for Load | 23812 | 21259 | 20533 | 18840 | 20639 | 23313 | 23454 | 24310 | 21106 | 20034 | 20580 | 24440
2001 | US | MAAC | - | - | GWh | Reporting Year Forecast - Net Energy For Load | 23983 | 21964 | 21868 | 19533 | 20054 | 22555 | 25482 | 24986 | 21480 | 20246 | 20452 | 23252
2001 | US | MAAC | - | - | GWh | Year 1 Forecast - Net Energy For Load | 24361 | 22279 | 22197 | 19771 | 20418 | 23033 | 25609 | 25479 | 21785 | 20665 | 20921 | 23560
2001 | US | MAIN | - | - | GWh | Prior Year Actual - Net Energy for Load | 22247 | 20438 | 20286 | 18799 | 20663 | 21998 | 24012 | 25405 | 21537 | 20331 | 20406 | 23486
2001 | US | MAIN | - | - | GWh | Reporting Year Forecast - Net Energy For Load | 23233 | 20555 | 21106 | 19441 | 20393 | 23172 | 26865 | 25078 | 21650 | 20770 | 20418 | 22741
2001 | US | MAIN | - | - | GWh | Year 1 Forecast - Net Energy For Load | 23540 | 20844 | 21405 | 19734 | 20697 | 23550 | 27312 | 25481 | 21973 | 21076 | 20701 | 23067
2001 | US | MRO | - | - | GWh | Prior Year Actual - Net Energy for Load | 13065 | 11635 | 11453 | 10569 | 11153 | 11956 | 13820 | 14119 | 11740 | 11245 | 11886 | 13340
2001 | US | MRO | - | - | GWh | Reporting Year Forecast - Net Energy For Load | 13734 | 11946 | 12193 | 11214 | 11190 | 11959 | 13589 | 13889 | 12350 | 11971 | 12023 | 12915
2001 | US | MRO | - | - | GWh | Year 1 Forecast - Net Energy For Load | 13988 | 12381 | 12316 | 11347 | 11396 | 12472 | 14387 | 14222 | 12269 | 11953 | 12339 | 13603
2001 | US | NPCC | - | - | GWh | Prior Year Actual - Net Energy for Load | 25242 | 22780 | 22661 | 21042 | 22079 | 24071 | 24619 | 25665 | 23041 | 22345 | 22457 | 25516
2001 | US | NPCC | - | - | GWh | Reporting Year Forecast - Net Energy For Load | 25187 | 22713 | 23622 | 21284 | 22753 | 24604 | 26121 | 26609 | 23194 | 22085 | 22722 | 25073
2001 | US | NPCC | - | - | GWh | Year 1 Forecast - Net Energy For Load | 26053 | 23383 | 23949 | 21572 | 22974 | 24851 | 26384 | 26881 | 23425 | 22313 | 22940 | 25332
2001 | US | NPCC | New England | New England | GWh | Prior Year Actual - Net Energy for Load | 11490 | 10283 | 10138 | 9352 | 9686 | 10409 | 10675 | 11173 | 10068 | 9989 | 10051 | 11572
2001 | US | NPCC | New England | New England | GWh | Reporting Year Forecast - Net Energy For Load | 11466 | 10569 | 10969 | 9593 | 9633 | 10351 | 11226 | 11501 | 10054 | 10001 | 10157 | 11694
2001 | US | NPCC | New England | New England | GWh | Year 1 Forecast - Net Energy For Load | 12150 | 10789 | 11184 | 9781 | 9818 | 10561 | 11449 | 11736 | 10252 | 10195 | 10357 | 11933
2001 | US | NPCC | New York | New York | GWh | Prior Year Actual - Net Energy for Load | 13752 | 12497 | 12523 | 11690 | 12393 | 13662 | 13944 | 14492 | 12973 | 12356 | 12406 | 13944
2001 | US | NPCC | New York | New York | GWh | Reporting Year Forecast - Net Energy For Load | 13721 | 12144 | 12653 | 11691 | 13120 | 14253 | 14895 | 15108 | 13140 | 12084 | 12565 | 13379
2001 | US | NPCC | New York | New York | GWh | Year 1 Forecast - Net Energy For Load | 13903 | 12594 | 12765 | 11791 | 13156 | 14290 | 14935 | 15145 | 13173 | 12118 | 12583 | 13399
2001 | US | SERC | - | - | GWh | Prior Year Actual - Net Energy for Load | 68624 | 58852 | 57502 | 54593 | 64081 | 72643 | 79149 | 80947 | 67295 | 62129 | 62692 | 74704
2001 | US | SERC | - | - | GWh | Reporting Year Forecast - Net Energy For Load | 73137 | 62881 | 65566 | 61593 | 68573 | 76547 | 85752 | 85310 | 72622 | 65854 | 64302 | 71059
2001 | US | SERC | - | - | GWh | Year 1 Forecast - Net Energy For Load | 74884 | 66188 | 67890 | 62937 | 70097 | 78258 | 87885 | 87170 | 74185 | 67248 | 65661 | 72653
2001 | US | SERC | Central | - | GWh | Prior Year Actual - Net Energy for Load | 14088 | 12127 | 12073 | 11199 | 12719 | 13816 | 15147 | 15696 | 13230 | 12650 | 12525 | 15279
2001 | US | SERC | Central | - | GWh | Reporting Year Forecast - Net Energy For Load | 14976 | 11982 | 13049 | 11969 | 12922 | 13948 | 15531 | 15512 | 13435 | 12710 | 12610 | 14509
2001 | US | SERC | Central | - | GWh | Year 1 Forecast - Net Energy For Load | 15778 | 13668 | 13849 | 12207 | 13297 | 14141 | 15761 | 15735 | 13606 | 12911 | 12913 | 15071
2001 | US | SERC | Delta | - | GWh | Prior Year Actual - Net Energy for Load | 10418 | 9602 | 9931 | 9886 | 11853 | 12209 | 13940 | 14727 | 12072 | 10687 | 10164 | 11811
2001 | US | SERC | Delta | - | GWh | Reporting Year Forecast - Net Energy For Load | 11548 | 10025 | 10732 | 10586 | 12175 | 13656 | 14937 | 15131 | 12656 | 11379 | 10665 | 11285
2001 | US | SERC | Delta | - | GWh | Year 1 Forecast - Net Energy For Load | 11365 | 10139 | 11023 | 10713 | 12127 | 13753 | 15200 | 15204 | 12719 | 11531 | 10731 | 11244
2001 | US | SERC | Southeastern | - | GWh | Prior Year Actual - Net Energy for Load | 17627 | 14062 | 13598 | 13070 | 15433 | 19853 | 22645 | 22682 | 18407 | 16633 | 16532 | 19481
2001 | US | SERC | Southeastern | - | GWh | Reporting Year Forecast - Net Energy For Load | 19604 | 17450 | 17798 | 17239 | 19946 | 22712 | 25491 | 25460 | 21719 | 18721 | 17731 | 19193
2001 | US | SERC | Southeastern | - | GWh | Year 1 Forecast - Net Energy For Load | 20335 | 18062 | 18468 | 17686 | 20600 | 23585 | 26468 | 26293 | 22388 | 19166 | 18171 | 19694
2001 | US | SERC | VACAR | - | GWh | Prior Year Actual - Net Energy for Load | 26491 | 23061 | 21900 | 20438 | 24076 | 26765 | 27417 | 27842 | 23586 | 22159 | 23471 | 28133
2001 | US | SERC | VACAR | - | GWh | Reporting Year Forecast - Net Energy For Load | 27009 | 23424 | 23987 | 21799 | 23530 | 26231 | 29793 | 29207 | 24812 | 23044 | 23296 | 26072
2001 | US | SERC | VACAR | - | GWh | Year 1 Forecast - Net Energy For Load | 27406 | 24319 | 24550 | 22331 | 24073 | 26779 | 30456 | 29938 | 25472 | 23640 | 23846 | 26644
2001 | US | SPP | - | - | GWh | Prior Year Actual - Net Energy for Load | 14873 | 13380 | 13833 | 13261 | 16015 | 16674 | 20101 | 22130 | 17347 | 14513 | 14404 | 16594
2001 | US | SPP | - | - | GWh | Reporting Year Forecast - Net Energy For Load | 15817 | 13711 | 14287 | 13447 | 15024 | 17440 | 20252 | 20327 | 16502 | 14574 | 14333 | 15874
2001 | US | SPP | - | - | GWh | Year 1 Forecast - Net Energy For Load | 15939 | 13876 | 14418 | 13649 | 15232 | 17685 | 20558 | 20535 | 16715 | 14758 | 14515 | 16069
2001 | US | WECC | - | - | GWh | Prior Year Actual - Net Energy for Load | 55509 | 50513 | 52885 | 50101 | 54804 | 58074 | 61029 | 62467 | 55201 | 53153 | 53739 | 56438
2001 | US | WECC | - | - | GWh | Reporting Year Forecast - Net Energy For Load | 58102 | 51896 | 54627 | 52527 | 56215 | 59161 | 63229 | 65134 | 58379 | 56286 | 54854 | 59537
2001 | US | WECC | - | - | GWh | Year 1 Forecast - Net Energy For Load | 59476 | 53016 | 55943 | 53852 | 57562 | 60579 | 64776 | 66703 | 59926 | 57616 | 56099 | 60903
2001 | US | WECC | AZN | - | GWh | Prior Year Actual - Net Energy for Load | 7425 | 6760 | 7209 | 7516 | 9188 | 10281 | 11357 | 11387 | 9885 | 8104 | 7461 | 7849
2001 | US | WECC | AZN | - | GWh | Reporting Year Forecast - Net Energy For Load | 8431 | 7560 | 7862 | 8295 | 9855 | 11001 | 12144 | 12259 | 11017 | 9379 | 7896 | 8590
2001 | US | WECC | AZN | - | GWh | Year 1 Forecast - Net Energy For Load | 8742 | 7731 | 8200 | 8651 | 10198 | 11373 | 12561 | 12685 | 11530 | 9703 | 8154 | 8877
2001 | US | WECC | CNV | - | GWh | Prior Year Actual - Net Energy for Load | 21211 | 19901 | 21210 | 20388 | 22362 | 24013 | 24500 | 25975 | 23116 | 21708 | 20849 | 21685
2001 | US | WECC | CNV | - | GWh | Reporting Year Forecast - Net Energy For Load | 22005 | 20542 | 21978 | 21100 | 23084 | 24815 | 25417 | 26750 | 23902 | 22584 | 21595 | 22449
2001 | US | WECC | CNV | - | GWh | Year 1 Forecast - Net Energy For Load | 22571 | 21067 | 22517 | 21651 | 23671 | 25439 | 26080 | 27413 | 24507 | 23153 | 22128 | 23023
2001 | US | WECC | NWPP | - | GWh | Prior Year Actual - Net Energy for Load | 22539 | 19942 | 20408 | 18390 | 19230 | 19538 | 20309 | 20255 | 18120 | 19118 | 21024 | 22219
2001 | US | WECC | NWPP | - | GWh | Reporting Year Forecast - Net Energy For Load | 23408 | 19913 | 20732 | 19312 | 19284 | 19224 | 20890 | 21392 | 19356 | 20270 | 21151 | 23864
2001 | US | WECC | NWPP | - | GWh | Year 1 Forecast - Net Energy For Load | 23768 | 20219 | 21050 | 19608 | 19581 | 19520 | 21211 | 21721 | 19654 | 20582 | 21476 | 24231
2001 | US | WECC | RMPA | - | GWh | Prior Year Actual - Net Energy for Load | 4334 | 3910 | 4058 | 3807 | 4024 | 4242 | 4863 | 4850 | 4080 | 4223 | 4405 | 4685
2001 | US | WECC | RMPA | - | GWh | Reporting Year Forecast - Net Energy For Load | 4258 | 3881 | 4055 | 3820 | 3992 | 4121 | 4778 | 4733 | 4104 | 4053 | 4212 | 4634
2001 | US | WECC | RMPA | - | GWh | Year 1 Forecast - Net Energy For Load | 4395 | 3999 | 4176 | 3942 | 4112 | 4247 | 4924 | 4884 | 4235 | 4178 | 4341 | 4772
2002 | CA | MRO | - | - | GWh | Prior Year Actual - Net Energy for Load | 3770 | 3579 | 3516 | 3079 | 3061 | 2954 | 3035 | 3157 | 2929 | 3207 | 3289 | 3745
2002 | CA | MRO | - | - | GWh | Reporting Year Forecast - Net Energy For Load | 4011 | 3464 | 3486 | 3056 | 3006 | 2912 | 2999 | 3069 | 2905 | 3173 | 3470 | 3952
2002 | CA | MRO | - | - | GWh | Year 1 Forecast - Net Energy For Load | 4103 | 3546 | 3577 | 3116 | 3071 | 2990 | 3071 | 3145 | 2975 | 3237 | 3542 | 4046
2002 | CA | NPCC | - | - | GWh | Prior Year Actual - Net Energy for Load | 34904 | 31426 | 31925 | 26854 | 25675 | 25892 | 26263 | 27570 | 24914 | 27356 | 29214 | 32892
2002 | CA | NPCC | - | - | GWh | Reporting Year Forecast - Net Energy For Load | 35420 | 31208 | 31682 | 27554 | 26083 | 25381 | 26857 | 26921 | 25246 | 27683 | 29759 | 34120
2002 | CA | NPCC | - | - | GWh | Year 1 Forecast - Net Energy For Load | 36126 | 31817 | 32378 | 28047 | 26711 | 26158 | 27651 | 27525 | 25868 | 28300 | 30375 | 35037
2002 | CA | NPCC | Maritimes | Maritimes | GWh | Prior Year Actual - Net Energy for Load | 2833 | 2554 | 2592 | 2272 | 2048 | 1956 | 1964 | 2005 | 1883 | 2160 | 2308 | 2524
2002 | CA | NPCC | Maritimes | Maritimes | GWh | Reporting Year Forecast - Net Energy For Load | 2803 | 2564 | 2704 | 2333 | 2111 | 1959 | 1966 | 1983 | 1990 | 2186 | 2396 | 2821
2002 | CA | NPCC | Maritimes | Maritimes | GWh | Year 1 Forecast - Net Energy For Load | 2974 | 2675 | 2725 | 2368 | 2155 | 2009 | 2015 | 2034 | 2040 | 2237 | 2453 | 2884
2002 | CA | NPCC | Ontario | Ontario | GWh | Prior Year Actual - Net Energy for Load | 13626 | 12262 | 12871 | 11212 | 11382 | 12264 | 12402 | 13363 | 11482 | 11769 | 11878 | 12402
2002 | CA | NPCC | Ontario | Ontario | GWh | Reporting Year Forecast - Net Energy For Load | 13907 | 12306 | 12727 | 11554 | 11469 | 11808 | 12948 | 12812 | 11383 | 12035 | 12374 | 13395
2002 | CA | NPCC | Ontario | Ontario | GWh | Year 1 Forecast - Net Energy For Load | 13950 | 12429 | 12907 | 11665 | 11589 | 12089 | 13186 | 12936 | 11603 | 12197 | 12479 | 13713
2002 | CA | NPCC | Quebec | Quebec | GWh | Prior Year Actual - Net Energy for Load | 18445 | 16610 | 16462 | 13370 | 12245 | 11672 | 11897 | 12202 | 11549 | 13427 | 15028 | 17966
2002 | CA | NPCC | Quebec | Quebec | GWh | Reporting Year Forecast - Net Energy For Load | 18710 | 16338 | 16251 | 13667 | 12503 | 11614 | 11943 | 12126 | 11873 | 13462 | 14989 | 17904
2002 | CA | NPCC | Quebec | Quebec | GWh | Year 1 Forecast - Net Energy For Load | 19202 | 16713 | 16746 | 14014 | 12967 | 12060 | 12450 | 12555 | 12225 | 13866 | 15443 | 18440
2002 | CA | WECC | - | - | GWh | Prior Year Actual - Net Energy for Load | 10077 | 9247 | 9599 | 8908 | 9044 | 8527 | 8807 | 8918 | 8551 | 9405 | 9740 | 10291
2002 | CA | WECC | - | - | GWh | Reporting Year Forecast - Net Energy For Load | 10514 | 9336 | 9800 | 8859 | 8838 | 8561 | 9054 | 9095 | 8685 | 9380 | 9855 | 10622
2002 | CA | WECC | - | - | GWh | Year 1 Forecast - Net Energy For Load | 10658 | 9464 | 9942 | 9083 | 9053 | 8786 | 9279 | 9309 | 8915 | 9615 | 10091 | 10893
2002 | MX | WECC | CA-MX | - | GWh | Prior Year Actual - Net Energy for Load | 631 | 573 | 643 | 630 | 799 | 867 | 925 | 978 | 887 | 757 | 657 | 630
2002 | MX | WECC | CA-MX | - | GWh | Reporting Year Forecast - Net Energy For Load | 690 | 641 | 713 | 738 | 899 | 949 | 1073 | 1093 | 983 | 847 | 721 | 717
2002 | MX | WECC | CA-MX | - | GWh | Year 1 Forecast - Net Energy For Load | 726 | 655 | 746 | 788 | 982 | 1009 | 1108 | 1156 | 1141 | 909 | 773 | 771
2002 | US | ECAR | - | - | GWh | Prior Year Actual - Net Energy for Load | 50133 | 43811 | 46475 | 40630 | 42774 | 46654 | 49875 | 53662 | 43258 | 42220 | 41012 | 45663
2002 | US | ECAR | - | - | GWh | Reporting Year Forecast - Net Energy For Load | 50177 | 45280 | 46134 | 42439 | 43904 | 47225 | 51494 | 50932 | 45404 | 43943 | 44517 | 48680
2002 | US | ECAR | - | - | GWh | Year 1 Forecast - Net Energy For Load | 51409 | 46274 | 47101 | 43346 | 44814 | 48243 | 52646 | 52200 | 46651 | 45104 | 45680 | 49971
2002 | US | TRE | - | ERCOT | GWh | Prior Year Actual - Net Energy for Load | 22613 | 19176 | 20144 | 20687 | 24059 | 26244 | 30470 | 29950 | 24054 | 20629 | 19463 | 20737
2002 | US | TRE | - | ERCOT | GWh | Reporting Year Forecast - Net Energy For Load | 22344 | 19506 | 20842 | 20522 | 24575 | 27633 | 31265 | 31118 | 26559 | 22585 | 20383 | 22354
2002 | US | TRE | - | ERCOT | GWh | Year 1 Forecast - Net Energy For Load | 23211 | 20264 | 21651 | 21318 | 25529 | 28706 | 32478 | 32326 | 27590 | 23462 | 21175 | 23222
2002 | US | FRCC | - | FRCC | GWh | Prior Year Actual - Net Energy for Load | 17362 | 13383 | 14870 | 15414 | 16488 | 19057 | 19038 | 20581 | 18271 | 16292 | 14279 | 15099
2002 | US | FRCC | - | FRCC | GWh | Reporting Year Forecast - Net Energy For Load | 15911 | 14281 | 15164 | 15384 | 17768 | 19175 | 20420 | 20820 | 19425 | 17114 | 15348 | 16001
2002 | US | FRCC | - | FRCC | GWh | Year 1 Forecast - Net Energy For Load | 16426 | 14808 | 15675 | 15908 | 18342 | 19847 | 21092 | 21477 | 20043 | 17666 | 15876 | 16529
2002 | US | MAAC | - | - | GWh | Prior Year Actual - Net Energy for Load | 24168 | 20777 | 22127 | 19298 | 20240 | 23560 | 24171 | 26954 | 20807 | 20298 | 19619 | 21823
2002 | US | MAAC | - | - | GWh | Reporting Year Forecast - Net Energy For Load | 24499 | 22398 | 22323 | 19881 | 20542 | 23185 | 25772 | 25636 | 21916 | 20789 | 21044 | 23699
2002 | US | MAAC | - | - | GWh | Year 1 Forecast - Net Energy For Load | 25060 | 22849 | 22773 | 20286 | 20973 | 23682 | 26435 | 26063 | 22377 | 21219 | 21483 | 24184
2002 | US | MAIN | - | - | GWh | Prior Year Actual - Net Energy for Load | 23583 | 21148 | 22272 | 19995 | 20963 | 23060 | 26914 | 26919 | 21419 | 21467 | 20800 | 22513
2002 | US | MAIN | - | - | GWh | Reporting Year Forecast - Net Energy For Load | 23500 | 21574 | 21577 | 20343 | 20717 | 23082 | 26172 | 25771 | 22550 | 21464 | 21469 | 23465
2002 | US | MAIN | - | - | GWh | Year 1 Forecast - Net Energy For Load | 24118 | 22078 | 22015 | 20767 | 21140 | 23582 | 26725 | 26093 | 22741 | 21370 | 21595 | 23592
2002 | US | MRO | - | - | GWh | Prior Year Actual - Net Energy for Load | 12666 | 11594 | 11800 | 10601 | 11173 | 12170 | 14477 | 14332 | 11144 | 11444 | 11129 | 12363
2002 | US | MRO | - | - | GWh | Reporting Year Forecast - Net Energy For Load | 13473 | 11941 | 11945 | 10981 | 11069 | 12031 | 13750 | 13665 | 12004 | 11580 | 11944 | 13141
2002 | US | MRO | - | - | GWh | Year 1 Forecast - Net Energy For Load | 13756 | 12181 | 12192 | 11221 | 11322 | 12284 | 14073 | 13976 | 12254 | 11807 | 12154 | 13375
2002 | US | NPCC | - | - | GWh | Prior Year Actual - Net Energy for Load | 25187 | 22202 | 23819 | 21060 | 22135 | 24687 | 25189 | 28113 | 22646 | 22375 | 21721 | 23536
2002 | US | NPCC | - | - | GWh | Reporting Year Forecast - Net Energy For Load | 25054 | 22152 | 23737 | 21234 | 21872 | 24000 | 26096 | 26441 | 22824 | 22332 | 22373 | 25179
2002 | US | NPCC | - | - | GWh | Year 1 Forecast - Net Energy For Load | 25904 | 23004 | 24142 | 21571 | 22211 | 24366 | 26487 | 26838 | 23173 | 22672 | 22714 | 25561
2002 | US | NPCC | New England | New England | GWh | Prior Year Actual - Net Energy for Load | 11466 | 10058 | 10719 | 9425 | 9818 | 10873 | 10936 | 12246 | 10017 | 9978 | 9751 | 10689
2002 | US | NPCC | New England | New England | GWh | Reporting Year Forecast - Net Energy For Load | 11804 | 10456 | 10820 | 9502 | 9501 | 10322 | 11088 | 11362 | 9902 | 9831 | 10008 | 11597
2002 | US | NPCC | New England | New England | GWh | Year 1 Forecast - Net Energy For Load | 11999 | 10629 | 10999 | 9660 | 9662 | 10497 | 11275 | 11553 | 10069 | 9995 | 10174 | 11789
2002 | US | NPCC | New York | New York | GWh | Prior Year Actual - Net Energy for Load | 13721 | 12144 | 13100 | 11635 | 12317 | 13814 | 14253 | 15867 | 12629 | 12397 | 11970 | 12847
2002 | US | NPCC | New York | New York | GWh | Reporting Year Forecast - Net Energy For Load | 13250 | 11696 | 12917 | 11732 | 12371 | 13678 | 15008 | 15079 | 12922 | 12501 | 12365 | 13582
2002 | US | NPCC | New York | New York | GWh | Year 1 Forecast - Net Energy For Load | 13905 | 12375 | 13143 | 11911 | 12549 | 13869 | 15212 | 15285 | 13104 | 12677 | 12540 | 13772
2002 | US | SERC | - | - | GWh | Prior Year Actual - Net Energy for Load | 72624 | 58012 | 62219 | 58722 | 64418 | 70221 | 76016 | 79597 | 65165 | 60558 | 56982 | 62604
2002 | US | SERC | - | - | GWh | Reporting Year Forecast - Net Energy For Load | 71830 | 63363 | 64577 | 59703 | 66761 | 74419 | 83337 | 82817 | 70703 | 63728 | 62864 | 70377
2002 | US | SERC | - | - | GWh | Year 1 Forecast - Net Energy For Load | 73593 | 64787 | 66039 | 61117 | 68152 | 75967 | 85195 | 84578 | 72158 | 65500 | 64274 | 71620
2002 | US | SERC | Central | - | GWh | Prior Year Actual - Net Energy for Load | 14975 | 11973 | 12947 | 11723 | 12606 | 13202 | 14901 | 15042 | 12784 | 12112 | 11386 | 12965
2002 | US | SERC | Central | - | GWh | Reporting Year Forecast - Net Energy For Load | 15183 | 13173 | 13320 | 11752 | 12844 | 13728 | 15274 | 15130 | 13142 | 12570 | 12565 | 14592
2002 | US | SERC | Central | - | GWh | Year 1 Forecast - Net Energy For Load | 15681 | 13610 | 13772 | 12184 | 13146 | 14063 | 15626 | 15469 | 13401 | 13263 | 12916 | 14721
2002 | US | SERC | Delta | - | GWh | Prior Year Actual - Net Energy for Load | 12019 | 9913 | 10266 | 10566 | 11870 | 12438 | 14266 | 14154 | 11824 | 10471 | 9945 | 10686
2002 | US | SERC | Delta | - | GWh | Reporting Year Forecast - Net Energy For Load | 11496 | 10021 | 10777 | 10368 | 11873 | 12769 | 14227 | 14611 | 12357 | 10959 | 10415 | 11522
2002 | US | SERC | Delta | - | GWh | Year 1 Forecast - Net Energy For Load | 11461 | 10003 | 10736 | 10331 | 11788 | 12721 | 14272 | 14651 | 12376 | 10968 | 10435 | 11547
2002 | US | SERC | Southeastern | - | GWh | Prior Year Actual - Net Energy for Load | 18984 | 14961 | 16325 | 15852 | 17996 | 19467 | 21916 | 22097 | 18324 | 16628 | 15403 | 16793
2002 | US | SERC | Southeastern | - | GWh | Reporting Year Forecast - Net Energy For Load | 18931 | 16893 | 16911 | 16224 | 18933 | 21815 | 24248 | 24080 | 20480 | 17583 | 16995 | 18544
2002 | US | SERC | Southeastern | - | GWh | Year 1 Forecast - Net Energy For Load | 19497 | 17351 | 17410 | 16697 | 19509 | 22470 | 24979 | 24796 | 21051 | 18086 | 17495 | 19064
2002 | US | SERC | VACAR | - | GWh | Prior Year Actual - Net Energy for Load | 26646 | 21165 | 22681 | 20582 | 21946 | 25114 | 24933 | 28304 | 22233 | 21347 | 20248 | 22160
2002 | US | SERC | VACAR | - | GWh | Reporting Year Forecast - Net Energy For Load | 26220 | 23276 | 23569 | 21359 | 23111 | 26107 | 29588 | 28996 | 24724 | 22616 | 22889 | 25719
2002 | US | SERC | VACAR | - | GWh | Year 1 Forecast - Net Energy For Load | 26954 | 23823 | 24121 | 21904 | 23708 | 26713 | 30317 | 29662 | 25330 | 23183 | 23428 | 26288
2002 | US | SPP | - | - | GWh | Prior Year Actual - Net Energy for Load | 16033 | 13858 | 14345 | 13707 | 15335 | 17578 | 22076 | 18873 | 15845 | 14258 | 13564 | 14944
2002 | US | SPP | - | - | GWh | Reporting Year Forecast - Net Energy For Load | 16154 | 14113 | 15029 | 13888 | 15311 | 17906 | 22053 | 21628 | 16514 | 14744 | 14493 | 16008
2002 | US | SPP | - | - | GWh | Year 1 Forecast - Net Energy For Load | 16591 | 14560 | 15175 | 14287 | 15789 | 18492 | 21728 | 21203 | 17002 | 15183 | 14923 | 16584
2002 | US | WECC | - | - | GWh | Prior Year Actual - Net Energy for Load | 56487 | 49996 | 52162 | 48202 | 53650 | 54418 | 57218 | 57780 | 52354 | 52130 | 49693 | 54656
2002 | US | WECC | - | - | GWh | Reporting Year Forecast - Net Energy For Load | 56004 | 50853 | 53677 | 51136 | 53992 | 55007 | 59950 | 60535 | 54625 | 53533 | 52381 | 56661
2002 | US | WECC | - | - | GWh | Year 1 Forecast - Net Energy For Load | 57543 | 51777 | 54116 | 51184 | 55133 | 56293 | 61136 | 61656 | 55588 | 54480 | 53216 | 57736
2002 | US | WECC | AZN | - | GWh | Prior Year Actual - Net Energy for Load | 8644 | 7563 | 8216 | 7345 | 10034 | 10861 | 11404 | 11012 | 10365 | 9263 | 7873 | 8732
2002 | US | WECC | AZN | - | GWh | Reporting Year Forecast - Net Energy For Load | 8582 | 8295 | 9129 | 9221 | 9525 | 10506 | 12187 | 12267 | 10805 | 9170 | 8114 | 8820
2002 | US | WECC | AZN | - | GWh | Year 1 Forecast - Net Energy For Load | 9005 | 8208 | 8555 | 8429 | 9844 | 10861 | 12596 | 12679 | 11144 | 9466 | 8364 | 9120
2002 | US | WECC | CNV | - | GWh | Prior Year Actual - Net Energy for Load | 21842 | 19607 | 21195 | 19972 | 22282 | 22320 | 23421 | 24235 | 22088 | 21636 | 20155 | 21238
2002 | US | WECC | CNV | - | GWh | Reporting Year Forecast - Net Energy For Load | 22061 | 19768 | 21459 | 20295 | 22543 | 22700 | 23832 | 24592 | 22447 | 21935 | 20807 | 21886
2002 | US | WECC | CNV | - | GWh | Year 1 Forecast - Net Energy For Load | 22239 | 19977 | 21662 | 20494 | 22757 | 22903 | 24035 | 24795 | 22649 | 22136 | 21008 | 22089
2002 | US | WECC | NWPP | - | GWh | Prior Year Actual - Net Energy for Load | 21251 | 18585 | 18328 | 16781 | 17056 | 16707 | 17199 | 17461 | 15550 | 16900 | 17299 | 19867
2002 | US | WECC | NWPP | - | GWh | Reporting Year Forecast - Net Energy For Load | 20579 | 18353 | 18518 | 17296 | 17434 | 17110 | 18744 | 18429 | 16989 | 17896 | 18684 | 20955
2002 | US | WECC | NWPP | - | GWh | Year 1 Forecast - Net Energy For Load | 21482 | 19060 | 19232 | 17843 | 18043 | 17739 | 19168 | 18798 | 17286 | 18197 | 18984 | 21360
2002 | US | WECC | RMPA | - | GWh | Prior Year Actual - Net Energy for Load | 4750 | 4241 | 4423 | 4104 | 4278 | 4530 | 5194 | 5072 | 4351 | 4331 | 4366 | 4819
2002 | US | WECC | RMPA | - | GWh | Reporting Year Forecast - Net Energy For Load | 4782 | 4437 | 4571 | 4324 | 4490 | 4691 | 5187 | 5247 | 4384 | 4532 | 4776 | 5000
2002 | US | WECC | RMPA | - | GWh | Year 1 Forecast - Net Energy For Load | 4817 | 4532 | 4667 | 4418 | 4489 | 4790 | 5337 | 5384 | 4509 | 4681 | 4860 | 5167
2003 | CA | MRO | - | - | GWh | Prior Year Actual - Net Energy for Load | 3895 | 3340 | 3751 | 3181 | 3109 | 2997 | 3128 | 3071 | 2968 | 3397 | 3508 | 3808
2003 | CA | MRO | - | - | GWh | Reporting Year Forecast - Net Energy For Load | 4082 | 3512 | 3594 | 3079 | 3040 | 2939 | 3038 | 3115 | 2944 | 3204 | 3481 | 3991
2003 | CA | MRO | - | - | GWh | Year 1 Forecast - Net Energy For Load | 4151 | 3643 | 3670 | 3147 | 3111 | 3018 | 3112 | 3200 | 3012 | 3273 | 3567 | 4076
2003 | CA | NPCC | - | - | GWh | Prior Year Actual - Net Energy for Load | 33552 | 30991 | 32337 | 28177 | 27387 | 26178 | 28508 | 28498 | 26720 | 28868 | 31129 | 34538
2003 | CA | NPCC | - | - | GWh | Reporting Year Forecast - Net Energy For Load | 37310 | 33427 | 33526 | 28216 | 26833 | 26323 | 27847 | 27737 | 26081 | 28472 | 30618 | 35138
2003 | CA | NPCC | - | - | GWh | Year 1 Forecast - Net Energy For Load | 36843 | 33427 | 33134 | 28651 | 27288 | 27035 | 28256 | 28312 | 26509 | 28925 | 31255 | 35499
2003 | CA | NPCC | Maritimes | Maritimes | GWh | Prior Year Actual - Net Energy for Load | 2720 | 2515 | 2563 | 2296 | 2121 | 1947 | 1989 | 2053 | 1994 | 2250 | 2483 | 2803
2003 | CA | NPCC | Maritimes | Maritimes | GWh | Reporting Year Forecast - Net Energy For Load | 2999 | 2694 | 2688 | 2346 | 2115 | 1967 | 1959 | 1986 | 2002 | 2202 | 2413 | 2842
2003 | CA | NPCC | Maritimes | Maritimes | GWh | Year 1 Forecast - Net Energy For Load | 3007 | 2680 | 2733 | 2375 | 2141 | 2001 | 1974 | 2003 | 2037 | 2259 | 2471 | 2913
2003 | CA | NPCC | Ontario | Ontario | GWh | Prior Year Actual - Net Energy for Load | 13184 | 12134 | 12850 | 11819 | 11875 | 12185 | 14033 | 13749 | 12593 | 12398 | 12656 | 13484
2003 | CA | NPCC | Ontario | Ontario | GWh | Reporting Year Forecast - Net Energy For Load | 13973 | 12477 | 12952 | 11793 | 11725 | 12253 | 13418 | 13142 | 11778 | 12361 | 12579 | 13773
2003 | CA | NPCC | Ontario | Ontario | GWh | Year 1 Forecast - Net Energy For Load | 14090 | 12959 | 13186 | 11865 | 11816 | 12633 | 13492 | 13391 | 11886 | 12459 | 12867 | 13724
2003 | CA | NPCC | Quebec | Quebec | GWh | Prior Year Actual - Net Energy for Load | 17648 | 16342 | 16924 | 14062 | 13391 | 12046 | 12486 | 12696 | 12133 | 14220 | 15990 | 18251
2003 | CA | NPCC | Quebec | Quebec | GWh | Reporting Year Forecast - Net Energy For Load | 20338 | 18256 | 17886 | 14077 | 12993 | 12103 | 12470 | 12609 | 12301 | 13909 | 15626 | 18523
2003 | CA | NPCC | Quebec | Quebec | GWh | Year 1 Forecast - Net Energy For Load | 19746 | 17788 | 17215 | 14411 | 13331 | 12401 | 12790 | 12918 | 12586 | 14207 | 15917 | 18862
2003 | CA | WECC | - | - | GWh | Prior Year Actual - Net Energy for Load | 10413 | 9330 | 10223 | 9173 | 9088 | 8953 | 9694 | 9386 | 9120 | 10033 | 10212 | 10928
2003 | CA | WECC | - | - | GWh | Reporting Year Forecast - Net Energy For Load | 11014 | 9946 | 10395 | 9388 | 9465 | 9200 | 9708 | 9733 | 9316 | 10048 | 10515 | 11394
2003 | CA | WECC | - | - | GWh | Year 1 Forecast - Net Energy For Load | 11119 | 10399 | 10545 | 9617 | 9683 | 9424 | 9909 | 9948 | 9525 | 10280 | 10783 | 11629
2003 | MX | WECC | CA-MX | - | GWh | Prior Year Actual - Net Energy for Load | 644 | 576 | 631 | 664 | 733 | 854 | 967 | 961 | 870 | 692 | 654 | 642
2003 | MX | WECC | CA-MX | - | GWh | Reporting Year Forecast - Net Energy For Load | 735 | 667 | 748 | 734 | 924 | 997 | 1058 | 1118 | 1013 | 867 | 755 | 731
2003 | MX | WECC | CA-MX | - | GWh | Year 1 Forecast - Net Energy For Load | 783 | 710 | 796 | 781 | 984 | 1061 | 1126 | 1191 | 1078 | 923 | 803 | 778
2003 | TL | WECC | - | - | GWh | Prior Year Actual - Net Energy for Load | 67360 | 59594 | 64251 | 60669 | 63915 | 67607 | 75267 | 72693 | 66920 | 62517 | 63306 | 68038
2003 | TL | WECC | - | - | GWh | Reporting Year Forecast - Net Energy For Load | 72342 | 66110 | 69096 | 65599 | 67971 | 69848 | 75057 | 77123 | 69181 | 68401 | 68207 | 72245
2003 | TL | WECC | - | - | GWh | Year 1 Forecast - Net Energy For Load | 74204 | 68086 | 69626 | 66048 | 69743 | 71717 | 76376 | 78604 | 70449 | 69458 | 69328 | 73601
2003 | US | ECAR | - | - | GWh | Prior Year Actual - Net Energy for Load | 48240 | 43586 | 45847 | 42678 | 43139 | 48983 | 55193 | 54146 | 47301 | 44837 | 44684 | 49263
2003 | US | ECAR | - | - | GWh | Reporting Year Forecast - Net Energy For Load | 51098 | 44942 | 46671 | 42378 | 44417 | 48398 | 53424 | 52064 | 45555 | 45158 | 44709 | 49408
2003 | US | ECAR | - | - | GWh | Year 1 Forecast - Net Energy For Load | 52291 | 46441 | 47808 | 43268 | 45408 | 49600 | 54325 | 53130 | 46336 | 45903 | 45686 | 50462
2003 | US | TRE | - | ERCOT | GWh | Prior Year Actual - Net Energy for Load | 21488 | 19367 | 20449 | 21264 | 24048 | 26631 | 28810 | 30320 | 25631 | 21633 | 19297 | 21331
2003 | US | TRE | - | ERCOT | GWh | Reporting Year Forecast - Net Energy For Load | 22161 | 19479 | 20742 | 20543 | 24505 | 27469 | 30572 | 30685 | 26142 | 22441 | 20234 | 22360
2003 | US | TRE | - | ERCOT | GWh | Year 1 Forecast - Net Energy For Load | 22706 | 19958 | 21252 | 21048 | 25107 | 28144 | 31324 | 31440 | 26785 | 22992 | 20731 | 22909
2003 | US | FRCC | - | FRCC | GWh | Prior Year Actual - Net Energy for Load | 16088 | 13535 | 15853 | 16861 | 18608 | 18762 | 19976 | 20759 | 20417 | 18976 | 15669 | 15612
2003 | US | FRCC | - | FRCC | GWh | Reporting Year Forecast - Net Energy For Load | 17517 | 14506 | 15703 | 16103 | 18450 | 19924 | 21237 | 21571 | 20207 | 17829 | 15879 | 16590
2003 | US | FRCC | - | FRCC | GWh | Year 1 Forecast - Net Energy For Load | 16947 | 15905 | 16225 | 16572 | 18940 | 20584 | 21857 | 22270 | 20845 | 18445 | 16476 | 17117
2003 | US | MAAC | - | - | GWh | Prior Year Actual - Net Energy for Load | 22880 | 20130 | 21271 | 20247 | 20563 | 23885 | 27970 | 27985 | 22330 | 21340 | 21074 | 24232
2003 | US | MAAC | - | - | GWh | Reporting Year Forecast - Net Energy For Load | 24840 | 21934 | 22293 | 20059 | 20619 | 23423 | 26531 | 26088 | 22022 | 20850 | 21412 | 24045
2003 | US | MAAC | - | - | GWh | Year 1 Forecast - Net Energy For Load | 25334 | 22488 | 22743 | 20416 | 21102 | 23846 | 27013 | 26512 | 22414 | 21175 | 21692 | 24492
2003 | US | MAIN | - | - | GWh | Prior Year Actual - Net Energy for Load | 23030 | 20679 | 22025 | 21199 | 21261 | 24682 | 28813 | 27041 | 23593 | 22090 | 21517 | 23334
2003 | US | MAIN | - | - | GWh | Reporting Year Forecast - Net Energy For Load | 24537 | 22019 | 21764 | 20420 | 21390 | 23947 | 26941 | 26958 | 23044 | 21468 | 21426 | 23267
2003 | US | MAIN | - | - | GWh | Year 1 Forecast - Net Energy For Load | 24937 | 22580 | 22183 | 20813 | 21821 | 24311 | 27381 | 27403 | 23520 | 21885 | 21841 | 23706
2003 | US | MRO | - | - | GWh | Prior Year Actual - Net Energy for Load | 12729 | 11215 | 12077 | 11032 | 11240 | 13091 | 15133 | 14044 | 12472 | 11965 | 12126 | 12934
2003 | US | MRO | - | - | GWh | Reporting Year Forecast - Net Energy For Load | 13916 | 12318 | 12583 | 11591 | 12187 | 13055 | 15366 | 15100 | 12723 | 12536 | 12553 | 13590
2003 | US | MRO | - | - | GWh | Year 1 Forecast - Net Energy For Load | 14185 | 12822 | 12808 | 11948 | 12622 | 13510 | 15787 | 15562 | 13172 | 12837 | 12953 | 13884
2003 | US | NPCC | - | - | GWh | Prior Year Actual - Net Energy for Load | 24259 | 21481 | 22835 | 21481 | 21798 | 23775 | 28033 | 28193 | 23703 | 23023 | 22576 | 25042
2003 | US | NPCC | - | - | GWh | Reporting Year Forecast - Net Energy For Load | 26185 | 23164 | 23884 | 21735 | 22235 | 23974 | 26880 | 26855 | 23070 | 22894 | 23060 | 25589
2003 | US | NPCC | - | - | GWh | Year 1 Forecast - Net Energy For Load | 25642 | 23320 | 24205 | 22047 | 22552 | 24303 | 27233 | 27206 | 23390 | 23216 | 23389 | 25939
2003 | US | NPCC | New England | New England | GWh | Prior Year Actual - Net Energy for Load | 11009 | 9785 | 10331 | 9557 | 9769 | 10317 | 12132 | 12345 | 10379 | 10258 | 10191 | 11382
2003 | US | NPCC | New England | New England | GWh | Reporting Year Forecast - Net Energy For Load | 12000 | 10570 | 10715 | 9638 | 9698 | 10393 | 11816 | 11661 | 9825 | 10007 | 10423 | 11756
2003 | US | NPCC | New England | New England | GWh | Year 1 Forecast - Net Energy For Load | 11507 | 10727 | 10875 | 9781 | 9843 | 10548 | 11992 | 11834 | 9971 | 10156 | 10578 | 11931
2003 | US | NPCC | New York | New York | GWh | Prior Year Actual - Net Energy for Load | 13250 | 11696 | 12504 | 11924 | 12029 | 13458 | 15901 | 15848 | 13324 | 12765 | 12385 | 13660
2003 | US | NPCC | New York | New York | GWh | Reporting Year Forecast - Net Energy For Load | 14185 | 12594 | 13169 | 12097 | 12537 | 13581 | 15064 | 15194 | 13245 | 12887 | 12637 | 13833
2003 | US | NPCC | New York | New York | GWh | Year 1 Forecast - Net Energy For Load | 14135 | 12593 | 13330 | 12266 | 12709 | 13755 | 15241 | 15372 | 13419 | 13060 | 12811 | 14008
2003 | US | SERC | - | - | GWh | Prior Year Actual - Net Energy for Load | 69131 | 60876 | 63765 | 61841 | 66591 | 75504 | 84081 | 83222 | 72333 | 64782 | 62652 | 70541
2003 | US | SERC | - | - | GWh | Reporting Year Forecast - Net Energy For Load | 73427 | 62936 | 64241 | 60441 | 67325 | 75019 | 83925 | 83078 | 70026 | 63794 | 62034 | 69691
2003 | US | SERC | - | - | GWh | Year 1 Forecast - Net Energy For Load | 73483 | 65086 | 65533 | 61677 | 68491 | 76895 | 85982 | 85238 | 72027 | 65522 | 63847 | 71355
2003 | US | SERC | Central | - | GWh | Prior Year Actual - Net Energy for Load | 14274 | 12688 | 13227 | 12632 | 12856 | 14373 | 15898 | 15853 | 14153 | 12635 | 13062 | 14563
2003 | US | SERC | Central | - | GWh | Reporting Year Forecast - Net Energy For Load | 15843 | 13783 | 13481 | 12494 | 13315 | 14217 | 15763 | 15643 | 13556 | 13279 | 13053 | 14806
2003 | US | SERC | Central | - | GWh | Year 1 Forecast - Net Energy For Load | 15965 | 14203 | 13765 | 12788 | 13555 | 14498 | 16077 | 15959 | 13822 | 13600 | 13621 | 15161
2003 | US | SERC | Delta | - | GWh | Prior Year Actual - Net Energy for Load | 11485 | 10098 | 11002 | 10830 | 11857 | 13084 | 14495 | 14435 | 12764 | 11132 | 10360 | 11271
2003 | US | SERC | Delta | - | GWh | Reporting Year Forecast - Net Energy For Load | 11073 | 9760 | 10480 | 10289 | 11671 | 12761 | 14313 | 14262 | 11960 | 10403 | 9726 | 10944
2003 | US | SERC | Delta | - | GWh | Year 1 Forecast - Net Energy For Load | 11068 | 9949 | 10423 | 10207 | 11623 | 13201 | 14700 | 14693 | 12298 | 10682 | 10056 | 11233
2003 | US | SERC | Southeastern | - | GWh | Prior Year Actual - Net Energy for Load | 18313 | 16219 | 17110 | 16829 | 18888 | 21494 | 23908 | 23916 | 20991 | 18552 | 17146 | 19233
2003 | US | SERC | Southeastern | - | GWh | Reporting Year Forecast - Net Energy For Load | 19405 | 16702 | 17049 | 16603 | 19344 | 22187 | 24789 | 24604 | 20571 | 17761 | 17071 | 18967
2003 | US | SERC | Southeastern | - | GWh | Year 1 Forecast - Net Energy For Load | 20055 | 17587 | 17679 | 17139 | 19856 | 22838 | 25628 | 25511 | 21433 | 18371 | 17582 | 19547
2003 | US | SERC | VACAR | - | GWh | Prior Year Actual - Net Energy for Load | 25059 | 21871 | 22426 | 21550 | 22990 | 26553 | 29780 | 29018 | 24425 | 22463 | 22084 | 25474
2003 | US | SERC | VACAR | - | GWh | Reporting Year Forecast - Net Energy For Load | 27106 | 22691 | 23231 | 21055 | 22995 | 25854 | 29060 | 28569 | 23939 | 22351 | 22184 | 24974
2003 | US | SERC | VACAR | - | GWh | Year 1 Forecast - Net Energy For Load | 26395 | 23347 | 23666 | 21543 | 23457 | 26358 | 29577 | 29075 | 24474 | 22869 | 22588 | 25414
2003 | US | SPP | - | - | GWh | Prior Year Actual - Net Energy for Load | 15541 | 13823 | 14823 | 14014 | 15146 | 18180 | 20677 | 20766 | 17231 | 14881 | 14196 | 15598
2003 | US | SPP | - | - | GWh | Reporting Year Forecast - Net Energy For Load | 16531 | 14581 | 15134 | 14050 | 15517 | 18205 | 21283 | 20856 | 17092 | 15052 | 14699 | 16475
2003 | US | SPP | - | - | GWh | Year 1 Forecast - Net Energy For Load | 16785 | 14989 | 15392 | 14278 | 15759 | 18547 | 21607 | 21113 | 17231 | 15198 | 14968 | 16739
2003 | US | WECC | - | - | GWh | Prior Year Actual - Net Energy for Load | 56303 | 49688 | 53397 | 50832 | 54094 | 57800 | 64606 | 62346 | 56930 | 51792 | 52440 | 56468
2003 | US | WECC | - | - | GWh | Reporting Year Forecast - Net Energy For Load | 60593 | 55497 | 57953 | 55477 | 57582 | 59651 | 64291 | 66272 | 58852 | 57486 | 56937 | 60120
2003 | US | WECC | - | - | GWh | Year 1 Forecast - Net Energy For Load | 62302 | 56977 | 58285 | 55650 | 59076 | 61232 | 65341 | 67465 | 59846 | 58255 | 57742 | 61194
2003 | US | WECC | AZN | - | GWh | Prior Year Actual - Net Energy for Load | 8770 | 7677 | 8242 | 8520 | 9729 | 11598 | 12832 | 12484 | 10674 | 8522 | 7810 | 8803
2003 | US | WECC | AZN | - | GWh | Reporting Year Forecast - Net Energy For Load | 9212 | 8763 | 9585 | 9636 | 10094 | 11468 | 12980 | 13014 | 11436 | 9762 | 8529 | 9334
2003 | US | WECC | AZN | - | GWh | Year 1 Forecast - Net Energy For Load | 9757 | 8890 | 9169 | 8984 | 10479 | 11911 | 13479 | 13545 | 11897 | 10120 | 8844 | 9667
2003 | US | WECC | CNV | - | GWh | Prior Year Actual - Net Energy for Load | 21936 | 19326 | 21068 | 20797 | 22095 | 23177 | 26007 | 25419 | 24253 | 22009 | 20895 | 21766
2003 | US | WECC | CNV | - | GWh | Reporting Year Forecast - Net Energy For Load | 23480 | 21086 | 22854 | 22190 | 23719 | 24043 | 25087 | 27342 | 23737 | 23239 | 22514 | 22386
2003 | US | WECC | CNV | - | GWh | Year 1 Forecast - Net Energy For Load | 24034 | 21443 | 23171 | 22548 | 24498 | 24811 | 25603 | 27904 | 24093 | 23634 | 22809 | 22872
2003 | US | WECC | NWPP | - | GWh | Prior Year Actual - Net Energy for Load | 20752 | 18410 | 19495 | 17311 | 17850 | 18133 | 20206 | 19388 | 17614 | 16812 | 19216 | 20991
2003 | US | WECC | NWPP | - | GWh | Reporting Year Forecast - Net Energy For Load | 23191 | 21316 | 20988 | 19349 | 19294 | 19403 | 20943 | 20769 | 19339 | 19949 | 21144 | 23388
2003 | US | WECC | NWPP | - | GWh | Year 1 Forecast - Net Energy For Load | 23774 | 22284 | 21393 | 19790 | 19598 | 19743 | 20944 | 20836 | 19490 | 19940 | 21311 | 23609
2003 | US | WECC | RMPA | - | GWh | Prior Year Actual - Net Energy for Load | 4845 | 4275 | 4592 | 4204 | 4420 | 4892 | 5561 | 5055 | 4389 | 4449 | 4519 | 4908
2003 | US | WECC | RMPA | - | GWh | Reporting Year Forecast - Net Energy For Load | 4710 | 4332 | 4526 | 4302 | 4475 | 4737 | 5281 | 5147 | 4340 | 4536 | 4750 | 5012
2003 | US | WECC | RMPA | - | GWh | Year 1 Forecast - Net Energy For Load | 4737 | 4360 | 4552 | 4328 | 4501 | 4767 | 5315 | 5180 | 4366 | 4561 | 4778 | 5046
2004 | CA | MRO | - | - | GWh | Prior Year Actual - Net Energy for Load | 4067 | 3686 | 3720 | 3094 | 3008 | 2940 | 3063 | 3216 | 2959 | 3183 | 3587 | 3846
2004 | CA | MRO | - | - | GWh | Reporting Year Forecast - Net Energy For Load | 4138 | 3712 | 3745 | 3236 | 3170 | 3075 | 3159 | 3242 | 3064 | 3363 | 3631 | 4138
2004 | CA | MRO | - | - | GWh | Year 1 Forecast - Net Energy For Load | 4234 | 3728 | 3835 | 3287 | 3229 | 3126 | 3221 | 3301 | 3113 | 3422 | 3688 | 4192
2004 | CA | NPCC | - | - | GWh | Prior Year Actual - Net Energy for Load | 37832 | 34102 | 34057 | 29704 | 27101 | 26283 | 27754 | 27665 | 26080 | 28636 | 30520 | 34794
2004 | CA | NPCC | - | - | GWh | Reporting Year Forecast - Net Energy For Load | 39582 | 33784 | 33133 | 28715 | 27249 | 26774 | 28069 | 28236 | 26205 | 28683 | 31160 | 35358
2004 | CA | NPCC | - | - | GWh | Year 1 Forecast - Net Energy For Load | 37117 | 33054 | 33676 | 29097 | 27648 | 27091 | 28430 | 28926 | 26816 | 29185 | 31629 | 36089
2004 | CA | NPCC | Maritimes | Maritimes | GWh | Prior Year Actual - Net Energy for Load | 3019 | 2734 | 2754 | 2384 | 2242 | 2010 | 2079 | 2093 | 1984 | 2213 | 2427 | 2785
2004 | CA | NPCC | Maritimes | Maritimes | GWh | Reporting Year Forecast - Net Energy For Load | 3197 | 2753 | 2791 | 2365 | 2198 | 2039 | 2059 | 2084 | 2067 | 2283 | 2484 | 2892
2004 | CA | NPCC | Maritimes | Maritimes | GWh | Year 1 Forecast - Net Energy For Load | 3027 | 2757 | 2793 | 2413 | 2257 | 2076 | 2097 | 2132 | 2106 | 2335 | 2520 | 2963
2004 | CA | NPCC | Ontario | Ontario | GWh | Prior Year Actual - Net Energy for Load | 14487 | 13123 | 13414 | 12097 | 11627 | 11885 | 12898 | 12514 | 11794 | 12160 | 12390 | 13328
2004 | CA | NPCC | Ontario | Ontario | GWh | Reporting Year Forecast - Net Energy For Load | 14769 | 13088 | 13255 | 11971 | 11899 | 12566 | 13423 | 13381 | 11921 | 12498 | 12957 | 13755
2004 | CA | NPCC | Ontario | Ontario | GWh | Year 1 Forecast - Net Energy For Load | 14240 | 12820 | 13518 | 12091 | 11981 | 12533 | 13422 | 13643 | 12101 | 12497 | 12897 | 13794
2004 | CA | NPCC | Quebec | Quebec | GWh | Prior Year Actual - Net Energy for Load | 20326 | 18245 | 17889 | 15223 | 13232 | 12388 | 12777 | 13058 | 12302 | 14263 | 15703 | 18681
2004 | CA | NPCC | Quebec | Quebec | GWh | Reporting Year Forecast - Net Energy For Load | 21616 | 17943 | 17087 | 14379 | 13152 | 12169 | 12587 | 12771 | 12217 | 13902 | 15719 | 18711
2004 | CA | NPCC | Quebec | Quebec | GWh | Year 1 Forecast - Net Energy For Load | 19850 | 17477 | 17365 | 14593 | 13410 | 12482 | 12911 | 13151 | 12609 | 14353 | 16212 | 19332
2004 | CA | WECC | - | - | GWh | Prior Year Actual - Net Energy for Load | 10956 | 9908 | 10597 | 9676 | 9569 | 9081 | 9785 | 9788 | 9384 | 10149 | 10750 | 11396
2004 | CA | WECC | - | - | GWh | Reporting Year Forecast - Net Energy For Load | 11235 | 10241 | 10810 | 9727 | 9652 | 9390 | 9876 | 9776 | 9392 | 10177 | 10541 | 11289
2004 | CA | WECC | - | - | GWh | Year 1 Forecast - Net Energy For Load | 11363 | 10189 | 10950 | 9861 | 9800 | 9528 | 9995 | 9917 | 9528 | 10315 | 10667 | 11435
2004 | MX | WECC | CA-MX | - | GWh | Prior Year Actual - Net Energy for Load | 658 | 586 | 658 | 650 | 759 | 855 | 1023 | 1037 | 946 | 842 | 679 | 675
2004 | MX | WECC | CA-MX | - | GWh | Reporting Year Forecast - Net Energy For Load | 691 | 638 | 709 | 718 | 828 | 912 | 1048 | 1087 | 983 | 833 | 732 | 724
2004 | MX | WECC | CA-MX | - | GWh | Year 1 Forecast - Net Energy For Load | 725 | 669 | 744 | 753 | 868 | 957 | 1099 | 1140 | 1031 | 873 | 768 | 760
2004 | TL | WECC | - | - | GWh | Prior Year Actual - Net Energy for Load | 65103 | 58931 | 63490 | 59861 | 64003 | 66403 | 76864 | 74707 | 67161 | 65506 | 63969 | 69163
2004 | TL | WECC | - | - | GWh | Reporting Year Forecast - Net Energy For Load | 71332 | 64840 | 66938 | 63476 | 66991 | 69227 | 74251 | 76129 | 68342 | 66493 | 65940 | 69999
2004 | TL | WECC | - | - | GWh | Year 1 Forecast - Net Energy For Load | 72764 | 65578 | 68302 | 64698 | 68429 | 70840 | 75919 | 77921 | 69752 | 67883 | 67297 | 71441
2004 | US | ECAR | - | - | GWh | Prior Year Actual - Net Energy for Load | 51098 | 45390 | 45191 | 40889 | 41542 | 43785 | 49352 | 50904 | 43335 | 42659 | 42612 | 48352
2004 | US | ECAR | - | - | GWh | Reporting Year Forecast - Net Energy For Load | 50685 | 45060 | 45819 | 41454 | 43406 | 47639 | 52396 | 51486 | 44714 | 44153 | 44044 | 48932
2004 | US | ECAR | - | - | GWh | Year 1 Forecast - Net Energy For Load | 51728 | 45313 | 46843 | 42285 | 44392 | 48721 | 53400 | 52594 | 45497 | 45034 | 44941 | 49919
2004 | US | TRE | - | ERCOT | GWh | Prior Year Actual - Net Energy for Load | 22599 | 20091 | 19727 | 20427 | 25967 | 26975 | 28854 | 30728 | 24305 | 22218 | 20349 | 21628
2004 | US | TRE | - | ERCOT | GWh | Reporting Year Forecast - Net Energy For Load | 22385 | 19694 | 20839 | 20719 | 24840 | 27669 | 30700 | 30952 | 26221 | 22613 | 20416 | 22493
2004 | US | TRE | - | ERCOT | GWh | Year 1 Forecast - Net Energy For Load | 22832 | 20088 | 21256 | 21133 | 25337 | 28222 | 31314 | 31571 | 26745 | 23065 | 20825 | 22943
2004 | US | FRCC | - | FRCC | GWh | Prior Year Actual - Net Energy for Load | 17991 | 14034 | 17082 | 16283 | 19948 | 20087 | 21294 | 20906 | 20366 | 18286 | 16639 | 16105
2004 | US | FRCC | - | FRCC | GWh | Reporting Year Forecast - Net Energy For Load | 17203 | 15811 | 16390 | 16544 | 19031 | 20591 | 21941 | 22271 | 20963 | 18619 | 16508 | 17154
2004 | US | FRCC | - | FRCC | GWh | Year 1 Forecast - Net Energy For Load | 17418 | 16203 | 16878 | 17029 | 19558 | 21148 | 22530 | 22876 | 21549 | 19169 | 16997 | 17675
2004 | US | MAAC | - | - | GWh | Prior Year Actual - Net Energy for Load | 25939 | 22778 | 22392 | 20279 | 20164 | 22634 | 26978 | 27541 | 21927 | 20828 | 20747 | 24393
2004 | US | MAAC | - | - | GWh | Reporting Year Forecast - Net Energy For Load | 25280 | 22810 | 22678 | 20448 | 20943 | 23654 | 27276 | 26766 | 22274 | 21252 | 21707 | 24445
2004 | US | MAAC | - | - | GWh | Year 1 Forecast - Net Energy For Load | 25701 | 22978 | 23009 | 20788 | 21289 | 24058 | 27692 | 27225 | 22631 | 21582 | 22043 | 24848
2004 | US | MAIN | - | - | GWh | Prior Year Actual - Net Energy for Load | 23665 | 21546 | 21918 | 19700 | 19548 | 21393 | 25552 | 26761 | 22638 | 21006 | 20687 | 22652
2004 | US | MAIN | - | - | GWh | Reporting Year Forecast - Net Energy For Load | 23545 | 21668 | 21365 | 20031 | 20251 | 22656 | 26094 | 26173 | 22552 | 20880 | 20756 | 22421
2004 | US | MAIN | - | - | GWh | Year 1 Forecast - Net Energy For Load | 23918 | 21707 | 21686 | 20312 | 20560 | 22938 | 26414 | 26494 | 22885 | 21189 | 21041 | 22747
2004 | US | MRO | - | - | GWh | Prior Year Actual - Net Energy for Load | 13552 | 12197 | 12349 | 11174 | 11460 | 12312 | 15200 | 15533 | 12192 | 12264 | 12141 | 13545
2004 | US | MRO | - | - | GWh | Reporting Year Forecast - Net Energy For Load | 14062 | 12659 | 12682 | 11701 | 12313 | 13345 | 15912 | 15444 | 12823 | 12669 | 12539 | 13783
2004 | US | MRO | - | - | GWh | Year 1 Forecast - Net Energy For Load | 14361 | 12752 | 12957 | 11950 | 12421 | 13487 | 16135 | 15728 | 13160 | 12922 | 12858 | 14045
2004 | US | NPCC | - | - | GWh | Prior Year Actual - Net Energy for Load | 26227 | 23206 | 23794 | 21746 | 21609 | 23410 | 27682 | 28051 | 23319 | 22529 | 22190 | 25028
2004 | US | NPCC | - | - | GWh | Reporting Year Forecast - Net Energy For Load | 27013 | 23375 | 23765 | 21499 | 23536 | 24402 | 28324 | 27801 | 24297 | 23405 | 23347 | 25748
2004 | US | NPCC | - | - | GWh | Year 1 Forecast - Net Energy For Load | 26175 | 23752 | 24742 | 21809 | 23971 | 24851 | 28849 | 28313 | 24744 | 23741 | 23682 | 26117
2004 | US | NPCC | New England | New England | GWh | Prior Year Actual - Net Energy for Load | 12042 | 10612 | 10848 | 9954 | 9758 | 10450 | 12269 | 12627 | 10331 | 10229 | 10124 | 11534
2004 | US | NPCC | New England | New England | GWh | Reporting Year Forecast - Net Energy For Load | 12629 | 10629 | 10855 | 9042 | 10630 | 10433 | 12846 | 12190 | 10669 | 10142 | 10337 | 11522
2004 | US | NPCC | New England | New England | GWh | Year 1 Forecast - Net Energy For Load | 11579 | 10748 | 10977 | 9143 | 10848 | 10647 | 13111 | 12440 | 10887 | 10255 | 10453 | 11652
2004 | US | NPCC | New York | New York | GWh | Prior Year Actual - Net Energy for Load | 14185 | 12594 | 12946 | 11792 | 11851 | 12960 | 15413 | 15424 | 12988 | 12300 | 12066 | 13494
2004 | US | NPCC | New York | New York | GWh | Reporting Year Forecast - Net Energy For Load | 14384 | 12746 | 12910 | 12457 | 12906 | 13969 | 15478 | 15611 | 13628 | 13263 | 13010 | 14226
2004 | US | NPCC | New York | New York | GWh | Year 1 Forecast - Net Energy For Load | 14596 | 13004 | 13765 | 12666 | 13123 | 14204 | 15738 | 15873 | 13857 | 13486 | 13229 | 14465
2004 | US | SERC | - | - | GWh | Prior Year Actual - Net Energy for Load | 76847 | 64734 | 62375 | 59811 | 66416 | 70777 | 79883 | 82488 | 68269 | 61796 | 61109 | 72459
2004 | US | SERC | - | - | GWh | Reporting Year Forecast - Net Energy For Load | 75731 | 65917 | 66354 | 62517 | 69329 | 77295 | 86423 | 85650 | 73008 | 66375 | 64775 | 71936
2004 | US | SERC | - | - | GWh | Year 1 Forecast - Net Energy For Load | 76612 | 66439 | 67998 | 64006 | 70869 | 79353 | 88832 | 88150 | 74731 | 67954 | 66433 | 73762
2004 | US | SERC | Central | - | GWh | Prior Year Actual - Net Energy for Load | 15987 | 13804 | 12866 | 12161 | 13022 | 13125 | 15135 | 15821 | 13427 | 12701 | 12456 | 14943
2004 | US | SERC | Central | - | GWh | Reporting Year Forecast - Net Energy For Load | 15443 | 14135 | 13640 | 12667 | 13232 | 14214 | 15736 | 15771 | 13620 | 13457 | 13397 | 15054
2004 | US | SERC | Central | - | GWh | Year 1 Forecast - Net Energy For Load | 16096 | 14104 | 14013 | 12999 | 13535 | 14562 | 16113 | 16146 | 13930 | 13755 | 13690 | 15369
2004 | US | SERC | Delta | - | GWh | Prior Year Actual - Net Energy for Load | 12085 | 10515 | 10555 | 10405 | 12236 | 12294 | 13899 | 14216 | 11826 | 10521 | 10215 | 11350
2004 | US | SERC | Delta | - | GWh | Reporting Year Forecast - Net Energy For Load | 11860 | 10149 | 10586 | 10541 | 11681 | 13226 | 14497 | 14666 | 12672 | 10908 | 10317 | 10973
2004 | US | SERC | Delta | - | GWh | Year 1 Forecast - Net Energy For Load | 11976 | 10182 | 10763 | 10704 | 11897 | 13454 | 14744 | 14951 | 12884 | 11072 | 10488 | 11150
2004 | US | SERC | Southeastern | - | GWh | Prior Year Actual - Net Energy for Load | 20699 | 16507 | 16471 | 16223 | 18957 | 20385 | 22443 | 23262 | 19726 | 17118 | 16743 | 19712
2004 | US | SERC | Southeastern | - | GWh | Reporting Year Forecast - Net Energy For Load | 21285 | 18679 | 18898 | 18209 | 21148 | 23769 | 26653 | 26498 | 22648 | 19494 | 18697 | 20727
2004 | US | SERC | Southeastern | - | GWh | Year 1 Forecast - Net Energy For Load | 21906 | 18948 | 19528 | 18821 | 21766 | 24719 | 27817 | 27744 | 23442 | 20133 | 19409 | 21531
2004 | US | SERC | VACAR | - | GWh | Prior Year Actual - Net Energy for Load | 28076 | 23908 | 22483 | 21022 | 22201 | 24973 | 28406 | 29189 | 23290 | 21456 | 21695 | 26454
2004 | US | SERC | VACAR | - | GWh | Reporting Year Forecast - Net Energy For Load | 27143 | 22954 | 23230 | 21100 | 23268 | 26086 | 29537 | 28715 | 24068 | 22516 | 22364 | 25182
2004 | US | SERC | VACAR | - | GWh | Year 1 Forecast - Net Energy For Load | 26634 | 23205 | 23694 | 21482 | 23671 | 26618 | 30158 | 29309 | 24475 | 22994 | 22846 | 25712
2004 | US | SPP | - | - | GWh | Prior Year Actual - Net Energy for Load | 15502 | 13800 | 13822 | 13186 | 14776 | 16090 | 20488 | 20314 | 15031 | 13938 | 13562 | 15065
2004 | US | SPP | - | - | GWh | Reporting Year Forecast - Net Energy For Load | 15827 | 14351 | 14536 | 13865 | 15485 | 17995 | 20692 | 20280 | 16632 | 14613 | 14360 | 15886
2004 | US | SPP | - | - | GWh | Year 1 Forecast - Net Energy For Load | 16139 | 14319 | 14804 | 14098 | 15686 | 18250 | 21072 | 20660 | 16941 | 14885 | 14601 | 16152
2004 | US | WECC | - | - | GWh | Prior Year Actual - Net Energy for Load | 53489 | 48437 | 52235 | 49535 | 53675 | 56467 | 66056 | 63882 | 56831 | 54515 | 52540 | 57092
2004 | US | WECC | - | - | GWh | Reporting Year Forecast - Net Energy For Load | 59406 | 53961 | 55419 | 53031 | 56511 | 58925 | 63327 | 65266 | 57967 | 55483 | 54667 | 57986
2004 | US | WECC | - | - | GWh | Year 1 Forecast - Net Energy For Load | 60676 | 54720 | 56608 | 54084 | 57761 | 60355 | 64825 | 66864 | 59193 | 56695 | 55862 | 59246
2004 | US | WECC | AZN | - | GWh | Prior Year Actual - Net Energy for Load | 8564 | 7794 | 8428 | 8187 | 10196 | 11581 | 13672 | 13143 | 11311 | 10018 | 8333 | 9344
2004 | US | WECC | AZN | - | GWh | Reporting Year Forecast - Net Energy For Load | 9392 | 8512 | 8831 | 8696 | 10256 | 11710 | 13250 | 13127 | 11772 | 9772 | 8681 | 9315
2004 | US | WECC | AZN | - | GWh | Year 1 Forecast - Net Energy For Load | 9668 | 8538 | 9002 | 8956 | 10623 | 12105 | 13712 | 13666 | 12202 | 10127 | 8995 | 9668
2004 | US | WECC | CNV | - | GWh | Prior Year Actual - Net Energy for Load | 20615 | 18512 | 20995 | 20186 | 21609 | 22566 | 26878 | 26492 | 24296 | 22818 | 20598 | 22206
2004 | US | WECC | CNV | - | GWh | Reporting Year Forecast - Net Energy For Load | 23987 | 21415 | 23141 | 22534 | 24460 | 24798 | 25585 | 27904 | 24068 | 23611 | 22784 | 22851
2004 | US | WECC | CNV | - | GWh | Year 1 Forecast - Net Energy For Load | 24428 | 21748 | 23587 | 22913 | 24868 | 25263 | 26009 | 28393 | 24495 | 24063 | 23225 | 23276
2004 | US | WECC | NWPP | - | GWh | Prior Year Actual - Net Energy for Load | 19514 | 17756 | 18230 | 16921 | 17348 | 17865 | 19770 | 18754 | 16779 | 17177 | 18985 | 20483
2004 | US | WECC | NWPP | - | GWh | Reporting Year Forecast - Net Energy For Load | 21125 | 19521 | 18902 | 17549 | 17566 | 17989 | 19367 | 19113 | 17443 | 17714 | 18786 | 20913
2004 | US | WECC | NWPP | - | GWh | Year 1 Forecast - Net Energy For Load | 21581 | 19825 | 19381 | 17873 | 17952 | 18469 | 19882 | 19563 | 17699 | 18008 | 19128 | 21298
2004 | US | WECC | RMPA | - | GWh | Prior Year Actual - Net Energy for Load | 4796 | 4375 | 4582 | 4241 | 4522 | 4455 | 5736 | 5493 | 4445 | 4502 | 4624 | 5059
2004 | US | WECC | RMPA | - | GWh | Reporting Year Forecast - Net Energy For Load | 4902 | 4513 | 4545 | 4252 | 4229 | 4428 | 5125 | 5122 | 4684 | 4386 | 4416 | 4907
2004 | US | WECC | RMPA | - | GWh | Year 1 Forecast - Net Energy For Load | 4999 | 4609 | 4638 | 4342 | 4318 | 4518 | 5222 | 5242 | 4797 | 4497 | 4514 | 5004
2005 | CA | MRO | - | - | GWh | Prior Year Actual - Net Energy for Load | 4224 | 3647 | 3637 | 3148 | 3175 | 3065 | 3164 | 3139 | 3106 | 3380 | 3575 | 4213
2005 | CA | MRO | - | - | GWh | Reporting Year Forecast - Net Energy For Load | 4187 | 3671 | 3789 | 3255 | 3187 | 3097 | 3203 | 3301 | 3092 | 3383 | 3685 | 4126
2005 | CA | MRO | - | - | GWh | Year 1 Forecast - Net Energy For Load | 4297 | 3764 | 3894 | 3342 | 3280 | 3185 | 3305 | 3396 | 3180 | 3482 | 3778 | 4226
2005 | CA | NPCC | - | - | GWh | Prior Year Actual - Net Energy for Load | 39588 | 33856 | 33091 | 28931 | 27299 | 26482 | 27483 | 27473 | 26553 | 28028 | 30790 | 36254
2005 | CA | NPCC | - | - | GWh | Reporting Year Forecast - Net Energy For Load | 37567 | 32776 | 33677 | 29286 | 27900 | 27134 | 28795 | 29194 | 27219 | 29411 | 31771 | 36217
2005 | CA | NPCC | - | - | GWh | Year 1 Forecast - Net Energy For Load | 38196 | 33817 | 34493 | 29717 | 28453 | 27615 | 29372 | 29678 | 27534 | 29794 | 32067 | 36444
2005 | CA | NPCC | Maritimes | Maritimes | GWh | Prior Year Actual - Net Energy for Load | 3200 | 2794 | 2748 | 2383 | 2202 | 2037 | 2098 | 2110 | 2045 | 2266 | 2499 | 2879
2005 | CA | NPCC | Maritimes | Maritimes | GWh | Reporting Year Forecast - Net Energy For Load | 3095 | 2627 | 2734 | 2451 | 2269 | 2080 | 2091 | 2132 | 2115 | 2347 | 2543 | 2949
2005 | CA | NPCC | Maritimes | Maritimes | GWh | Year 1 Forecast - Net Energy For Load | 3080 | 2818 | 2838 | 2478 | 2299 | 2120 | 2127 | 2169 | 2142 | 2381 | 2577 | 2979
2005 | CA | NPCC | Ontario | Ontario | GWh | Prior Year Actual - Net Energy for Load | 14767 | 13088 | 13225 | 11792 | 11835 | 12046 | 12770 | 12746 | 12370 | 12215 | 12601 | 13982
2005 | CA | NPCC | Ontario | Ontario | GWh | Reporting Year Forecast - Net Energy For Load | 14619 | 12732 | 13494 | 12064 | 11928 | 12284 | 13350 | 13584 | 12213 | 12496 | 12882 | 13786
2005 | CA | NPCC | Ontario | Ontario | GWh | Year 1 Forecast - Net Energy For Load | 14439 | 12944 | 13622 | 12106 | 12144 | 12427 | 13605 | 13772 | 12320 | 12701 | 13036 | 13882
2005 | CA | NPCC | Quebec | Quebec | GWh | Prior Year Actual - Net Energy for Load | 21621 | 17974 | 17118 | 14756 | 13262 | 12399 | 12615 | 12617 | 12138 | 13547 | 15690 | 19393
2005 | CA | NPCC | Quebec | Quebec | GWh | Reporting Year Forecast - Net Energy For Load | 19853 | 17417 | 17449 | 14771 | 13703 | 12770 | 13354 | 13478 | 12891 | 14568 | 16346 | 19482
2005 | CA | NPCC | Quebec | Quebec | GWh | Year 1 Forecast - Net Energy For Load | 20677 | 18055 | 18033 | 15133 | 14010 | 13068 | 13640 | 13737 | 13072 | 14712 | 16454 | 19583
2005 | CA | WECC | - | - | GWh | Prior Year Actual - Net Energy for Load | 11558 | 10499 | 10770 | 9641 | 9664 | 9594 | 9983 | 10158 | 9725 | 10423 | 10682 | 11468
2005 | CA | WECC | - | - | GWh | Reporting Year Forecast - Net Energy For Load | 11689 | 10532 | 11167 | 10189 | 10146 | 9627 | 10164 | 10415 | 9953 | 10637 | 11070 | 11865
2005 | CA | WECC | - | - | GWh | Year 1 Forecast - Net Energy For Load | 11943 | 10758 | 11396 | 10351 | 10316 | 9742 | 10329 | 10542 | 10123 | 10747 | 11169 | 11981
2005 | MX | WECC | CA-MX | - | GWh | Prior Year Actual - Net Energy for Load | 691 | 654 | 742 | 725 | 839 | 913 | 1055 | 1065 | 943 | 793 | 715 | 726
2005 | MX | WECC | CA-MX | - | GWh | Reporting Year Forecast - Net Energy For Load | 736 | 661 | 733 | 758 | 906 | 977 | 1107 | 1119 | 1013 | 865 | 751 | 745
2005 | MX | WECC | CA-MX | - | GWh | Year 1 Forecast - Net Energy For Load | 773 | 694 | 769 | 796 | 952 | 1026 | 1163 | 1174 | 1063 | 908 | 789 | 783
2005 | TL | WECC | - | - | GWh | Prior Year Actual - Net Energy for Load | 69644 | 63334 | 65117 | 61342 | 66017 | 68856 | 76178 | 74856 | 68485 | 65124 | 65566 | 71560
2005 | TL | WECC | - | - | GWh | Reporting Year Forecast - Net Energy For Load | 71714 | 64292 | 67729 | 64433 | 67862 | 70920 | 77868 | 78368 | 71124 | 68156 | 66855 | 72550
2005 | TL | WECC | - | - | GWh | Year 1 Forecast - Net Energy For Load | 73516 | 65981 | 69577 | 65744 | 69667 | 72525 | 79702 | 80301 | 72665 | 70195 | 68583 | 74372
2005 | US | ECAR | - | - | GWh | Prior Year Actual - Net Energy for Load | 51698 | 46026 | 45239 | 41588 | 44673 | 46002 | 49451 | 48469 | 45257 | 42464 | 42995 | 49374
2005 | US | ECAR | - | - | GWh | Reporting Year Forecast - Net Energy For Load | 51117 | 45633 | 46439 | 42164 | 44053 | 48451 | 53069 | 52301 | 45833 | 44397 | 44611 | 50463
2005 | US | ECAR | - | - | GWh | Year 1 Forecast - Net Energy For Load | 52128 | 46357 | 47530 | 42930 | 44856 | 49291 | 53950 | 53392 | 46836 | 45301 | 45332 | 51216
2005 | US | TRE | - | ERCOT | GWh | Prior Year Actual - Net Energy for Load | 22136 | 21046 | 20188 | 20402 | 24692 | 26757 | 30051 | 29759 | 26714 | 24442 | 20072 | 22887
2005 | US | TRE | - | ERCOT | GWh | Reporting Year Forecast - Net Energy For Load | 21890 | 20401 | 21633 | 22080 | 25959 | 27793 | 31987 | 32290 | 25095 | 22555 | 20245 | 23725
2005 | US | TRE | - | ERCOT | GWh | Year 1 Forecast - Net Energy For Load | 23310 | 20700 | 22516 | 21857 | 25416 | 28365 | 32608 | 32805 | 26935 | 23208 | 20576 | 23621
2005 | US | FRCC | - | FRCC | GWh | Prior Year Actual - Net Energy for Load | 16515 | 15203 | 15792 | 16008 | 19153 | 21994 | 21970 | 21653 | 19973 | 18901 | 16418 | 16755
2005 | US | FRCC | - | FRCC | GWh | Reporting Year Forecast - Net Energy For Load | 17451 | 15480 | 16823 | 16936 | 19570 | 21095 | 22593 | 22834 | 21387 | 19173 | 16933 | 17596
2005 | US | FRCC | - | FRCC | GWh | Year 1 Forecast - Net Energy For Load | 17859 | 15952 | 17375 | 17472 | 20148 | 21770 | 23309 | 23549 | 22059 | 19781 | 17484 | 18181
2005 | US | MAAC | - | - | GWh | Prior Year Actual - Net Energy for Load | 26806 | 23107 | 22440 | 21235 | 23268 | 23925 | 26712 | 26535 | 22889 | 20978 | 21150 | 24601
2005 | US | MAAC | - | - | GWh | Reporting Year Forecast - Net Energy For Load | 25455 | 22356 | 22843 | 20677 | 21369 | 23925 | 27336 | 27189 | 22355 | 21381 | 21911 | 24708
2005 | US | MAAC | - | - | GWh | Year 1 Forecast - Net Energy For Load | 25918 | 22764 | 23312 | 21094 | 21721 | 24387 | 27841 | 27703 | 22773 | 21813 | 22328 | 25183
2005 | US | MAIN | - | - | GWh | Prior Year Actual - Net Energy for Load | 24558 | 22197 | 22066 | 20301 | 21762 | 23605 | 25815 | 24440 | 23335 | 21315 | 21261 | 24105
2005 | US | MAIN | - | - | GWh | Reporting Year Forecast - Net Energy For Load | 24831 | 21827 | 22475 | 20933 | 21749 | 25080 | 28571 | 28162 | 23472 | 22406 | 21989 | 24602
2005 | US | MAIN | - | - | GWh | Year 1 Forecast - Net Energy For Load | 25783 | 22953 | 23369 | 21498 | 22639 | 25669 | 29203 | 28794 | 24053 | 22949 | 22493 | 25182
2005 | US | MRO | - | - | GWh | Prior Year Actual - Net Energy for Load | 14064 | 12526 | 12028 | 11165 | 11814 | 12220 | 14270 | 13427 | 12730 | 12206 | 12468 | 14049
2005 | US | MRO | - | - | GWh | Reporting Year Forecast - Net Energy For Load | 13957 | 12320 | 12722 | 11711 | 12342 | 13452 | 15643 | 15159 | 12526 | 12649 | 12678 | 13782
2005 | US | MRO | - | - | GWh | Year 1 Forecast - Net Energy For Load | 14376 | 12700 | 13050 | 12009 | 12633 | 13776 | 16020 | 15530 | 12820 | 12963 | 12987 | 14111
2005 | US | NPCC | - | - | GWh | Prior Year Actual - Net Energy for Load | 27011 | 23607 | 23806 | 21682 | 22756 | 24307 | 26821 | 27356 | 24110 | 22799 | 22856 | 25613
2005 | US | NPCC | - | - | GWh | Reporting Year Forecast - Net Energy For Load | 26557 | 23417 | 24751 | 21547 | 23312 | 24574 | 27851 | 28405 | 23697 | 23011 | 23948 | 26634
2005 | US | NPCC | - | - | GWh | Year 1 Forecast - Net Energy For Load | 27356 | 23986 | 25141 | 21884 | 23763 | 25047 | 28390 | 28955 | 24151 | 23373 | 24325 | 27056
2005 | US | NPCC | New England | New England | GWh | Prior Year Actual - Net Energy for Load | 12627 | 10861 | 10896 | 9872 | 10107 | 10772 | 11911 | 12311 | 10686 | 10317 | 10394 | 11761
2005 | US | NPCC | New England | New England | GWh | Reporting Year Forecast - Net Energy For Load | 12235 | 10906 | 11299 | 9168 | 10486 | 10693 | 12470 | 12892 | 10155 | 9831 | 11019 | 12498
2005 | US | NPCC | New England | New England | GWh | Year 1 Forecast - Net Energy For Load | 12865 | 11076 | 11475 | 9309 | 10734 | 10946 | 12765 | 13196 | 10394 | 9984 | 11191 | 12695
2005 | US | NPCC | New York | New York | GWh | Prior Year Actual - Net Energy for Load | 14384 | 12746 | 12910 | 11810 | 12649 | 13535 | 14910 | 15045 | 13424 | 12482 | 12462 | 13852
2005 | US | NPCC | New York | New York | GWh | Reporting Year Forecast - Net Energy For Load | 14322 | 12511 | 13452 | 12379 | 12826 | 13881 | 15381 | 15513 | 13542 | 13180 | 12929 | 14136
2005 | US | NPCC | New York | New York | GWh | Year 1 Forecast - Net Energy For Load | 14491 | 12910 | 13666 | 12575 | 13029 | 14101 | 15625 | 15759 | 13757 | 13389 | 13134 | 14361
2005 | US | SERC | - | - | GWh | Prior Year Actual - Net Energy for Load | 77169 | 68283 | 63307 | 61149 | 72581 | 75715 | 83578 | 79803 | 69216 | 68992 | 62926 | 74015
2005 | US | SERC | - | - | GWh | Reporting Year Forecast - Net Energy For Load | 75262 | 65432 | 66460 | 62795 | 69396 | 77540 | 86434 | 86641 | 73447 | 66703 | 65224 | 72701
2005 | US | SERC | - | - | GWh | Year 1 Forecast - Net Energy For Load | 76663 | 66584 | 67637 | 63902 | 70807 | 79026 | 88151 | 88272 | 74783 | 67974 | 66404 | 74129
2005 | US | SERC | Central | - | GWh | Prior Year Actual - Net Energy for Load | 15508 | 14080 | 13198 | 12711 | 14532 | 14407 | 15724 | 15012 | 13714 | 13276 | 12991 | 15604
2005 | US | SERC | Central | - | GWh | Reporting Year Forecast - Net Energy For Load | 16256 | 14187 | 14046 | 12991 | 13720 | 14737 | 16298 | 16315 | 14186 | 13918 | 13807 | 15301
2005 | US | SERC | Central | - | GWh | Year 1 Forecast - Net Energy For Load | 16506 | 14399 | 14235 | 13167 | 13988 | 15037 | 16621 | 16632 | 14447 | 14165 | 14055 | 15572
2005 | US | SERC | Delta | - | GWh | Prior Year Actual - Net Energy for Load | 11619 | 10789 | 10260 | 10112 | 11893 | 12884 | 14152 | 13707 | 12445 | 15056 | 10363 | 11849
2005 | US | SERC | Delta | - | GWh | Reporting Year Forecast - Net Energy For Load | 11747 | 10029 | 10589 | 10796 | 11924 | 13425 | 14730 | 14978 | 13054 | 11157 | 10523 | 11337
2005 | US | SERC | Delta | - | GWh | Year 1 Forecast - Net Energy For Load | 11869 | 10124 | 10687 | 10878 | 12065 | 13544 | 14872 | 15119 | 13164 | 11271 | 10605 | 11439
2005 | US | SERC | Southeastern | - | GWh | Prior Year Actual - Net Energy for Load | 19920 | 18368 | 17086 | 16775 | 20430 | 21708 | 24100 | 23057 | 18688 | 18562 | 17223 | 20157
2005 | US | SERC | Southeastern | - | GWh | Reporting Year Forecast - Net Energy For Load | 19896 | 17380 | 17723 | 17035 | 19798 | 22251 | 24858 | 25287 | 21186 | 18355 | 17630 | 19675
2005 | US | SERC | Southeastern | - | GWh | Year 1 Forecast - Net Energy For Load | 20406 | 17800 | 18196 | 17473 | 20377 | 22855 | 25568 | 25948 | 21704 | 18826 | 18056 | 20241
2005 | US | SERC | VACAR | - | GWh | Prior Year Actual - Net Energy for Load | 30122 | 25046 | 22763 | 21551 | 25726 | 26716 | 29602 | 28027 | 24369 | 22098 | 22349 | 26405
2005 | US | SERC | VACAR | - | GWh | Reporting Year Forecast - Net Energy For Load | 27363 | 23836 | 24102 | 21973 | 23954 | 27127 | 30548 | 30061 | 25021 | 23273 | 23264 | 26388
2005 | US | SERC | VACAR | - | GWh | Year 1 Forecast - Net Energy For Load | 27882 | 24261 | 24519 | 22384 | 24377 | 27590 | 31090 | 30573 | 25468 | 23712 | 23688 | 26877
2005 | US | SPP | - | - | GWh | Prior Year Actual - Net Energy for Load | 15818 | 14689 | 14027 | 13637 | 16219 | 17124 | 19548 | 18683 | 17011 | 14827 | 14172 | 16074
2005 | US | SPP | - | - | GWh | Reporting Year Forecast - Net Energy For Load | 15855 | 14104 | 14351 | 14005 | 15600 | 17656 | 20791 | 20313 | 16737 | 14589 | 14149 | 16030
2005 | US | SPP | - | - | GWh | Year 1 Forecast - Net Energy For Load | 16173 | 14396 | 14644 | 14269 | 15948 | 17969 | 21159 | 20858 | 17169 | 14882 | 14469 | 16310
2005 | US | WECC | - | - | GWh | Prior Year Actual - Net Energy for Load | 57395 | 52181 | 53605 | 50976 | 55514 | 58349 | 65140 | 63633 | 57817 | 53908 | 54169 | 59366
2005 | US | WECC | - | - | GWh | Reporting Year Forecast - Net Energy For Load | 59289 | 53099 | 55829 | 53486 | 56810 | 60316 | 66597 | 66834 | 60158 | 56654 | 55034 | 59940
2005 | US | WECC | - | - | GWh | Year 1 Forecast - Net Energy For Load | 60800 | 54529 | 57412 | 54597 | 58399 | 61757 | 68210 | 68585 | 61479 | 58540 | 56625 | 61608
2005 | US | WECC | AZN | - | GWh | Prior Year Actual - Net Energy for Load | 9093 | 8544 | 9096 | 8705 | 10548 | 11941 | 13394 | 12855 | 11089 | 9216 | 8584 | 9875
2005 | US | WECC | AZN | - | GWh | Reporting Year Forecast - Net Energy For Load | 9522 | 8416 | 8858 | 8842 | 10416 | 11998 | 13546 | 13491 | 11912 | 10003 | 8754 | 9512
2005 | US | WECC | AZN | - | GWh | Year 1 Forecast - Net Energy For Load | 9766 | 8761 | 9157 | 9136 | 10765 | 12409 | 14013 | 13962 | 12328 | 10354 | 9042 | 9821
2005 | US | WECC | CNV | - | GWh | Prior Year Actual - Net Energy for Load | 22122 | 20405 | 21950 | 21252 | 23064 | 23664 | 26646 | 26532 | 25189 | 22522 | 22003 | 23402
2005 | US | WECC | CNV | - | GWh | Reporting Year Forecast - Net Energy For Load | 22988 | 20674 | 22900 | 22208 | 23922 | 25111 | 27801 | 28077 | 25704 | 24114 | 22670 | 24005
2005 | US | WECC | CNV | - | GWh | Year 1 Forecast - Net Energy For Load | 23651 | 21244 | 23538 | 22702 | 24630 | 25730 | 28430 | 28758 | 26258 | 24806 | 23259 | 24530
2005 | US | WECC | NWPP | - | GWh | Prior Year Actual - Net Energy for Load | 21183 | 18632 | 17980 | 16637 | 17244 | 18075 | 19776 | 19133 | 16940 | 17686 | 18908 | 20954
2005 | US | WECC | NWPP | - | GWh | Reporting Year Forecast - Net Energy For Load | 21339 | 18959 | 19136 | 17583 | 17730 | 18114 | 19673 | 19371 | 17267 | 17695 | 18774 | 21103
2005 | US | WECC | NWPP | - | GWh | Year 1 Forecast - Net Energy For Load | 21836 | 19383 | 19607 | 17952 | 18113 | 18421 | 20051 | 19819 | 17602 | 18300 | 19347 | 21825
2005 | US | WECC | RMPA | - | GWh | Prior Year Actual - Net Energy for Load | 4997 | 4600 | 4579 | 4382 | 4658 | 4669 | 5324 | 5113 | 4599 | 4484 | 4674 | 5135
2005 | US | WECC | RMPA | - | GWh | Reporting Year Forecast - Net Energy For Load | 5440 | 5050 | 4935 | 4853 | 4742 | 5093 | 5577 | 5895 | 5275 | 4842 | 4836 | 5320
2005 | US | WECC | RMPA | - | GWh | Year 1 Forecast - Net Energy For Load | 5547 | 5141 | 5110 | 4807 | 4891 | 5197 | 5716 | 6046 | 5291 | 5080 | 4977 | 5432
2006 | CA | MRO | - | - | GWh | Prior Year Actual - Net Energy for Load | 4393 | 3699 | 3856 | 3276 | 3330 | 3197 | 3363 | 3291 | 3185 | 3455 | 3755 | 4092
2006 | CA | MRO | - | - | GWh | Reporting Year Forecast - Net Energy For Load | 4313 | 3728 | 3856 | 3282 | 3248 | 3153 | 3267 | 3319 | 3143 | 3447 | 3744 | 4216
2006 | CA | MRO | - | - | GWh | Year 1 Forecast - Net Energy For Load | 4393 | 3797 | 3926 | 3368 | 3325 | 3228 | 3357 | 3399 | 3224 | 3530 | 3825 | 4309
2006 | CA | NPCC | - | - | GWh | Prior Year Actual - Net Energy for Load | 38346 | 32651 | 34128 | 28802 | 27920 | 28727 | 29465 | 29822 | 27462 | 28917 | 31293 | 36040
2006 | CA | NPCC | - | - | GWh | Reporting Year Forecast - Net Energy For Load | 37330 | 33549 | 34505 | 29613 | 28294 | 27472 | 29127 | 29607 | 27482 | 29797 | 32299 | 36758
2006 | CA | NPCC | - | - | GWh | Year 1 Forecast - Net Energy For Load | 38852 | 34424 | 34786 | 29992 | 28680 | 27862 | 29584 | 29841 | 27649 | 30083 | 32526 | 37028
2006 | CA | NPCC | Maritimes | Maritimes | GWh | Prior Year Actual - Net Energy for Load | 3096 | 2624 | 2734 | 2313 | 2281 | 1996 | 2041 | 2071 | 2005 | 2217 | 2390 | 2805
2006 | CA | NPCC | Maritimes | Maritimes | GWh | Reporting Year Forecast - Net Energy For Load | 2692 | 2480 | 2513 | 2318 | 2142 | 1972 | 1957 | 2141 | 2122 | 2359 | 2555 | 2953
2006 | CA | NPCC | Maritimes | Maritimes | GWh | Year 1 Forecast - Net Energy For Load | 3071 | 2794 | 2826 | 2463 | 2295 | 2118 | 2115 | 2157 | 2130 | 2356 | 2548 | 2964
2006 | CA | NPCC | Ontario | Ontario | GWh | Prior Year Actual - Net Energy for Load | 14619 | 12732 | 13494 | 11828 | 11745 | 13499 | 14094 | 14031 | 12553 | 12187 | 12441 | 13746
2006 | CA | NPCC | Ontario | Ontario | GWh | Reporting Year Forecast - Net Energy For Load | 13596 | 12568 | 13635 | 12048 | 12280 | 12495 | 13506 | 13684 | 12264 | 12654 | 12982 | 13844
2006 | CA | NPCC | Ontario | Ontario | GWh | Year 1 Forecast - Net Energy For Load | 14609 | 13015 | 13490 | 12188 | 12427 | 12659 | 13721 | 13817 | 12343 | 12853 | 13114 | 13981
2006 | CA | NPCC | Quebec | Quebec | GWh | Prior Year Actual - Net Energy for Load | 20631 | 17295 | 17900 | 14661 | 13894 | 13232 | 13330 | 13720 | 12904 | 14513 | 16462 | 19489
2006 | CA | NPCC | Quebec | Quebec | GWh | Reporting Year Forecast - Net Energy For Load | 21042 | 18501 | 18357 | 15247 | 13872 | 13005 | 13664 | 13782 | 13096 | 14784 | 16762 | 19961
2006 | CA | NPCC | Quebec | Quebec | GWh | Year 1 Forecast - Net Energy For Load | 21172 | 18615 | 18470 | 15341 | 13958 | 13085 | 13748 | 13867 | 13176 | 14874 | 16864 | 20083
2006 | CA | WECC | - | - | GWh | Prior Year Actual - Net Energy for Load | 11960 | 10278 | 10750 | 9879 | 10020 | 9672 | 10191 | 10245 | 9765 | 10603 | 11170 | 12203
2006 | CA | WECC | - | - | GWh | Reporting Year Forecast - Net Energy For Load | 12069 | 10726 | 11331 | 10224 | 10374 | 9969 | 10558 | 10605 | 10189 | 11048 | 11353 | 12264
2006 | CA | WECC | - | - | GWh | Year 1 Forecast - Net Energy For Load | 12226 | 10838 | 11483 | 10359 | 10512 | 10096 | 10774 | 10789 | 10348 | 11209 | 11500 | 12419
2006 | MX | WECC | CA-MX | - | GWh | Prior Year Actual - Net Energy for Load | 717 | 643 | 717 | 732 | 843 | 936 | 1110 | 1100 | 951 | 805 | 754 | 754
2006 | MX | WECC | CA-MX | - | GWh | Reporting Year Forecast - Net Energy For Load | 740 | 663 | 745 | 755 | 870 | 970 | 1130 | 1145 | 990 | 830 | 765 | 770
2006 | MX | WECC | CA-MX | - | GWh | Year 1 Forecast - Net Energy For Load | 758 | 690 | 775 | 780 | 905 | 1010 | 1160 | 1200 | 1035 | 875 | 805 | 802
2006 | TL | MRO | - | - | GWh | Prior Year Actual - Net Energy for Load | 23620 | 19916 | 21236 | 19111 | 19639 | 22348 | 24735 | 23576 | 20791 | 20543 | 20610 | 23402
2006 | TL | MRO | - | - | GWh | Reporting Year Forecast - Net Energy For Load | 23679 | 20814 | 21485 | 19363 | 20265 | 21787 | 24606 | 24174 | 20851 | 21097 | 21178 | 23424
2006 | TL | MRO | - | - | GWh | Year 1 Forecast - Net Energy For Load | 24039 | 21229 | 21883 | 19759 | 20625 | 22220 | 25093 | 24644 | 21371 | 21546 | 21706 | 23896
2006 | TL | WECC | - | - | GWh | Prior Year Actual - Net Energy for Load | 70537 | 61566 | 64605 | 61963 | 66448 | 68681 | 79963 | 78072 | 68261 | 61866 | 66840 | 73620
2006 | TL | WECC | - | - | GWh | Reporting Year Forecast - Net Energy For Load | 72188 | 64104 | 66934 | 63646 | 67648 | 70187 | 80191 | 79275 | 70645 | 64093 | 67884 | 73445
2006 | TL | WECC | - | - | GWh | Year 1 Forecast - Net Energy For Load | 73657 | 65308 | 68269 | 64969 | 68977 | 71731 | 82124 | 81169 | 72151 | 65618 | 69260 | 74834
2006 | US | TRE | - | ERCOT | GWh | Prior Year Actual - Net Energy for Load | 22697 | 19935 | 20848 | 20446 | 24897 | 29753 | 31069 | 32048 | 29184 | 23644 | 21392 | 23312
2006 | US | TRE | - | ERCOT | GWh | Reporting Year Forecast - Net Energy For Load | 23616 | 21425 | 21700 | 22790 | 27725 | 29565 | 32383 | 32054 | 25192 | 24128 | 21648 | 23280
2006 | US | TRE | - | ERCOT | GWh | Year 1 Forecast - Net Energy For Load | 24323 | 21951 | 22070 | 23558 | 28316 | 30097 | 33403 | 32696 | 25636 | 24752 | 22148 | 23731
2006 | US | FRCC | - | FRCC | GWh | Prior Year Actual - Net Energy for Load | 16781 | 14591 | 16706 | 16205 | 18912 | 20976 | 23778 | 24331 | 22358 | 19012 | 16254 | 16640
2006 | US | FRCC | - | FRCC | GWh | Reporting Year Forecast - Net Energy For Load | 17719 | 15735 | 17222 | 17497 | 19820 | 21579 | 22789 | 23284 | 21877 | 19514 | 17530 | 17995
2006 | US | FRCC | - | FRCC | GWh | Year 1 Forecast - Net Energy For Load | 18267 | 16375 | 17672 | 17904 | 20612 | 22233 | 23739 | 24010 | 22507 | 20209 | 17837 | 18532
2006 | US | MRO | - | - | GWh | Prior Year Actual - Net Energy for Load | 19227 | 16217 | 17380 | 15835 | 16309 | 19151 | 21372 | 20285 | 17606 | 17088 | 16855 | 19310
2006 | US | MRO | - | - | GWh | Reporting Year Forecast - Net Energy For Load | 19366 | 17086 | 17629 | 16081 | 17017 | 18634 | 21339 | 20855 | 17708 | 17650 | 17434 | 19208
2006 | US | MRO | - | - | GWh | Year 1 Forecast - Net Energy For Load | 19646 | 17432 | 17957 | 16391 | 17300 | 18992 | 21736 | 21245 | 18147 | 18016 | 17881 | 19587
2006 | US | NPCC | - | - | GWh | Prior Year Actual - Net Energy for Load | 26555 | 23045 | 24867 | 21810 | 22265 | 26919 | 29563 | 30338 | 25546 | 23642 | 23030 | 26027
2006 | US | NPCC | - | - | GWh | Reporting Year Forecast - Net Energy For Load | 25139 | 23409 | 24914 | 21174 | 22921 | 26015 | 29447 | 30209 | 24702 | 22735 | 23508 | 26485
2006 | US | NPCC | - | - | GWh | Year 1 Forecast - Net Energy For Load | 27130 | 23524 | 24939 | 21209 | 23084 | 26222 | 29674 | 30445 | 24904 | 22779 | 23526 | 26671
2006 | US | NPCC | New England | New England | GWh | Prior Year Actual - Net Energy for Load | 12235 | 10534 | 11332 | 9832 | 10010 | 11870 | 12949 | 13332 | 11190 | 10677 | 10463 | 11944
2006 | US | NPCC | New England | New England | GWh | Reporting Year Forecast - Net Energy For Load | 11514 | 10961 | 11339 | 9161 | 10630 | 10922 | 12784 | 13153 | 10304 | 9732 | 10904 | 12361
2006 | US | NPCC | New England | New England | GWh | Year 1 Forecast - Net Energy For Load | 12562 | 10797 | 11170 | 9024 | 10617 | 10913 | 12773 | 13145 | 10300 | 9590 | 10742 | 12344
2006 | US | NPCC | New York | New York | GWh | Prior Year Actual - Net Energy for Load | 14320 | 12511 | 13535 | 11978 | 12255 | 15049 | 16614 | 17006 | 14356 | 12965 | 12567 | 14083
2006 | US | NPCC | New York | New York | GWh | Reporting Year Forecast - Net Energy For Load | 13625 | 12448 | 13575 | 12013 | 12291 | 15093 | 16663 | 17056 | 14398 | 13003 | 12604 | 14124
2006 | US | NPCC | New York | New York | GWh | Year 1 Forecast - Net Energy For Load | 14568 | 12727 | 13769 | 12185 | 12467 | 15309 | 16901 | 17300 | 14604 | 13189 | 12784 | 14327
2006 | US | RF | - | - | GWh | Prior Year Actual - Net Energy for Load | 88588 | 77288 | 82403 | 71542 | 73177 | 89597 | 96979 | 99067 | 83597 | 77267 | 76686 | 89035
2006 | US | RF | - | - | GWh | Reporting Year Forecast - Net Energy For Load | 89041 | 78841 | 81031 | 73224 | 76393 | 84865 | 94348 | 93724 | 79111 | 77280 | 77672 | 87213
2006 | US | RF | - | - | GWh | Year 1 Forecast - Net Energy For Load | 90327 | 79881 | 81900 | 74216 | 77463 | 85701 | 95543 | 94758 | 79875 | 78117 | 78517 | 88067
2006 | US | SERC | - | - | GWh | Prior Year Actual - Net Energy for Load | 81482 | 71448 | 75194 | 67170 | 73795 | 86385 | 95927 | 97621 | 83592 | 73806 | 71298 | 84334
2006 | US | SERC | - | - | GWh | Reporting Year Forecast - Net Energy For Load | 85165 | 74495 | 74755 | 69877 | 77159 | 85864 | 96725 | 96488 | 82247 | 75009 | 73150 | 82268
2006 | US | SERC | - | - | GWh | Year 1 Forecast - Net Energy For Load | 86768 | 75906 | 76188 | 71177 | 78693 | 87555 | 98712 | 98364 | 83773 | 76407 | 74485 | 83835
2006 | US | SERC | Central | - | GWh | Prior Year Actual - Net Energy for Load | 16653 | 14573 | 15531 | 13705 | 14715 | 16383 | 17919 | 18732 | 16084 | 14700 | 14536 | 17450
2006 | US | SERC | Central | - | GWh | Reporting Year Forecast - Net Energy For Load | 18020 | 15617 | 15529 | 14227 | 15010 | 16163 | 17989 | 17983 | 15524 | 15326 | 15164 | 16840
2006 | US | SERC | Central | - | GWh | Year 1 Forecast - Net Energy For Load | 18280 | 15857 | 15767 | 14467 | 15279 | 16480 | 18386 | 18413 | 15867 | 15715 | 15534 | 17245
2006 | US | SERC | Delta | - | GWh | Prior Year Actual - Net Energy for Load | 11696 | 10019 | 10736 | 10240 | 11900 | 13506 | 14658 | 14846 | 11802 | 10403 | 10250 | 11694
2006 | US | SERC | Delta | - | GWh | Reporting Year Forecast - Net Energy For Load | 11841 | 10148 | 10627 | 10331 | 12139 | 13430 | 14738 | 14935 | 13013 | 11528 | 10440 | 11845
2006 | US | SERC | Delta | - | GWh | Year 1 Forecast - Net Energy For Load | 12082 | 10346 | 10796 | 10492 | 12321 | 13619 | 14974 | 15135 | 13180 | 11728 | 10573 | 11996
2006 | US | SERC | Gateway | - | GWh | Prior Year Actual - Net Energy for Load | 6547 | 5584 | 5883 | 5273 | 5710 | 7543 | 8045 | 8001 | 7084 | 6181 | 5987 | 7190
2006 | US | SERC | Gateway | - | GWh | Reporting Year Forecast - Net Energy For Load | 7327 | 6732 | 6288 | 5862 | 5584 | 6581 | 7844 | 8039 | 7150 | 5939 | 6067 | 6795
2006 | US | SERC | Gateway | - | GWh | Year 1 Forecast - Net Energy For Load | 7365 | 6832 | 6376 | 5939 | 5657 | 6665 | 7942 | 8133 | 7229 | 5966 | 6117 | 6893
2006 | US | SERC | Southeastern | - | GWh | Prior Year Actual - Net Energy for Load | 19676 | 17716 | 18370 | 16635 | 19020 | 21858 | 24183 | 24618 | 21767 | 18839 | 17589 | 20645
2006 | US | SERC | Southeastern | - | GWh | Reporting Year Forecast - Net Energy For Load | 20171 | 17751 | 18060 | 17247 | 20016 | 22334 | 25039 | 25109 | 21171 | 18690 | 17974 | 20152
2006 | US | SERC | Southeastern | - | GWh | Year 1 Forecast - Net Energy For Load | 20699 | 18152 | 18533 | 17650 | 20580 | 22937 | 25729 | 25737 | 21675 | 19091 | 18373 | 20622
2006 | US | SERC | VACAR | - | GWh | Prior Year Actual - Net Energy for Load | 26911 | 23556 | 24674 | 21317 | 22449 | 27094 | 31122 | 31425 | 26855 | 23684 | 22937 | 27355
2006 | US | SERC | VACAR | - | GWh | Reporting Year Forecast - Net Energy For Load | 27806 | 24248 | 24251 | 22210 | 24411 | 27356 | 31116 | 30422 | 25390 | 23526 | 23505 | 26636
2006 | US | SERC | VACAR | - | GWh | Year 1 Forecast - Net Energy For Load | 28342 | 24718 | 24716 | 22630 | 24856 | 27853 | 31681 | 30947 | 25821 | 23906 | 23887 | 27079
2006 | US | SPP | - | - | GWh | Prior Year Actual - Net Energy for Load | 16381 | 13934 | 14607 | 13804 | 16014 | 19126 | 21213 | 21084 | 18442 | 15397 | 14667 | 16879
2006 | US | SPP | - | - | GWh | Reporting Year Forecast - Net Energy For Load | 16624 | 14823 | 14885 | 14289 | 15740 | 18498 | 21142 | 21021 | 17586 | 15225 | 14888 | 16589
2006 | US | SPP | - | - | GWh | Year 1 Forecast - Net Energy For Load | 16853 | 14894 | 15184 | 14554 | 16042 | 19182 | 21519 | 21008 | 17895 | 15533 | 15158 | 16880
2006 | US | WECC | - | - | GWh | Prior Year Actual - Net Energy for Load | 57860 | 50645 | 53138 | 51352 | 55585 | 58073 | 68662 | 66727 | 57545 | 50458 | 54916 | 60663
2006 | US | WECC | - | - | GWh | Reporting Year Forecast - Net Energy For Load | 59379 | 52715 | 54858 | 52667 | 56404 | 59248 | 68503 | 67525 | 59466 | 52215 | 55766 | 60411
2006 | US | WECC | - | - | GWh | Year 1 Forecast - Net Energy For Load | 60673 | 53780 | 56011 | 53830 | 57560 | 60625 | 70190 | 69180 | 60768 | 53534 | 56955 | 61613
2006 | US | WECC | AZN | - | GWh | Prior Year Actual - Net Energy for Load | 9259 | 8046 | 8581 | 8745 | 10919 | 12282 | 14658 | 13568 | 11826 | 9963 | 8880 | 9813
2006 | US | WECC | AZN | - | GWh | Reporting Year Forecast - Net Energy For Load | 9771 | 8659 | 8983 | 9044 | 10660 | 12375 | 14160 | 14001 | 12390 | 10603 | 9223 | 9898
2006 | US | WECC | AZN | - | GWh | Year 1 Forecast - Net Energy For Load | 10044 | 8895 | 9147 | 9417 | 10976 | 12744 | 14588 | 14420 | 12756 | 10967 | 9526 | 10069
2006 | US | WECC | CNV | - | GWh | Prior Year Actual - Net Energy for Load | 21691 | 19015 | 20676 | 20297 | 22102 | 22608 | 27620 | 27275 | 23132 | 17675 | 21137 | 22513
2006 | US | WECC | CNV | - | GWh | Reporting Year Forecast - Net Energy For Load | 22412 | 19729 | 21277 | 20864 | 22671 | 23394 | 28171 | 27995 | 24164 | 18353 | 21833 | 22969
2006 | US | WECC | CNV | - | GWh | Year 1 Forecast - Net Energy For Load | 22857 | 20117 | 21695 | 21280 | 23119 | 23854 | 28732 | 28549 | 24637 | 18717 | 22265 | 23422
2006 | US | WECC | NWPP | - | GWh | Prior Year Actual - Net Energy for Load | 21828 | 19115 | 19069 | 17875 | 17868 | 18283 | 20498 | 20474 | 17827 | 18227 | 20129 | 22960
2006 | US | WECC | NWPP | - | GWh | Reporting Year Forecast - Net Energy For Load | 22050 | 19550 | 19695 | 18082 | 18336 | 18657 | 20466 | 20185 | 17982 | 18613 | 19704 | 22136
2006 | US | WECC | NWPP | - | GWh | Year 1 Forecast - Net Energy For Load | 22545 | 19911 | 20080 | 18352 | 18632 | 19056 | 20975 | 20706 | 18295 | 19060 | 20003 | 22557
2006 | US | WECC | RMPA | - | GWh | Prior Year Actual - Net Energy for Load | 5082 | 4469 | 4812 | 4435 | 4696 | 4900 | 5886 | 5410 | 4760 | 4593 | 4770 | 5377
2006 | US | WECC | RMPA | - | GWh | Reporting Year Forecast - Net Energy For Load | 5146 | 4777 | 4903 | 4677 | 4737 | 4822 | 5706 | 5344 | 4930 | 4646 | 5006 | 5408
2006 | US | WECC | RMPA | - | GWh | Year 1 Forecast - Net Energy For Load | 5227 | 4857 | 5089 | 4781 | 4833 | 4971 | 5895 | 5505 | 5080 | 4790 | 5161 | 5565
2007 | CA | MRO | - | - | GWh | Prior Year Actual - Net Energy for Load | 4043 | 3820 | 3901 | 3303 | 3346 | 3244 | 3537 | 3438 | 3198 | 3505 | 3792 | 4131
2007 | CA | MRO | - | - | GWh | Reporting Year Forecast - Net Energy For Load | 4387 | 3809 | 3901 | 3323 | 3301 | 3205 | 3338 | 3371 | 3198 | 3490 | 3811 | 4279
2007 | CA | MRO | - | - | GWh | Year 1 Forecast - Net Energy For Load | 4500 | 4053 | 3990 | 3415 | 3388 | 3297 | 3435 | 3463 | 3294 | 3580 | 3909 | 4401
2007 | CA | NPCC | - | - | GWh | Prior Year Actual - Net Energy for Load | 35820 | 33442 | 33726 | 28218 | 27659 | 27478 | 29373 | 28709 | 26286 | 28925 | 30254 | 33913
2007 | CA | NPCC | - | - | GWh | Reporting Year Forecast - Net Energy For Load | 38255 | 33732 | 34390 | 29555 | 28185 | 27644 | 29190 | 29258 | 27068 | 29602 | 32044 | 36549
2007 | CA | NPCC | - | - | GWh | Year 1 Forecast - Net Energy For Load | 38565 | 35145 | 34357 | 29790 | 28245 | 27760 | 29400 | 29311 | 27246 | 29723 | 32068 | 36812
2007 | CA | NPCC | Maritimes | Maritimes | GWh | Prior Year Actual - Net Energy for Load | 2695 | 2481 | 2498 | 2133 | 1999 | 1917 | 1990 | 1960 | 1895 | 2205 | 2358 | 2790
2007 | CA | NPCC | Maritimes | Maritimes | GWh | Reporting Year Forecast - Net Energy For Load | 3046 | 2690 | 2863 | 2460 | 2277 | 2087 | 2099 | 2136 | 2121 | 2343 | 2566 | 2985
2007 | CA | NPCC | Maritimes | Maritimes | GWh | Year 1 Forecast - Net Energy For Load | 3139 | 2841 | 2879 | 2500 | 2321 | 2131 | 2146 | 2184 | 2158 | 2386 | 2604 | 3036
2007 | CA | NPCC | Ontario | Ontario | GWh | Prior Year Actual - Net Energy for Load | 13596 | 12568 | 13200 | 11513 | 11927 | 12542 | 13854 | 13308 | 11521 | 11962 | 12179 | 12884
2007 | CA | NPCC | Ontario | Ontario | GWh | Reporting Year Forecast - Net Energy For Load | 14249 | 12719 | 13233 | 11833 | 11998 | 12398 | 13480 | 13379 | 11870 | 12505 | 12823 | 13720
2007 | CA | NPCC | Ontario | Ontario | GWh | Year 1 Forecast - Net Energy For Load | 14394 | 13270 | 13147 | 11988 | 11981 | 12442 | 13580 | 13339 | 12010 | 12584 | 12814 | 13904
2007 | CA | NPCC | Quebec | Quebec | GWh | Prior Year Actual - Net Energy for Load | 19529 | 18393 | 18028 | 14572 | 13733 | 13019 | 13529 | 13441 | 12870 | 14758 | 15717 | 18239
2007 | CA | NPCC | Quebec | Quebec | GWh | Reporting Year Forecast - Net Energy For Load | 20960 | 18323 | 18294 | 15262 | 13910 | 13159 | 13611 | 13743 | 13077 | 14754 | 16655 | 19844
2007 | CA | NPCC | Quebec | Quebec | GWh | Year 1 Forecast - Net Energy For Load | 21032 | 19034 | 18331 | 15302 | 13943 | 13187 | 13674 | 13788 | 13078 | 14753 | 16650 | 19872
2007 | CA | WECC | - | - | GWh | Prior Year Actual - Net Energy for Load | 11864 | 10781 | 11445 | 10268 | 10234 | 9962 | 10617 | 10562 | 10167 | 10971 | 11594 | 12205
2007 | CA | WECC | - | - | GWh | Reporting Year Forecast - Net Energy For Load | 12447 | 10982 | 11628 | 10552 | 10714 | 10144 | 10705 | 10791 | 10323 | 11139 | 11425 | 12485
2007 | CA | WECC | - | - | GWh | Year 1 Forecast - Net Energy For Load | 12726 | 11615 | 11853 | 10803 | 10974 | 10361 | 11045 | 11097 | 10652 | 11438 | 11736 | 12833
2007 | MX | WECC | CA-MX | - | GWh | Prior Year Actual - Net Energy for Load | 827 | 741 | 827 | 844 | 972 | 1079 | 1280 | 1268 | 1096 | 928 | 869 | 869
2007 | MX | WECC | CA-MX | - | GWh | Reporting Year Forecast - Net Energy For Load | 862 | 773 | 862 | 880 | 1013 | 1125 | 1334 | 1322 | 1143 | 967 | 906 | 905
2007 | MX | WECC | CA-MX | - | GWh | Year 1 Forecast - Net Energy For Load | 907 | 813 | 907 | 926 | 1066 | 1184 | 1404 | 1391 | 1203 | 1018 | 954 | 952
2007 | TL | MRO | - | - | GWh | Prior Year Actual - Net Energy for Load | 22765 | 21241 | 21950 | 19165 | 20822 | 22544 | 26485 | 24520 | 20023 | 21370 | 21688 | 23433
2007 | TL | MRO | - | - | GWh | Reporting Year Forecast - Net Energy For Load | 24810 | 21774 | 22434 | 19980 | 20691 | 22480 | 25808 | 25089 | 21576 | 21718 | 22066 | 24535
2007 | TL | MRO | - | - | GWh | Year 1 Forecast - Net Energy For Load | 25338 | 22815 | 23004 | 20532 | 21308 | 23395 | 26501 | 25828 | 22247 | 22407 | 22827 | 25327
2007 | TL | NPCC | - | - | GWh | Prior Year Actual - Net Energy for Load | 60949 | 56394 | 58017 | 49689 | 50511 | 52934 | 59452 | 57142 | 49427 | 52000 | 52960 | 58648
2007 | TL | NPCC | - | - | GWh | Reporting Year Forecast - Net Energy For Load | 64279 | 57487 | 58997 | 50715 | 51265 | 52499 | 57679 | 58416 | 50953 | 52216 | 55524 | 62788
2007 | TL | NPCC | - | - | GWh | Year 1 Forecast - Net Energy For Load | 65582 | 58893 | 59214 | 51168 | 51654 | 52969 | 58296 | 58886 | 51470 | 52571 | 55785 | 63354
2007 | TL | WECC | - | - | GWh | Prior Year Actual - Net Energy for Load | 71191 | 64636 | 69020 | 63722 | 70189 | 75739 | 85162 | 79399 | 70899 | 68801 | 68797 | 74802
2007 | TL | WECC | - | - | GWh | Reporting Year Forecast - Net Energy For Load | 74406 | 66213 | 69491 | 65647 | 71237 | 75458 | 83685 | 83068 | 73424 | 71312 | 69159 | 75283
2007 | TL | WECC | - | - | GWh | Year 1 Forecast - Net Energy For Load | 75555 | 68710 | 70840 | 66948 | 72720 | 76751 | 85360 | 84552 | 74966 | 72389 | 70117 | 76546
2007 | US | TRE | - | ERCOT | GWh | Prior Year Actual - Net Energy for Load | 21486 | 20787 | 21820 | 23553 | 27052 | 29657 | 32110 | 34115 | 26891 | 23898 | 21063 | 23239
2007 | US | TRE | - | ERCOT | GWh | Reporting Year Forecast - Net Energy For Load | 24295 | 22062 | 22623 | 23648 | 28479 | 30187 | 33377 | 32820 | 25261 | 24599 | 22048 | 23627
2007 | US | TRE | - | ERCOT | GWh | Year 1 Forecast - Net Energy For Load | 24843 | 23241 | 22751 | 24556 | 28866 | 30792 | 34443 | 32885 | 25748 | 25019 | 22443 | 24104
2007 | US | FRCC | - | FRCC | GWh | Prior Year Actual - Net Energy for Load | 16757 | 15648 | 16587 | 18381 | 19750 | 22129 | 22510 | 23920 | 21687 | 19364 | 16549 | 16833
2007 | US | FRCC | - | FRCC | GWh | Reporting Year Forecast - Net Energy For Load | 18071 | 15919 | 17701 | 18060 | 20360 | 22435 | 23446 | 24235 | 22796 | 20114 | 17843 | 18466
2007 | US | FRCC | - | FRCC | GWh | Year 1 Forecast - Net Energy For Load | 18872 | 16963 | 18322 | 18708 | 20891 | 23141 | 24245 | 25061 | 23509 | 20791 | 18566 | 19051
2007 | US | MRO | - | - | GWh | Prior Year Actual - Net Energy for Load | 22765 | 21241 | 21950 | 19165 | 20822 | 22544 | 26485 | 24520 | 20023 | 21370 | 21688 | 23433
2007 | US | MRO | - | - | GWh | Reporting Year Forecast - Net Energy For Load | 24810 | 21774 | 22434 | 19980 | 20691 | 22480 | 25808 | 25089 | 21576 | 21718 | 22066 | 24535
2007 | US | MRO | - | - | GWh | Year 1 Forecast - Net Energy For Load | 25338 | 22815 | 23004 | 20532 | 21308 | 23395 | 26501 | 25828 | 22247 | 22407 | 22827 | 25327
2007 | US | NPCC | - | - | GWh | Prior Year Actual - Net Energy for Load | 25129 | 22952 | 24291 | 21471 | 22852 | 25456 | 30079 | 28433 | 23141 | 23075 | 22706 | 24735
2007 | US | NPCC | - | - | GWh | Reporting Year Forecast - Net Energy For Load | 26024 | 23755 | 24607 | 21160 | 23080 | 24855 | 28489 | 29158 | 23885 | 22614 | 23480 | 26239
2007 | US | NPCC | - | - | GWh | Year 1 Forecast - Net Energy For Load | 27017 | 23748 | 24857 | 21378 | 23409 | 25209 | 28896 | 29575 | 24224 | 22848 | 23717 | 26542
2007 | US | NPCC | New England | New England | GWh | Prior Year Actual - Net Energy for Load | 11509 | 10508 | 11010 | 9630 | 10239 | 11331 | 13364 | 12380 | 10244 | 10384 | 10231 | 11252
2007 | US | NPCC | New England | New England | GWh | Reporting Year Forecast - Net Energy For Load | 11752 | 10980 | 11109 | 8960 | 10413 | 10679 | 12527 | 12899 | 10156 | 9626 | 10780 | 12251
2007 | US | NPCC | New England | New England | GWh | Year 1 Forecast - Net Energy For Load | 12553 | 10801 | 11177 | 9014 | 10572 | 10842 | 12718 | 13097 | 10310 | 9685 | 10846 | 12365
2007 | US | NPCC | New York | New York | GWh | Prior Year Actual - Net Energy for Load | 13620 | 12444 | 13281 | 11841 | 12613 | 14125 | 16715 | 16053 | 12897 | 12691 | 12475 | 13483
2007 | US | NPCC | New York | New York | GWh | Reporting Year Forecast - Net Energy For Load | 14272 | 12775 | 13498 | 12200 | 12667 | 14176 | 15962 | 16259 | 13729 | 12988 | 12700 | 13988
2007 | US | NPCC | New York | New York | GWh | Year 1 Forecast - Net Energy For Load | 14464 | 12947 | 13680 | 12364 | 12837 | 14367 | 16178 | 16478 | 13914 | 13163 | 12871 | 14177
2007 | US | RF | - | - | GWh | Prior Year Actual - Net Energy for Load | 79175 | 73848 | 76738 | 66759 | 72289 | 78796 | 92620 | 91421 | 71149 | 72678 | 72105 | 78701
2007 | US | RF | - | - | GWh | Reporting Year Forecast - Net Energy For Load | 85471 | 75527 | 78278 | 70842 | 74362 | 81969 | 90595 | 89493 | 76437 | 74644 | 74665 | 83027
2007 | US | RF | - | - | GWh | Year 1 Forecast - Net Energy For Load | 86185 | 78238 | 78761 | 71972 | 74953 | 83059 | 92235 | 90195 | 78026 | 75780 | 75296 | 84421
2007 | US | SERC | - | - | GWh | Prior Year Actual - Net Energy for Load | 81369 | 78366 | 78467 | 72879 | 80854 | 91250 | 102602 | 105523 | 82000 | 77757 | 76490 | 83611
2007 | US | SERC | - | - | GWh | Reporting Year Forecast - Net Energy For Load | 93200 | 79590 | 79402 | 74456 | 82569 | 92403 | 103462 | 102486 | 87224 | 79100 | 78262 | 88882
2007 | US | SERC | - | - | GWh | Year 1 Forecast - Net Energy For Load | 92331 | 82139 | 80862 | 75892 | 84183 | 94249 | 105450 | 104350 | 88794 | 80595 | 79795 | 90626
2007 | US | SERC | Central | - | GWh | Prior Year Actual - Net Energy for Load | 18983 | 18357 | 18016 | 16503 | 17704 | 19561 | 21896 | 22795 | 17645 | 17498 | 17682 | 19373
2007 | US | SERC | Central | - | GWh | Reporting Year Forecast - Net Energy For Load | 21381 | 18359 | 18425 | 16874 | 18063 | 19625 | 21904 | 21899 | 19274 | 18011 | 18004 | 20549
2007 | US | SERC | Central | - | GWh | Year 1 Forecast - Net Energy For Load | 21851 | 19275 | 18771 | 17189 | 18408 | 19978 | 22272 | 22241 | 19578 | 18306 | 18320 | 20961
2007 | US | SERC | Delta | - | GWh | Prior Year Actual - Net Energy for Load | 10893 | 10395 | 10566 | 10752 | 12126 | 13549 | 14600 | 15161 | 12190 | 11095 | 10519 | 11570
2007 | US | SERC | Delta | - | GWh | Reporting Year Forecast - Net Energy For Load | 11639 | 10861 | 10622 | 10649 | 12226 | 13700 | 14632 | 14526 | 12598 | 10994 | 11053 | 12350
2007 | US | SERC | Delta | - | GWh | Year 1 Forecast - Net Energy For Load | 11854 | 11150 | 10842 | 10890 | 12492 | 13993 | 14941 | 14797 | 12858 | 11249 | 11305 | 12612
2007 | US | SERC | Gateway | - | GWh | Prior Year Actual - Net Energy for Load | 7757 | 7826 | 8062 | 6670 | 7338 | 8348 | 9568 | 9502 | 7208 | 7329 | 7149 | 7848
2007 | US | SERC | Gateway | - | GWh | Reporting Year Forecast - Net Energy For Load | 8418 | 7548 | 7265 | 6765 | 6934 | 8109 | 9193 | 8911 | 7803 | 7117 | 7239 | 8107
2007 | US | SERC | Gateway | - | GWh | Year 1 Forecast - Net Energy For Load | 8530 | 7700 | 7374 | 6868 | 7043 | 8232 | 9331 | 9046 | 7924 | 7236 | 7360 | 8243
2007 | US | SERC | Southeastern | - | GWh | Prior Year Actual - Net Energy for Load | 18530 | 17711 | 17682 | 17483 | 19961 | 22618 | 25391 | 26162 | 20637 | 18754 | 18030 | 19505
2007 | US | SERC | Southeastern | - | GWh | Reporting Year Forecast - Net Energy For Load | 20507 | 18010 | 18278 | 17539 | 20576 | 23031 | 25949 | 25968 | 21671 | 19066 | 18093 | 20549
2007 | US | SERC | Southeastern | - | GWh | Year 1 Forecast - Net Energy For Load | 21124 | 18587 | 18715 | 17963 | 21140 | 23663 | 26608 | 26591 | 22129 | 19494 | 18552 | 21058
2007 | US | SERC | VACAR | - | GWh | Prior Year Actual - Net Energy for Load | 25206 | 24077 | 24141 | 21471 | 23725 | 27174 | 31147 | 31903 | 24320 | 23081 | 23110 | 25315
2007 | US | SERC | VACAR | - | GWh | Reporting Year Forecast - Net Energy For Load | 31255 | 24812 | 24812 | 22629 | 24770 | 27938 | 31784 | 31182 | 25878 | 23912 | 23873 | 27327
2007 | US | SERC | VACAR | - | GWh | Year 1 Forecast - Net Energy For Load | 28972 | 25427 | 25160 | 22982 | 25100 | 28383 | 32298 | 31675 | 26305 | 24310 | 24258 | 27752
2007 | US | SPP | - | - | GWh | Prior Year Actual - Net Energy for Load | 15310 | 14692 | 14872 | 14745 | 16840 | 19026 | 21174 | 21890 | 16181 | 15375 | 14886 | 16530
2007 | US | SPP | - | - | GWh | Reporting Year Forecast - Net Energy For Load | 16597 | 14910 | 15095 | 14551 | 16394 | 18847 | 21690 | 21657 | 17664 | 15584 | 15211 | 16963
2007 | US | SPP | - | - | GWh | Year 1 Forecast - Net Energy For Load | 16926 | 15510 | 15372 | 14896 | 16727 | 19231 | 22142 | 21910 | 17918 | 15901 | 15534 | 17251
2007 | US | WECC | - | - | GWh | Prior Year Actual - Net Energy for Load | 58500 | 53114 | 56748 | 52610 | 58983 | 64698 | 73265 | 67569 | 59636 | 56902 | 56334 | 61728
2007 | US | WECC | - | - | GWh | Reporting Year Forecast - Net Energy For Load | 61097 | 54458 | 57001 | 54215 | 59510 | 64189 | 71646 | 70955 | 61958 | 59206 | 56828 | 61893
2007 | US | WECC | - | - | GWh | Year 1 Forecast - Net Energy For Load | 61922 | 56282 | 58080 | 55219 | 60680 | 65206 | 72911 | 72064 | 63111 | 59933 | 57427 | 62761
2007 | US | WECC | AZ-NM-SNV | - | GWh | Prior Year Actual - Net Energy for Load | 9766 | 8574 | 9304 | 9278 | 11995 | 13952 | 15462 | 14469 | 11984 | 10464 | 9255 | 10447
2007 | US | WECC | AZ-NM-SNV | - | GWh | Reporting Year Forecast - Net Energy For Load | 10122 | 8955 | 9469 | 9451 | 11440 | 13348 | 15150 | 14702 | 12980 | 11040 | 9507 | 10364
2007 | US | WECC | AZ-NM-SNV | - | GWh | Year 1 Forecast - Net Energy For Load | 10446 | 9295 | 9868 | 9766 | 11832 | 13623 | 15463 | 15003 | 13243 | 11284 | 9698 | 10557
2007 | US | WECC | NWPP | - | GWh | Prior Year Actual - Net Energy for Load | 21328 | 19651 | 20181 | 17831 | 18648 | 19129 | 21252 | 20268 | 18103 | 18790 | 20286 | 22757
2007 | US | WECC | NWPP | - | GWh | Reporting Year Forecast - Net Energy For Load | 22352 | 19886 | 19902 | 18148 | 18425 | 18959 | 20920 | 20557 | 18332 | 18874 | 19938 | 21892
2007 | US | WECC | NWPP | - | GWh | Year 1 Forecast - Net Energy For Load | 22526 | 20366 | 20238 | 18433 | 18749 | 19220 | 21227 | 20761 | 18573 | 18961 | 20068 | 22229
2007 | US | WECC | RMPA | - | GWh | Prior Year Actual - Net Energy for Load | 5098 | 4659 | 4987 | 4622 | 4918 | 5433 | 5919 | 5647 | 4667 | 4836 | 4918 | 5470
2007 | US | WECC | RMPA | - | GWh | Reporting Year Forecast - Net Energy For Load | 5264 | 4863 | 5100 | 4740 | 4967 | 5269 | 5821 | 5619 | 4963 | 4964 | 5142 | 5522
2007 | US | WECC | RMPA | - | GWh | Year 1 Forecast - Net Energy For Load | 5410 | 4997 | 5240 | 4864 | 5089 | 5393 | 5963 | 5745 | 5083 | 5099 | 5265 | 5668
2008 | US | TRE | - | ERCOT | GWh | Prior Year Actual - Net Energy for Load | 25825 | 21640 | 21768 | 21586 | 25438 | 28365 | 29465 | 33065 | 28573 | 24826 | 22408 | 24105
2008 | US | TRE | - | ERCOT | GWh | Reporting Year Forecast - Net Energy For Load | 25093 | 23254 | 22163 | 24304 | 27964 | 29897 | 33463 | 31983 | 25358 | 24687 | 22068 | 23713
2008 | US | TRE | - | ERCOT | GWh | Year 1 Forecast - Net Energy For Load | 25502 | 23519 | 22297 | 23662 | 28463 | 30114 | 33258 | 33686 | 26720 | 24942 | 22923 | 24271
2008 | US | FRCC | - | FRCC | GWh | Prior Year Actual - Net Energy for Load | 17247 | 15705 | 16956 | 17376 | 19277 | 21554 | 22961 | 24762 | 22368 | 20685 | 16543 | 16971
2008 | US | FRCC | - | FRCC | GWh | Reporting Year Forecast - Net Energy For Load | 18393 | 16552 | 18118 | 18191 | 20827 | 22297 | 24112 | 24268 | 22900 | 20429 | 18196 | 18640
2008 | US | FRCC | - | FRCC | GWh | Year 1 Forecast - Net Energy For Load | 19113 | 16914 | 18602 | 18673 | 21372 | 22821 | 24632 | 24876 | 23369 | 20933 | 18593 | 19098
2008 | CA | MRO | - | - | GWh | Prior Year Actual - Net Energy for Load | 4310 | 3986 | 3899 | 3433 | 3318 | 3256 | 3633 | 3465 | 3328 | 3492 | 3853 | 4406
2008 | CA | MRO | - | - | GWh | Reporting Year Forecast - Net Energy For Load | 4536 | 3923 | 3915 | 3392 | 3368 | 3247 | 3442 | 3403 | 3266 | 3570 | 3871 | 4368
2008 | CA | MRO | - | - | GWh | Year 1 Forecast - Net Energy For Load | 4494 | 3944 | 4031 | 3475 | 3458 | 3342 | 3535 | 3502 | 3351 | 3660 | 3984 | 4482
2008 | US | MRO | - | - | GWh | Prior Year Actual - Net Energy for Load | 19517 | 17833 | 18183 | 16474 | 17352 | 19023 | 21851 | 21385 | 17617 | 17839 | 17923 | 19981
2008 | US | MRO | - | - | GWh | Reporting Year Forecast - Net Energy For Load | 20262 | 18312 | 18927 | 16888 | 17890 | 19381 | 22289 | 21289 | 18166 | 18434 | 18629 | 20305
2008 | US | MRO | - | - | GWh | Year 1 Forecast - Net Energy For Load | 20787 | 18763 | 19598 | 17456 | 18435 | 20082 | 23133 | 22136 | 19121 | 19270 | 19505 | 21205
2008 | TL | MRO | - | - | GWh | Prior Year Actual - Net Energy for Load | 23827 | 21819 | 22083 | 19907 | 20670 | 22279 | 25484 | 24850 | 20946 | 21331 | 21776 | 24387
2008 | TL | MRO | - | - | GWh | Reporting Year Forecast - Net Energy For Load | 24799 | 22235 | 22842 | 20280 | 21258 | 22628 | 25730 | 24692 | 21432 | 22004 | 22500 | 24672
2008 | TL | MRO | - | - | GWh | Year 1 Forecast - Net Energy For Load | 25281 | 22708 | 23629 | 20931 | 21893 | 23425 | 26668 | 25637 | 22472 | 22929 | 23489 | 25688
2008 | CA | NPCC | - | - | GWh | Prior Year Actual - Net Energy for Load | 37081 | 35132 | 34772 | 29842 | 27962 | 27695 | 28308 | 29135 | 26774 | 28257 | 31467 | 36464
2008 | CA | NPCC | - | - | GWh | Reporting Year Forecast - Net Energy For Load | 37691 | 34669 | 34028 | 29180 | 27562 | 26721 | 28294 | 28288 | 26261 | 28652 | 31180 | 35802
2008 | CA | NPCC | - | - | GWh | Year 1 Forecast - Net Energy For Load | 38417 | 34640 | 34196 | 29346 | 27738 | 26972 | 28501 | 28493 | 26471 | 28774 | 31496 | 36040
2008 | US | NPCC | - | - | GWh | Prior Year Actual - Net Energy for Load | 25679 | 24165 | 24788 | 22561 | 23553 | 25653 | 28201 | 28858 | 24812 | 24105 | 23386 | 26003
2008 | US | NPCC | - | - | GWh | Reporting Year Forecast - Net Energy For Load | 26698 | 23547 | 24978 | 21736 | 23586 | 25323 | 29137 | 29463 | 23954 | 23070 | 23869 | 26405
2008 | US | NPCC | - | - | GWh | Year 1 Forecast - Net Energy For Load | 26965 | 23791 | 25230 | 21947 | 23846 | 25661 | 29547 | 29886 | 24214 | 23326 | 24093 | 26717
2008 | TL | NPCC | - | - | GWh | Prior Year Actual - Net Energy for Load | 62760 | 59297 | 59560 | 52403 | 51515 | 53348 | 56509 | 57993 | 51586 | 52362 | 54853 | 62467
2008 | TL | NPCC | - | - | GWh | Reporting Year Forecast - Net Energy For Load | 64389 | 58216 | 59006 | 50916 | 51148 | 52044 | 57431 | 57751 | 50215 | 51722 | 55049 | 62207
2008 | TL | NPCC | - | - | GWh | Year 1 Forecast - Net Energy For Load | 65382 | 58431 | 59426 | 51293 | 51584 | 52633 | 58048 | 58379 | 50685 | 52100 | 55589 | 62757
2008 | US | NPCC | New England | New England | GWh | Prior Year Actual - Net Energy for Load | 11754 | 10983 | 11202 | 10137 | 10455 | 11139 | 12380 | 12656 | 10778 | 10594 | 10542 | 11805
2008 | US | NPCC | New England | New England | GWh | Reporting Year Forecast - Net Energy For Load | 12540 | 10715 | 11363 | 9070 | 10532 | 10992 | 12985 | 13397 | 10089 | 9977 | 10915 | 12425
2008 | US | NPCC | New England | New England | GWh | Year 1 Forecast - Net Energy For Load | 12644 | 10812 | 11458 | 9136 | 10642 | 11165 | 13209 | 13636 | 10189 | 10082 | 10990 | 12576
2008 | US | NPCC | New York | New York | GWh | Prior Year Actual - Net Energy for Load | 13925 | 13182 | 13586 | 12424 | 13098 | 14514 | 15821 | 16202 | 14034 | 13511 | 12844 | 14198
2008 | US | NPCC | New York | New York | GWh | Reporting Year Forecast - Net Energy For Load | 14158 | 12832 | 13615 | 12666 | 13054 | 14331 | 16152 | 16066 | 13865 | 13093 | 12954 | 13980
2008 | US | NPCC | New York | New York | GWh | Year 1 Forecast - Net Energy For Load | 14321 | 12979 | 13772 | 12811 | 13204 | 14496 | 16338 | 16250 | 14025 | 13244 | 13103 | 14141
2008 | CA | NPCC | Maritimes | Maritimes | GWh | Prior Year Actual - Net Energy for Load | 3078 | 2859 | 2836 | 2486 | 2299 | 2055 | 2186 | 2165 | 2038 | 2212 | 2482 | 2974
2008 | CA | NPCC | Maritimes | Maritimes | GWh | Reporting Year Forecast - Net Energy For Load | 3019 | 2768 | 2912 | 2421 | 2247 | 2047 | 2087 | 2107 | 2081 | 2312 | 2531 | 2967
2008 | CA | NPCC | Maritimes | Maritimes | GWh | Year 1 Forecast - Net Energy For Load | 3123 | 2818 | 2829 | 2459 | 2286 | 2086 | 2123 | 2141 | 2134 | 2333 | 2558 | 2996
2008 | CA | NPCC | Ontario | Ontario | GWh | Prior Year Actual - Net Energy for Load | 13758 | 13038 | 13193 | 11828 | 11819 | 12693 | 12841 | 13455 | 11916 | 11908 | 12350 | 13408
2008 | CA | NPCC | Ontario | Ontario | GWh | Reporting Year Forecast - Net Energy For Load | 13610 | 12897 | 13025 | 11699 | 11736 | 12104 | 13230 | 12997 | 11625 | 12175 | 12401 | 13403
2008 | CA | NPCC | Ontario | Ontario | GWh | Year 1 Forecast - Net Energy For Load | 13908 | 12525 | 12996 | 11595 | 11663 | 12123 | 13201 | 12965 | 11588 | 12057 | 12439 | 13310
2008 | CA | NPCC | Quebec | Quebec | GWh | Prior Year Actual - Net Energy for Load | 20245 | 19235 | 18743 | 15528 | 13844 | 12947 | 13281 | 13515 | 12820 | 14137 | 16635 | 20082
2008 | CA | NPCC | Quebec | Quebec | GWh | Reporting Year Forecast - Net Energy For Load | 21062 | 19004 | 18091 | 15060 | 13579 | 12570 | 12977 | 13184 | 12555 | 14165 | 16248 | 19432
2008 | CA | NPCC | Quebec | Quebec | GWh | Year 1 Forecast - Net Energy For Load | 21386 | 19297 | 18371 | 15292 | 13789 | 12763 | 13177 | 13387 | 12749 | 14384 | 16499 | 19734
2008 | US | RF | - | - | GWh | Prior Year Actual - Net Energy for Load | 81800 | 80300 | 76700 | 70400 | 74400 | 82100 | 86400 | 93500 | 78300 | 75400 | 73400 | 81900
2008 | US | RF | - | - | GWh | Reporting Year Forecast - Net Energy For Load | 85900 | 78200 | 78500 | 72100 | 75100 | 83300 | 93200 | 91400 | 77900 | 76900 | 76100 | 85200
2008 | US | RF | - | - | GWh | Year 1 Forecast - Net Energy For Load | 86400 | 77300 | 79500 | 72700 | 75700 | 84500 | 94400 | 92800 | 78900 | 78100 | 77100 | 86600
2008 | US | RF | MISO | - | GWh | Prior Year Actual - Net Energy for Load | 27729 | 26765 | 26122 | 24250 | 25840 | 28475 | 29214 | 32300 | 26946 | 26171 | 25092 | 27426
2008 | US | RF | MISO | - | GWh | Reporting Year Forecast - Net Energy For Load | 28906 | 26143 | 27059 | 24809 | 26072 | 30237 | 32541 | 32231 | 28041 | 27213 | 26906 | 29637
2008 | US | RF | MISO | - | GWh | Year 1 Forecast - Net Energy For Load | 28918 | 26403 | 26933 | 24692 | 25968 | 30402 | 32827 | 32551 | 28209 | 27530 | 26902 | 29836
2008 | US | RF | PJM | - | GWh | Prior Year Actual - Net Energy for Load | 54076 | 53491 | 50579 | 46130 | 48515 | 53637 | 57182 | 61187 | 51311 | 49237 | 48325 | 54434
2008 | US | RF | PJM | - | GWh | Reporting Year Forecast - Net Energy For Load | 56942 | 52003 | 51453 | 47266 | 49002 | 53059 | 60588 | 59185 | 49822 | 49702 | 49153 | 55519
2008 | US | RF | PJM | - | GWh | Year 1 Forecast - Net Energy For Load | 57461 | 50889 | 52483 | 47973 | 49721 | 54057 | 61584 | 60180 | 50622 | 50537 | 50163 | 56713
2008 | US | SERC | - | - | GWh | Prior Year Actual - Net Energy for Load | 88767 | 84083 | 78383 | 74893 | 83786 | 93482 | 98453 | 112168 | 90196 | 82121 | 77678 | 85286
2008 | US | SERC | - | - | GWh | Reporting Year Forecast - Net Energy For Load | 93384 | 83203 | 82004 | 77794 | 86089 | 96511 | 105147 | 104456 | 91265 | 81048 | 80206 | 91971
2008 | US | SERC | - | - | GWh | Year 1 Forecast - Net Energy For Load | 94728 | 83725 | 83695 | 78059 | 86003 | 96288 | 107289 | 106750 | 91175 | 82824 | 81866 | 93900
2008 | US | SERC | Central | - | GWh | Prior Year Actual - Net Energy for Load | 21113 | 20258 | 18494 | 17569 | 19319 | 20500 | 21626 | 25002 | 20522 | 19064 | 18654 | 20382
2008 | US | SERC | Central | - | GWh | Reporting Year Forecast - Net Energy For Load | 22699 | 20116 | 19681 | 18024 | 19219 | 20432 | 22673 | 22709 | 20244 | 19086 | 19082 | 21838
2008 | US | SERC | Central | - | GWh | Year 1 Forecast - Net Energy For Load | 22908 | 19934 | 20058 | 18371 | 19570 | 20795 | 23124 | 23152 | 20652 | 19451 | 19421 | 22202
2008 | US | SERC | Delta | - | GWh | Prior Year Actual - Net Energy for Load | 12219 | 10978 | 10652 | 10381 | 11957 | 13332 | 13909 | 15750 | 12801 | 11611 | 10644 | 11747
2008 | US | SERC | Delta | - | GWh | Reporting Year Forecast - Net Energy For Load | 12120 | 11239 | 10770 | 12099 | 14050 | 16111 | 15040 | 14901 | 14958 | 11089 | 11296 | 12818
2008 | US | SERC | Delta | - | GWh | Year 1 Forecast - Net Energy For Load | 12390 | 11410 | 11009 | 11110 | 12822 | 14375 | 15328 | 15189 | 13017 | 11268 | 11478 | 13088
2008 | US | SERC | Gateway | - | GWh | Prior Year Actual - Net Energy for Load | 8283 | 7842 | 7226 | 6844 | 7516 | 8510 | 9188 | 10435 | 8073 | 7429 | 7070 | 8191
2008 | US | SERC | Gateway | - | GWh | Reporting Year Forecast - Net Energy For Load | 8534 | 7765 | 7542 | 6868 | 7091 | 8156 | 9360 | 9135 | 7935 | 7334 | 7428 | 8321
2008 | US | SERC | Gateway | - | GWh | Year 1 Forecast - Net Energy For Load | 8657 | 7787 | 7649 | 6969 | 7195 | 8262 | 9477 | 9246 | 8034 | 7429 | 7526 | 8427
2008 | US | SERC | Southeastern | - | GWh | Prior Year Actual - Net Energy for Load | 20344 | 18904 | 18163 | 17684 | 20524 | 23256 | 23969 | 27548 | 21988 | 19390 | 17900 | 19281
2008 | US | SERC | Southeastern | - | GWh | Reporting Year Forecast - Net Energy For Load | 21157 | 18627 | 19038 | 18069 | 21038 | 23561 | 26340 | 26461 | 21932 | 19472 | 18550 | 21207
2008 | US | SERC | Southeastern | - | GWh | Year 1 Forecast - Net Energy For Load | 21712 | 19022 | 19531 | 18464 | 21321 | 24041 | 27021 | 27325 | 22791 | 20106 | 19089 | 21813
2008 | US | SERC | VACAR | - | GWh | Prior Year Actual - Net Energy for Load | 26808 | 26101 | 23848 | 22415 | 24470 | 27884 | 29761 | 33433 | 26812 | 24627 | 23410 | 25685
2008 | US | SERC | VACAR | - | GWh | Reporting Year Forecast - Net Energy For Load | 28874 | 25456 | 24973 | 22734 | 24691 | 28251 | 31734 | 31250 | 26196 | 24067 | 23850 | 27787
2008 | US | SERC | VACAR | - | GWh | Year 1 Forecast - Net Energy For Load | 29061 | 25572 | 25448 | 23145 | 25095 | 28815 | 32339 | 31838 | 26681 | 24570 | 24352 | 28370
2008 | US | SPP | - | - | GWh | Prior Year Actual - Net Energy for Load | 17137 | 15237 | 14661 | 14570 | 16155 | 23275 | 20639 | 23062 | 17821 | 16164 | 15112 | 17042
2008 | US | SPP | - | - | GWh | Reporting Year Forecast - Net Energy For Load | 17322 | 15652 | 15351 | 14963 | 16370 | 18874 | 21619 | 22081 | 17886 | 15861 | 15370 | 17183
2008 | US | SPP | - | - | GWh | Year 1 Forecast - Net Energy For Load | 17520 | 15773 | 15674 | 15311 | 16746 | 19289 | 22134 | 22579 | 18339 | 16229 | 15779 | 17511
2008 | US | WECC | - | - | GWh | Prior Year Actual - Net Energy for Load | 63351 | 53763 | 57652 | 55752 | 60863 | 64240 | 72972 | 72492 | 62391 | 58705 | 57526 | 63489
2008 | US | WECC | - | - | GWh | Reporting Year Forecast - Net Energy For Load | 61789 | 55973 | 58500 | 55377 | 60072 | 64101 | 73228 | 71075 | 63281 | 60402 | 58803 | 63974
2008 | US | WECC | - | - | GWh | Year 1 Forecast - Net Energy For Load | 63159 | 56263 | 59626 | 56366 | 61251 | 65637 | 74918 | 72725 | 64730 | 61659 | 60070 | 65290
2008 | CA | WECC | - | - | GWh | Prior Year Actual - Net Energy for Load | 12352 | 10971 | 11603 | 10566 | 10311 | 10023 | 10806 | 10511 | 9977 | 10968 | 11509 | 12339
2008 | CA | WECC | - | - | GWh | Reporting Year Forecast - Net Energy For Load | 12397 | 11560 | 11832 | 10774 | 10829 | 10448 | 11055 | 11070 | 10694 | 11439 | 12092 | 12831
2008 | CA | WECC | - | - | GWh | Year 1 Forecast - Net Energy For Load | 12863 | 11577 | 12281 | 11118 | 11165 | 10839 | 11430 | 11447 | 11053 | 11811 | 12426 | 13157
2008 | TL | WECC | - | - | GWh | Prior Year Actual - Net Energy for Load | 76488 | 65436 | 70044 | 67094 | 72095 | 75284 | 84971 | 84253 | 73416 | 70533 | 69826 | 76601
2008 | TL | WECC | - | - | GWh | Reporting Year Forecast - Net Energy For Load | 75093 | 68346 | 71239 | 67077 | 71967 | 75733 | 85687 | 83536 | 75178 | 72859 | 71849 | 77757
2008 | TL | WECC | - | - | GWh | Year 1 Forecast - Net Energy For Load | 76974 | 68693 | 72859 | 68456 | 73535 | 77719 | 87822 | 85632 | 77046 | 74539 | 73498 | 79446
2008 | US | WECC | AZ-NM-SNV | - | GWh | Prior Year Actual - Net Energy for Load | 10861 | 9040 | 10088 | 10047 | 12262 | 13969 | 15912 | 15756 | 13348 | 10977 | 9819 | 10872
2008 | US | WECC | AZ-NM-SNV | - | GWh | Reporting Year Forecast - Net Energy For Load | 10444 | 9529 | 10120 | 9974 | 11798 | 13579 | 15538 | 15253 | 13519 | 11748 | 10249 | 11217
2008 | US | WECC | AZ-NM-SNV | - | GWh | Year 1 Forecast - Net Energy For Load | 10678 | 9509 | 10118 | 9949 | 11980 | 14007 | 16037 | 15751 | 13945 | 12099 | 10554 | 11559
2008 | MX | WECC | CA-MX | - | GWh | Prior Year Actual - Net Energy for Load | 785 | 702 | 789 | 776 | 921 | 1021 | 1193 | 1250 | 1048 | 860 | 791 | 773
2008 | MX | WECC | CA-MX | - | GWh | Reporting Year Forecast - Net Energy For Load | 907 | 813 | 907 | 926 | 1066 | 1184 | 1404 | 1391 | 1203 | 1018 | 954 | 952
2008 | MX | WECC | CA-MX | - | GWh | Year 1 Forecast - Net Energy For Load | 952 | 853 | 952 | 972 | 1119 | 1243 | 1474 | 1460 | 1263 | 1069 | 1002 | 999
2008 | US | WECC | NWPP | - | GWh | Prior Year Actual - Net Energy for Load | 23591 | 19554 | 19826 | 18611 | 19508 | 19797 | 22112 | 21114 | 18668 | 19416 | 20688 | 23483
2008 | US | WECC | NWPP | - | GWh | Reporting Year Forecast - Net Energy For Load | 22679 | 20386 | 20329 | 18518 | 19161 | 19756 | 21879 | 21228 | 18879 | 19643 | 20681 | 23265
2008 | US | WECC | NWPP | - | GWh | Year 1 Forecast - Net Energy For Load | 23313 | 20421 | 20988 | 19076 | 19703 | 20354 | 22502 | 21837 | 19357 | 20104 | 21186 | 23783
2008 | US | WECC | RMPA | - | GWh | Prior Year Actual - Net Energy for Load | 5248 | 4548 | 4839 | 4757 | 4930 | 5369 | 6281 | 6120 | 5099 | 5009 | 5058 | 5792
2008 | US | WECC | RMPA | - | GWh | Reporting Year Forecast - Net Energy For Load | 5428 | 4964 | 5136 | 4763 | 4970 | 5277 | 6050 | 5926 | 5067 | 5068 | 5236 | 5741
2008 | US | WECC | RMPA | - | GWh | Year 1 Forecast - Net Energy For Load | 5599 | 5037 | 5271 | 4898 | 5074 | 5411 | 6186 | 6053 | 5237 | 5170 | 5365 | 5857
2009 | US | TRE | - | ERCOT | GWh | Prior Year Actual - Net Energy for Load | 25472.1419 | 21727.6108 | 22780.1359 | 22456.7914 | 27877.5135 | 31704.5597 | 32788.105 | 32234.983 | 25768.3244 | 23924.7706 | 21307.8041 | 24358.3443
2009 | US | TRE | - | ERCOT | GWh | Reporting Year Forecast - Net Energy For Load | 24470 | 21920 | 22328 | 23350 | 28089 | 29681 | 32876 | 33112 | 25894 | 24576 | 22149 | 23760
2009 | US | TRE | - | ERCOT | GWh | Year 1 Forecast - Net Energy For Load | 24595 | 22188 | 22442 | 23698 | 28480 | 29944 | 33233 | 28480 | 26006 | 24823 | 22369 | 24059
2009 | US | FRCC | - | FRCC | GWh | Prior Year Actual - Net Energy for Load | 17350 | 15947 | 16670 | 17532 | 20349 | 21976 | 21720 | 22566 | 22071 | 18677 | 16124 | 15892
2009 | US | FRCC | - | FRCC | GWh | Reporting Year Forecast - Net Energy For Load | 17469 | 15373 | 16689 | 17191 | 19723 | 21406 | 22653 | 22946 | 21305 | 19447 | 16511 | 16977
2009 | US | FRCC | - | FRCC | GWh | Year 1 Forecast - Net Energy For Load | 17486 | 15379 | 16719 | 17218 | 19763 | 21474 | 22727 | 19763 | 21386 | 19597 | 16701 | 17128
2009 | US | MRO | - | - | GWh | Prior Year Actual - Net Energy for Load | 20627.9115 | 19001.4473 | 18813.0859 | 17089.1986 | 16992.5918 | 18377.9324 | 21477.3999 | 20940.4488 | 17422.6509 | 17896.9395 | 18384.7281 | 20512.1302
2009 | US | MRO | - | - | GWh | Reporting Year Forecast - Net Energy For Load | 20787.0742 | 18609.3049 | 19033.3971 | 17181.0578 | 17693.3603 | 19699.0427 | 22238.809 | 21596.749 | 18524.1713 | 18591.86 | 18782.4432 | 20781.4351
2009 | US | MRO | - | - | GWh | Year 1 Forecast - Net Energy For Load | 21329.5738 | 19147.5595 | 19592.9253 | 17762.4476 | 18374.8877 | 19964.3845 | 22816.9097 | 18374.8877 | 18991.7529 | 19081.3995 | 19258.1558 | 21260.7176
2009 | CA | MRO | - | - | GWh | Prior Year Actual - Net Energy for Load | 4482.4415 | 4182.349 | 4002.0031 | 3439.2184 | 3261.4297 | 3217.3823 | 3348.2836 | 3407.6429 | 3214.8069 | 3491.2221 | 3842.4999 | 4594.0243
2009 | CA | MRO | - | - | GWh | Reporting Year Forecast - Net Energy For Load | 4535.5292 | 4014.4187 | 4099.8976 | 3531.1274 | 3484.2989 | 3365.538 | 3630.8682 | 3557.4813 | 3408.4528 | 3700.9119 | 4038.0069 | 4547.7569
2009 | CA | MRO | - | - | GWh | Year 1 Forecast - Net Energy For Load | 4732.371 | 4186.7916 | 4275.8403 | 3669.5173 | 3630.3565 | 3503.0485 | 3784.2461 | 3630.3565 | 3544.1683 | 3848.4173 | 4202.1645 | 4726.1737
2009 | TL | MRO | - | - | GWh | Prior Year Actual - Net Energy for Load | 25110.353 | 23183.7963 | 22815.089 | 20528.417 | 20254.0215 | 21595.3147 | 24825.6834 | 24348.0917 | 20637.4579 | 21388.1616 | 22227.228 | 25106.1545
2009 | TL | MRO | - | - | GWh | Reporting Year Forecast - Net Energy For Load | 25322.6034 | 22623.7236 | 23133.2947 | 20712.1852 | 21177.6592 | 23064.5806 | 25869.6772 | 25154.2303 | 21932.6241 | 22292.7719 | 22820.45 | 25329.192
2009 | TL | MRO | - | - | GWh | Year 1 Forecast - Net Energy For Load | 26061.9449 | 23334.3511 | 23868.7656 | 21431.9649 | 22005.2442 | 23467.433 | 26601.1557 | 22005.2442 | 22535.9212 | 22929.8169 | 23460.3203 | 25986.8913
2009 | TL | NPCC | - | - | GWh | Prior Year Actual - Net Energy for Load | 62751.2973 | 58667.4202 | 58970.6497 | 50766.1067 | 49533.14 | 53324.13 | 58348.66 | 54429.525 | 51105.462 | 51187.137 | 53366.99 | 61231.707
2009 | TL | NPCC | - | - | GWh | Reporting Year Forecast - Net Energy For Load | 64962.291 | 55700.974 | 57277.883 | 49314.1606 | 49750.9384 | 51061.9581 | 56432.1861 | 56458.0057 | 48867.5305 | 50146.266 | 53594.1994 | 60846.5531
2009 | TL | NPCC | - | - | GWh | Year 1 Forecast - Net Energy For Load | 63443.873 | 56299.8667 | 57744.0866 | 49324.6824 | 49532.6119 | 50929.5114 | 56398.5601 | 49532.6119 | 49125.9072 | 50206.4844 | 53758.6457 | 61124.6812
2009 | US | NPCC | - | - | GWh | Prior Year Actual - Net Energy for Load | 25882.3113 | 24073.5972 | 24413.8787 | 22002.7107 | 22400 | 26311 | 29802 | 26699 | 24437 | 22970 | 22979 | 25391
2009 | US | NPCC | - | - | GWh | Reporting Year Forecast - Net Energy For Load | 26240 | 23248 | 24410 | 20894 | 22859 | 24893 | 28901 | 28997 | 23388 | 22511 | 23260 | 26127
2009 | US | NPCC | - | - | GWh | Year 1 Forecast - Net Energy For Load | 26365 | 23221 | 24382 | 20869 | 22875 | 24912 | 28924 | 22875 | 23403 | 22472 | 23222 | 26085
2009 | CA | NPCC | - | - | GWh | Prior Year Actual - Net Energy for Load | 36868.986 | 34593.823 | 34556.771 | 28763.396 | 27133.14 | 27013.13 | 28546.66 | 27730.525 | 26668.462 | 28217.137 | 30387.99 | 35840.707
2009 | CA | NPCC | - | - | GWh | Reporting Year Forecast - Net Energy For Load | 38722.291 | 32452.974 | 32867.883 | 28420.1606 | 26891.9384 | 26168.9581 | 27531.1861 | 27461.0057 | 25479.5305 | 27635.266 | 30334.1994 | 34719.5531
2009 | CA | NPCC | - | - | GWh | Year 1 Forecast - Net Energy For Load | 37078.873 | 33078.8667 | 33362.0866 | 28455.6824 | 26657.6119 | 26017.5114 | 27474.5601 | 26657.6119 | 25722.9072 | 27734.4844 | 30536.6457 | 35039.6812
2009 | US | NPCC | New York | New York | GWh | Prior Year Actual - Net Energy for Load | 14131.3113 | 13196.5972 | 13411.8787 | 12188.7107 | 12504 | 14973 | 16781 | 15130 | 13822 | 12785 | 12686 | 14004
2009 | US | NPCC | New York | New York | GWh | Reporting Year Forecast - Net Energy For Load | 14236 | 12849 | 13390 | 12107 | 12624 | 14155 | 16198 | 15883 | 13589 | 12815 | 12690 | 14032
2009 | US | NPCC | New York | New York | GWh | Year 1 Forecast - Net Energy For Load | 14223 | 12838 | 13378 | 12096 | 12613 | 14143 | 16184 | 12613 | 13577 | 12804 | 12678 | 14020
2009 | US | NPCC | New England | New England | GWh | Prior Year Actual - Net Energy for Load | 11751 | 10877 | 11002 | 9814 | 9896 | 11338 | 13021 | 11569 | 10615 | 10185 | 10293 | 11387
2009 | US | NPCC | New England | New England | GWh | Reporting Year Forecast - Net Energy For Load | 12004 | 10399 | 11020 | 8787 | 10235 | 10738 | 12703 | 13114 | 9799 | 9696 | 10570 | 12095
2009 | US | NPCC | New England | New England | GWh | Year 1 Forecast - Net Energy For Load | 12142 | 10383 | 11004 | 8773 | 10262 | 10769 | 12740 | 10262 | 9826 | 9668 | 10544 | 12065
2009 | CA | NPCC | Maritimes | Maritimes | GWh | Prior Year Actual - Net Energy for Load | 3032 | 2778 | 2840 | 2341 | 2154 | 1975 | 2091 | 2044 | 2000 | 2229 | 2408 | 2835
2009 | CA | NPCC | Maritimes | Maritimes | GWh | Reporting Year Forecast - Net Energy For Load | 3130 | 2641 | 2727 | 2367 | 2167 | 2018 | 2045 | 2051 | 2034 | 2248 | 2451 | 2854
2009 | CA | NPCC | Maritimes | Maritimes | GWh | Year 1 Forecast - Net Energy For Load | 3036 | 2752 | 2759 | 2359 | 2162 | 2007 | 2007 | 2162 | 1988 | 2213 | 2420 | 2819
2009 | CA | NPCC | Ontario | Ontario | GWh | Prior Year Actual - Net Energy for Load | 13609.986 | 12896.823 | 13003.771 | 11520.396 | 11407.14 | 12189.13 | 13155.66 | 12548.525 | 11793.462 | 11634.137 | 11828.99 | 13087.707
2009 | CA | NPCC | Ontario | Ontario | GWh | Reporting Year Forecast - Net Energy For Load | 13730.291 | 11697.974 | 12166.883 | 11056.1606 | 11201.9384 | 11587.9581 | 12626.1861 | 12370.0057 | 11147.5305 | 11457.266 | 11720.1994 | 12571.5531
2009 | CA | NPCC | Ontario | Ontario | GWh | Year 1 Forecast - Net Energy For Load | 13237.873 | 11916.8667 | 12549.0866 | 10951.6824 | 10971.6119 | 11409.5114 | 12517.5601 | 10971.6119 | 11211.9072 | 11355.4844 | 11667.6457 | 12606.6812
2009 | CA | NPCC | Quebec | Quebec | GWh | Prior Year Actual - Net Energy for Load | 20227 | 18919 | 18713 | 14902 | 13572 | 12849 | 13300 | 13138 | 12875 | 14354 | 16151 | 19918
2009 | CA | NPCC | Quebec | Quebec | GWh | Reporting Year Forecast - Net Energy For Load | 21862 | 18114 | 17974 | 14997 | 13523 | 12563 | 12860 | 13040 | 12298 | 13930 | 16163 | 19294
2009 | CA | NPCC | Quebec | Quebec | GWh | Year 1 Forecast - Net Energy For Load | 20805 | 18410 | 18054 | 15145 | 13524 | 12601 | 12950 | 13524 | 12523 | 14166 | 16449 | 19614
2009 | US | RF | MISO | - | GWh | Prior Year Actual - Net Energy for Load | 28479.2 | 26683.9898 | 26377.5019 | 23838.2319 | 23995.5556 | 27446.4226 | 29951.2761 | 29006.8751 | 25239.8059 | 24408.5955 | 24076.9382 | 26985.083
2009 | US | RF | MISO | - | GWh | Reporting Year Forecast - Net Energy For Load | 29265 | 26536 | 27193 | 24778 | 25996 | 29756 | 32733 | 32117 | 27965 | 27285 | 26971 | 29721
2009 | US | RF | MISO | - | GWh | Year 1 Forecast - Net Energy For Load | 29548 | 26792 | 27456 | 25018 | 26247 | 30044 | 33050 | 26247 | 28236 | 27550 | 27232 | 30009
2009 | US | RF | PJM | - | GWh | Prior Year Actual - Net Energy for Load | 56425.5312 | 52452.8824 | 50796.54 | 45200.5299 | 45724.0013 | 54332.7138 | 59806.8263 | 55231.4794 | 49527.2717 | 46796.4859 | 48278.9659 | 54597.6499
2009 | US | RF | PJM | - | GWh | Reporting Year Forecast - Net Energy For Load | 56069 | 49633 | 50879 | 46116 | 47678 | 52078 | 59025 | 57637 | 48582 | 48167 | 47923 | 54398
2009 | US | RF | PJM | - | GWh | Year 1 Forecast - Net Energy For Load | 56057 | 49722 | 51201 | 46379 | 48001 | 52450 | 59466 | 48001 | 49161 | 48952 | 48867 | 55293
2009 | US | RF | - | - | GWh | Prior Year Actual - Net Energy for Load | 84952.7222 | 79181.6972 | 77280.5669 | 69084.7042 | 69762.1474 | 81827.1098 | 89814.8203 | 84267.7046 | 74805.5114 | 71251.3874 | 72344.9531 | 81627.6249
2009 | US | RF | - | - | GWh | Reporting Year Forecast - Net Energy For Load | 85364 | 76194 | 78098 | 70921 | 73699 | 81858 | 91783 | 89777 | 76571 | 75476 | 74918 | 84146
2009 | US | RF | - | - | GWh | Year 1 Forecast - Net Energy For Load | 85605 | 76514 | 78657 | 71397 | 74248 | 82494 | 92516 | 74248 | 77397 | 76502 | 76099 | 85302
2009 | US | SERC | - | - | GWh | Prior Year Actual - Net Energy for Load | 94054 | 82335 | 79953 | 74710 | 80768 | 96394 | 101763 | 98517 | 84340 | 78059 | 78737 | 85761
2009 | US | SERC | - | - | GWh | Reporting Year Forecast - Net Energy For Load | 92061 | 80773 | 80071 | 74265 | 81762 | 91858 | 102470 | 102267 | 87064 | 79519 | 78242 | 89645
2009 | US | SERC | - | - | GWh | Year 1 Forecast - Net Energy For Load | 92933 | 82077 | 81480 | 75648 | 83210 | 93227 | 103837 | 83210 | 88361 | 80948 | 79747 | 91500
2009 | US | SERC | Central | - | GWh | Prior Year Actual - Net Energy for Load | 23044 | 20252 | 19558 | 17757 | 18408 | 20583 | 21832 | 21255 | 19516 | 18116 | 18693 | 20753
2009 | US | SERC | Central | - | GWh | Reporting Year Forecast - Net Energy For Load | 20953 | 18133 | 18052 | 16261 | 17240 | 18219 | 20436 | 20406 | 18036 | 17089 | 17203 | 19936
2009 | US | SERC | Central | - | GWh | Year 1 Forecast - Net Energy For Load | 20850 | 18089 | 18065 | 16283 | 17267 | 18282 | 20468 | 17267 | 17875 | 17145 | 17259 | 20029
2009 | US | SERC | Delta | - | GWh | Prior Year Actual - Net Energy for Load | 12612 | 10935 | 10883 | 10566 | 12019 | 13590 | 14885 | 14026 | 10563 | 10990 | 10304 | 11735
2009 | US | SERC | Delta | - | GWh | Reporting Year Forecast - Net Energy For Load | 12512 | 11305 | 10965 | 10911 | 12313 | 13869 | 14825 | 14880 | 13133 | 11735 | 11415 | 12717
2009 | US | SERC | Delta | - | GWh | Year 1 Forecast - Net Energy For Load | 12577 | 11412 | 11088 | 11037 | 12373 | 14015 | 14897 | 12373 | 13137 | 11723 | 11508 | 12891
2009 | US | SERC | Gateway | - | GWh | Prior Year Actual - Net Energy for Load | 8558 | 7958 | 7496 | 6794 | 6859 | 8725 | 9564 | 9230 | 7459 | 7158 | 7284 | 8423
2009 | US | SERC | Gateway | - | GWh | Reporting Year Forecast - Net Energy For Load | 8709 | 7628 | 7297 | 6699 | 6867 | 8405 | 9643 | 9431 | 7806 | 7322 | 7525 | 8425
2009 | US | SERC | Gateway | - | GWh | Year 1 Forecast - Net Energy For Load | 8925 | 8084 | 7770 | 7155 | 7303 | 8399 | 9588 | 7303 | 8151 | 7632 | 7803 | 8703
2009 | US | SERC | Southeastern | - | GWh | Prior Year Actual - Net Energy for Load | 20816 | 18484 | 18221 | 17483 | 19890 | 23650 | 24779 | 24044 | 21012 | 18361 | 18090 | 19029
2009 | US | SERC | Southeastern | - | GWh | Reporting Year Forecast - Net Energy For Load | 20933 | 18322 | 18598 | 17630 | 20664 | 22959 | 25748 | 25990 | 21739 | 19240 | 18124 | 20744
2009 | US | SERC | Southeastern | - | GWh | Year 1 Forecast - Net Energy For Load | 21362 | 18720 | 18989 | 18042 | 21195 | 23664 | 26546 | 21195 | 22403 | 19879 | 18751 | 21520
2009 | US | SERC | VACAR | - | GWh | Prior Year Actual - Net Energy for Load | 29024 | 24706 | 23795 | 22110 | 23592 | 29846 | 30703 | 29962 | 25790 | 23434 | 24366 | 25821
2009 | US | SERC | VACAR | - | GWh | Reporting Year Forecast - Net Energy For Load | 28954 | 25385 | 25159 | 22764 | 24678 | 28406 | 31818 | 31560 | 26350 | 24133 | 23975 | 27823
2009 | US | SERC | VACAR | - | GWh | Year 1 Forecast - Net Energy For Load | 29219 | 25772 | 25568 | 23131 | 25072 | 28867 | 32338 | 25072 | 26795 | 24569 | 24426 | 28357
2009 | US | SPP | - | - | GWh | Prior Year Actual - Net Energy for Load | 17745 | 15959 | 15754 | 14965 | 16477 | 19435 | 21863 | 20827 | 16541 | 15442 | 15119 | 17476
2009 | US | SPP | - | - | GWh | Reporting Year Forecast - Net Energy For Load | 17271 | 15585 | 15482 | 14949 | 16348 | 19012 | 21694 | 21384 | 17675 | 15737 | 15389 | 17324
2009 | US | SPP | - | - | GWh | Year 1 Forecast - Net Energy For Load | 17573 | 15858 | 15741 | 15186 | 16602 | 19285 | 22028 | 16602 | 17962 | 16035 | 15711 | 17680
2009 | US | WECC | - | - | GWh | Prior Year Actual - Net Energy for Load | 64304 | 56930 | 58276 | 56933 | 60002 | 65212 | 71964 | 71080 | 62808 | 59321 | 55734 | 63127
2009 | US | WECC | - | - | GWh | Reporting Year Forecast - Net Energy For Load | 61686 | 54000 | 56919 | 54923 | 60183 | 64494 | 72409 | 70894 | 62685 | 59462 | 57899 | 62862
2009 | US | WECC | - | - | GWh | Year 1 Forecast - Net Energy For Load | 62576 | 54759 | 57873 | 55778 | 61132 | 65462 | 73444 | 61132 | 63739 | 60572 | 59070 | 63977
2009 | US | WECC | AZ-NM-SNV | - | GWh | Prior Year Actual - Net Energy for Load | 10481 | 9481 | 9565 | 9697 | 11002 | 13662 | 15167 | 15101 | 12924 | 10663 | 9307 | 10192
2009 | US | WECC | AZ-NM-SNV | - | GWh | Reporting Year Forecast - Net Energy For Load | 10476 | 9278 | 9748 | 9830 | 11831 | 13782 | 15703 | 15241 | 13073 | 11074 | 9644 | 10574
2009 | US | WECC | AZ-NM-SNV | - | GWh | Year 1 Forecast - Net Energy For Load | 10710 | 9507 | 10000 | 10066 | 12089 | 14079 | 16008 | 12089 | 13396 | 11350 | 9976 | 10851
2009 | US | WECC | CA-MX | - | GWh | Prior Year Actual - Net Energy for Load | 23720 | 21369 | 22287 | 22536 | 24186 | 26121 | 28551 | 28893 | 26090 | 24189 | 21783 | 23180
2009 | US | WECC | CA-MX | - | GWh | Reporting Year Forecast - Net Energy For Load | 23423 | 20275 | 22267 | 22003 | 24689 | 26443 | 29679 | 29456 | 26139 | 24696 | 23196 | 24102
2009 | US | WECC | CA-MX | - | GWh | Year 1 Forecast - Net Energy For Load | 23712 | 20525 | 22556 | 22281 | 25004 | 26783 | 30058 | 25004 | 26479 | 25016 | 23503 | 24413
2009 | US | WECC | NWPP | - | GWh | Prior Year Actual - Net Energy for Load | 24281 | 20873 | 21124 | 19737 | 19697 | 20014 | 21887 | 21165 | 18774 | 19402 | 19551 | 23936
2009 | US | WECC | NWPP | - | GWh | Reporting Year Forecast - Net Energy For Load | 21847 | 19157 | 19320 | 17963 | 18277 | 18611 | 20531 | 20063 | 18016 | 18492 | 19652 | 22203
2009 | US | WECC | NWPP | - | GWh | Year 1 Forecast - Net Energy For Load | 22254 | 19420 | 19715 | 18298 | 18636 | 18923 | 20901 | 18636 | 18382 | 18805 | 19977 | 22532
2009 | US | WECC | RMPA | - | GWh | Prior Year Actual - Net Energy for Load | 5822 | 5207 | 5300 | 4963 | 5117 | 5415 | 6359 | 5921 | 5020 | 5067 | 5093 | 5819
2009 | US | WECC | RMPA | - | GWh | Reporting Year Forecast - Net Energy For Load | 5940 | 5290 | 5584 | 5127 | 5386 | 5658 | 6496 | 6134 | 5457 | 5200 | 5407 | 5983
2009 | US | WECC | RMPA | - | GWh | Year 1 Forecast - Net Energy For Load | 5900 | 5307 | 5602 | 5133 | 5403 | 5677 | 6477 | 5403 | 5482 | 5401 | 5614 | 6181
2009 | CA | WECC | - | - | GWh | Prior Year Actual - Net Energy for Load | 12769 | 11522 | 11696 | 10735 | 10262 | 9905 | 10576 | 10614 | 10023 | 10815 | 11069 | 12673
2009 | CA | WECC | - | - | GWh | Reporting Year Forecast - Net Energy For Load | 12575 | 11339 | 11900 | 10800 | 10734 | 10403 | 11075 | 10866 | 10545 | 11367 | 11899 | 12854
2009 | CA | WECC | - | - | GWh | Year 1 Forecast - Net Energy For Load | 12865 | 11591 | 12188 | 11052 | 10977 | 10648 | 11306 | 10977 | 10772 | 11601 | 12160 | 13089
2009 | MX | WECC | CA-MX | - | GWh | Prior Year Actual - Net Energy for Load | 784 | 734 | 778 | 807 | 875 | 1103 | 1182 | 1221 | 1109 | 990 | 864 | 873
2009 | MX | WECC | CA-MX | - | GWh | Reporting Year Forecast - Net Energy For Load | 732 | 714 | 754 | 763 | 901 | 1028 | 1196 | 1226 | 975 | 895 | 772 | 731
2009 | MX | WECC | CA-MX | - | GWh | Year 1 Forecast - Net Energy For Load | 746 | 728 | 769 | 778 | 919 | 1049 | 1220 | 919 | 1094 | 913 | 787 | 756
2009 | TL | WECC | - | - | GWh | Prior Year Actual - Net Energy for Load | 77857 | 69186 | 70750 | 68475 | 71139 | 76220 | 83722 | 82915 | 73940 | 71126 | 67667 | 76673
2009 | TL | WECC | - | - | GWh | Reporting Year Forecast - Net Energy For Load | 74993 | 66053 | 69573 | 66486 | 71818 | 75925 | 84680 | 82986 | 74205 | 71724 | 70570 | 76447
2009 | TL | WECC | - | - | GWh | Year 1 Forecast - Net Energy For Load | 76187 | 67078 | 70830 | 67608 | 73028 | 77159 | 85970 | 73028 | 75605 | 73086 | 72017 | 77822
2010 | US | TRE | - | ERCOT | GWh | Prior Year Actual - Net Energy for Load | 24099.5227 | 19889.8012 | 22151.3397 | 21621.0572 | 26218.403 | 31231.2599 | 33726.5986 | 33451.8905 | 26273.1613 | 23202.6474 | 20622.8855 | 25789.1925
2010 | US | TRE | - | ERCOT | GWh | Reporting Year Forecast - Net Energy For Load | 24336 | 21904 | 22061 | 23311 | 28070 | 29474 | 32773 | 32794 | 25615 | 24393 | 21972 | 23741
2010 | US | TRE | - | ERCOT | GWh | Year 1 Forecast - Net Energy For Load | 24705 | 22370 | 22510 | 23816 | 28788 | 30007 | 33418 | 33256 | 25932 | 24897 | 22247 | 24248
2010 | US | FRCC | - | FRCC | GWh | Prior Year Actual - Net Energy for Load | 17089 | 15455 | 16214 | 17041 | 19260 | 21822 | 22028 | 22870 | 21367 | 19920 | 16457 | 16443
2010 | US | FRCC | - | FRCC | GWh | Reporting Year Forecast - Net Energy For Load | 16981 | 14896 | 16187 | 16715 | 19290 | 21192 | 21972 | 22799 | 21253 | 19096 | 16330 | 16463
2010 | US | FRCC | - | FRCC | GWh | Year 1 Forecast - Net Energy For Load | 17116 | 15190 | 16490 | 16996 | 19634 | 21464 | 22238 | 19634 | 21340 | 19211 | 16520 | 16492
2010 | US | MRO | - | - | GWh | Prior Year Actual - Net Energy for Load | 20310.9763 | 17287.9608 | 17840.7706 | 15943.5392 | 15915.7262 | 17313.3324 | 18683.8097 | 18949.2425 | 17004.6201 | 17129.6777 | 17412.5013 | 20004.8745
2010 | US | MRO | - | - | GWh | Reporting Year Forecast - Net Energy For Load | 20376.5013 | 18185.5359 | 18618.6149 | 16622.6087 | 16981.3241 | 18332.3452 | 21182.9207 | 20691.0843 | 17936.8691 | 17927.5996 | 18150.8562 | 20160.6237
2010 | US | MRO | - | - | GWh | Year 1 Forecast - Net Energy For Load | 20605.2072 | 18448.8429 | 18942.8297 | 16881.2521 | 17348.3091 | 18689.278 | 21557.1219 | 17348.3091 | 18250.4433 | 18289.8064 | 18536.2953 | 20614.9846
2010 | CA | MRO | - | - | GWh | Prior Year Actual - Net Energy for Load | 4623.14 | 3847.222 | 4097.759 | 3363.039 | 3245.766 | 3153.453 | 3198.562 | 3172.829 | 3216.711 | 3537.838 | 3609.57 | 4461.642
2010 | CA | MRO | - | - | GWh | Reporting Year Forecast - Net Energy For Load | 4409.8197 | 3924.082 | 4089.1764 | 3503.9602 | 3391.6365 | 3311.1704 | 3578.8401 | 3497.4696 | 3354.0691 | 3656.5297 | 3935.7203 | 4470.8404
2010 | CA | MRO | - | - | GWh | Year 1 Forecast - Net Energy For Load | 4643.8348 | 4192.1599 | 4208.6527 | 3611.832 | 3498.6768 | 3416.5628 | 3694.0823 | 3498.6768 | 3461.3554 | 3771.1954 | 4057.8566 | 4606.0105
2010 | TL | MRO | - | - | GWh | Prior Year Actual - Net Energy for Load | 24934.1163 | 21135.1828 | 21938.5296 | 19306.5782 | 19161.4922 | 20466.7854 | 21882.3717 | 22122.0715 | 20221.3311 | 20667.5157 | 21022.0713 | 24466.5165
2010 | TL | MRO | - | - | GWh | Reporting Year Forecast - Net Energy For Load | 24786.3209 | 22109.6179 | 22707.7912 | 20126.569 | 20372.9606 | 21643.5156 | 24761.7608 | 24188.5539 | 21290.9382 | 21584.1292 | 22086.5766 | 24631.4641
2010 | TL | MRO | - | - | GWh | Year 1 Forecast - Net Energy For Load | 25249.042 | 22641.0028 | 23151.4825 | 20493.0842 | 20846.9858 | 22105.8408 | 25251.2042 | 20846.9858 | 21711.7987 | 22061.0019 | 22594.1518 | 25220.9951
2010 | TL | NPCC | - | - | GWh | Prior Year Actual - Net Energy for Load | 65324.4196 | 55002.9136 | 56131.6364 | 48619.6672 | 47401.3963 | 47685.5832 | 51372.2064 | 55232.5777 | 47477.4356 | 50560.5027 | 50411.372 | 60464.869
2010 | TL | NPCC | - | - | GWh | Reporting Year Forecast - Net Energy For Load | 61225.2911 | 55144.6135 | 54815.8006 | 48902.0487 | 48860.0873 | 50728.3893 | 54708.5424 | 55153.0907 | 49244.6544 | 50246.4448 | 52715.8914 | 59919.0863
2010 | TL | NPCC | - | - | GWh | Year 1 Forecast - Net Energy For Load | 62636.8495 | 56330.0895 | 57480.543 | 49992.738 | 48794.2707 | 50760.3126 | 55031.4627 | 48794.2707 | 49524.9471 | 50615.0961 | 53108.5752 | 60414.2121
2010 | US | NPCC | - | - | GWh | Prior Year Actual - Net Energy for Load | 26565.2255 | 22663.3133 | 23629.706 | 21523.7198 | 21934.2714 | 22770.3529 | 25832.778 | 28498.9059 | 22626.9641 | 22407.3165 | 21789.0714 | 25383.0403
2010 | US | NPCC | - | - | GWh | Reporting Year Forecast - Net Energy For Load | 25278.1957 | 23284.9683 | 23960.3017 | 21769.2737 | 22374.9613 | 24722.9619 | 27649.1069 | 28075.4685 | 23969.039 | 22868.573 | 22568.209 | 25019.1267
2010 | US | NPCC | - | - | GWh | Year 1 Forecast - Net Energy For Load | 25503.6724 | 23377.8772 | 24056.4158 | 21854.7793 | 22461.7334 | 24818.5618 | 27758.3912 | 22461.7334 | 24062.352 | 22959.4173 | 22657.9212 | 25118.5614
2010 | CA | NPCC | - | - | GWh | Prior Year Actual - Net Energy for Load | 38759.1941 | 32339.6003 | 32501.9304 | 27095.9474 | 25467.1249 | 24915.2303 | 25539.4284 | 26733.6718 | 24850.4715 | 28153.1862 | 28622.3006 | 35081.8287
2010 | CA | NPCC | - | - | GWh | Reporting Year Forecast - Net Energy For Load | 35947.0954 | 31859.6452 | 30855.4989 | 27132.775 | 26485.1259 | 26005.4273 | 27059.4355 | 27077.6222 | 25275.6155 | 27377.8719 | 30147.6823 | 34899.9596
2010 | CA | NPCC | - | - | GWh | Year 1 Forecast - Net Energy For Load | 37133.1771 | 32952.2123 | 33424.1271 | 28137.9588 | 26332.5373 | 25941.7508 | 27273.0715 | 26332.5373 | 25462.5951 | 27655.6788 | 30450.654 | 35295.6507
2010 | US | NPCC | New York | New York | GWh | Prior Year Actual - Net Energy for Load | 14560.2255 | 12519.3133 | 13089.706 | 12008.7198 | 12271.2714 | 12810.3529 | 14541.778 | 15941.9059 | 12736.9641 | 12402.3165 | 12039.0714 | 13858.0403
2010 | US | NPCC | New York | New York | GWh | Reporting Year Forecast - Net Energy For Load | 13710.1957 | 12668.9683 | 13045.3017 | 11929.2737 | 12417.9613 | 13935.9619 | 15191.1069 | 15557.4685 | 13410.039 | 12550.573 | 12308.209 | 13633.1267
2010 | US | NPCC | New York | New York | GWh | Year 1 Forecast - Net Energy For Load | 13717.6724 | 12675.8772 | 13052.4158 | 11935.7793 | 12424.7334 | 13943.5618 | 15199.3912 | 12424.7334 | 13417.352 | 12557.4173 | 12314.9212 | 13640.5614
2010 | US | NPCC | New England | New England | GWh | Prior Year Actual - Net Energy for Load | 12005 | 10144 | 10540 | 9515 | 9663 | 9960 | 11291 | 12557 | 9890 | 10005 | 9750 | 11525
2010 | US | NPCC | New England | New England | GWh | Reporting Year Forecast - Net Energy For Load | 11568 | 10616 | 10915 | 9840 | 9957 | 10787 | 12458 | 12518 | 10559 | 10318 | 10260 | 11386
2010 | US | NPCC | New England | New England | GWh | Year 1 Forecast - Net Energy For Load | 11786 | 10702 | 11004 | 9919 | 10037 | 10875 | 12559 | 10037 | 10645 | 10402 | 10343 | 11478
2010 | CA | NPCC | Maritimes | Maritimes | GWh | Prior Year Actual - Net Energy for Load | 3137.9131 | 2639.9143 | 2659.7734 | 2246.3334 | 2106.6159 | 1898.7863 | 2001.8104 | 2082.8968 | 1895.4705 | 2298.4042 | 2359.6066 | 2887.4867
2010 | CA | NPCC | Maritimes | Maritimes | GWh | Reporting Year Forecast - Net Energy For Load | 2953.2034 | 2634.2912 | 2613.1089 | 2299.7281 | 2173.6326 | 1963.0702 | 1992.0161 | 2030.6328 | 1958.6396 | 2185.7963 | 2443.9059 | 2826.9551
2010 | CA | NPCC | Maritimes | Maritimes | GWh | Year 1 Forecast - Net Energy For Load | 3049.0246 | 2764.6843 | 2761.1142 | 2326.641 | 2140.8669 | 1972.7636 | 1994.4677 | 2140.8669 | 1965.3918 | 2193.2226 | 2414.4039 | 2827.3151
2010 | CA | NPCC | Ontario | Ontario | GWh | Prior Year Actual - Net Energy for Load | 13730.291 | 11697.974 | 12166.883 | 10746.635 | 10504.201 | 10884.323 | 11315.411 | 12225.812 | 10931.831 | 11181.875 | 11112.909 | 12665.399
2010 | CA | NPCC | Ontario | Ontario | GWh | Reporting Year Forecast - Net Energy For Load | 13145.439 | 11751.752 | 11686.036 | 10948.0469 | 10847.4934 | 11411.3572 | 12442.4622 | 12301.8326 | 11137.685 | 11289.9493 | 11674.0146 | 12672.8875
2010 | CA | NPCC | Ontario | Ontario | GWh | Year 1 Forecast - Net Energy For Load | 13371.4092 | 11995.7913 | 12646.9635 | 11012.6855 | 11036.5099 | 11543.5643 | 12468.1415 | 11036.5099 | 11123.5807 | 11355.5123 | 11766.4041 | 12749.0871
2010 | CA | NPCC | Quebec | Quebec | GWh | Prior Year Actual - Net Energy for Load | 21890.99 | 18001.712 | 17675.274 | 14102.979 | 12856.308 | 12132.121 | 12222.207 | 12424.963 | 12023.17 | 14672.907 | 15149.785 | 19528.943
2010 | CA | NPCC | Quebec | Quebec | GWh | Reporting Year Forecast - Net Energy For Load | 19848.453 | 17473.602 | 16556.354 | 13885 | 13464 | 12631 | 12624.9573 | 12745.1569 | 12179.2908 | 13902.1263 | 16029.7618 | 19400.117
2010 | CA | NPCC | Quebec | Quebec | GWh | Year 1 Forecast - Net Energy For Load | 20712.7433 | 18191.7367 | 18016.0495 | 14798.6323 | 13155.1605 | 12425.4229 | 12810.4624 | 13155.1605 | 12373.6226 | 14106.9438 | 16269.846 | 19719.2486
2010 | US | RF | - | - | GWh | Prior Year Actual - Net Energy for Load | 85646.9293 | 71789.3461 | 72247.4563 | 65901.2235 | 66435.8974 | 73157.4821 | 76871.1625 | 82973.1926 | 69015.804 | 68267.9117 | 67484.4242 | 80586.2687
2010 | US | RF | - | - | GWh | Reporting Year Forecast - Net Energy For Load | 88027.181 | 76777.731 | 78485.7083 | 71594.0578 | 73543.2628 | 80998.4331 | 88622.8277 | 89868.2974 | 76304.2165 | 75775.2207 | 75258.6733 | 86180.1503
2010 | US | RF | - | - | GWh | Year 1 Forecast - Net Energy For Load | 89677.4888 | 78030.4805 | 79816.7808 | 73002.0461 | 75150.6408 | 88492.0378 | 96712.3843 | 75150.6408 | 83668.2302 | 83597.6137 | 82967.1807 | 94514.1464
2010 | US | SERC | - | - | GWh | Prior Year Actual - Net Energy for Load | 92009 | 76865 | 76762 | 70663 | 79049 | 92301 | 93506 | 96123 | 81565 | 74958 | 73153 | 90188
2010 | US | SERC | - | - | GWh | Reporting Year Forecast - Net Energy For Load | 91663 | 79799 | 79092 | 73525 | 80458 | 91188 | 100938 | 101066 | 85283 | 78068 | 77492 | 88898
2010 | US | SERC | - | - | GWh | Year 1 Forecast - Net Energy For Load | 92933 | 81609 | 81016 | 75501 | 82623 | 93117 | 102978 | 82623 | 87499 | 80160 | 79741 | 91328
2010 | US | SERC | Central | - | GWh | Prior Year Actual - Net Energy for Load | 21767 | 18064 | 17773 | 16367 | 17124 | 19334 | 19177 | 20093 | 18258 | 16984 | 17082 | 20990
2010 | US | SERC | Central | - | GWh | Reporting Year Forecast - Net Energy For Load | 21122 | 18364 | 18316 | 16535 | 17422 | 18437 | 20607 | 20582 | 18113 | 17484 | 17663 | 20545
2010 | US | SERC | Central | - | GWh | Year 1 Forecast - Net Energy For Load | 21508 | 18766 | 18752 | 16974 | 17929 | 18990 | 21190 | 17929 | 18682 | 17968 | 18226 | 21141
2010 | US | SERC | Delta | - | GWh | Prior Year Actual - Net Energy for Load | 12090 | 9929 | 10503 | 10107 | 11512 | 13744 | 14099 | 13907 | 11969 | 10966 | 10056 | 12321
2010 | US | SERC | Delta | - | GWh | Reporting Year Forecast - Net Energy For Load | 12645 | 11307 | 11007 | 10918 | 12284 | 13863 | 14628 | 14824 | 13067 | 11555 | 11540 | 12865
2010 | US | SERC | Delta | - | GWh | Year 1 Forecast - Net Energy For Load | 12620 | 11602 | 11331 | 11319 | 12676 | 14256 | 15018 | 12676 | 13447 | 11880 | 11875 | 13213
2010 | US | SERC | Gateway | - | GWh | Prior Year Actual - Net Energy for Load | 8562 | 6843 | 6765 | 6350 | 6543 | 8473 | 8321 | 8609 | 6954 | 6733 | 6846 | 8355
2010 | US | SERC | Gateway | - | GWh | Reporting Year Forecast - Net Energy For Load | 8594 | 7563 | 7497 | 6786 | 7040 | 8444 | 9683 | 9443 | 7612 | 7155 | 7366 | 8432
2010 | US | SERC | Gateway | - | GWh | Year 1 Forecast - Net Energy For Load | 8764 | 7710 | 7627 | 6896 | 7140 | 8132 | 9366 | 7140 | 7723 | 7265 | 7485 | 8551
2010 | US | SERC | Southeastern | - | GWh | Prior Year Actual - Net Energy for Load | 20397 | 17681 | 17316 | 16417 | 18624 | 23042 | 23024 | 23125 | 19994 | 17816 | 16896 | 20449
2010 | US | SERC | Southeastern | - | GWh | Reporting Year Forecast - Net Energy For Load | 20701 | 17660 | 17779 | 17022 | 19676 | 22420 | 24756 | 25156 | 20760 | 18228 | 17287 | 19538
2010 | US | SERC | Southeastern | - | GWh | Year 1 Forecast - Net Energy For Load | 21052 | 18118 | 18291 | 17557 | 20311 | 23091 | 25473 | 20311 | 21348 | 18838 | 17936 | 20259
2010 | US | SERC | VACAR | - | GWh | Prior Year Actual - Net Energy for Load | 29193 | 24348 | 24405 | 21422 | 25246 | 27708 | 28885 | 30389 | 24390 | 22459 | 22273 | 28073
2010 | US | SERC | VACAR | - | GWh | Reporting Year Forecast - Net Energy For Load | 28601 | 24905 | 24493 | 22264 | 24036 | 28024 | 31264 | 31061 | 25731 | 23646 | 23636 | 27518
2010 | US | SERC | VACAR | - | GWh | Year 1 Forecast - Net Energy For Load | 28989 | 25413 | 25015 | 22755 | 24567 | 28648 | 31931 | 24567 | 26299 | 24209 | 24219 | 28164
2010 | US | SPP | - | - | GWh | Prior Year Actual - Net Energy for Load | 17506.034 | 14398.9275 | 15364.3297 | 14501.8303 | 15756.9053 | 19562.8927 | 20671.6515 | 20386.3069 | 16410.118 | 15036.2534 | 14603.8835 | 18101.9947
2010 | US | SPP | - | - | GWh | Reporting Year Forecast - Net Energy For Load | 18044.3466 | 15520.8595 | 15862.3393 | 15235.731 | 16623.933 | 19139.3593 | 21992.3837 | 22068.0982 | 17827.4473 | 15933.393 | 15444.6342 | 17745.6369
2010 | US | SPP | - | - | GWh | Year 1 Forecast - Net Energy For Load | 18113.5866 | 15828.5563 | 16205.6414 | 15551.1898 | 16965.4307 | 19489.5228 | 22354.9717 | 16965.4307 | 18181.8803 | 16274.0991 | 15777.9805 | 18113.1818
2010 | US | WECC | - | - | GWh | Prior Year Actual - Net Energy for Load | 60826 | 53409 | 56855 | 53770 | 59272 | 58828 | 70452 | 67640 | 62333 | 56663 | 55412 | 63234
2010 | US | WECC | - | - | GWh | Reporting Year Forecast - Net Energy For Load | 60264 | 52775 | 55705 | 51712 | 58722 | 62617 | 71805 | 68054 | 61189 | 58001 | 56625 | 61612
2010 | US | WECC | - | - | GWh | Year 1 Forecast - Net Energy For Load | 61056 | 53389 | 56489 | 52474 | 59517 | 63457 | 73116 | 59517 | 62053 | 58741 | 57428 | 62396
2010 | US | WECC | Basin | - | GWh | Prior Year Actual - Net Energy for Load | 6468 | 5654 | 5803 | 5375 | 5933 | 5723 | 7311 | 6845 | 6102 | 5662 | 5815 | 6758
2010 | US | WECC | Basin | - | GWh | Reporting Year Forecast - Net Energy For Load | 6135 | 5426 | 5527 | 5195 | 5664 | 6242 | 7255 | 7011 | 5877 | 5486 | 5513 | 6345
2010 | US | WECC | Basin | - | GWh | Year 1 Forecast - Net Energy For Load | 6306 | 5609 | 5713 | 5396 | 5865 | 6437 | 7469 | 5865 | 6048 | 5618 | 5641 | 6466
2010 | US | WECC | Desert SW | - | GWh | Prior Year Actual - Net Energy for Load | 9592 | 8488 | 9021 | 9082 | 11727 | 11820 | 14938 | 14115 | 12247 | 9664 | 8852 | 10056
2010 | US | WECC | Desert SW | - | GWh | Reporting Year Forecast - Net Energy For Load | 9844 | 8632 | 9238 | 9230 | 11069 | 12745 | 15988 | 14994 | 12291 | 10204 | 9014 | 9894
2010 | US | WECC | Desert SW | - | GWh | Year 1 Forecast - Net Energy For Load | 9943 | 8723 | 9364 | 9393 | 11231 | 12897 | 16500 | 11231 | 12446 | 10283 | 9199 | 10009
2010 | US | WECC | CAL N | - | GWh | Prior Year Actual - Net Energy for Load | 9887 | 8785 | 9598 | 9470 | 10569 | 10739 | 12385 | 12002 | 11279 | 9965 | 9489 | 10237
2010 | US | WECC | CAL N | - | GWh | Reporting Year Forecast - Net Energy For Load | 10080 | 9075 | 9620 | 9642 | 10919 | 11654 | 12866 | 12468 | 10742 | 10170 | 9620 | 10236
2010 | US | WECC | CAL N | - | GWh | Year 1 Forecast - Net Energy For Load | 10180 | 9164 | 9713 | 9734 | 11028 | 11771 | 12988 | 11028 | 10847 | 10272 | 9715 | 10335
2010 | US | WECC | CAL S | - | GWh | Prior Year Actual - Net Energy for Load | 12719 | 11488 | 12472 | 12196 | 13464 | 13117 | 16248 | 15833 | 15527 | 13123 | 12303 | 13018
2010 | US | WECC | CAL S | - | GWh | Reporting Year Forecast - Net Energy For Load | 12743 | 10752 | 12203 | 11889 | 13216 | 14191 | 16149 | 16464 | 14866 | 14017 | 13037 | 13268
2010 | US | WECC | CAL S | - | GWh | Year 1 Forecast - Net Energy For Load | 12860 | 10852 | 12317 | 12000 | 13338 | 14325 | 16300 | 13338 | 15008 | 14147 | 13159 | 13392
2010 | US | WECC | NWPP | - | GWh | Prior Year Actual - Net Energy for Load | 16170 | 13776 | 14489 | 12491 | 12365 | 12163 | 13533 | 12913 | 11947 | 12863 | 13589 | 16844
2010 | US | WECC | NWPP | - | GWh | Reporting Year Forecast - Net Energy For Load | 15615 | 13658 | 13693 | 10740 | 12568 | 12361 | 13319 | 11169 | 12085 | 12838 | 13958 | 15806
2010 | US | WECC | NWPP | - | GWh | Year 1 Forecast - Net Energy For Load | 15838 | 13736 | 13868 | 10833 | 12727 | 12508 | 13498 | 12727 | 12291 | 13023 | 14142 | 15985
2010 | US | WECC | RMPA | - | GWh | Prior Year Actual - Net Energy for Load | 5643 | 4931 | 5183 | 4916 | 4975 | 5032 | 5782 | 5686 | 4994 | 5128 | 5087 | 5972
2010 | US | WECC | RMPA | - | GWh | Reporting Year Forecast - Net Energy For Load | 5847 | 5232 | 5424 | 5016 | 5286 | 5424 | 6228 | 5948 | 5328 | 5286 | 5483 | 6063
2010 | US | WECC | RMPA | - | GWh | Year 1 Forecast - Net Energy For Load | 5929 | 5305 | 5514 | 5118 | 5328 | 5519 | 6361 | 5328 | 5413 | 5398 | 5572 | 6209
2010 | CA | WECC | - | - | GWh | Prior Year Actual - Net Energy for Load | 12431 | 10891 | 11547 | 10066 | 9882 | 9775 | 10362 | 10182 | 9816 | 10792 | 11005 | 12607
2010 | CA | WECC | - | - | GWh | Reporting Year Forecast - Net Energy For Load | 12197 | 10877 | 11366 | 10655 | 10488 | 10149 | 10761 | 10824 | 10333 | 11101 | 11562 | 12606
2010 | CA | WECC | - | - | GWh | Year 1 Forecast - Net Energy For Load | 12724 | 11343 | 11853 | 10925 | 10717 | 10391 | 10994 | 10717 | 10554 | 11341 | 11817 | 12879
2010 | MX | WECC | WECC Mex | - | GWh | Prior Year Actual - Net Energy for Load | 741 | 684 | 753 | 756 | 943 | 962 | 1245 | 1207 | 1108 | 832 | 761 | 751
2010 | MX | WECC | WECC Mex | - | GWh | Reporting Year Forecast - Net Energy For Load | 736 | 699 | 776 | 829 | 978 | 1122 | 1277 | 1288 | 1098 | 954 | 828 | 770
2010 | MX | WECC | WECC Mex | - | GWh | Year 1 Forecast - Net Energy For Load | 769 | 718 | 788 | 829 | 983 | 1104 | 1254 | 983 | 1068 | 937 | 814 | 759
2010 | TL | WECC | - | - | GWh | Prior Year Actual - Net Energy for Load | 73998 | 64984 | 69155 | 64592 | 70097 | 69565 | 82059 | 79029 | 73257 | 68287 | 67178 | 76592
2010 | TL | WECC | - | - | GWh | Reporting Year Forecast - Net Energy For Load | 73197 | 64351 | 67847 | 63196 | 70188 | 73888 | 83843 | 80166 | 72620 | 70056 | 69015 | 74988
2010 | TL | WECC | - | - | GWh | Year 1 Forecast - Net Energy For Load | 74549 | 65450 | 69130 | 64228 | 71217 | 74952 | 85364 | 71217 | 73675 | 71019 | 70059 | 76034
2011 | US | FRCC | - | FRCC | GWh | Prior Year Actual - Net Energy for Load | 19910 | 16281 | 16286 | 16254 | 20551 | 23181 | 23005 | 23298 | 21681 | 17844 | 15741 | 19002
2011 | US | FRCC | - | FRCC | GWh | Reporting Year Forecast - Net Energy For Load | 16738 | 15150 | 16588 | 16696 | 19974 | 21235 | 22694 | 23031 | 21058 | 19129 | 16108 | 16924
2011 | US | FRCC | - | FRCC | GWh | Year 1 Forecast - Net Energy For Load | 17376 | 15389 | 16790 | 16904 | 20230 | 21509 | 23006 | 23358 | 21391 | 19500 | 16462 | 17315
2011 | US | MRO | - | MISO | GWh | Prior Year Actual - Net Energy for Load | 51781.6822 | 45683.0412 | 45285.9464 | 41404.2794 | 45624.3023 | 51341.7409 | 57932.8076 | 58192.4487 | 45578.4153 | 44084.8434 | 44848.9971 | 53515.4183
2011 | US | MRO | - | MISO | GWh | Reporting Year Forecast - Net Energy For Load | 54090.1981 | 46950.2599 | 38757.7 | 35205 | 36650.2 | 40862.4 | 45070.4 | 44492.6 | 38291.2 | 37496.1 | 37559.7 | 41654.3
2011 | US | MRO | - | MISO | GWh | Year 1 Forecast - Net Energy For Load | 41897.9 | 37648 | 38454.2 | 34852.1 | 36372.8 | 39747.7821 | 39747.7821 | 39747.7821 | 39747.7821 | 39747.7821 | 39747.7821 | 38671.1695
2011 | CAN | MRO | - | Manitoba Hydro | GWh | Prior Year Actual - Net Energy for Load | 2546.9371 | 2236.2196 | 2083.1634 | 1760.9742 | 1710.9614 | 1680.8726 | 1819.612 | 1812.1399 | 1743.5926 | 1890.5981 | 2200.8237 | 2600.0488
2011 | CAN | MRO | - | Manitoba Hydro | GWh | Reporting Year Forecast - Net Energy For Load | 2547.2544 | 2229.2499 | 2242.3417 | 1943.9388 | 1856.7378 | 1733.0942 | 1811.7035 | 1795.9514 | 1740.2801 | 1954.0892 | 2191.0719 | 2482.1392
2011 | CAN | MRO | - | Manitoba Hydro | GWh | Year 1 Forecast - Net Energy For Load | 2591.9317 | 2269.1895 | 2284.6233 | 1965.9165 | 1876.7007 | 1751.2886 | 1830.8527 | 1814.8455 | 1758.4911 | 1974.9937 | 2214.3452 | 2507.9319
2011 | CAN | MRO | - | MAPP | GWh | Prior Year Actual - Net Energy for Load | 3006.5785 | 2586.5082 | 2560.0702 | 2120.7186 | 2246.6379 | 2263.1429 | 2644.3412 | 2717.7266 | 2417.4113 | 2341.625 | 2646.9912 | 3138.8609
2011 | CAN | MRO | - | MAPP | GWh | Reporting Year Forecast - Net Energy For Load | 3227.3034 | 2786.0745 | 2812.6132 | 2386.5433 | 2511.6751 | 2552.338 | 3016.7124 | 2870.0804 | 2484.3701 | 2687.8055 | 2889.9612 | 3281.7289
2011 | CAN | MRO | - | MAPP | GWh | Year 1 Forecast - Net Energy For Load | 3330.441 | 2860.7203 | 2889.2701 | 2430.9942 | 2579.606 | 2645.6539 | 3110.9436 | 2964.8712 | 2549.9663 | 2758.1198 | 2963.5781 | 3363.9695
2011 | CAN | NPCC | - | Maritimes | GWh | Prior Year Actual - Net Energy for Load | 2918 | 2589 | 2572 | 2166 | 2046 | 1957 | 2083 | 2045 | 1969 | 2159 | 2398 | 2764
2011 | CAN | NPCC | - | Maritimes | GWh | Reporting Year Forecast - Net Energy For Load | 2993 | 2747 | 2753 | 2352 | 2156 | 1992 | 2041 | 2037 | 2000 | 2221 | 2447 | 2940
2011 | CAN | NPCC | - | Maritimes | GWh | Year 1 Forecast - Net Energy For Load | 3087 | 2781 | 2778 | 2378 | 2183 | 2004 | 2052 | 2041 | 2008 | 2230 | 2457 | 2956
2011 | US | NPCC | - | New England | GWh | Prior Year Actual - Net Energy for Load | 11569 | 10143 | 10351 | 9373 | 10173 | 11230 | 13384 | 12258 | 10670 | 9953 | 10063 | 11604
2011 | US | NPCC | - | New England | GWh | Reporting Year Forecast - Net Energy For Load | 11732 | 10767 | 11236 | 10032 | 10326 | 11203 | 13054 | 12820 | 10826 | 10477 | 10529 | 11913
2011 | US | NPCC | - | New England | GWh | Year 1 Forecast - Net Energy For Load | 12500 | 10965 | 11443 | 10217 | 10516 | 11410 | 13295 | 13057 | 11026 | 10670 | 10723 | 12133
2011 | US | NPCC | - | New York | GWh | Prior Year Actual - Net Energy for Load | 13985 | 12446 | 12714 | 11612 | 12855 | 14743 | 17312 | 15919 | 13555 | 12177 | 12154 | 14033
2011 | US | NPCC | - | New York | GWh | Reporting Year Forecast - Net Energy For Load | 14179 | 12724 | 13125 | 11923 | 12468 | 14131 | 16263 | 15850 | 13434 | 12501 | 12339 | 13850
2011 | US | NPCC | - | New York | GWh | Year 1 Forecast - Net Energy For Load | 14330 | 12860 | 13264 | 12050 | 12601 | 14281 | 16436 | 16020 | 13577 | 12634 | 12471 | 13997
2011 | CAN | NPCC | - | Ontario | GWh | Prior Year Actual - Net Energy for Load | 13145.439 | 11751.752 | 11686.054 | 10474.752 | 11368.031 | 11555.961 | 13307.242 | 12921.566 | 11049.081 | 10929.335 | 11303.778 | 12711.792
2011 | CAN | NPCC | - | Ontario | GWh | Reporting Year Forecast - Net Energy For Load | 13301.687 | 11775.464 | 12352.443 | 10789.012 | 10781.74 | 11593.1744 | 12517.8651 | 12538.1515 | 11144.4992 | 11299.9067 | 11750.0992 | 12908.9056
2011 | CAN | NPCC | - | Ontario | GWh | Year 1 Forecast - Net Energy For Load | 13551.042 | 12463.7385 | 12650.255 | 11120.9309 | 11197.8525 | 11705.9867 | 12611.594 | 12713.9804 | 11168.6537 | 11520.0102 | 11920.3554 | 12932.1877
2011 | CAN | NPCC | - | Quebec | GWh | Prior Year Actual - Net Energy for Load | 19850.993 | 17473.944 | 16557.081 | 13879.654 | 13442.662 | 12604.029 | 13660.182 | 13445.987 | 12614.283 | 14278.829 | 16227.959 | 19706.098
2011 | CAN | NPCC | - | Quebec | GWh | Reporting Year Forecast - Net Energy For Load | 20991.837 | 18620.033 | 18505.628 | 15312.435 | 13238.3608 | 12305.5751 | 12649.1843 | 12859.889 | 12259.8526 | 14026.3561 | 16206.1331 | 19637.9005
2011 | CAN | NPCC | - | Quebec | GWh | Year 1 Forecast - Net Energy For Load | 21166.9572 | 19154.2602 | 18199.201 | 14809.3614 | 13189.245 | 12334.0392 | 12766.8105 | 12915.2624 | 12243.704 | 14178.8754 | 16336.3342 | 19822.1743
2011 | CAN | MRO | - | SaskPower | GWh | Prior Year Actual - Net Energy for Load | 1902 | 1729 | 1779 | 1605 | 1664 | 1607 | 1623 | 1620 | 1553 | 1698 | 1805 | 2009
2011 | CAN | MRO | - | SaskPower | GWh | Reporting Year Forecast - Net Energy For Load | 2079.4755 | 1864.4055 | 1918.0046 | 1698.4115 | 1669.1907 | 1656.5185 | 1769.0057 | 1737.7578 | 1696.2701 | 1772.6456 | 1845.292 | 2108.6036
2011 | CAN | MRO | - | SaskPower | GWh | Year 1 Forecast - Net Energy For Load | 2150.9644 | 1928.5007 | 1983.9424 | 1756.8001 | 1726.5747 | 1713.4669 | 1829.8212 | 1797.499 | 1754.5851 | 1833.5862 | 1908.73 | 2181.0939
2011 | US | RF | - | PJM | GWh | Prior Year Actual - Net Energy for Load | 65514.8172 | 58441.9261 | 55145.3005 | 48860.1734 | 54696.9781 | 63934.0259 | 71696.7221 | 68315.1131 | 56024.9195 | 50868.6701 | 52919.1325 | 66313.1319
2011 | US | RF | - | PJM | GWh | Reporting Year Forecast - Net Energy For Load | 65691 | 57667 | 58730 | 52848 | 54983 | 66722 | 74965 | 74485 | 62131 | 61599 | 61746 | 70483
2011 | US | RF | - | PJM | GWh | Year 1 Forecast - Net Energy For Load | 76078 | 69288 | 68015 | 61996 | 64635 | 70773 | 79931 | 79340 | 66008 | 66000 | 65998 | 74572
2011 | US | SERC | - | SERC-E | GWh | Prior Year Actual - Net Energy for Load | 21040 | 18621 | 16722 | 14761 | 17509 | 21131 | 22176 | 21996 | 18612 | 15462 | 15844 | 21587
2011 | US | SERC | - | SERC-E | GWh | Reporting Year Forecast - Net Energy For Load | 19501 | 16914 | 16565 | 15207 | 16725 | 19337 | 21084 | 21361 | 17634 | 16130 | 16019 | 18639
2011 | US | SERC | - | SERC-E | GWh | Year 1 Forecast - Net Energy For Load | 19712 | 17284 | 16907 | 15528 | 17066 | 19714 | 21533 | 21798 | 17983 | 16447 | 16322 | 18995
2011 | US | SERC | - | SERC-N | GWh | Prior Year Actual - Net Energy for Load | 24438 | 21682 | 19574 | 16926 | 19196 | 22476 | 23890 | 24321 | 19736 | 17265 | 17957 | 23927
2011 | US | SERC | - | SERC-N | GWh | Reporting Year Forecast - Net Energy For Load | 21408 | 18600 | 18181 | 16487 | 17433 | 19381 | 21871 | 21820 | 18535 | 17453 | 17678 | 20768
2011 | US | SERC | - | SERC-N | GWh | Year 1 Forecast - Net Energy For Load | 21690 | 19424 | 18474 | 16764 | 17716 | 19257 | 21741 | 21688 | 18803 | 17667 | 17961 | 21037
2011 | US | SERC | - | SERC-SE | GWh | Prior Year Actual - Net Energy for Load | 23539 | 20555 | 19090 | 17095 | 21010 | 24780 | 26422 | 26528 | 22485 | 18041 | 17680 | 23353
2011 | US | SERC | - | SERC-SE | GWh | Reporting Year Forecast - Net Energy For Load | 20946 | 18042 | 18160 | 17131 | 19942 | 22879 | 24906 | 25603 | 21321 | 18825 | 17872 | 20115
2011 | US | SERC | - | SERC-SE | GWh | Year 1 Forecast - Net Energy For Load | 21583 | 18744 | 18703 | 17657 | 20607 | 23539 | 25563 | 26215 | 21781 | 19310 | 18423 | 20672
2011 | US | SERC | - | SERC-W | GWh | Prior Year Actual - Net Energy for Load | 11164 | 9930 | 9390 | 9135 | 11383 | 12967 | 13313 | 13819 | 11884 | 9975 | 9196 | 10784
2011 | US | SERC | - | SERC-W | GWh | Reporting Year Forecast - Net Energy For Load | 10810 | 10137 | 9771 | 9980 | 11351 | 12607 | 13084 | 13200 | 11854 | 10532 | 10277 | 11185
2011 | US | SERC | - | SERC-W | GWh | Year 1 Forecast - Net Energy For Load | 11115 | 10466 | 9976 | 10287 | 11696 | 12941 | 13437 | 13506 | 12085 | 10749 | 10484 | 11347
2011 | US | SPP | - | SPP | GWh | Prior Year Actual - Net Energy for Load | 22380.4699 | 19765.1005 | 19047.1244 | 17321.1295 | 19881.3698 | 24338.7405 | 26354.1084 | 27786.8567 | 21299.6823 | 18294.2707 | 18220.6658 | 22801.3493
2011 | US | SPP | - | SPP | GWh | Reporting Year Forecast - Net Energy For Load | 22346.8804 | 19674.8434 | 19391.3628 | 18355.7195 | 20244.807 | 23839.8538 | 27252.5142 | 27001.5335 | 21764.4694 | 19035.5066 | 18947.5052 | 21806.2996
2011 | US | SPP | - | SPP | GWh | Year 1 Forecast - Net Energy For Load | 22972.8149 | 20523.0908 | 19952.3429 | 18894.7101 | 20786.4489 | 24283.3769 | 27758.8499 | 27492.9418 | 22212.5731 | 19479.9672 | 19373.3594 | 22254.7634
2011 | US | TRE | - | ERCOT | GWh | Prior Year Actual - Net Energy for Load | 26072.4764 | 23737.7217 | 22028.9102 | 21502.9487 | 27221.8192 | 31781.5874 | 32397.5576 | 35774.779 | 28844.0618 | 23933.0832 | 21753.3993 | 24049.056
2011 | US | TRE | - | ERCOT | GWh | Reporting Year Forecast - Net Energy For Load | 24873.822 | 21694.796 | 22450.595 | 22818.812 | 27855.99 | 30646.521 | 33826.488 | 33963.745 | 28941.278 | 24689.432 | 22314.379 | 25326.964
2011 | US | TRE | - | ERCOT | GWh | Year 1 Forecast - Net Energy For Load | 25651.534 | 23203.077 | 23134.336 | 23521.156 | 28717.77 | 31588.621 | 34857.597 | 35002.414 | 29826.762 | 25436.987 | 22991.561 | 26101.777
2011 | TL | WECC | - | WECC | GWh | Prior Year Actual - Net Energy for Load | 72130.0363 | 63742.474 | 68208.4924 | 64282.9051 | 66995.588 | 71885.3561 | 80744.292 | 79559.4178 | 72560.9498 | 69103.7387 | 69894.5063 | 74824.0039
2011 | TL | WECC | - | WECC | GWh | Reporting Year Forecast - Net Energy For Load | 74598.9981 | 65498.29 | 69539.3616 | 66598.3801 | 71775 | 74798 | 83646 | 82317 | 73649 | 71306 | 70599 | 76237
2011 | TL | WECC | - | WECC | GWh | Year 1 Forecast - Net Energy For Load | 75920.8 | 67518.4 | 70472.2 | 67432.4 | 72745 | 75974 | 85013 | 83635 | 74752 | 72281 | 71604 | 77323
2011 | CAN | WECC | - | AB | GWh | Prior Year Actual - Net Energy for Load | 6401.555 | 5730.9465 | 6042.4342 | 5490.1054 | 5456.9229 | 5243.3772 | 5571.9914 | 5573.597 | 5341.8544 | 5732.5521 | 6258.1208 | 6829.7169
2011 | CAN | WECC | - | AB | GWh | Reporting Year Forecast - Net Energy For Load | 6783.1543 | 6039.7582 | 6300.4018 | 5853.5078 | 5775.9035 | 5573.0618 | 5900.6056 | 5940.7458 | 5649.0605 | 6080.9688 | 6354.4572 | 6924.9829
2011 | CAN | WECC | - | AB | GWh | Year 1 Forecast - Net Energy For Load | 7013.2913 | 6351.7812 | 6499.497 | 6007.6461 | 5938.0698 | 5738.4393 | 6087.9264 | 6120.0386 | 5806.41 | 6265.0784 | 6533.2148 | 7118.7261
2011 | US | WECC | - | BASN | GWh | Prior Year Actual - Net Energy for Load | 6417 | 5638 | 5795 | 5446 | 5703 | 6183 | 7583 | 7080 | 6068 | 5694 | 5998 | 6513
2011 | US | WECC | - | BASN | GWh | Reporting Year Forecast - Net Energy For Load | 6258 | 5531 | 5873 | 5594 | 6060 | 6476 | 7491 | 7194 | 6116 | 5865 | 5860 | 6508
2011 | US | WECC | - | BASN | GWh | Year 1 Forecast - Net Energy For Load | 6476 | 5864 | 5942 | 5655 | 6187 | 6628 | 7727 | 7422 | 6321 | 5957 | 6032 | 6674
2011 | CAN | WECC | - | BC | GWh | Prior Year Actual - Net Energy for Load | 5559.445 | 4977.0535 | 5247.5658 | 4767.8946 | 4739.0771 | 4553.6228 | 4839.0086 | 4840.403 | 4639.1456 | 4978.4479 | 5434.8792 | 5931.2831
2011 | CAN | WECC | - | BC | GWh | Reporting Year Forecast - Net Energy For Load | 5890.8457 | 5245.2418 | 5471.5982 | 5083.4922 | 5016.0965 | 4839.9382 | 5124.3944 | 5159.2542 | 4905.9395 | 5281.0312 | 5518.5428 | 6014.0171
2011 | CAN | WECC | - | BC | GWh | Year 1 Forecast - Net Energy For Load | 6090.7087 | 5516.2188 | 5644.503 | 5217.3539 | 5156.9302 | 4983.5607 | 5287.0736 | 5314.9614 | 5042.59 | 5440.9216 | 5673.7852 | 6182.2739
2011 | US | WECC | - | CALN | GWh | Prior Year Actual - Net Energy for Load | 9809.9033 | 8648.6038 | 9531.7237 | 9136.9091 | 9617.1566 | 10846.357 | 12064.0774 | 11718.2682 | 10963.7496 | 10199.6378 | 9713.0151 | 10187.1476
2011 | US | WECC | - | CALN | GWh | Reporting Year Forecast - Net Energy For Load | 10097 | 9125 | 9646 | 9637 | 10931 | 11717 | 12895 | 12492 | 10763 | 10199 | 9648 | 10257
2011 | US | WECC | - | CALN | GWh | Year 1 Forecast - Net Energy For Load | 10200 | 9243 | 9738 | 9733 | 11042 | 11835 | 13028 | 12618 | 10869 | 10311 | 9747 | 10362
2011 | US | WECC | - | CALS | GWh | Prior Year Actual - Net Energy for Load | 12638.6155 | 11240.2903 | 12354.0672 | 11788.3828 | 12512.8712 | 13422.8846 | 14980.6662 | 15396.4078 | 14389.5194 | 13215.4115 | 12534.5457 | 12964.8103
2011 | US | WECC | - | CALS | GWh | Reporting Year Forecast - Net Energy For Load | 12832 | 10790 | 12274 | 11964 | 13304 | 14275 | 16243 | 16565 | 14948 | 14089 | 13095 | 13352
2011 | US | WECC | - | CALS | GWh | Year 1 Forecast - Net Energy For Load | 12985 | 10987 | 12417 | 12103 | 13460 | 14441 | 16436 | 16762 | 15126 | 14259 | 13254 | 13513
2011 | US | WECC | - | DSW | GWh | Prior Year Actual - Net Energy for Load | 9707 | 8478 | 9150 | 8912 | 10170 | 12739 | 14807 | 14284 | 12638 | 10293 | 9153 | 9742
2011 | US | WECC | - | DSW | GWh | Reporting Year Forecast - Net Energy For Load | 10393.9981 | 9215.29 | 9768.3616 | 9747.3801 | 11734 | 12967 | 14882 | 14258 | 12546 | 10662 | 9768 | 10353
2011 | US | WECC | - | DSW | GWh | Year 1 Forecast - Net Energy For Load | 10563.8 | 9491.4 | 9902.2 | 9928.4 | 11873 | 13139 | 15108 | 14501 | 12724 | 10836 | 9917 | 10524
2011 | MX | WECC | - | MEXW | GWh | Prior Year Actual - Net Energy for Load | 738 | 691 | 766 | 691 | 823 | 1006 | 1200 | 1203 | 1055 | 872 | 783 | 746
2011 | MX | WECC | - | MEXW | GWh | Reporting Year Forecast - Net Energy For Load | 769 | 711 | 793 | 791 | 955 | 1065 | 1255 | 1285 | 1076 | 882 | 789 | 754
2011 | MX | WECC | - | MEXW | GWh | Year 1 Forecast - Net Energy For Load | 786 | 741 | 787 | 778 | 984 | 1146 | 1332 | 1349 | 1135 | 901 | 804 | 749
2011 | US | WECC | - | NORW | GWh | Prior Year Actual - Net Energy for Load | 15116 | 13160 | 13971 | 13130 | 12891 | 12386 | 13558 | 13413 | 12206 | 13025 | 14739 | 16187
2011 | US | WECC | - | NORW | GWh | Reporting Year Forecast - Net Energy For Load | 15696 | 13596 | 13976 | 12887 | 12808 | 12469 | 13603 | 13370 | 12361 | 13032 | 14164 | 16094
2011 | US | WECC | - | NORW | GWh | Year 1 Forecast - Net Energy For Load | 15983 | 14107 | 14148 | 13022 | 12953 | 12661 | 13805 | 13535 | 12480 | 13149 | 14279 | 16259
2011 | US | WECC | - | ROCK | GWh | Prior Year Actual - Net Energy for Load | 5742.5175 | 5178.5799 | 5350.7015 | 4920.6132 | 5082.5602 | 5505.1146 | 6140.5484 | 6050.7418 | 5259.6808 | 5093.6894 | 5280.9455 | 5723.0461
2011 | US | WECC | - | ROCK | GWh | Reporting Year Forecast - Net Energy For Load | 5879 | 5245 | 5437 | 5041 | 5191 | 5416 | 6252 | 6053 | 5284 | 5215 | 5402 | 5980
2011 | US | WECC | - | ROCK | GWh | Year 1 Forecast - Net Energy For Load | 5823 | 5217 | 5394 | 4988 | 5151 | 5402 | 6202 | 6013 | 5248 | 5162 | 5364 | 5941
2012 | US | FRCC | - | FRCC | GWh | Prior Year Actual - Net Energy for Load | 16973 | 14678 | 16022 | 18752 | 19783 | 21864 | 23212 | 23137 | 20905 | 17388 | 15565 | 15785
2012 | US | FRCC | - | FRCC | GWh | Reporting Year Forecast - Net Energy For Load | 17148 | 15174 | 16532 | 16773 | 19760 | 20965 | 22566 | 22753 | 20814 | 18891 | 16018 | 16943
2012 | US | FRCC | - | FRCC | GWh | Year 1 Forecast - Net Energy For Load | 17372 | 15349 | 16732 | 16975 | 19986 | 21173 | 22822 | 22983 | 21037 | 19138 | 16278 | 17250
2012 | US | MRO | - | MISO | GWh | Prior Year Actual - Net Energy for Load | 53791.915 | 46738.8014 | 48539.6387 | 43365.7756 | 45724.0407 | 44702.111 | 54310.6239 | 49855.2978 | 40881.8132 | 40527.9311 | 40329.0993 | 44267.2887
2012 | US | MRO | - | MISO | GWh | Reporting Year Forecast - Net Energy For Load | 43189.8314 | 39400.1029 | 38686.9586 | 35913.9003 | 40464.9367 | 44099.5797 | 52645.7495 | 45044.1 | 38651.5 | 37829.1 | 37990.4 | 42485.8
2012 | US | MRO | - | MISO | GWh | Year 1 Forecast - Net Energy For Load | 43154.2 | 38527.3 | 39497.9 | 35824.4 | 37356.2 | 41319.7 | 45974 | 45235.6 | 38918.6 | 38020.7 | 38369.5 | 42796.1
2012 | CAN | MRO | - | Manitoba Hydro | GWh | Prior Year Actual - Net Energy for Load | 2711.5224 | 2359.8987 | 2424.5104 | 1937.1609 | 1846.5939 | 1697.1767 | 1914.597 | 1855.7002 | 1727.2592 | 1892.2034 | 2179.4169 | 2467.2922
2012 | CAN | MRO | - | Manitoba Hydro | GWh | Reporting Year Forecast - Net Energy For Load | 2557.0873 | 2274.9912 | 2099.3755 | 1976.4693 | 1878.1183 | 1745.6119 | 1822.2612 | 1806.6312 | 1758.418 | 1988.5882 | 2236.7834 | 2545.0053
2012 | CAN | MRO | - | Manitoba Hydro | GWh | Year 1 Forecast - Net Energy For Load | 2657.6587 | 2323.4849 | 2332.6733 | 2026.3323 | 1927.9778 | 1791.487 | 1869.5637 | 1853.5396 | 1804.5025 | 2040.3156 | 2291.8285 | 2605.6632
2012 | US | MRO | - | MAPP | GWh | Prior Year Actual - Net Energy for Load | 2950.1489 | 2588.9635 | 2565.7607 | 2164.6381 | 2053.2478 | 2104.6552 | 2572.8066 | 2580.801 | 2188.5977 | 2288.4229 | 2442.3052 | 2732.3176
2012 | US | MRO | - | MAPP | GWh | Reporting Year Forecast - Net Energy For Load | 2933.3085 | 2586.3894 | 2575.2908 | 2250.9899 | 2240.4491 | 2303.8949 | 2689.5124 | 2663.9057 | 2303.2677 | 2441.4812 | 2675.9116 | 3012.6288
2012 | US | MRO | - | MAPP | GWh | Year 1 Forecast - Net Energy For Load | 3136.5613 | 2751.5407 | 2750.7005 | 2393.3418 | 2380.1684 | 2439.3732 | 2830.1865 | 2792.8118 | 2425.1316 | 2540.6718 | 2779.2795 | 3123.3634
2012 | CAN | MRO | - | SaskPower | GWh | Prior Year Actual - Net Energy for Load | 2026 | 1821 | 1926 | 1639 | 1648 | 1592 | 1731 | 1728 | 1667 | 1660 | 1827 | 1967
2012 | CAN | MRO | - | SaskPower | GWh | Reporting Year Forecast - Net Energy For Load | 2175.9679 | 1934.1152 | 2010.62 | 1770.8872 | 1756.9624 | 1746.9502 | 1804.3115 | 1801.9657 | 1747.4297 | 1880.3588 | 1952.6002 | 2216.3942
2012 | CAN | MRO | - | SaskPower | GWh | Year 1 Forecast - Net Energy For Load | 2285.9797 | 2031.8996 | 2112.2722 | 1860.4192 | 1845.7903 | 1835.2719 | 1895.5333 | 1893.0689 | 1835.7757 | 1975.4254 | 2051.3191 | 2328.45
2012 | CAN | NPCC | - | Maritimes | GWh | Prior Year Actual - Net Energy for Load | 2993 | 2750 | 2756 | 2345 | 2175 | 1952 | 2040 | 2033 | 1891 | 2025 | 2210 | 2611
2012 | CAN | NPCC | - | Maritimes | GWh | Reporting Year Forecast - Net Energy For Load | 2840 | 2617 | 2436 | 2231 | 2043 | 1860 | 1910 | 1898 | 1863 | 2078 | 2305 | 2791
2012 | CAN | NPCC | - | Maritimes | GWh | Year 1 Forecast - Net Energy For Load | 2898 | 2596 | 2577 | 2179 | 1991 | 1809 | 1866 | 1862 | 1822 | 2045 | 2271 | 2746
2012 | US | NPCC | - | New England | GWh | Prior Year Actual - Net Energy for Load | 11732 | 10376 | 10690 | 9581 | 9998 | 10731 | 12934 | 11983 | 10609 | 9861 | 9749 | 10908
2012 | US | NPCC | - | New England | GWh | Reporting Year Forecast - Net Energy For Load | 11255 | 10089 | 11370 | 10204 | 10584 | 11555 | 13384 | 13116 | 11047 | 10691 | 10642 | 12174
2012 | US | NPCC | - | New England | GWh | Year 1 Forecast - Net Energy For Load | 12519 | 11025 | 11426 | 10255 | 10636 | 11612 | 13449 | 13180 | 11102 | 10743 | 10694 | 12234
2012 | US | NPCC | - | New York | GWh | Prior Year Actual - Net Energy for Load | 14181.3364 | 12512.3706 | 13092.2513 | 11938.3558 | 12745.7703 | 14357.5742 | 17179.6729 | 15654.0468 | 13679.2277 | 12478.1333 | 12191.1671 | 13319.7994
2012 | US | NPCC | - | New York | GWh | Reporting Year Forecast - Net Energy For Load | 14405 | 12633 | 13112 | 11988 | 12762 | 14117 | 16510 | 16017 | 13468 | 12492 | 12263 | 13892
2012 | US | NPCC | - | New York | GWh | Year 1 Forecast - Net Energy For Load | 14491 | 12708 | 13190 | 12059 | 12838 | 14199 | 16607 | 16112 | 13547 | 12566 | 12335 | 13975
2012 | CAN | NPCC | - | Ontario | GWh | Prior Year Actual - Net Energy for Load | 13301.687 | 11775.464 | 12352.443 | 10789.012 | 10781.74 | 11238.277 | 13298.189 | 12531.706 | 11144.546 | 11012.737 | 11116.536 | 12131.468
2012 | CAN | NPCC | - | Ontario | GWh | Reporting Year Forecast - Net Energy For Load | 12715.234 | 11610.18 | 11487.527 | 10812.7143 | 10904.0522 | 11398.2442 | 12319.3311 | 12419.0386 | 10908.5955 | 11249.1624 | 11647.1911 | 12634.6248
2012 | CAN | NPCC | - | Ontario | GWh | Year 1 Forecast - Net Energy For Load | 13371.0383 | 11849.0012 | 12347.2742 | 11056.0794 | 11019.8366 | 11467.8667 | 12440.4193 | 12472.144 | 11047.8041 | 11337.5612 | 11688.6769 | 12694.0295
2012 | CAN | NPCC | - | Quebec | GWh | Prior Year Actual - Net Energy for Load | 20999.272 | 18620.121 | 18506.642 | 15313.761 | 13482.316 | 12485.494 | 13126.874 | 12959.335 | 12388.323 | 13864.229 | 15235.52 | 18801.21
2012 | CAN | NPCC | - | Quebec | GWh | Reporting Year Forecast - Net Energy For Load | 20855.588 | 18163.079 | 16731.146 | 14439.6 | 13186.8 | 12600.7 | 13107.6 | 12991.4807 | 12556.7641 | 14340.3548 | 16341.9995 | 19859.459
2012 | CAN | NPCC | - | Quebec | GWh | Year 1 Forecast - Net Energy For Load | 21449.5778 | 18875.0514 | 18385.7068 | 14790.6949 | 13230.4525 | 12500.46 | 12929.4406 | 12966.5646 | 12421.6513 | 14293.0884 | 16227.4268 | 19903.0394
2012 | US | RF | - | PJM | GWh | Prior Year Actual - Net Energy for Load | 66297.7997 | 55789.5309 | 56885.4773 | 50381.5217 | 54059.6534 | 66665.5083 | 79269.5124 | 71645.4216 | 60506.7317 | 56878.6257 | 57163.4104 | 64211.2925
2012 | US | RF | - | PJM | GWh | Reporting Year Forecast - Net Energy For Load | 74788 | 68100 | 66584 | 60433 | 63070 | 69090 | 77944 | 77157 | 64172 | 63861 | 63958 | 72629
2012 | US | RF | - | PJM | GWh | Year 1 Forecast - Net Energy For Load | 75915 | 66659 | 67249 | 61708 | 64096 | 69837 | 79542 | 78152 | 65374 | 65086 | 64900 | 73380
2012 | US | SERC | - | SERC-E | GWh | Prior Year Actual - Net Energy for Load | 21133.1581 | 16300.443 | 16401 | 15279.3919 | 17374.0875 | 20518.0442 | 22393.5786 | 21705.9306 | 17675.0671 | 15462.7953 | 15781.896 | 17320.9005
2012 | US | SERC | - | SERC-E | GWh | Reporting Year Forecast - Net Energy For Load | 19446.925 | 17441.4 | 16904 | 16110.8 | 17682.1 | 19751.9 | 20689.5 | 20927.8 | 18194.3 | 16643.8 | 16729.4 | 18909.1
2012 | US | SERC | - | SERC-E | GWh | Year 1 Forecast - Net Energy For Load | 19824.1 | 17503.3 | 17062 | 16291.8 | 17856.9 | 19944.7 | 20913.2 | 21128 | 18376.3 | 16805.6 | 16893.5 | 18874.8
2012 | US | SERC | - | SERC-N | GWh | Prior Year Actual - Net Energy for Load | 23710.8 | 19261.3 | 18927 | 16843.2 | 17858.4 | 21339.1 | 24145.8 | 23218.7 | 18153.4 | 17504.9 | 17883.2 | 20363.7
2012 | US | SERC | - | SERC-N | GWh | Reporting Year Forecast - Net Energy For Load | 22817.2 | 20321.9 | 19499 | 17535.7 | 18671 | 20194.9 | 22486.7 | 22553.5 | 18559 | 17109.4 | 17722.7 | 21116.3
2012 | US | SERC | - | SERC-N | GWh | Year 1 Forecast - Net Energy For Load | 21959.2 | 19055.4 | 18591 | 16648.3 | 17957.6 | 20553.6 | 22835.6 | 22926.4 | 18870.6 | 17367.9 | 17970.3 | 21408.9
2012 | US | SERC | - | SERC-SE | GWh | Prior Year Actual - Net Energy for Load | 23038.545 | 18588.938 | 18230 | 18010.9 | 20960.2 | 24735.7 | 25853 | 26646 | 20333 | 17733 | 17783 | 19560
2012 | US | SERC | - | SERC-SE | GWh | Reporting Year Forecast - Net Energy For Load | 21416 | 18803 | 18479 | 17472 | 20318 | 23407 | 25368 | 25698 | 21577 | 18910 | 17991 | 20691
2012 | US | SERC | - | SERC-SE | GWh | Year 1 Forecast - Net Energy For Load | 21876 | 19159 | 19034 | 17933 | 20649 | 23680 | 25827 | 26325 | 22194 | 19492 | 18348 | 21124
2012 | US | SERC | - | SERC-W | GWh | Prior Year Actual - Net Energy for Load | 11017.139 | 9790.567 | 9558 | 9914.994 | 11148.399 | 13139.57 | 13741.279 | 13876.231 | 11765.665 | 9976.465 | 9211.619 | 10675.219
2012 | US | SERC | - | SERC-W | GWh | Reporting Year Forecast - Net Energy For Load | 10875.265 | 10259 | 9872 | 10013 | 11316 | 12648 | 13157 | 13020 | 11428 | 10427 | 10066 | 11206
2012 | US | SERC | - | SERC-W | GWh | Year 1 Forecast - Net Energy For Load | 11028 | 10370 | 9975 | 10077 | 11430 | 12804 | 13317 | 13369 | 11752 | 10561 | 10164 | 11359
2012 | US | SPP | - | SPP | GWh | Prior Year Actual - Net Energy for Load | 22241.8672 | 19446.2765 | 19008.6015 | 18009.2363 | 20020.0641 | 25213.9867 | 29673.5473 | 28294.1363 | 19747.7814 | 18494.5595 | 17947.9533 | 20190.3197
2012 | US | SPP | - | SPP | GWh | Reporting Year Forecast - Net Energy For Load | 22468.9448 | 20171.736 | 19814.8364 | 18689.5124 | 20649.6444 | 24376.9943 | 28120.0928 | 27374.053 | 21152.78 | 19000.7763 | 18942.8462 | 21438.8828
2012 | US | SPP | - | SPP | GWh | Year 1 Forecast - Net Energy For Load | 23190.2089 | 20338.0205 | 20329.3456 | 18990.0869 | 21013.4694 | 24791.7145 | 28586.9374 | 27814.6642 | 21515.3107 | 19336.4572 | 19272.4368 | 21843.0569
2012 | US | TRE | - | ERCOT | GWh | Prior Year Actual - Net Energy for Load | 25849.0837 | 23779.6774 | 22646.897 | 24591.35 | 27792.8198 | 33581.0842 | 36353.5582 | 38280.2099 | 29979.4518 | 24727.3802 | 22311.9795 | 25106.6834
2012 | US | TRE | - | ERCOT | GWh | Reporting Year Forecast - Net Energy For Load | 25957.273 | 22507.578 | 23801.751 | 23430.021 | 28724.436 | 31497.601 | 34415.951 | 35066.989 | 29540.383 | 25397.534 | 22121.999 | 25905.916
2012 | US | TRE | - | ERCOT | GWh | Year 1 Forecast - Net Energy For Load | 26457.088 | 22177.238 | 24279.536 | 23893.935 | 29334.474 | 32181.662 | 35205.091 | 35924.462 | 30318.38 | 26110.226 | 22785.798 | 26733.272
2012 | TL | WECC | - | WECC | GWh | Prior Year Actual - Net Energy for Load | 74967 | 67535 | 70708 | 66572 | 67804 | 71592 | 81046 | 82955 | 73834 | 69836 | 69687 | 76485
2012 | TL | WECC | - | WECC | GWh | Reporting Year Forecast - Net Energy For Load | 74670 | 66724 | 69545 | 66313 | 71130 | 74469 | 83621 | 82635 | 73573 | 71496 | 70545 | 76667
2012 | TL | WECC | - | WECC | GWh | Year 1 Forecast - Net Energy For Load | 76322 | 67137 | 70833 | 67469 | 72386 | 75740 | 85007 | 83913 | 74816 | 72660 | 71770 | 78092
2012 | CAN | WECC | - | AB | GWh | Prior Year Actual - Net Energy for Load | 6652 | 5976 | 6478 | 5831 | 5662 | 5669 | 6157 | 6215 | 5900 | 6102 | 6324 | 6640
2012 | CAN | WECC | - | AB | GWh | Reporting Year Forecast - Net Energy For Load | 6768 | 6461 | 6678 | 6308 | 6324 | 6222 | 6634 | 6671 | 6250 | 6602 | 6656 | 7169
2012 | CAN | WECC | - | AB | GWh | Year 1 Forecast - Net Energy For Load | 7388 | 6610 | 7048 | 6649 | 6653 | 6529 | 6981 | 6992 | 6575 | 6920 | 6970 | 7560
2012 | US | WECC | - | BASN | GWh | Prior Year Actual - Net Energy for Load | 6615 | 5827 | 6085 | 5607 | 5815 | 6299 | 7547 | 7338 | 6248 | 5846 | 6066 | 6726
2012 | US | WECC | - | BASN | GWh | Reporting Year Forecast - Net Energy For Load | 6129 | 5521 | 5755 | 5474 | 5992 | 6318 | 7412 | 7218 | 6153 | 5794 | 5736 | 6352
2012 | US | WECC | - | BASN | GWh | Year 1 Forecast - Net Energy For Load | 6305 | 5520 | 5902 | 5633 | 6160 | 6494 | 7652 | 7460 | 6353 | 5969 | 5928 | 6539
2012 | CAN | WECC | - | BC | GWh | Prior Year Actual - Net Energy for Load | 6003 | 5437 | 5493 | 4956 | 4523 | 4076 | 4294 | 4487 | 4409 | 4934 | 5587 | 6002
2012 | CAN | WECC | - | BC | GWh | Reporting Year Forecast - Net Energy For Load | 6102 | 5391 | 5457 | 4911 | 4764 | 4496 | 4744 | 4759 | 4596 | 5095 | 5543 | 6129
2012 | CAN | WECC | - | BC | GWh | Year 1 Forecast - Net Energy For Load | 6077 | 5559 | 5490 | 4978 | 4829 | 4557 | 4809 | 4824 | 4658 | 5165 | 5579 | 6170
2012 | US | WECC | - | CALN | GWh | Prior Year Actual - Net Energy for Load | 10135 | 9020 | 9758 | 9185 | 9731 | 10571 | 11997 | 12057 | 11393 | 10128 | 9593 | 10406
2012 | US | WECC | - | CALN | GWh | Reporting Year Forecast - Net Energy For Load | 10030 | 9088 | 9596 | 9568 | 10833 | 11596 | 12754 | 12366 | 10681 | 10157 | 9599 | 10196
2012 | US | WECC | - | CALN | GWh | Year 1 Forecast - Net Energy For Load | 10133 | 9151 | 9690 | 9665 | 10943 | 11712 | 12886 | 12487 | 10791 | 10258 | 9694 | 10311
2012 | US | WECC | - | CALS | GWh | Prior Year Actual - Net Energy for Load | 12640 | 11401 | 12535 | 12090 | 12695 | 13193 | 15446 | 15859 | 14376 | 13119 | 12063 | 12736
2012 | US | WECC | - | CALS | GWh | Reporting Year Forecast - Net Energy For Load | 12555 | 10651 | 12030 | 11731 | 13047 | 13997 | 15936 | 16247 | 14659 | 13810 | 12832 | 13085
2012 | US | WECC | - | CALS | GWh | Year 1 Forecast - Net Energy For Load | 12692 | 10683 | 12146 | 11844 | 13173 | 14130 | 16092 | 16404 | 14802 | 13944 | 12957 | 13212
2012 | US | WECC | - | DSW | GWh | Prior Year Actual - Net Energy for Load | 9992 | 9025 | 9285 | 9428 | 10424 | 12720 | 14564 | 15298 | 12491 | 10554 | 9306 | 10628
2012 | US | WECC | - | DSW | GWh | Reporting Year Forecast - Net Energy For Load | 10029 | 9046 | 9366 | 9304 | 11131 | 12650 | 14759 | 14193 | 12235 | 10498 | 9474 | 10281
2012 | US | WECC | - | DSW | GWh | Year 1 Forecast - Net Energy For Load | 10238 | 9116 | 9509 | 9352 | 11260 | 12803 | 14813 | 14221 | 12329 | 10572 | 9628 | 10506
2012 | MX | WECC | - | MEXW | GWh | Prior Year Actual - Net Energy for Load | 800 | 737 | 828 | 816 | 888 | 1056 | 1277 | 1346 | 1150 | 919 | 789 | 815
2012 | MX | WECC | - | MEXW | GWh | Reporting Year Forecast - Net Energy For Load | 810 | 741 | 835 | 820 | 899 | 1062 | 1310 | 1370 | 1159 | 932 | 804 | 749
2012 | MX | WECC | - | MEXW | GWh | Year 1 Forecast - Net Energy For Load | 824 | 754 | 850 | 834 | 915 | 1081 | 1333 | 1394 | 1179 | 948 | 818 | 762
2012 | US | WECC | - | NORW | GWh | Prior Year Actual - Net Energy for Load | 16274 | 14815 | 14952 | 13766 | 13033 | 12553 | 13415 | 13870 | 12742 | 13144 | 14709 | 16636
2012 | US | WECC | - | NORW | GWh | Reporting Year Forecast - Net Energy For Load | 16577 | 14669 | 14577 | 13348 | 13185 | 12857 | 13960 | 13803 | 12723 | 13530 | 14796 | 16929
2012 | US | WECC | - | NORW | GWh | Year 1 Forecast - Net Energy For Load | 16859 | 14551 | 14831 | 13558 | 13390 | 13062 | 14200 | 14012 | 12921 | 13720 | 15003 | 17152
2012 | US | WECC | - | ROCK | GWh | Prior Year Actual - Net Energy for Load | 5856 | 5297 | 5294 | 4893 | 5033 | 5455 | 6349 | 6485 | 5125 | 5090 | 5250 | 5896
2012 | US | WECC | - | ROCK | GWh | Reporting Year Forecast - Net Energy For Load | 5670 | 5156 | 5251 | 4849 | 4955 | 5271 | 6112 | 6008 | 5117 | 5078 | 5105 | 5777
2012 | US | WECC | - | ROCK | GWh | Year 1 Forecast - Net Energy For Load | 5806 | 5193 | 5367 | 4956 | 5063 | 5372 | 6241 | 6119 | 5208 | 5164 | 5193 | 5880
2013 | US | TRE | - | ERCOT | GWh | Prior Year Actual - Net Energy for Load | 23992.776 | 22129.6747 | 23132.8146 | 24359.5749 | 28678.0731 | 32034.1476 | 33837.8152 | 35062.3912 | 29339.963 | 25120.3157 | 22265.1953 | 24906.9593
2013 | US | TRE | - | ERCOT | GWh | Reporting Year Forecast - Net Energy For Load | 25866.6 | 22316.283 | 24246.856 | 24092.312 | 29479.934 | 31796.919 | 34609.597 | 35521.026 | 29893.965 | 25580.42 | 22335.58 | 26137.34
2013 | US | TRE | - | ERCOT | GWh | Year 1 Forecast - Net Energy For Load | 26419.93 | 22801.862 | 24813.683 | 24664.942 | 30146.077 | 32685.743 | 35495.837 | 36362.471 | 30806.182 | 26305.572 | 22917.145 | 26949.902
2013 | US | FRCC | - | FRCC | GWh | Prior Year Actual - Net Energy for Load | 16372 | 15219 | 16995 | 16980 | 19956 | 20203 | 22482 | 22263 | 20355 | 18817 | 14941 | 16360
2013 | US | FRCC | - | FRCC | GWh | Reporting Year Forecast - Net Energy For Load | 17167 | 15289 | 16608 | 17005 | 19854 | 21147 | 22613 | 22795 | 20924 | 18834 | 16128 | 17020
2013 | US | FRCC | - | FRCC | GWh | Year 1 Forecast - Net Energy For Load | 17563 | 15625 | 16945 | 17298 | 20171 | 21490 | 22963 | 23142 | 21305 | 19267 | 16551 | 17451
2013 | US | MRO | - | MISO | GWh | Prior Year Actual - Net Energy for Load | 43192.323 | 39402.313 | 38689.112 | 35915.574 | 40469.756 | 44106.141 | 52657.497 | 46006.344 | 38863.426 | 38436.029 | 38499.519 | 41667.603
2013 | US | MRO | - | MISO | GWh | Reporting Year Forecast - Net Energy For Load | 50101.237 | 44588.3313 | 45097.9935 | 39923.6472 | 41205.7597 | 45278.7947 | 50155.4262 | 49698.7598 | 44243.2112 | 44393.6972 | 44588.9128 | 49699.9312
2013 | US | MRO | - | MISO | GWh | Year 1 Forecast - Net Energy For Load | 50282.2531 | 44749.4292 | 45260.9329 | 40067.8916 | 41354.6364 | 45424.8071 | 50248.9735 | 49933.0884 | 44642.1622 | 44789.0685 | 44954.2403 | 50102.0399
2013 | CAN | MRO | - | Manitoba Hydro | GWh | Prior Year Actual - Net Energy for Load | 2557.087 | 2274.991 | 2099.372 | 1830.186 | 1756.967 | 1766.701 | 1985.076 | 1847.391 | 1703.236 | 1991.435 | 2299.672 | 2673.48
2013 | CAN | MRO | - | Manitoba Hydro | GWh | Reporting Year Forecast - Net Energy For Load | 2777.612 | 2365.342 | 2429.441 | 1935.0632 | 1873.2624 | 1805.9215 | 1879.277 | 1836.4557 | 1780.8599 | 2077.9055 | 2346.6099 | 2663.6499
2013 | CAN | MRO | - | Manitoba Hydro | GWh | Year 1 Forecast - Net Energy For Load | 2730.4422 | 2411.0911 | 2484.1364 | 1952.4603 | 1890.4327 | 1822.4747 | 1897.0851 | 1854.1168 | 1797.3243 | 2098.9631 | 2372.1909 | 2694.5561
2013 | US | MRO | - | MAPP | GWh | Prior Year Actual - Net Energy for Load | 2724.1168 | 2499.6779 | 2224.3266 | 2031.7762 | 2105.2406 | 2389.0619 | 2887.807 | 2648.6169 | 2267.7607 | 2297.3263 | 2440.7632 | 2845.5782
2013 | US | MRO | - | MAPP | GWh | Reporting Year Forecast - Net Energy For Load | 3353.7724 | 2989.3568 | 2907.604 | 2553.9532 | 2553.4215 | 2671.7293 | 3163.6092 | 3044.4577 | 2662.5091 | 2777.1125 | 3018.7921 | 3452.61
2013 | US | MRO | - | MAPP | GWh | Year 1 Forecast - Net Energy For Load | 3448.996 | 3073.0833 | 2990.3906 | 2629.4132 | 2626.9593 | 2745.1588 | 3246.1979 | 3127.3919 | 2741.7987 | 2862.4641 | 3110.2997 | 3555.9751
2013 | CAN | MRO | - | SaskPower | GWh | Prior Year Actual - Net Energy for Load | 1982 | 1802 | 1843 | 1670 | 1731 | 1678 | 1755 | 1761 | 1670 | 1797 | 1926 | 2106
2013 | CAN | MRO | - | SaskPower | GWh | Reporting Year Forecast - Net Energy For Load | 2056.7539 | 1862.1767 | 1930.3409 | 1709.947 | 1754.94 | 1697.0769 | 1777.3299 | 1777.1741 | 1700.9838 | 1793.4319 | 1933.5741 | 2116.4929
2013 | CAN | MRO | - | SaskPower | GWh | Year 1 Forecast - Net Energy For Load | 2149.6892 | 1946.3199 | 2017.5642 | 1787.2117 | 1834.2377 | 1773.76 | 1857.6393 | 1857.4765 | 1777.8435 | 1874.4688 | 2020.9435 | 2212.1276
2013 | CAN | NPCC | - | Maritimes | GWh | Prior Year Actual - Net Energy for Load | 2844 | 2624 | 2436 | 2110 | 1907 | 1805 | 1855 | 1902 | 1777 | 2074 | 2323 | 2733
2013 | CAN | NPCC | - | Maritimes | GWh | Reporting Year Forecast - Net Energy For Load | 3030 | 2663 | 2594 | 2212 | 2024 | 1847 | 1908 | 1901 | 1856 | 2087 | 2316 | 2759
2013 | CAN | NPCC | - | Maritimes | GWh | Year 1 Forecast - Net Energy For Load | 2926 | 2646 | 2617 | 2224 | 2049 | 1864 | 1923 | 1921 | 1874 | 2106 | 2336 | 2782
2013 | US | NPCC | - | New England | GWh | Prior Year Actual - Net Energy for Load | 11266 | 10100 | 10104 | 9297 | 10045 | 10698 | 12837 | 12740 | 10164 | 9751 | 10072 | 10998
2013 | US | NPCC | - | New England | GWh | Reporting Year Forecast - Net Energy For Load | 11766 | 10330 | 10744 | 9515 | 10093 | 11066 | 12780 | 12478 | 10380 | 9880 | 10002 | 11374
2013 | US | NPCC | - | New England | GWh | Year 1 Forecast - Net Energy For Load | 11830 | 10381 | 10794 | 9555 | 10155 | 11126 | 12856 | 12547 | 10426 | 9904 | 10046 | 11417
2013 | US | NPCC | - | New York | GWh | Prior Year Actual - Net Energy for Load | 13746 | 12510 | 12614 | 11890 | 13022 | 14131 | 17074 | 16392 | 13404 | 12329 | 12287 | 13443
2013 | US | NPCC | - | New York | GWh | Reporting Year Forecast - Net Energy For Load | 14025 | 12538 | 12856 | 11859 | 12924 | 14466 | 17255 | 16050 | 13598 | 12376 | 12258 | 13651
2013 | US | NPCC | - | New York | GWh | Year 1 Forecast - Net Energy For Load | 14093 | 12598 | 12919 | 11917 | 12987 | 14535 | 17339 | 16128 | 13664 | 12436 | 12318 | 13718
2013 | CAN | NPCC | - | Ontario | GWh | Prior Year Actual - Net Energy for Load | 12715.2 | 11610.2 | 11487.5 | 10641.4 | 11137 | 11800.3 | 13456.9 | 12632.8 | 11040.8 | 11142 | 11487.2 | 12135.8
2013 | CAN | NPCC | - | Ontario | GWh | Reporting Year Forecast - Net Energy For Load | 12889.5 | 11742.3 | 11958.3 | 10944.9 | 11030.3 | 11406.4 | 12479.6 | 12227.8 | 10949.6 | 11259.8 | 11540.3 | 12576.9
2013 | CAN | NPCC | - | Ontario | GWh | Year 1 Forecast - Net Energy For Load | 13439.5 | 11831.2 | 12162.6 | 10878.3 | 10907.3 | 11491.6 | 12416.8 | 11713.6 | 10610 | 11323.6 | 11563.1 | 12715.8
2013 | CAN | NPCC | - | Quebec | GWh | Prior Year Actual - Net Energy for Load | 20856.5 | 18165.5 | 16724.8 | 14447.8 | 13203.6 | 12616.2 | 13116.4 | 13202.4 | 12452.7 | 13918.6 | 16572.5 | 19545.8
2013 | CAN | NPCC | - | Quebec | GWh | Reporting Year Forecast - Net Energy For Load | 21381.139 | 18999.416 | 17867.464 | 15414.263 | 13340.957 | 12570.14 | 13063.9618 | 13069.1923 | 12363.4182 | 14106.5797 | 15965.9193 | 19593.8526
2013 | CAN | NPCC | - | Quebec | GWh | Year 1 Forecast - Net Energy For Load | 21070.7661 | 18334.3949 | 17918.2904 | 14695.151 | 13204.5781 | 12462.1668 | 12716.809 | 12699.8518 | 12183.192 | 13877.6679 | 15921.5244 | 19572.8622
2013 | US | RF | - | PJM | GWh | Prior Year Actual - Net Energy for Load | 69847 | 62888 | 60015 | 55656 | 63022 | 67658 | 81387 | 74450 | 61015 | 58190 | 61221 | 65898
2013 | US | RF | - | PJM | GWh | Reporting Year Forecast - Net Energy For Load | 74812 | 65581 | 65842 | 60386 | 62804 | 69526 | 79131 | 77686 | 64831 | 64370 | 64330 | 72909
2013 | US | RF | - | PJM | GWh | Year 1 Forecast - Net Energy For Load | 77102 | 67590 | 67944 | 62275 | 64729 | 71017 | 80974 | 78884 | 66473 | 65864 | 65673 | 75172
2013 | US | SERC | - | SERC-E | GWh | Prior Year Actual - Net Energy for Load | 19101.1 | 17366.6 | 16471.2 | 15605.7 | 18426.6 | 19342.6 | 23355.3 | 21303.4 | 18025.9 | 16463.7 | 17579.3 | 18120.5
2013 | US | SERC | - | SERC-E | GWh | Reporting Year Forecast - Net Energy For Load | 19876 | 17177 | 16747 | 15634 | 16926 | 19311 | 21180 | 21349 | 17711 | 16073 | 16081 | 19023
2013 | US | SERC | - | SERC-E | GWh | Year 1 Forecast - Net Energy For Load | 20126 | 17550 | 16869 | 15726 | 17102 | 19513 | 21291 | 21392 | 17847 | 16293 | 16294 | 19261
2013 | US | SERC | - | SERC-N | GWh | Prior Year Actual - Net Energy for Load | 21116 | 19104 | 17851 | 17131 | 19687 | 20675 | 24024 | 21994 | 18329 | 17434 | 18523 | 19977
2013 | US | SERC | - | SERC-N | GWh | Reporting Year Forecast - Net Energy For Load | 22961 | 19825 | 19429 | 17247 | 18373 | 19033 | 21351 | 21313 | 17320 | 16032 | 16607 | 19666
2013 | US | SERC | - | SERC-N | GWh | Year 1 Forecast - Net Energy For Load | 20947 | 17938 | 17509 | 15574 | 16937 | 19359 | 21709 | 21674 | 17614 | 16300 | 16881 | 19993
2013 | US | SERC | - | SERC-SE | GWh | Prior Year Actual - Net Energy for Load | 19408 | 17516 | 17767 | 17352 | 20796 | 21704 | 24954 | 23117 | 19965 | 17759 | 17695 | 19018
2013 | US | SERC | - | SERC-SE | GWh | Reporting Year Forecast - Net Energy For Load | 21303 | 18379 | 18313 | 17168 | 20066 | 23062 | 24999 | 25484 | 21123 | 18422 | 17521 | 20430
2013 | US | SERC | - | SERC-SE | GWh | Year 1 Forecast - Net Energy For Load | 21795 | 18690 | 18604 | 17627 | 20699 | 23585 | 25561 | 25727 | 21231 | 18733 | 18050 | 21897
2013 | US | SERC | - | SERC-W | GWh | Prior Year Actual - Net Energy for Load | 10033 | 9262 | 9703 | 9769 | 11675 | 12473 | 13436 | 12952 | 11412 | 10226 | 9424 | 10217
2013 | US | SERC | - | SERC-W | GWh | Reporting Year Forecast - Net Energy For Load | 11352 | 10426 | 10016 | 9853 | 11071 | 12524 | 13312 | 13428 | 11773 | 10567 | 10083 | 11269
2013 | US | SERC | - | SERC-W | GWh | Year 1 Forecast - Net Energy For Load | 10561 | 9728 | 9340 | 9196 | 10314 | 11595 | 12364 | 12308 | 10954 | 9736 | 9522 | 10478
2013 | US | SPP | - | SPP | GWh | Prior Year Actual - Net Energy for Load | 20572.1222 | 18894.4096 | 18693.964 | 18269.8932 | 21750.3305 | 24804.9334 | 29322.2517 | 26564.84 | 21280.7584 | 18993.4956 | 18566.7165 | 20865.2741
2013 | US | SPP | - | SPP | GWh | Reporting Year Forecast - Net Energy For Load | 22145.6726 | 19421.9872 | 19432.607 | 18657.2333 | 20730.3524 | 24058.864 | 28559.6468 | 27849.643 | 22024.3365 | 19569.9988 | 19391.9121 | 21960.2032
2013 | US | SPP | - | SPP | GWh | Year 1 Forecast - Net Energy For Load | 22657.9619 | 19877.3132 | 19825.1473 | 19093.5224 | 21227.6572 | 24604.1606 | 29211.8909 | 28504.4106 | 22537.6846 | 19995.9967 | 19814.1889 | 22462.0438
2013 | CAN | WECC | - | CAN | GWh | Prior Year Actual - Net Energy for Load | 12926.503 | 11688.999 | 12005.532 | 10704.015 | 10580.005 | 10080.814 | 10925.571 | 10957.869 | 10203.874 | 11266.651 | 11807.374 | 12926.812
2013 | CAN | WECC | - | CAN | GWh | Reporting Year Forecast - Net Energy For Load | 13119.005 | 11707.004 | 12248.004 | 11087.997 | 10832.009 | 10551.013 | 11266.987 | 11227.985 | 10810.004 | 11588.989 | 12291.012 | 13186.02
2013 | CAN | WECC | - | CAN | GWh | Year 1 Forecast - Net Energy For Load | 13449.022 | 12014.997 | 12507.99 | 11284.024 | 11046 | 10802.986 | 11564.008 | 11523.989 | 11124.003 | 11902.004 | 12586.001 | 13580.012
2013 | CAN | WECC | - | AB | GWh | Prior Year Actual - Net Energy for Load | 6767.286 | 6227.46 | 6411.464 | 5981.427 | 5946.865 | 5735.252 | 6374.819 | 6341.253 | 5862.111 | 6357.67 | 6535.61 | 7033.158
2013 | CAN | WECC | - | AB | GWh | Reporting Year Forecast - Net Energy For Load | 7115.001 | 6376.005 | 6796.009 | 6206.992 | 6125.003 | 6124.01 | 6570.99 | 6537.985 | 6276.003 | 6569.994 | 6798.012 | 7078.011
2013 | CAN | WECC | - | AB | GWh | Year 1 Forecast - Net Energy For Load | 7382.012 | 6628.005 | 6998.996 | 6354.019 | 6292.002 | 6331.995 | 6821.006 | 6787.992 | 6545.004 | 6833 | 7038.003 | 7410.004
2013 | US | WECC | - | BASN | GWh | Prior Year Actual - Net Energy for Load | 5710.5037 | 5257.2349 | 5216.2884 | 5025.0377 | 5622.9982 | 6245.5941 | 6954.925 | 6779.4096 | 5509.9356 | 5262.8838 | 5242.4684 | 5787.6023
2013 | US | WECC | - | BASN | GWh | Reporting Year Forecast - Net Energy For Load | 6280.8073 | 5575.8056 | 5804.9199 | 5607.8132 | 6190.0716 | 6445.8206 | 7520.9159 | 7342.0106 | 6215.4166 | 5843.3974 | 5825.912 | 6425.8409
2013 | US | WECC | - | BASN | GWh | Year 1 Forecast - Net Energy For Load | 6572.9879 | 6010.0051 | 6111.9953 | 5890.0213 | 6472.0045 | 6727.0009 | 7797.0072 | 7411.9748 | 6497.0098 | 6115.9977 | 6095.0125 | 6713.0045
2013 | CAN | WECC | - | BC | GWh | Prior Year Actual - Net Energy for Load | 6159.217 | 5461.539 | 5594.068 | 4722.588 | 4633.14 | 4345.562 | 4550.752 | 4616.616 | 4341.763 | 4908.981 | 5271.764 | 5893.654
2013 | CAN | WECC | - | BC | GWh | Reporting Year Forecast - Net Energy For Load | 6004.004 | 5330.999 | 5451.995 | 4881.005 | 4707.006 | 4427.003 | 4695.997 | 4690 | 4534.001 | 5018.995 | 5493 | 6108.009
2013 | CAN | WECC | - | BC | GWh | Year 1 Forecast - Net Energy For Load | 6067.01 | 5386.992 | 5508.994 | 4930.005 | 4753.998 | 4470.991 | 4743.002 | 4735.997 | 4578.999 | 5069.004 | 5547.998 | 6170.008
2013 | US | WECC | - | CALN | GWh | Prior Year Actual - Net Energy for Load | 10128.463 | 9162.624 | 9945.371 | 9613.541 | 10714.814 | 11196.465 | 12347.325 | 12826.994 | 11152.611 | 10620.006 | 9763.216 | 10354.693
2013 | US | WECC | - | CALN | GWh | Reporting Year Forecast - Net Energy For Load | 10260.9961 | 9244.9951 | 9701.9893 | 9629.9954 | 10801.9819 | 11688.9894 | 12897.0058 | 12470.0152 | 10796.9842 | 10096.0398 | 9702.9846 | 10468.03
2013 | US | WECC | - | CALN | GWh | Year 1 Forecast - Net Energy For Load | 10336.9889 | 9154.9961 | 10048.9957 | 9717.0055 | 10814.9868 | 11363.006 | 12793.9875 | 12563.0003 | 11297.0068 | 10426.0048 | 9890.9899 | 10619.0179
2013 | US | WECC | - | CALS | GWh | Prior Year Actual - Net Energy for Load | 12383.812 | 11421.961 | 12115.344 | 12103.456 | 13378.835 | 13584.974 | 15062.069 | 17392.44 | 15774.978 | 13793.908 | 12139.751 | 12643.004
2013 | US | WECC | - | CALS | GWh | Reporting Year Forecast - Net Energy For Load | 12882.998 | 11565.0051 | 12665.9898 | 12282.9994 | 13295.998 | 13746.995 | 15883.0066 | 16173.0233 | 14848.9926 | 13490.0125 | 12317.0139 | 12946.0373
2013 | US | WECC | - | CALS | GWh | Year 1 Forecast - Net Energy For Load | 13043.9673 | 11712.9964 | 12813.9683 | 12427.0003 | 13454.0109 | 13910.0013 | 16070.0157 | 16361.9852 | 15022.0108 | 13648.9913 | 12461.009 | 13097.0143
2013 | US | WECC | - | DSW | GWh | Prior Year Actual - Net Energy for Load | 10162.6283 | 9235.7852 | 9620.9298 | 9876.737 | 11871.3044 | 13648.0266 | 14163.8893 | 14962.622 | 12450.2117 | 10005.1539 | 9120.8106 | 9885.0545
2013 | US | WECC | - | DSW | GWh | Reporting Year Forecast - Net Energy For Load | 10340.7876 | 9132.4774 | 9672.0839 | 9657.9562 | 11384.4379 | 13165.5496 | 14651.2208 | 14643.3577 | 12650.4401 | 10101.0513 | 9208.5704 | 10053.844
2013 | US | WECC | - | DSW | GWh | Year 1 Forecast - Net Energy For Load | 10487.971 | 9247.004 | 9810.9916 | 9788.011 | 11537.0199 | 13361.0042 | 14851.9863 | 14842.0182 | 12853.9928 | 10274.0079 | 9408.9934 | 10278.0198
2013 | MX | WECC | - | MEXW | GWh | Prior Year Actual - Net Energy for Load | 820.8009 | 780.1872 | 842.1187 | 849.649 | 1035.1553 | 1144.4291 | 1277.3173 | 1379.3196 | 1227.7553 | 1007.5203 | 839.6165 | 815.7343
2013 | MX | WECC | - | MEXW | GWh | Reporting Year Forecast - Net Energy For Load | 838.999 | 746.9965 | 855.0007 | 890.9956 | 1041.0053 | 1186.019 | 1338.006 | 1444.008 | 1235.989 | 991.0031 | 849.9973 | 828.9892
2013 | MX | WECC | - | MEXW | GWh | Year 1 Forecast - Net Energy For Load | 836.9969 | 746.9959 | 857.9882 | 888.9941 | 1083.992 | 1198.013 | 1338.013 | 1443.998 | 1284.998 | 1054.9949 | 855.9857 | 829.9984
2013 | US | WECC | - | NORW | GWh | Prior Year Actual - Net Energy for Load | 16384.5537 | 14612.3235 | 14981.1105 | 12924.2906 | 13169.1588 | 12756.0879 | 13909.0608 | 14106.7608 | 12471.9178 | 13344.4061 | 14117.8537 | 16152.0219
2013 | US | WECC | - | NORW | GWh | Reporting Year Forecast - Net Energy For Load | 16731.2506 | 14611.14 | 14840.0281 | 13546.1185 | 13251.2519 | 12997.5607 | 14068.0732 | 13905.8494 | 12876.7714 | 13701.2867 | 15028.4573 | 16951.844
2013 | US | WECC | - | NORW | GWh | Year 1 Forecast - Net Energy For Load | 16913.018 | 14758.0097 | 14955.9993 | 13724.9916 | 13447.9948 | 13172.0138 | 14274.9938 | 14114.0062 | 13081.9898 | 13861.0337 | 15203.9777 | 17128.0091
2013 | US | WECC | - | ROCK | GWh | Prior Year Actual - Net Energy for Load | 5582.127 | 5226.818 | 5083.372 | 4712.941 | 5065.658 | 5754.702 | 6308.383 | 5974.906 | 4960.431 | 5097.455 | 5139.192 | 5787.624
2013 | US | WECC | - | ROCK | GWh | Reporting Year Forecast - Net Energy For Load | 5470.9759 | 4966.363 | 5033.6439 | 4644.7943 | 4905.075 | 5321.6515 | 5985.5826 | 5771.3962 | 4947.5363 | 5014.7671 | 5135.9067 | 5688.213
2013 | US | WECC | - | ROCK | GWh | Year 1 Forecast - Net Energy For Load | 5573.0034 | 5065.0122 | 5116.9792 | 4722.0115 | 4992.0012 | 5425.9934 | 6089.004 | 5861.9873 | 5026.0067 | 5101.0056 | 5222.0159 | 5785.992
2014 | US | FRCC | - | FRCC | GWh | Prior Year Actual - Net Energy for Load | 16063 | 15002 | 16224 | 17430 | 18781 | 21005 | 21316 | 22787 | 20530 | 19306 | 16408 | 16682
2014 | US | FRCC | - | FRCC | GWh | Reporting Year Forecast - Net Energy For Load | 17363 | 15274 | 16661 | 17104 | 19956 | 21093 | 22455 | 22751 | 21009 | 19301 | 16273 | 17343
2014 | US | FRCC | - | FRCC | GWh | Year 1 Forecast - Net Energy For Load | 17822 | 15676 | 17061 | 17485 | 20329 | 21473 | 22829 | 23170 | 21415 | 19692 | 16671 | 17770
2014 | US | MRO | - | MISO | GWh | Prior Year Actual - Net Energy for Load | 57424.6 | 50954 | 53804.6 | 49048.2 | 52573.7 | 56825.1 | 62042.8 | 62416.9 | 55301.4 | 51884.5 | 51843.9 | 58516.6
2014 | US | MRO | - | MISO | GWh | Reporting Year Forecast - Net Energy For Load | Jun: 57921; Jul: 64122; Aug: 63351; Sep: 54650; Oct: 52342; Nov: 51735; Dec: 57657
2014 | US | MRO | - | MISO | GWh | Year 1 Forecast - Net Energy For Load | 59454 | 53229 | 54028 | 50188 | 53480 | 58588 | 64967 | 64170 | 55639 | 53405 | 52607 | 58540
2014 | CA | MRO | - | Manitoba Hydro | GWh | Prior Year Actual - Net Energy for Load | 2777.6117 | 2365.2476 | 2428.4748 | 2088.8139 | 1859.8499 | 1764.7304 | 1892.6033 | 1863.1352 | 1748.6152 | 2015.4632 | 2309.0684 | 2901.1035
2014 | CA | MRO | - | Manitoba Hydro | GWh | Reporting Year Forecast - Net Energy For Load | 2772 | 2386 | 2350 | 1949 | 1860 | 1780 | 1894 | 1857 | 1780 | 2002 | 2262 | 2742
2014 | CA | MRO | - | Manitoba Hydro | GWh | Year 1 Forecast - Net Energy For Load | 2811 | 2420 | 2381 | 1968 | 1875 | 1797 | 1912 | 1875 | 1798 | 2021 | 2280 | 2765
2014 | US | MRO | - | MAPP | GWh | Prior Year Actual - Net Energy for Load | 2836.8284 | 2447.2431 | 2596.7005 | 2268.278 | 2073.9399 | 2038.6829 | 2501.0381 | 2519.6081 | 2231.8194 | 2410.2466 | 2719.9267 | 3153.7908
2014 | US | MRO | - | MAPP | GWh | Reporting Year Forecast - Net Energy For Load | 3334.9036 | 2878.0569 | 2979.2583 | 2553.7245 | 2493.7579 | 2482.1319 | 2988.2085 | 2904.614 | 2516.9625 | 2727.5104 | 2974.0882 | 3424.3698
2014 | US | MRO | - | MAPP | GWh | Year 1 Forecast - Net Energy For Load | 3404.1858 | 2941.9335 | 3045.0248 | 2615.8268 | 2558.4323 | 2582.8527 | 3080.0002 | 2996.7082 | 2609.3777 | 2809.2991 | 3065.3802 | 3517.6255
2014 | CA | MRO | - | SaskPower | GWh | Prior Year Actual - Net Energy for Load | 2120.1 | 1888.3 | 2038.2 | 1834.5 | 1769.8 | 1660.5 | 1773.1 | 1792.7 | 1760.4 | 1867.8 | 1972.5 | 2223.9
2014 | CA | MRO | - | SaskPower | GWh | Reporting Year Forecast - Net Energy For Load | 2163.2232 | 1926.5585 | 2079.625 | 1871.8104 | 1805.5536 | 1694.2642 | 1809.9874 | 1829.1216 | 1792.001 | 1905.7442 | 2012.5236 | 2269.0827
2014 | CA | MRO | - | SaskPower | GWh | Year 1 Forecast - Net Energy For Load | 2212.8896 | 1970.7912 | 2127.372 | 1914.7861 | 1847.0081 | 1733.1635 | 1851.5437 | 1871.1172 | 1833.1443 | 1949.499 | 2058.73 | 2321.1795
2014 | CA | NPCC | - | Maritimes | GWh | Prior Year Actual - Net Energy for Load | 3035.8 | 2663.2 | 2583.6 | 2258.3 | 1983.4 | 1812.1 | 1937.2 | 1881.3 | 1814.7 | 2075.2 | 2371.4 | 2970.6
2014 | CA | NPCC | - | Maritimes | GWh | Reporting Year Forecast - Net Energy For Load | 3017 | 2654 | 2740.9 | 2215.2 | 2029 | 1840.1 | 1908.8 | 1908 | 1844.9 | 2069.4 | 2319.4 | 2761.8
2014 | CA | NPCC | - | Maritimes | GWh | Year 1 Forecast - Net Energy For Load | 2980.7 | 2672.6 | 2641.6 | 2234.8 | 2046.2 | 1858.5 | 1925.4 | 1926.8 | 1862.3 | 2088.8 | 2340.9 | 2792.4
2014 | US | NPCC | - | New England | GWh | Prior Year Actual - Net Energy for Load | 11508 | 10224 | 10588 | 9432 | 9835 | 10944 | 13646 | 11573 | 10118 | 9867 | 10142 | 11490
2014 | US | NPCC | - | New England | GWh | Reporting Year Forecast - Net Energy For Load | 12009 | 10448 | 11449 | 10164 | 10567 | 11700 | 13452 | 13095 | 10950 | 10633 | 10721 | 12175
2014 | US | NPCC | - | New England | GWh | Year 1 Forecast - Net Energy For Load | 12669 | 11162 | 11617 | 10313 | 10723 | 11872 | 13650 | 13288 | 11111 | 10790 | 10879 | 12354
2014 | US | NPCC | - | New York | GWh | Prior Year Actual - Net Energy for Load | 14055 | 12681 | 13291 | 11937 | 12641 | 14068 | 17400 | 15091 | 13141 | 12619 | 12641 | 13950
2014 | US | NPCC | - | New York | GWh | Reporting Year Forecast - Net Energy For Load | 14093 | 12693 | 13163 | 11947 | 12648 | 14312 | 16176 | 15955 | 13479 | 12525 | 12405 | 13765
2014 | US | NPCC | - | New York | GWh | Year 1 Forecast - Net Energy For Load | 14097 | 12697 | 13168 | 11951 | 12652 | 14316 | 16182 | 15960 | 13483 | 12529 | 12409 | 13770
2014 | CA | NPCC | - | Ontario | GWh | Prior Year Actual - Net Energy for Load | 12889.507 | 11742.246 | 11958.319 | 10944.906 | 10785.424 | 11174.679 | 12722.707 | 12100.351 | 10837.167 | 11135.689 | 11640.948 | 12804.841
2014 | CA | NPCC | - | Ontario | GWh | Reporting Year Forecast - Net Energy For Load | 13613.596 | 12067.276 | 12672.074 | 10836.804 | 10804.0878 | 11516.0077 | 12272.0789 | 11830.3814 | 10669.8412 | 11240.924 | 11613.0572 | 12785.8136
2014 | CA | NPCC | - | Ontario | GWh | Year 1 Forecast - Net Energy For Load | 13205.4102 | 11595.6182 | 11928.114 | 10641.5149 | 10684.5827 | 11579.3644 | 12138.296 | 11779.2566 | 10617.2991 | 11146.2963 | 11605.605 | 12785.5609
2014 | CA | NPCC | - | Quebec | GWh | Prior Year Actual - Net Energy for Load | 21387.241 | 19000.139 | 17868.824 | 15415.303 | 13339.578 | 12571.175 | 13240.536 | 12908.408 | 12347.683 | 13701.117 | 16767.224 | 21185.254
2014 | CA | NPCC | - | Quebec | GWh | Reporting Year Forecast - Net Energy For Load | 21327.6109 | 18415.8558 | 18022.1423 | 14690.0215 | 13234.8659 | 12485.0545 | 12911.1256 | 12883.375 | 12286.6428 | 13899.8307 | 16088.0303 | 19748.0081
2014 | CA | NPCC | - | Quebec | GWh | Year 1 Forecast - Net Energy For Load | 21295.6464 | 18499.5941 | 17993.6612 | 14750.9861 | 13176.828 | 12477.7364 | 12947.1683 | 12922.4748 | 12406.6463 | 14097.064 | 16313.3709 | 19960.4358
2014 | US | RF | - | PJM | GWh | Prior Year Actual - Net Energy for Load | 70749 | 64630 | 66505 | 56881 | 60225 | 67011 | 77733 | 71257 | 62050 | 60331 | 62962 | 70817
2014 | US | RF | - | PJM | GWh | Reporting Year Forecast - Net Energy For Load | 76417 | 66849 | 67305 | 61348 | 63733 | 69987 | 80061 | 77680 | 65393 | 64673 | 64655 | 74146
2014 | US | RF | - | PJM | GWh | Year 1 Forecast - Net Energy For Load | 77498 | 68086 | 68760 | 62578 | 64860 | 71516 | 81408 | 79035 | 66520 | 65684 | 65999 | 75799
2014 | US | SERC | - | SERC-E | GWh | Prior Year Actual - Net Energy for Load | 18490 | 17188 | 17908 | 15107 | 16390 | 18780 | 20417 | 19873 | 17408 | 15996 | 16858 | 17919
2014 | US | SERC | - | SERC-E | GWh | Reporting Year Forecast - Net Energy For Load | 19996 | 17503 | 16684 | 15526 | 17051 | 19570 | 21236 | 21219 | 17908 | 16159 | 16237 | 18880
2014 | US | SERC | - | SERC-E | GWh | Year 1 Forecast - Net Energy For Load | 20217 | 17687 | 16863 | 15698 | 17231 | 19761 | 21418 | 21404 | 18063 | 16302 | 16384 | 19061
2014 | US | SERC | - | SERC-N | GWh | Prior Year Actual - Net Energy for Load | 20389 | 18182 | 19202 | 16250 | 17206 | 18734 | 19582 | 19766 | 17298 | 15959 | 17081 | 19363
2014 | US | SERC | - | SERC-N | GWh | Reporting Year Forecast - Net Energy For Load | 20372 | 17183 | 16896 | 15198 | 16448 | 18709 | 20769 | 20850 | 17239 | 15720 | 16139 | 19461
2014 | US | SERC | - | SERC-N | GWh | Year 1 Forecast - Net Energy For Load | 20424 | 17466 | 16975 | 15127 | 16480 | 18744 | 21055 | 21121 | 17224 | 15773 | 16197 | 19532
2014 | US | SERC | - | SERC-SE | GWh | Prior Year Actual - Net Energy for Load | 18824 | 17372 | 18612 | 16409 | 18299 | 21284 | 21721 | 22315 | 20046 | 17789 | 17763 | 19344
2014 | US | SERC | - | SERC-SE | GWh | Reporting Year Forecast - Net Energy For Load | 20545 | 17596 | 17547 | 16771 | 19523 | 22376 | 24438 | 24172 | 20309 | 17794 | 17139 | 19794
2014 | US | SERC | - | SERC-SE | GWh | Year 1 Forecast - Net Energy For Load | 20939 | 17908 | 17845 | 17032 | 19825 | 22752 | 24879 | 24536 | 20626 | 18097 | 17466 | 20152
2014 | US | SPP | - | SPP | GWh | Prior Year Actual - Net Energy for Load | 20588.1641 | 18038.7576 | 19280.4841 | 18168.7717 | 19426.4914 | 22442.011 | 25203.8804 | 25477.2616 | 21713.3024 | 18370.3557 | 18857.2935 | 21992.0659
2014 | US | SPP | - | SPP | GWh | Reporting Year Forecast - Net Energy For Load | 21125.6819 | 18437.1341 | 18476.7405 | 17249.6269 | 18971.9276 | 22191.474 | 26210.5697 | 25787.8487 | 20262.7401 | 17977.7526 | 17854.3083 | 20469.842
2014 | US | SPP | - | SPP | GWh | Year 1 Forecast - Net Energy For Load | 20623.8298 | 18319.1553 | 18565.4455 | 18038.8642 | 19721.9385 | 22668.4786 | 25727.0517 | 25117.8605 | 20089.8188 | 18294.0454 | 17976.0457 | 20571.7678
2014 | US | TRE | - | ERCOT | GWh | Prior Year Actual - Net Energy for Load | 25636.4132 | 21186.722 | 23247.782 | 23337.3579 | 27417.5572 | 32201.1981 | 33591.603 | 35621.6198 | 31220.6198 | 25812.7787 | 24264.0171 | 28086.433
2014 | US | TRE | - | ERCOT | GWh | Reporting Year Forecast - Net Energy For Load | 27649.9203 | 24622.7587 | 24150.1425 | 23944.2703 | 29103.4126 | 31571.028 | 34608.4615 | 35645.2573 | 28955.4724 | 25886.3232 | 24162.8169 | 26039.4141
2014 | US | TRE | - | ERCOT | GWh | Year 1 Forecast - Net Energy For Load | 28208.0462 | 25140.825 | 24710.4963 | 24485.41 | 29658.2088 | 32107.5221 | 35159.6645 | 36195.8869 | 29494.0237 | 26443.0166 | 24700.7863 | 26595.197
2014 | US/MX | WECC | - | CAMX | GWh | Prior Year Actual - Net Energy for Load | 22050.828 | 19272.9005 | 21050.232 | 21246.2701 | 23261.7591 | 24530.3377 | 27411.1243 | 26715.6278 | 24833.4074 | 21993.8771 | 20555.483 | 21937.3827
2014 | US/MX | WECC | - | CAMX | GWh | Reporting Year Forecast - Net Energy For Load | 21614.9842 | 18797.0371 | 20703.0052 | 20508.9898 | 23008.0094 | 24623.971 | 27495.993 | 27498.022 | 24305.996 | 22970.0237 | 21534.9861 | 22206.9961
2014 | US/MX | WECC | - | CAMX | GWh | Year 1 Forecast - Net Energy For Load | 21643.0025 | 18802.9927 | 20734.011 | 20535.9824 | 23043.0246 | 24670.043 | 27539.986 | 27565.024 | 24339.999 | 22998.9886 | 21565.9799 | 22234.9806
2014 | US/CA | WECC | - | NWPP | GWh | Prior Year Actual - Net Energy for Load | 40911.7003 | 34309.1882 | 35662.7543 | 33119.0128 | 33898.673 | 34828.2491 | 38582.564 | 37233.4862 | 33370.0881 | 34269.0826 | 35759.3632 | 41625.8911
2014 | US/CA | WECC | - | NWPP | GWh | Reporting Year Forecast - Net Energy For Load | 39716.9757 | 34999.0194 | 35984.9952 | 33228.0451 | 33695.9996 | 34248.0439 | 37886.9632 | 37313.045 | 34094.019 | 34499.0316 | 36317.0496 | 40316.011
2014 | US/CA | WECC | - | NWPP | GWh | Year 1 Forecast - Net Energy For Load | 40734.9828 | 35881.0022 | 36944.9926 | 34092.0174 | 34572.9793 | 35203.999 | 38892.0358 | 38140.0006 | 34858.9783 | 35349.9714 | 37283.9701 | 41189.0251
2014 | US | WECC | - | RMRG | GWh | Prior Year Actual - Net Energy for Load | 6022.859 | 5307.836 | 5545.576 | 5221.482 | 5318.937 | 5858.089 | 6401.564 | 6275.57 | 5438.559 | 5242.939 | 5371.797 | 6123.663
2014 | US | WECC | - | RMRG | GWh | Reporting Year Forecast - Net Energy For Load | 5690.982 | 5046.0078 | 5262.0079 | 4937.984 | 5059.0053 | 5340.9969 | 6045.9802 | 5892.986 | 5117.9967 | 4991.0167 | 5165.0081 | 5726.999
2014 | US | WECC | - | RMRG | GWh | Year 1 Forecast - Net Energy For Load | 5799.016 | 5124.978 | 5348.0141 | 5028.0018 | 5151.0136 | 5430.986 | 6150.9962 | 5998.996 | 5213.0206 | 5200.9947 | 5400.0088 | 5827.008
2014 | US | WECC | - | SRSG | GWh | Prior Year Actual - Net Energy for Load | 8661.41 | 7542.962 | 7920.935 | 8023.554 | 9563.909 | 11325.361 | 12104.39 | 11773.851 | 10307.274 | 8314.152 | 7549.956 | 8432.53
2014 | US | WECC | - | SRSG | GWh | Reporting Year Forecast - Net Energy For Load | 8379.0171 | 7517.9898 | 8080.9893 | 8037.9921 | 9435.026 | 10860.0018 | 12378.97 | 12213.9899 | 10655.013 | 8980.0131 | 7899.9904 | 8605.9941
2014 | US | WECC | - | SRSG | GWh | Year 1 Forecast - Net Energy For Load | 8593.0078 | 7679.9874 | 8245.0222 | 8182.0159 | 9598.9875 | 11050.9816 | 12607.9634 | 12432.0243 | 10842.9708 | 9119.0268 | 8018.0018 | 8745.0153
2015 | US | FRCC | - | FRCC | GWh | Prior Year Actual - Net Energy for Load | 17882 | 15176 | 16284 | 17382 | 20001 | 20619 | 22275 | 23417 | 20426 | 18829 | 15781 | 16574
2015 | US | FRCC | - | FRCC | GWh | Reporting Year Forecast - Net Energy For Load | 17487 | 15454 | 16846 | 17347 | 20170 | 21370 | 22743 | 23176 | 21323 | 19507 | 16459 | 17451
2015 | US | FRCC | - | FRCC | GWh | Year 1 Forecast - Net Energy For Load | 17814 | 16214 | 17119 | 17627 | 20462 | 21650 | 23028 | 23452 | 21593 | 19788 | 16746 | 17726
2015 | US | MRO | - | MISO | GWh | Prior Year Actual - Net Energy for Load | 57623 | 50434 | 50921 | 48629 | 52199 | 57758 | 55540 | 57975 | 48658 | 51574 | 53733 | 56246
2015 | US | MRO | - | MISO | GWh | Reporting Year Forecast - Net Energy For Load | 59454 | 53229 | 54028 | 50188 | 53480 | 60764 | 67323 | 66696 | 57603 | 54936 | 54210 | 60944
2015 | US | MRO | - | MISO | GWh | Year 1 Forecast - Net Energy For Load | 62974 | 57040 | 57060 | 52810 | 56408 | 61829 | 68375 | 67780 | 58627 | 56094 | 55339 | 62221
2015 | CA | MRO | - | Manitoba Hydro | GWh | Prior Year Actual - Net Energy for Load | 2904.9925 | 2566.1373 | 2563.9523 | 2114.1027 | 1918.0058 | 1810.1569 | 1918.1974 | 1917.8461 | 1798.4166 | 1947.4637 | 2468.2051 | 2683.169
2015 | CA | MRO | - | Manitoba Hydro | GWh | Reporting Year Forecast - Net Energy For Load | 2809.1694 | 2602.9199 | 2370.4118 | 1963.4358 | 1841.7155 | 1759.5261 | 1884.593 | 1826.3227 | 1757.9676 | 1982.6106 | 2254.4359 | 2759.9594
2015 | CA | MRO | - | Manitoba Hydro | GWh | Year 1 Forecast - Net Energy For Load | 2822.1325 | 2460.7091 | 2390.1254 | 1958.738 | 1845.224 | 1764.9394 | 1890.5493 | 1831.6977 | 1762.9856 | 1988.7749 | 2261.528 | 2769.848
2015 | US | MRO | - | MAPP | GWh | Prior Year Actual - Net Energy for Load | 3273.1225 | 2936.4099 | 2812.6117 | 2388.3689 | 2318.0216 | 2147.3362 | 2513.9553 | 2492.7809 | 2293.086 | 2579.1101 | 2997.494 | 3003.5269
2015 | US | MRO | - | MAPP | GWh | Reporting Year Forecast - Net Energy For Load | 3398.598 | 2922.0309 | 2853.0397 | 2459.4329 | 2407.5543 | 2379.2545 | 2862.1202 | 2793.9095 | 2539.9254 | 2788.6832 | 3024.474 | 3390.2
2015 | US | MRO | - | MAPP | GWh | Year 1 Forecast - Net Energy For Load | 3538.6124 | 3045.9895 | 2982.7008 | 2586.4256 | 2537.1888 | 2535.1668 | 2993.4264 | 2950.6602 | 2664.7114 | 2882.0664 | 3124.8304 | 3484.3893
2015 | CA | MRO | - | SaskPower | GWh | Prior Year Actual - Net Energy for Load | 2196.9 | 2020.6 | 2087.2 | 1886.5 | 1833.5 | 1765.7 | 1827 | 1851.8 | 1814 | 1931.4 | 2056.9 | 2152.7
2015 | CA | MRO | - | SaskPower | GWh | Reporting Year Forecast - Net Energy For Load | 2234.4 | 2055.4 | 2123.6 | 1918.9 | 1863.6 | 1794.4 | 1860.2 | 1886.8 | 1846.3 | 1968.4 | 2095.1 | 2273.2
2015 | CA | MRO | - | SaskPower | GWh | Year 1 Forecast - Net Energy For Load | 2269.2 | 2087.4 | 2156.7 | 1948.8 | 1892.6 | 1822.3 | 1889.1 | 1916.2 | 1875 | 1999 | 2127.7 | 2308.6
2015 | CA | NPCC | - | Maritimes | GWh | Prior Year Actual - Net Energy for Load | 3036 | 2649.5 | 2824.9 | 2258.4 | 2024.3 | 1796 | 1888.8 | 1866.5 | 1800 | 1960.7 | 2353 | 2710.1
2015 | CA | NPCC | - | Maritimes | GWh | Reporting Year Forecast - Net Energy For Load | 3109.2 | 2946.1 | 2827.9 | 2194.6 | 2014.5 | 1832.6 | 1893.9 | 1901.7 | 1833.9 | 2057.6 | 2202.3 | 2745.1
2015 | CA | NPCC | - | Maritimes | GWh | Year 1 Forecast - Net Energy For Load | 2966.2 | 2663.4 | 2629.9 | 2207.5 | 2027.4 | 1847.6 | 1909.8 | 1917.5 | 1848.5 | 2071.6 | 2317.6 | 2767.8
2015 | US | NPCC | - | New England | GWh | Prior Year Actual - Net Energy for Load | 12022 | 10468 | 11037 | 9452 | 9463 | 10400 | 12244 | 11229 | 10236 | 9710 | 9950 | 10926
2015 | US | NPCC | - | New England | GWh | Reporting Year Forecast - Net Energy For Load | 11713 | 11015 | 11524 | 10092 | 10440 | 11664 | 13357 | 13014 | 10854 | 10549 | 10794 | 12194
2015 | US | NPCC | - | New England | GWh | Year 1 Forecast - Net Energy For Load | 12771 | 11166 | 11643 | 10186 | 10539 | 11777 | 13489 | 13143 | 10960 | 10661 | 10912 | 12336
2015 | US | NPCC | - | New York | GWh | Prior Year Actual - Net Energy for Load | 14719 | 12894 | 13645 | 11690 | 12121 | 13677 | 15376 | 14574 | 13251 | 12260 | 12384 | 13432
2015 | US | NPCC | - | New York | GWh | Reporting Year Forecast - Net Energy For Load | 14034 | 12547 | 13001 | 11679 | 12296 | 13856 | 15898 | 15610 | 13247 | 12294 | 12126 | 13534
2015 | US | NPCC | - | New York | GWh | Year 1 Forecast - Net Energy For Load | 14021 | 12536 | 12988 | 11668 | 12284 | 13843 | 15883 | 15595 | 13234 | 12283 | 12114 | 13521
2015 | CA | NPCC | - | Ontario | GWh | Prior Year Actual - Net Energy for Load | 13613.596 | 12067.276 | 12672.074 | 10836.804 | 10642.583 | 11228.548 | 11717.444 | 11718.183 | 10836.546 | 10819.854 | 11487.634 | 12163.283
2015 | CA | NPCC | - | Ontario | GWh | Reporting Year Forecast - Net Energy For Load | 13119.979 | 12302.279 | 12044.976 | 10505.619 | 10577.0267 | 11410.2692 | 12174.2184 | 11821.2763 | 10527.7842 | 11108.4988 | 11611.8869 | 12710.3888
2015 | CA | NPCC | - | Ontario | GWh | Year 1 Forecast - Net Energy For Load | 13137.6194 | 11955.0075 | 11892.8849 | 10520.5501 | 10736.0879 | 11553.6969 | 11997.3194 | 11919.6662 | 10521.348 | 11113.3129 | 11726.6976 | 12667.132
2015 | CA | NPCC | - | Quebec | GWh | Prior Year Actual - Net Energy for Load | 22164.364 | 19186.338 | 20293.327 | 15557.938 | 13255.725 | 12288.668 | 12665.106 | 12816.025 | 12431.059 | 13434.637 | 16272.382 | 19321.635
2015 | CA | NPCC | - | Quebec | GWh | Reporting Year Forecast - Net Energy For Load | 21262.1318 | 18483.1471 | 17733.2142 | 14489.7077 | 13083.0227 | 12340.0979 | 12797.525 | 12757.4283 | 12208.5388 | 13854.6791 | 16080.8828 | 19863.1242
2015 | CA | NPCC | - | Quebec | GWh | Year 1 Forecast - Net Energy For Load | 21353.712 | 19225.4119 | 18029.112 | 14725.2719 | 13019.7359 | 12256.4495 | 12691.4373 | 12671.0853 | 12138.8383 | 13828.7592 | 16135.6527 | 19927.5731
2015 | US | RF | - | PJM | GWh | Prior Year Actual - Net Energy for Load | 79924.7894 | 68364.1202 | 69317.2268 | 56871.5056 | 59938.9892 | 67792.1431 | 71735.9679 | 70401.9967 | 62121.3465 | 58385.112 | 63553.9136 | 69053.8508
2015 | US | RF | - | PJM | GWh | Reporting Year Forecast - Net Energy For Load | 74709 | 65699 | 66071 | 59667 | 61796 | 68574 | 78178 | 75822 | 63347 | 62504 | 63035 | 72888
2015 | US | RF | - | PJM | GWh | Year 1 Forecast - Net Energy For Load | 75902 | 69266 | 67520 | 60648 | 63030 | 69840 | 78747 | 77614 | 64375 | 63413 | 64177 | 73974
2015 | US | SERC | - | SERC-E | GWh | Prior Year Actual - Net Energy for Load | 21785 | 17155 | 18050 | 15067 | 17410 | 19658 | 20497 | 20105 | 17733 | 15876 | 17262 | 18198
2015 | US | SERC | - | SERC-E | GWh | Reporting Year Forecast - Net Energy For Load | 20177 | 17609 | 17125 | 15492 | 16910 | 19472 | 21561 | 21514 | 18221 | 16247 | 16699 | 19319
2015 | US | SERC | - | SERC-E | GWh | Year 1 Forecast - Net Energy For Load | 20395 | 18152 | 17352 | 15705 | 17089 | 19726 | 21855 | 21713 | 18416 | 16434 | 16887 | 19578
2015 | US | SERC | - | SERC-N | GWh | Prior Year Actual - Net Energy for Load | 22466 | 18212 | 17390 | 14742 | 16775 | 18671 | 19260 | 20184 | 17286 | 15498 | 17564 | 18418
2015 | US | SERC | - | SERC-N | GWh | Reporting Year Forecast - Net Energy For Load | 20504 | 17541 | 16992 | 15125 | 16569 | 18778 | 20992 | 21100 | 17181 | 15813 | 16297 | 19716
2015 | US | SERC | - | SERC-N | GWh | Year 1 Forecast - Net Energy For Load | 20789 | 18214 | 17230 | 15336 | 16794 | 19031 | 21273 | 21387 | 17413 | 15957 | 16448 | 19900
2015 | US | SERC | - | SERC-SE | GWh | Prior Year Actual - Net Energy for Load | 23360 | 17812 | 18009 | 16416 | 19251 | 21686 | 22936 | 23405 | 20635 | 17872 | 18470 | 18940
2015 | US | SERC | - | SERC-SE | GWh | Reporting Year Forecast - Net Energy For Load | 21061 | 18076 | 17828 | 17032 | 19901 | 22603 | 24430 | 24311 | 20565 | 18125 | 17555 | 20210
2015 | US | SERC | - | SERC-SE | GWh | Year 1 Forecast - Net Energy For Load | 21191 | 18743 | 18299 | 17246 | 20040 | 22918 | 24787 | 24796 | 20994 | 18347 | 17628 | 20521
2015 | US | SPP | - | SPP | GWh | Prior Year Actual - Net Energy for Load | 21820.5665 | 19063.8852 | 19499.9496 | 17630.3194 | 19482.2468 | 21325.0546 | 23310.0451 | 24628.233 | 19863.2821 | 17989.4539 | 18746.5054 | 19931.9922
2015 | US | SPP | - | SPP | GWh | Reporting Year Forecast - Net Energy For Load | 20252.6879 | 17989.4124 | 18184.9963 | 17231.7719 | 18740.2533 | 21693.4304 | 25123.0713 | 24912.8202 | 19950.9904 | 17873.7709 | 17854.0204 | 20277.7962
2015 | US | SPP | - | SPP | GWh | Year 1 Forecast - Net Energy For Load | 20573.8008 | 18423.3787 | 18456.29 | 17493.9787 | 19000.2518 | 21955.245 | 25468.2155 | 25143.8296 | 20188.3305 | 18116.7684 | 18052.3679 | 20540.7662
2015 | US | TRE | - | ERCOT | GWh | Prior Year Actual - Net Energy for Load | 28105.5251 | 24855.0462 | 24689.3713 | 23937.7134 | 27334.8662 | 31789.6135 | 34397.2549 | 35911.7149 | 30994.0986 | 27436.4775 | 24653.0076 | 25928.6642
2015 | US | TRE | - | ERCOT | GWh | Reporting Year Forecast - Net Energy For Load | 28208.0462 | 25140.825 | 24710.4963 | 24485.41 | 29658.2088 | 32107.5221 | 35159.6645 | 36195.8869 | 29494.0237 | 26443.0166 | 24700.7863 | 24700.7863
2015 | US | TRE | - | ERCOT | GWh | Year 1 Forecast - Net Energy For Load | 28763.1924 | 25657.128 | 25269.1208 | 25024.9172 | 30212.199 | 32643.446 | 35709.9356 | 36745.0033 | 30031.0088 | 26997.6794 | 25237.1975 | 27149.3227
2015 | US/MX | WECC | - | CAMX | GWh | Prior Year Actual - Net Energy for Load | 21900 | 19223 | 21112 | 21206 | 23282 | 24528 | 27560 | 26774 | 25107 | 22305 | 20464 | 21860
2015 | US/MX | WECC | - | CAMX | GWh | Reporting Year Forecast - Net Energy For Load | 21660.003 | 19340.027 | 20865.979 | 20253.969 | 22579.013 | 23824.001 | 27510.013 | 28407.042 | 25680.982 | 22897.024 | 21086.983 | 22102.967
2015 | US/MX | WECC | - | CAMX | GWh | Year 1 Forecast - Net Energy For Load | 21632.077 | 19380.983 | 20849.99 | 20224.012 | 22540.049 | 23797.977 | 27483.001 | 28380.994 | 25661.036 | 22864.048 | 21069.039 | 22110.97
2015 | CA | WECC | - | NWPP-CA | GWh | Prior Year Actual - Net Energy for Load | 13200 | 12277 | 12656 | 11256 | 10867 | 10563 | 11600 | 11416 | 10803 | 11530 | 12406 | 13243
2015 | CA | WECC | - | NWPP-CA | GWh | Reporting Year Forecast - Net Energy For Load | 13509.987 | 11978.999 | 12458.989 | 11559.021 | 11442.005 | 10987.989 | 11892.003 | 11808.005 | 11252.023 | 12150.997 | 12867.004 | 14054.006
2015 | CA | WECC | - | NWPP-CA | GWh | Year 1 Forecast - Net Energy For Load | 13963.008 | 12630.014 | 12902.005 | 12030.001 | 11928.005 | 11366.999 | 12276.011 | 12295.984 | 11672.985 | 12545.009 | 13338.004 | 14637.992
2015 | US | WECC | - | NWPP-US | GWh | Prior Year Actual - Net Energy for Load | 26517 | 23911 | 23896 | 22187 | 23725 | 24898 | 28360 | 26123 | 23520 | 22079 | 23832 | 26009
2015 | US | WECC | - | NWPP-US | GWh | Reporting Year Forecast - Net Energy For Load | 27061.867 | 23724.06 | 24367.357 | 22659.356 | 23456.357 | 24552.163 | 27469.294 | 26734.843 | 23693.036 | 22947.616 | 24256.516 | 27401.934
2015 | US | WECC | - | NWPP-US | GWh | Year 1 Forecast - Net Energy For Load | 27443.968 | 24535.891 | 24686.19 | 22969.816 | 23742.222 | 24866.862 | 27815.107 | 27070.916 | 24027.687 | 23214.111 | 24572.85 | 27711.308
2015 | US | WECC | - | RMRG | GWh | Prior Year Actual - Net Energy for Load | 5929 | 5338 | 5491 | 5086 | 5298 | 5500 | 6351 | 6049 | 5378 | 5221 | 5611 | 6073
2015 | US | WECC | - | RMRG | GWh | Reporting Year Forecast - Net Energy For Load | 5763.98 | 5087.009 | 5360.027 | 4913.037 | 5114.984 | 5286.992 | 6185.974 | 5951.97 | 5258.974 | 5139.996 | 5316.971 | 5894.998
2015 | US | WECC | - | RMRG | GWh | Year 1 Forecast - Net Energy For Load | 5791.011 | 5279.005 | 5391.023 | 5002.961 | 5222.989 | 5360.985 | 6335.045 | 6004.997 | 5313.976 | 5260.993 | 5384.982 | 5961.01
2015 | US | WECC | - | SRSG | GWh | Prior Year Actual - Net Energy for Load | 8182 | 7287 | 8043 | 8259 | 9681 | 11273 | 12294 | 11404 | 10542 | 8826 | 7668 | 8368
2015 | US | WECC | - | SRSG | GWh | Reporting Year Forecast - Net Energy For Load | 8571.975 | 7716.966 | 8351.008 | 8277.941 | 9613.908 | 11024.254 | 12359.024 | 12155.945 | 10484.967 | 8763.967 | 7841.015 | 8450.984
2015 | US | WECC | - | SRSG | GWh | Year 1 Forecast - Net Energy For Load | 8521.95 | 7737.122 | 8178.295 | 8187.956 | 9676.797 | 11058.021 | 12384.042 | 12179.029 | 10584.946 | 8737.806 | 7832.904 | 8638.147
2016 | US | FRCC | - | FRCC | GWh | Prior Year Actual - Net Energy for Load | 16741 | 15415 | 17699 | 19073 | 20800 | 22085 | 22831 | 23005 | 21209 | 19388 | 18272 | 17971
2016 | US | FRCC | - | FRCC | GWh | Reporting Year Forecast - Net Energy For Load | 17403 | 15751 | 16976 | 17503 | 20152 | 21505 | 22841 | 23126 | 21255 | 19427 | 16456 | 17343
2016 | US | FRCC | - | FRCC | GWh | Year 1 Forecast - Net Energy For Load | 17645.1 | 15590.1 | 17069.1 | 17473.1 | 20326.1 | 21592.1 | 22978.1 | 23297.1 | 21419.1 | 19537.1 | 16508.1 | 17430.1
2016 | US | MRO | - | MISO | GWh | Prior Year Actual - Net Energy for Load | 59532.8 | 55023.4 | 53039 | 47862.5 | 51952.8 | 57112.8 | 64290.1 | 61955.9 | 56237.7 | 50409 | 48951.4 | 53309.4
2016 | US | MRO | - | MISO | GWh | Reporting Year Forecast - Net Energy For Load | 59752.1 | 53211.2 | 54402.5 | 50091.7 | 53330.7 | 57780.4 | 65141.2 | 63526.2 | 54906.8 | 52572.2 | 51592.6 | 57956.6
2016 | US | MRO | - | MISO | GWh | Year 1 Forecast - Net Energy For Load | 60715.2 | 53956.3 | 55149.2 | 50820.5 | 53993.1 | 58578.1 | 64903.1 | 64314.5 | 55658.6 | 53445.3 | 52494.7 | 58856.8
2016 | CA | MRO | - | Manitoba Hydro | GWh | Prior Year Actual - Net Energy for Load | 2795.8 | 2589.6 | 2383.4 | 2008.7 | 1895.4 | 1820.6 | 1970.8 | 1894.9 | 1818.6 | 1949.1 | 2189.5 | 2515.2
2016 | CA | MRO | - | Manitoba Hydro | GWh | Reporting Year Forecast - Net Energy For Load | 2717.3 | 2451.6 | 2434 | 2000 | 1910 | 1815 | 1902 | 1862 | 1792 | 2063 | 2380 | 2813
2016 | CA | MRO | - | Manitoba Hydro | GWh | Year 1 Forecast - Net Energy For Load | 2963 | 2527 | 2480 | 2000 | 1911 | 1810 | 1898 | 1855 | 1785 | 2049 | 2368 | 2802
2016 | CA | MRO | - | SaskPower | GWh | Prior Year Actual - Net Energy for Load | 2247.078 | 2056.958 | 2083.235 | 1850.342 | 1839.723 | 1831.329 | 1952.321 | 1935.035 | 1818.586 | 1845.796 | 1984.638 | 2196.524
2016 | CA | MRO | - | SaskPower | GWh | Reporting Year Forecast - Net Energy For Load | 2271.5667 | 2089.5224 | 2159 | 1950.8207 | 1894.5732 | 1824.1855 | 1891.0993 | 1918.16 | 1876.9541 | 2001.1191 | 2129.9177 | 2311.0171
2016 | CA | MRO | - | SaskPower | GWh | Year 1 Forecast - Net Energy For Load | 2306.4011 | 2121.5652 | 2192.0404 | 1980.7365 | 1923.6264 | 1852.1594 | 1920.0993 | 1947.5749 | 1905.7371 | 2031.8063 | 2162.58 | 2346.4565
2016 | CA | NPCC | - | Maritimes | GWh | Prior Year Actual - Net Energy for Load | 3119.413 | 2956.619 | 2838.295 | 2251.632 | 1932.197 | 1841.47 | 1886.234 | 1966.422 | 1838.828 | 2067.7 | 2262.032 | 2540.02
2016 | CA | NPCC | - | Maritimes | GWh | Reporting Year Forecast - Net Energy For Load | 2962.1 | 2682.984 | 2665.189 | 2239.595 | 2023.504 | 1843.268 | 1908.806 | 1921.338 | 1846.162 | 2055.087 | 2331.329 | 2811.001
2016 | CA | NPCC | - | Maritimes | GWh | Year 1 Forecast - Net Energy For Load | 3018.275 | 2717.874 | 2701.05 | 2251.008 | 2028.496 | 1859.457 | 1934.522 | 1949.97 | 1874.164 | 2084.508 | 2358.554 | 2842.356
2016 | US | NPCC | - | New England | GWh | Prior Year Actual - Net Energy for Load | 11732 | 11032 | 10869 | 9239 | 9729 | 10161 | 12099 | 12229 | 10735 | 9495 | 9419 | 10160
2016 | US | NPCC | - | New England | GWh | Reporting Year Forecast - Net Energy For Load | 11875 | 10392 | 10741 | 9177 | 9570 | 10795 | 12378 | 12147 | 10212 | 9509 | 9910 | 11309
2016 | US | NPCC | - | New England | GWh | Year 1 Forecast - Net Energy For Load | 12021 | 10552 | 10859 | 9174 | 9581 | 10785 | 12379 | 12146 | 10210 | 9475 | 9905 | 11352
2016 | US | NPCC | - | New York | GWh | Prior Year Actual - Net Energy for Load | 13708 | 12428 | 12845 | 11726 | 12258 | 13726 | 15917 | 15569 | 13383 | 12354 | 12088 | 13379
2016 | US | NPCC | - | New York | GWh | Reporting Year Forecast - Net Energy For Load | 13719 | 12414 | 12812 | 11683 | 12203 | 13660 | 15839 | 15486 | 13306 | 12279 | 12013 | 13299
2016 | US | NPCC | - | New York | GWh | Year 1 Forecast - Net Energy For Load | 13679 | 12378 | 12781 | 11657 | 12183 | 13642 | 15823 | 15470 | 13288 | 12260 | 11992 | 13277
2016 | CA | NPCC | - | Ontario | GWh | Prior Year Actual - Net Energy for Load | 13119.979 | 12302.279 | 12044.976 | 10404.961 | 10547.132 | 10624.316 | 12105.066 | 11797.099 | 11361.901 | 10687.264 | 10681.592 | 11335.215
2016 | CA | NPCC | - | Ontario | GWh | Reporting Year Forecast - Net Energy For Load | 12384.867 | 11471.763 | 11302.963 | 10409.92 | 10532.347 | 11378.6081 | 11896.1402 | 11771.834 | 10424.2936 | 10932.0243 | 11489.2943 | 12369.5516
2016 | CA | NPCC | - | Ontario | GWh | Year 1 Forecast - Net Energy For Load | 12878.6524 | 11359.2678 | 11882.6749 | 10388.0091 | 10562.7377 | 11142.5737 | 11989.7549 | 12102.2806 | 10505.5335 | 10947.5053 | 11389.6778 | 12258.5055
2016 | CA | NPCC | - | Quebec | GWh | Prior Year Actual - Net Energy for Load | 22503.371 | 21181.857 | 19224.45 | 15035.128 | 12653.576 | 12091.627 | 12566.67 | 12638.795 | 12130.616 | 14056.194 | 15101.12 | 17211.875
2016 | CA | NPCC | - | Quebec | GWh | Reporting Year Forecast - Net Energy For Load | 20914.5306 | 19166.2878 | 17716.3519 | 14229.4884 | 12713.1168 | 12060.6591 | 12516.0127 | 12490.9708 | 11965.0973 | 13575.3079 | 15753.6201 | 19436.8639
2016 | CA | NPCC | - | Quebec | GWh | Year 1 Forecast - Net Energy For Load | 21212.1652 | 18382.8095 | 17712.8624 | 14388.1965 | 12684.8968 | 12016.8748 | 12493.8277 | 12479.0719 | 11947.3523 | 13605.1183 | 15795.2613 | 19511.2927
2016 | US | RF | - | PJM | GWh | Prior Year Actual - Net Energy for Load | 76053 | 73049 | 67497 | 55860 | 62262 | 67600 | 74550 | 72725 | 65552 | 57310 | 57753 | 62355
2016 | US | RF | - | PJM | GWh | Reporting Year Forecast - Net Energy For Load | 73451 | 67585 | 66115 | 59760 | 61508 | 69355 | 76946 | 76016 | 63192 | 62300 | 63264 | 71843
2016 | US | RF | - | PJM | GWh | Year 1 Forecast - Net Energy For Load | 75061 | 66308 | 67304 | 60576 | 62554 | 70423 | 77895 | 77185 | 64076 | 63414 | 64381 | 72635
2016 | US | SERC | - | SERC-E | GWh | Prior Year Actual - Net Energy for Load | 20227 | 19777 | 16744 | 14877 | 17525 | 20819 | 22010 | 20771 | 17856 | 15568 | 15515 | 16304
2016 | US | SERC | - | SERC-E | GWh | Reporting Year Forecast - Net Energy For Load | 19880 | 17462 | 17127 | 15238 | 16750 | 19409 | 21099 | 21107 | 18002 | 15886 | 16357 | 19116
2016 | US | SERC | - | SERC-E | GWh | Year 1 Forecast - Net Energy For Load | 20058 | 17278 | 17295 | 15399 | 16874 | 19609 | 21492 | 21231 | 18123 | 16155 | 16547 | 19365
2016 | US | SERC | - | SERC-N | GWh | Prior Year Actual - Net Energy for Load | 20496 | 20027 | 17020 | 14621 | 16652 | 19308 | 21036 | 19383 | 17326 | 15193 | 15228 | 16482
2016 | US | SERC | - | SERC-N | GWh | Reporting Year Forecast - Net Energy For Load | 20553 | 18284 | 17403 | 15478 | 16629 | 19060 | 21290 | 21289 | 17526 | 16285 | 16776 | 20001
2016 | US | SERC | - | SERC-N | GWh | Year 1 Forecast - Net Energy For Load | 21030 | 18084 | 17657 | 15696 | 16851 | 19302 | 21573 | 21524 | 17715 | 16424 | 16924 | 20177
2016 | US | SERC | - | SERC-SE | GWh | Prior Year Actual - Net Energy for Load | 21075 | 19729 | 17561 | 16662 | 19729 | 22580 | 24692 | 23593 | 19833 | 17314 | 16907 | 17686
2016 | US | SERC | - | SERC-SE | GWh | Reporting Year Forecast - Net Energy For Load | 20812 | 18764 | 17973 | 17012 | 19845 | 22374 | 24365 | 24413 | 21709 | 18198 | 17987 | 20514
2016 | US | SERC | - | SERC-SE | GWh | Year 1 Forecast - Net Energy For Load | 21151 | 18539 | 18297 | 17298 | 20183 | 22709 | 24735 | 24783 | 21104 | 18522 | 18323 | 20877
2016 | US | SPP | - | SPP | GWh | Prior Year Actual - Net Energy for Load | 22259.5149 | 20330.8947 | 19335.6614 | 17551.6406 | 18424.0494 | 22385.0605 | 25981.6436 | 24736.725 | 21869.4017 | 18590.003 | 18525.0903 | 20440.625
2016 | US | SPP | - | SPP | GWh | Reporting Year Forecast - Net Energy For Load | 21892.725 | 19503.3796 | 19330.3955 | 17880.3934 | 19324.4115 | 22284.0004 | 25907.047 | 25555.6388 | 20792.0153 | 18859.2739 | 19056.293 | 21727.4555
2016 | US | SPP | - | SPP | GWh | Year 1 Forecast - Net Energy For Load | 22339.1353 | 19721.9551 | 19767.6067 | 18255.9402 | 19695.1009 | 22552.5093 | 26292.1978 | 26088.5206 | 21250.1513 | 19312.6452 | 19381.7105 | 22103.2908
2016 | US | TRE | - | ERCOT | GWh | Prior Year Actual - Net Energy for Load | 28847.439 | 25114.4758 | 25355.0221 | 24606.486 | 27877.4999 | 32356.582 | 36975.136 | 36965.2735 | 32161.4869 | 27495.2012 | 24016.701 | 25846.1329
2016 | US | TRE | - | ERCOT | GWh | Reporting Year Forecast - Net Energy For Load | 29208.228 | 25368.106 | 25031.24 | 25106.994 | 31171.493 | 32340.493 | 36092.091 | 36778.009 | 29792.149 | 27194.314 | 24881.681 | 27598.63
2016 | US | TRE | - | ERCOT | GWh | Year 1 Forecast - Net Energy For Load | 29658.58 | 25698.642 | 25520.387 | 25532.438 | 31618.518 | 32733.714 | 36635.35 | 37235.713 | 30309.362 | 27713.523 | 25358.205 | 28150.109
2016 | CA | WECC | - | AB | GWh | Prior Year Actual - Net Energy for Load | 7292 | 6562 | 6955 | 6272 | 6233 | 6324 | 6817 | 6770 | 6244 | 6649 | 6811 | 7316
2016 | CA | WECC | - | AB | GWh | Reporting Year Forecast - Net Energy For Load | 7640 | 7013 | 7162 | 6766 | 6854 | 6598 | 7222 | 7241 | 6782 | 7131 | 7328 | 7976
2016 | CA | WECC | - | AB | GWh | Year 1 Forecast - Net Energy For Load | 7724 | 7153 | 7623 | 6950 | 6793 | 6584 | 7179 | 7170 | 6779 | 7153 | 7437 | 7904
2016 | CA | WECC | - | BC | GWh | Prior Year Actual - Net Energy for Load | 5801 | 4975 | 5305 | 4915 | 4717 | 4643 | 4962 | 4848 | 4571 | 4976 | 5684 | 6194
2016 | CA | WECC | - | BC | GWh | Reporting Year Forecast - Net Energy For Load | 5963 | 5291 | 5425 | 4967 | 4789 | 4498 | 4766 | 4793 | 4630 | 5118 | 5601 | 6209
2016 | CA | WECC | - | BC | GWh | Year 1 Forecast - Net Energy For Load | 6183 | 5490 | 5617 | 5056 | 4876 | 4581 | 4853 | 4864 | 4698 | 5193 | 5683 | 6301
2016 | US/MX | WECC | - | CAMX | GWh | Prior Year Actual - Net Energy for Load | 20930 | 18662 | 21394 | 20629 | 21304 | 24350 | 26260 | 27612 | 26062 | 23862 | 20164 | 21715
2016 | US/MX | WECC | - | CAMX | GWh | Reporting Year Forecast - Net Energy For Load | 21882 | 19626 | 21442 | 20989 | 22773 | 24129 | 27306 | 27482 | 25199 | 22914 | 20965 | 22122
2016 | US/MX | WECC | - | CAMX | GWh | Year 1 Forecast - Net Energy For Load | 21797 | 19483 | 21354 | 20891 | 22694 | 24070 | 27222 | 27383 | 25126 | 22829 | 20902 | 22077
2016 | US | WECC | - | NWPP-US | GWh | Prior Year Actual - Net Energy for Load | 25740 | 21684 | 22966 | 22217 | 22515 | 25827 | 27084 | 26426 | 23208 | 22449 | 23969 | 26532
2016 | US | WECC | - | NWPP-US | GWh | Reporting Year Forecast - Net Energy For Load | 26563 | 23673 | 23963 | 22365 | 22877 | 24293 | 26856 | 26432 | 23603 | 23126 | 24237 | 27156
2016 | US | WECC | - | NWPP-US | GWh | Year 1 Forecast - Net Energy For Load | 28848 | 23529 | 24224 | 22729 | 23319 | 24738 | 27330 | 26908 | 24012 | 23576 | 24698 | 27657
2016 | US | WECC | - | RMRG | GWh | Prior Year Actual - Net Energy for Load | 5847 | 5165 | 5419 | 4960 | 5163 | 5693 | 6306 | 6453 | 5655 | 5315 | 5522 | 6131
2016 | US | WECC | - | RMRG | GWh | Reporting Year Forecast - Net Energy For Load | 5764 | 5129 | 5405 | 4926 | 5200 | 5508 | 6302 | 6267 | 5474 | 5260 | 5477 | 6001
2016 | US | WECC | - | RMRG | GWh | Year 1 Forecast - Net Energy For Load | 5873 | 5168 | 5508 | 5030 | 5368 | 5600 | 6412 | 6375 | 5572 | 5350 | 5567 | 6099
2016 | US | WECC | - | SRSG | GWh | Prior Year Actual - Net Energy for Load | 8345 | 6953 | 7932 | 7838 | 8648 | 11093 | 11730 | 12468 | 10606 | 8768 | 7479 | 8564
2016 | US | WECC | - | SRSG | GWh | Reporting Year Forecast - Net Energy For Load | 8256 | 7317 | 7721 | 7656 | 8949 | 10566 | 12008 | 11790 | 10265 | 8447 | 7512 | 8211
2016 | US | WECC | - | SRSG | GWh | Year 1 Forecast - Net Energy For Load | 8140 | 7102 | 7709 | 7754 | 8997 | 10622 | 12029 | 11826 | 10360 | 8435 | 7570 | 8134
2017 | US | FRCC | - | - | GWh | Prior Year Actual - Net Energy for Load | 16994 | 15727 | 17294 | 17658 | 20389 | 22523 | 24785 | 23809 | 21894 | 19356 | 16196 | 17416
2017 | US | FRCC | - | - | GWh | Reporting Year Forecast - Net Energy For Load | 17327 | 15556 | 17033 | 17529 | 20283 | 21632 | 23116 | 23367 | 21510 | 19523 | 16581 | 17410
2017 | US | FRCC | - | - | GWh | Year 1 Forecast - Net Energy For Load | 17626 | 15712 | 17206 | 17652 | 20496 | 21856 | 23337 | 23632 | 21748 | 19738 | 16789 | 17615
2017 | US | MRO | - | MISO | GWh | Prior Year Actual - Net Energy for Load | 57688 | 51456 | 48477 | 47807 | 51395 | 59650 | 65242 | 65327 | 56426 | 51821 | 48643 | 56930
2017 | US | MRO | - | MISO | GWh | Reporting Year Forecast - Net Energy For Load | 55892 | 47298 | 51846 | 50820.5 | 53993.1 | 62524.34 | 68931.55 | 68340.13 | 59018.29 | 55931.64 | 56273.31 | 62481.72
2017 | US | MRO | - | MISO | GWh | Year 1 Forecast - Net Energy For Load | 64849.62 | 58266.34 | 57989.77 | 53133.25 | 56669.23 | 62840.97 | 69533.01 | 68721.69 | 59439.71 | 56446.07 | 56733.84 | 62871.59
2017 | CA | MRO | - | Manitoba Hydro | GWh | Prior Year Actual - Net Energy for Load | 2717.3297 | 2717.3297 | 2311.4888 | 2072.7776 | 1844.5521 | 1820.3441 | 1941.4436 | 1906.1596 | 1810.7116 | 2062.3003 | 2177.101 | 2779.4509
2017 | CA | MRO | - | Manitoba Hydro | GWh | Reporting Year Forecast - Net Energy For Load | 2932.2088 | 2531.1359 | 2477.8462 | 1998.1359 | 1874.2676 | 1805.2766 | 1896.4636 | 1837.6417 | 1762.2435 | 2015.1416 | 2338.1653 | 2775.4093
2017 | CA | MRO | - | Manitoba Hydro | GWh | Year 1 Forecast - Net Energy For Load | 2928.1974 | 2526.2635 | 2472.8338 | 1981.2634 | 1858.8094 | 1790.4738 | 1882.2977 | 1825.1998 | 1744.0323 | 1996.3749 | 2319.3912 | 2755.1224
2017 | CA | MRO | - | SaskPower | GWh | Prior Year Actual - Net Energy for Load | 2240.2 | 2060.6 | 2100.2 | 1929.6 | 1876.4 | 1859.5 | 1909.3 | 1971.7 | 1851.2 | 1984.4 | 2028.5 | 2328.2
2017 | CA | MRO | - | SaskPower | GWh | Reporting Year Forecast - Net Energy For Load | 2345 | 2101.6 | 2209.5 | 1999.1 | 1955.8 | 1942 | 1997.1 | 2057.3 | 1864.8 | 2054.4 | 2070.2 | 2277.3
2017 | CA | MRO | - | SaskPower | GWh | Year 1 Forecast - Net Energy For Load | 2380 | 2132.2 | 2241.6 | 2025.3 | 1982.8 | 1977 | 2023.2 | 2085.6 | 1891.9 | 2080.4 | 2096.4 | 2311.6
2017 | CA | NPCC | - | Maritimes | GWh | Prior Year Actual - Net Energy for Load | 2832.3 | 2575.1 | 2660.8 | 2214.3 | 1986.6 | 1799.1 | 1890.7 | 1907.7 | 1823.7 | 1978.2 | 2209.8 | 2840.8
2017 | CA | NPCC | - | Maritimes | GWh | Reporting Year Forecast - Net Energy For Load | 2984.2 | 2670 | 2649.7 | 2197.8 | 1971.7 | 1814.7 | 1869.3 | 1903.3 | 1835.4 | 2039.7 | 2309.7 | 2775.7
2017 | CA | NPCC | - | Maritimes | GWh | Year 1 Forecast - Net Energy For Load | 2975.9 | 2668.2 | 2634.4 | 2207.1 | 1988.6 | 1824.1 | 1876 | 1908.5 | 1836.9 | 2038.5 | 2307.8 | 2773.9
2017 | US | NPCC | - | New England | GWh | Prior Year Actual - Net Energy for Load | 11015 | 10126 | 9819 | 9020 | 9433 | 10176 | 12387 | 12642 | 10164 | 9356 | 9403 | 10840
2017 | US | NPCC | - | New England | GWh | Reporting Year Forecast - Net Energy For Load | 10689 | 9404 | 10386 | 9088 | 9634 | 10549 | 12855 | 12216 | 10399 | 9463 | 9775 | 10730
2017 | US | NPCC | - | New England | GWh | Year 1 Forecast - Net Energy For Load | 11483 | 10282 | 10214 | 9030 | 9592 | 10522 | 12844 | 12196 | 10385 | 9423 | 9756 | 10699
2017 | US | NPCC | - | New York | GWh | Prior Year Actual - Net Energy for Load | 13620.2 | 12655.6 | 12309.1 | 11549.3 | 12313.3 | 13687.1 | 16483.3 | 16975.4 | 13747.6 | 12086.8 | 11951.9 | 13418.7
2017 | US | NPCC | - | New York | GWh | Reporting Year Forecast - Net Energy For Load | 13738 | 12437 | 12865 | 11644 | 12199 | 13753 | 15736 | 15403 | 13166 | 12246 | 12088 | 13357
2017 | US | NPCC | - | New York | GWh | Year 1 Forecast - Net Energy For Load | 13682 | 12388 | 12813 | 11597 | 12150 | 13698 | 15673 | 15342 | 13114 | 12197 | 12039 | 13303
2017 | CA | NPCC | - | Ontario | GWh | Prior Year Actual - Net Energy for Load | 12384.867 | 11471.763 | 11302.963 | 10409.92 | 10470.808 | 11101.521 | 12497.616 | 13113.359 | 11072.26 | 10518.677 | 10697.636 | 11948.357
2017 | CA | NPCC | - | Ontario | GWh | Reporting Year Forecast - Net Energy For Load | 12108.005 | 10607.563 | 11824.0632 | 10366.7129 | 10573.9894 | 11159.3312 | 11984.7355 | 12105.5471 | 10498.419 | 10911.8652 | 11383.4887 | 12281.0613
2017 | CA | NPCC | - | Ontario | GWh | Year 1 Forecast - Net Energy For Load | 12874.1325 | 11245.79 | 11652.8921 | 10352.8777 | 10515.8011 | 11118.7795 | 11931.8986 | 11951.7438 | 10385.4685 | 10906.2823 | 11317.3856 | 12133.3498
2017 | CA | NPCC | - | Quebec | GWh | Prior Year Actual - Net Energy for Load | 20319.827 | 19094.48 | 17887.948 | 15479.413 | 13092.884 | 12206.64 | 12580.166 | 12895.433 | 12139.579 | 13541.137 | 15389.633 | 19605.111
2017 | CA | NPCC | - | Quebec | GWh | Reporting Year Forecast - Net Energy For Load | 21073.3985 | 18507.4555 | 18008.9946 | 14427.3401 | 12688.6862 | 12080.4242 | 12578.0941 | 12535.7226 | 11928.2556 | 13589.3858 | 15806.4717 | 19533.657
2017 | CA | NPCC | - | Quebec | GWh | Year 1 Forecast - Net Energy For Load | 21210.9127 | 18520.1695 | 17818.926 | 14427.2672 | 12650.9704 | 11964.5921 | 12504.2139 | 12479.6255 | 11858.833 | 13532.4502 | 15820.7583 | 19526.7934
2017 | US | RF | - | PJM | GWh | Prior Year Actual - Net Energy for Load | 72974 | 65562 | 59762 | 56075 | 58994 | 67454 | 78553 | 80626 | 66265 | 57548 | 58558 | 69942
2017 | US | RF | - | PJM | GWh | Reporting Year Forecast - Net Energy For Load | 74366 | 65873 | 66826 | 60009 | 62085 | 69927 | 77361 | 76619 | 63599 | 62770 | 63674 | 71759
2017 | US | RF | - | PJM | GWh | Year 1 Forecast - Net Energy For Load | 75252 | 66457 | 67067 | 60740 | 62628 | 70299 | 78334 | 77181 | 63992 | 63341 | 64232 | 72115
2017 | US | SERC | - | SERC-E | GWh | Prior Year Actual - Net Energy for Load | 20165 | 17769 | 15617 | 14999 | 16437 | 19862 | 22622 | 22271 | 18806 | 15378 | 15663 | 18170
2017 | US | SERC | - | SERC-E | GWh | Reporting Year Forecast - Net Energy For Load | 20040 | 17729 | 16934 | 15156 | 16904 | 19449 | 21281 | 21168 | 18000 | 16071 | 16290 | 19417
2017 | US | SERC | - | SERC-E | GWh | Year 1 Forecast - Net Energy For Load | 20205 | 17878 | 17085 | 15297 | 17031 | 19632 | 21465 | 21342 | 18129 | 16199 | 16448 | 19596
2017 | US | SERC | - | SERC-N | GWh | Prior Year Actual - Net Energy for Load | 20492 | 17591 | 15666 | 14960 | 16067 | 19735 | 21420 | 21519 | 18637 | 15713 | 15479 | 18952
2017 | US | SERC | - | SERC-N | GWh | Reporting Year Forecast - Net Energy For Load | 19971 | 17435 | 16849 | 15005 | 16234 | 18722 | 20872 | 20760 | 17093 | 15768 | 16312 | 19521
2017 | US | SERC | - | SERC-N | GWh | Year 1 Forecast - Net Energy For Load | 20471 | 17609 | 17009 | 15143 | 16378 | 18824 | 20987 | 20874 | 17191 | 15858 | 16393 | 19609
2017 | US | SERC | - | SERC-SE | GWh | Prior Year Actual - Net Energy for Load | 21009 | 18239 | 17058 | 16527 | 19079 | 22706 | 24870 | 24618 | 21222 | 17965 | 16641 | 18796
2017 | US | SERC | - | SERC-SE | GWh | Reporting Year Forecast - Net Energy For Load | 20779 | 18186 | 17775 | 16880 | 19651 | 22250 | 24326 | 24229 | 20531 | 17965 | 17858 | 19928
2017 | US | SERC | - | SERC-SE | GWh | Year 1 Forecast - Net Energy For Load | 21071 | 17665 | 17734 | 16858 | 19674 | 22286 | 24347 | 24270 | 20533 | 18001 | 17911 | 20045
2017 | US | SPP | - | SPP | GWh | Prior Year Actual - Net Energy for Load | 22000.1271 | 19064.7129 | 18469.0057 | 17754.8302 | 19099.8342 | 24444.63 | 27204.429 | 26144.9673 | 21444.0469 | 19558.4158 | 18590.5068 | 22123.3677
2017 | US | SPP | - | SPP | GWh | Reporting Year Forecast - Net Energy For Load | 22235.3536 | 19670.467 | 19628.289 | 18079.0203 | 19562.3979 | 22618.5362 | 26445.7462 | 26098.5123 | 21261.3107 | 19089.5872 | 19026.1064 | 21828.9235
2017 | US | SPP | - | SPP | GWh | Year 1 Forecast - Net Energy For Load | 22640.7961 | 20117.1021 | 19804.0345 | 18244.9713 | 19663.571 | 22750.6914 | 28337.6038 | 26506.6864 | 21498.2597 | 19374.687 | 19181.1088 | 22217.2695
2017 | US | TRE | - | ERCOT | GWh | Prior Year Actual - Net Energy for Load | 27538.0676 | 23596.3327 | 24330.4876 | 25071.9821 | 28542.0147 | 33391.8847 | 38228.2874 | 36472.7719 | 32954.881 | 29236.415 | 24505.4229 | 27690.7535
2017 | US | TRE | - | ERCOT | GWh | Reporting Year Forecast - Net Energy For Load | 28142.93 | 24958.4755 | 25770.9183 | 25872.6758 | 30086.6954 | 34261.6878 | 36788.2475 | 37815.6236 | 31627.8626 | 27861.832 | 25195.3009 | 28046.1164
2017 | US | TRE | - | ERCOT | GWh | Year 1 Forecast - Net Energy For Load | 28619.5177 | 25390.5231 | 26255.1894 | 26346.7452 | 30600.8813 | 34868.8174 | 37582.4495 | 38631.4535 | 32304.8061 | 28529.3001 | 25832.23 | 28703.2818
2017 | CA | WECC | - | AB | GWh | Prior Year Actual - Net Energy for Load | 7333 | 6642 | 6846 | 6102 | 5844 | 6026 | 6580 | 6678 | 6294 | 6764 | 6871 | 7572
2017 | CA | WECC | - | AB | GWh | Reporting Year Forecast - Net Energy For Load | 7724 | 7153 | 7623 | 6950 | 6793 | 6584 | 7179 | 7170 | 6779 | 7153 | 7437 | 7904
2017 | CA | WECC | - | AB | GWh | Year 1 Forecast - Net Energy For Load | 7981 | 7381 | 7719 | 7156 | 6990 | 6784 | 7414 | 7352 | 6967 | 7380 | 7684 | 8112
2017 | CA | WECC | - | BC | GWh | Prior Year Actual - Net Energy for Load | 6174 | 5422 | 5440 | 4642 | 4736 | 4579 | 4795 | 4856 | 4611 | 5119 | 5399 | 6654
2017 | CA | WECC | - | BC | GWh | Reporting Year Forecast - Net Energy For Load | 6059 | 5380 | 5497 | 4878 | 4701 | 4423 | 4691 | 4701 | 4532 | 5007 | 5481 | 6100
2017 | CA | WECC | - | BC | GWh | Year 1 Forecast - Net Energy For Load | 6064 | 5385 | 5502 | 4937 | 4758 | 4477 | 4748 | 4758 | 4588 | 5068 | 5549 | 6175
2017 | US/MX | WECC | - | CAMX | GWh | Prior Year Actual - Net Energy for Load | 20889 | 19197 | 20847 | 20423 | 21733 | 25029 | 27549 | 27364 | 24085 | 22108 | 20368 | 21251
2017 | US/MX | WECC | - | CAMX | GWh | Reporting Year Forecast - Net Energy For Load | 21423 | 19151 | 21003 | 20545 | 22256 | 23696 | 26821 | 26922 | 24695 | 22484 | 20583 | 21696
2017 | US/MX | WECC | - | CAMX | GWh | Year 1 Forecast - Net Energy For Load | 21331 | 19029 | 20852 | 20408 | 22121 | 23556 | 26681 | 26784 | 24553 | 22330 | 20443 | 21554
2017 | US | WECC | - | NWPP-US | GWh | Prior Year Actual - Net Energy for Load | 26201 | 22693 | 23066 | 21045 | 22325 | 25047 | 26655 | 26538 | 22380 | 22229 | 22323 | 27961
2017 | US | WECC | - | NWPP-US | GWh | Reporting Year Forecast - Net Energy For Load | 26687 | 23190 | 23838 | 22572 | 23454 | 24618 | 27529 | 26893 | 23760 | 23170 | 24126 | 27103
2017 | US | WECC | - | NWPP-US | GWh | Year 1 Forecast - Net Energy For Load | 26859 | 23416 | 24087 | 22506 | 23168 | 24611 | 27378 | 26925 | 24016 | 23383 | 24345 | 27349
2017 | US | WECC | - | RMRG | GWh | Prior Year Actual - Net Energy for Load | 6065 | 5420 | 5454 | 5082 | 5164 | 6008 | 6709 | 6256 | 5414 | 5217 | 5296 | 6259
2017 | US | WECC | - | RMRG | GWh | Reporting Year Forecast - Net Energy For Load | 5955 | 5229 | 5428 | 5181 | 5229 | 5605 | 6367 | 6167 | 5391 | 5189 | 5372 | 6055
2017 | US | WECC | - | RMRG | GWh | Year 1 Forecast - Net Energy For Load | 6027 | 5337 | 5522 | 5086 | 5184 | 5677 | 6444 | 6244 | 5430 | 5249 | 5449 | 6136
2017 | US | WECC | - | SRSG | GWh | Prior Year Actual - Net Energy for Load | 8367 | 7330 | 7559 | 7672 | 8807 | 11383 | 12645 | 11596 | 9801 | 8821 | 7485 | 8039
2017 | US | WECC | - | SRSG | GWh | Reporting Year Forecast - Net Energy For Load | 8242 | 7276 | 7467 | 7797 | 9011 | 10785 | 11994 | 11901 | 10498 | 8287 | 7710 | 8348
2017 | US | WECC | - | SRSG | GWh | Year 1 Forecast - Net Energy For Load | 8505 | 7446 | 7639 | 7960 | 9063 | 10907 | 12156 | 12139 | 10670 | 8376 | 7911 | 8494
2018 | US | FRCC | - | FRCC | GWh | Prior Year Actual - Net Energy for Load | 16870 | 14984 | 17014 | 18473 | 21442 | 21210 | 23697 | 24206 | 20613 | 20250 | 16522 | 17066
2018 | US | FRCC | - | FRCC | GWh | Reporting Year Forecast - Net Energy For Load | 17597 | 15376 | 16988 | 17675 | 20470 | 21777 | 23190 | 23442 | 21738 | 19713 | 16670 | 17495
2018 | US | FRCC | - | FRCC | GWh | Year 1 Forecast - Net Energy For Load | 17661 | 15634 | 17185 | 17873 | 20696 | 22030 | 23414 | 23665 | 21989 | 19969 | 16824 | 17753
2018 | US | MRO | - | MISO | GWh | Prior Year Actual - Net Energy for Load | 56103.5 | 47391.74 | 52032.01 | 47890.08 | 51512.81 | 57529.97 | 64517.37 | 60017.7 | 54598.69 | 52062.13 | 51012.1 | 57247.44
2018 | US | MRO | - | MISO | GWh | Reporting Year Forecast - Net Energy For Load | 64849.62 | 58266.34 | 57989.77 | 53133.25 | 56669.23 | 57807.4 | 63897.1 | 63206.8 | 54834 | 52011.2 | 51517.3 | 57325.4
2018 | US | MRO | - | MISO | GWh | Year 1 Forecast - Net Energy For Load | 59877.6 | 53239.3 | 53675.3 | 49699.9 | 50837.7 | 58071.8 | 64381 | 63584.4 | 55515.7 | 52378.5 | 51752.1 | 57878
2018 | CA | MRO | - | Manitoba Hydro | GWh | Prior Year Actual - Net Energy for Load | 2787 | 2398.2 | 2534.2 | 2023.4 | 1833 | 1844.6 | 1973.9 | 1918.4 | 1825.9 | 2005.8 | 2412.5 | 2779.8
2018 | CA | MRO | - | Manitoba Hydro | GWh | Reporting Year Forecast - Net Energy For Load | 2817.7 | 2564.2 | 2389.1 | 1964.1 | 1827.4 | 1781.2 | 1885.2 | 1845.1 | 1746.3 | 1995.5 | 2299.8 | 2740.3
2018 | CA | MRO | - | Manitoba Hydro | GWh | Year 1 Forecast - Net Energy For Load | 2887.5 | 2487.4 | 2441.8 | 1936.6 | 1803.3 | 1760.6 | 1866.4 | 1834.1 | 1732.7 | 1980.4 | 2281.8 | 2722.4
2018 | CA | MRO | - | SaskPower | GWh | Prior Year Actual - Net Energy for Load | 2389.9 | 2036.8 | 2206.4 | 1932.2 | 1967.4 | 1983.2 | 2073.4 | 2066.6 | 1937.7 | 2051.1 | 2119.3 | 2302.5
2018 | CA | MRO | - | SaskPower | GWh | Reporting Year Forecast - Net Energy For Load | 2448.4 | 2101.5 | 2249.4 | 2031.7 | 2098.7 | 2023.3 | 2087.6 | 2159.8 | 1932.8 | 2173.6 | 2148 | 2269.7
2018 | CA | MRO | - | SaskPower | GWh | Year 1 Forecast - Net Energy For Load | 2483.4 | 2132.2 | 2281.7 | 2061.5 | 2129.4 | 2053.1 | 2115.8 | 2190.7 | 1960.2 | 2204.8 | 2179 | 2302.8
2018 | CA | NPCC | - | Maritimes | GWh | Prior Year Actual - Net Energy for Load | 2857.865 | 2587.761 | 2758.647 | 2182.454 | 2008.214 | 1812.671 | 1845.608 | 1909.52 | 1800.198 | 1934.85 | 2312.87 | 2910.485
2018 | CA | NPCC | - | Maritimes | GWh | Reporting Year Forecast - Net Energy For Load | 2975.919 | 2653.163 | 2646.6 | 2213.8 | 1978.9 | 1812.5 | 1869 | 1901.2 | 1827.8 | 2023.7 | 2317.3 | 2787.7
2018 | CA | NPCC | - | Maritimes | GWh | Year 1 Forecast - Net Energy For Load | 2981.7112 | 2658.8556 | 2651.225 | 2208.129 | 1971.788 | 1813.882 | 1869.435 | 1901.068 | 1828.908 | 2040.546 | 2333.654 | 2802.915
2018 | US | NPCC | - | New England | GWh | Prior Year Actual - Net Energy for Load | 10724 | 9440 | 10425 | 8856 | 9211 | 10291 | 11413 | 11109 | 9849 | 9283 | 9498 | 11082
2018 | US | NPCC | - | New England | GWh | Reporting Year Forecast - Net Energy For Load | 11493 | 9345 | 10237.2729 | 9016.346 | 9407.8271 | 10157.7239 | 12301.4533 | 11754.6168 | 10003.8313 | 9410.556 | 9622.4224 | 10755.803
2018 | US | NPCC | - | New England | GWh | Year 1 Forecast - Net Energy For Load | 11211.085 | 10102.0916 | 10088.8815 | 8874.6037 | 9259.7858 | 9999.1275 | 12119.8346 | 11580.0907 | 9857.0443 | 9280.0072 | 9498.0813 | 10626.8175
2018 | US | NPCC | - | New York | GWh | Prior Year Actual - Net Energy for Load | 13359.9 | 11705.8 | 12998.1 | 11301.3 | 11880.8 | 13607.9 | 15438.3 | 14782.4 | 13120.3 | 12324.3 | 12095.2 | 13755.8
2018 | US | NPCC | - | New York | GWh | Reporting Year Forecast - Net Energy For Load | 13584 | 12314 | 12786 | 11299 | 11993 | 13331 | 15858 | 15236 | 13089 | 11856 | 11825 | 12949
2018 | US | NPCC | - | New York | GWh | Year 1 Forecast - Net Energy For Load | 13630 | 12356 | 12830 | 11337 | 12033 | 13377 | 15911 | 15287 | 13134 | 11896 | 11865 | 12993
2018 | CA | NPCC | - | Ontario | GWh | Prior Year Actual - Net Energy for Load | 12108.005 | 10607.563 | 11591.031 | 9788.616 | 10153.182 | 10657.08 | 11587.63 | 11350.012 | 10679.393 | 10339.329 | 10955.909 | 12273.242
2018 | CA | NPCC | - | Ontario | GWh | Reporting Year Forecast - Net Energy For Load | 12693.6318 | 11040.2852 | 11428.404 | 10162.4194 | 10301.9315 | 10863.4062 | 11652.7714 | 11685.5744 | 10125.5779 | 10677.4838 | 11077.6035 | 11796.5086
2018 | CA | NPCC | - | Ontario | GWh | Year 1 Forecast - Net Energy For Load | 12719.818 | 11053.9985 | 11423.4509 | 10199.7438 | 10359.5588 | 10871.5335 | 11814.8321 | 11603.6806 | 10214.2477 | 10759.6816 | 11113.5839 | 11910.713
2018 | CA | NPCC | - | Quebec | GWh | Prior Year Actual - Net Energy for Load | 20005.753 | 17859.869 | 19330.785 | 14606.34 | 13347.841 | 12246.819 | 12611.546 | 12675.956 | 12293.511 | 12816.748 | 16742.535 | 21307.218
2018 | CA | NPCC | - | Quebec | GWh | Reporting Year Forecast - Net Energy For Load | 21342.4216 | 18407.749 | 17819.0302 | 14419.5614 | 12407.7355 | 11845.3691 | 12382.5524 | 12292.4495 | 11818.168 | 13578.6764 | 16010.2949 | 19914.7648
2018 | CA | NPCC | - | Quebec | GWh | Year 1 Forecast - Net Energy For Load | 21677.8045 | 18722.9251 | 18120.9108 | 14772.3434 | 12968.011 | 12341.9417 | 12869.3028 | 12807.5685 | 12142.936 | 13784.9101 | 16174.7361 | 20052.329
2018 | US | RF | - | PJM | GWh | Prior Year Actual - Net Energy for Load | 69607 | 58740.7 | 64669.6 | 55377.5 | 58734.2 | 67323.9 | 75608.8 | 70519.1 | 61935.6 | 59150.8 | 60658.5 | 71319.8
2018 | US | RF | - | PJM | GWh | Reporting Year Forecast - Net Energy For Load | 74184 | 65311 | 65675 | 59514 | 61259 | 69094 | 77015 | 75915 | 62936 | 61992 | 62897 | 70933
2018 | US | RF | - | PJM | GWh | Year 1 Forecast - Net Energy For Load | 74559 | 65708 | 65928 | 59853 | 61503 | 69103 | 77390 | 75908 | 63251 | 62209 | 62783 | 70805
2018 | US | SERC | - | SERC-E | GWh | Prior Year Actual - Net Energy for Load | 18066 | 14845 | 16820 | 15351 | 17148 | 18947 | 21799 | 20784 | 17413 | 16445 | 16187 | 18911
2018 | US | SERC | - | SERC-E | GWh | Reporting Year Forecast - Net Energy For Load | 19395 | 16965 | 16207 | 15024 | 16573 | 19373 | 21217 | 20602 | 17251 | 15202 | 16380 | 18555
2018 | US | SERC | - | SERC-E | GWh | Year 1 Forecast - Net Energy For Load | 19419 | 17011 | 16244 | 15050 | 16594 | 19364 | 21203 | 20578 | 17233 | 15201 | 16382 | 18564
2018 | US | SERC | - | SERC-N | GWh | Prior Year Actual - Net Energy for Load | 18318 | 15217 | 16522 | 15151 | 16696 | 18386 | 21304 | 19748 | 16739 | 16022 | 15969 | 19284
2018 | US | SERC | - | SERC-N | GWh | Reporting Year Forecast - Net Energy For Load | 20420 | 16948 | 16865 | 14921 | 16328 | 18705 | 20932 | 20536 | 16669 | 15658 | 16206 | 19554
2018 | US | SERC | - | SERC-N | GWh | Year 1 Forecast - Net Energy For Load | 20432 | 16956 | 16874 | 14925 | 16331 | 18713 | 20939 | 20543 | 16679 | 15680 | 16225 | 19578
2018 | US | SERC | - | SERC-SE | GWh | Prior Year Actual - Net Energy for Load | 18742 | 15732 | 17834 | 17320 | 19344 | 20657 | 23733 | 23377 | 19535 | 18532 | 17954 | 20921
2018 | US | SERC | - | SERC-SE | GWh | Reporting Year Forecast - Net Energy For Load | 21193 | 18447 | 17996 | 17104 | 19839 | 22570 | 24738 | 24552 | 20831 | 18183 | 18097 | 20182
2018 | US | SERC | - | SERC-SE | GWh | Year 1 Forecast - Net Energy For Load | 21292 | 18647 | 18241 | 17441 | 20148 | 22888 | 25060 | 24809 | 20944 | 18343 | 18237 | 20315
2018 | US | SPP | - | SPP | GWh | Prior Year Actual - Net Energy for Load | 22242.994 | 18415.813 | 19771.0679 | 18387.022 | 20027.8504 | 23383.6329 | 27091.0369 | 23785.5869 | 21643.3568 | 19719.5941 | 19424.553 | 22400.6061
2018 | US | SPP | - | SPP | GWh | Reporting Year Forecast - Net Energy For Load | 23051.1464 | 20354.7464 | 20280.1063 | 18853.9063 | 19904.2789 | 23194.8469 | 27072.1147 | 26436.8313 | 22098.0985 | 19875.9526 | 19841.9858 | 22761.7339
2018 | US | SPP | - | SPP | GWh | Year 1 Forecast - Net Energy For Load | 22933.2929 | 20351.3514 | 20300.8498 | 19031.4442 | 20107.3442 | 23359.7474 | 27208.3708 | 26599.918 | 22309.3498 | 20042.3811 | 19964.9013 | 22545.9367
2018 | US | TRE | - | ERCOT | GWh | Prior Year Actual - Net Energy for Load | 27326.9276 | 22997.8364 | 25973.7972 | 26062.9286 | 30104.2915 | 33937.7275 | 38336.1455 | 36360.9965 | 32106.127 | 28994.6716 | 25999.1441 | 29207.7226
2018 | US | TRE | - | ERCOT | GWh | Reporting Year Forecast - Net Energy For Load | 29317.7759 | 25576.8414 | 26530.47 | 26567.074 | 30956.243 | 35434.4059 | 38264.276 | 39639.9749 | 33334.7066 | 29526.239 | 26339.9677 | 29131.5508
2018 | US | TRE | - | ERCOT | GWh | Year 1 Forecast - Net Energy For Load | 30246.7142 | 26411.5697 | 27527.8026 | 27532.804 | 31973.7596 | 36555.9188 | 39596.9909 | 40872.4431 | 34345.1365 | 30622.2635 | 27285.987 | 30036.4966
2018 | CA | WECC | - | AB | GWh | Prior Year Actual - Net Energy for Load | 7498 | 6663 | 7152 | 6376 | 6507 | 6387 | 6971 | 6937 | 6494 | 6725 | 7228 | 7593
2018 | CA | WECC | - | AB | GWh | Reporting Year Forecast - Net Energy For Load | 7503 | 6928.4323 | 7261.7592 | 6727.2027 | 6580.631 | 6396.1408 | 7008.2293 | 6942.0449 | 6598.2336 | 6990.038 | 7268.2357 | 7680.7497
2018 | CA | WECC | - | AB | GWh | Year 1 Forecast - Net Energy For Load | 7642.2 | 7036.3999 | 7534.8012 | 6834.0821 | 6690.258 | 6506.2439 | 7152.6504 | 7021.3396 | 6713.0734 | 7112.3229 | 7414.1279 | 7809.5107
2018 | CA | WECC | - | BC | GWh | Prior Year Actual - Net Energy for Load | 6604.385 | 5687.128 | 5836.306 | 4982.917 | 4874.721 | 4470.09 | 4775.161 | 4969.766 | 4641.613 | 5134.605 | 5645.374 | 6381.962
2018 | CA | WECC | - | BC | GWh | Reporting Year Forecast - Net Energy For Load | 6075.4057 | 5402.5598 | 5510.0591 | 4963.0977 | 4783.0633 | 4496.5151 | 4784.9197 | 4815.8768 | 4624.0223 | 5088.0489 | 5577.2135 | 6194.5349
2018 | CA | WECC | - | BC | GWh | Year 1 Forecast - Net Energy For Load | 6163.7363 | 5481.2306 | 5590.657 | 4988.4009 | 4807.4286 | 4519.3626 | 4809.0785 | 4839.7729 | 4647.3185 | 5113.9389 | 5605.45 | 6226.1194
2018 | US/MX | WECC | - | CAMX | GWh | Prior Year Actual - Net Energy for Load | 21837.35 | 18948.87 | 20509.77 | 19939.15 | 22048.16 | 24349.4 | 27805.67 | 27846.16 | 24657.54 | 22609.86 | 20518.12 | 21586.21
2018 | US/MX | WECC | - | CAMX | GWh | Reporting Year Forecast - Net Energy For Load | 21540.55 | 19002.17 | 20836.62 | 20047.37 | 22089.93 | 22265.63 | 26346.36 | 26538.68 | 24854.94 | 22439.52 | 20800.76 | 21913.7
2018 | US/MX | WECC | - | CAMX | GWh | Year 1 Forecast - Net Energy For Load | 21507.01 | 18970.66 | 20612.65 | 19958.75 | 21996.53 | 22085.5 | 26326.98 | 26387.95 | 24767.82 | 22241.44 | 20675.95 | 21866.75
2018 | US | WECC | - | NWPP-US | GWh | Prior Year Actual - Net Energy for Load | 27721.8407 | 22900.1936 | 23213.4914 | 21115.7128 | 22281.8583 | 24325.5954 | 27312.1394 | 26419.6182 | 21892.0542 | 21812.9318 | 22500.6058 | 26505.716
2018 | US | WECC | - | NWPP-US | GWh | Reporting Year Forecast - Net Energy For Load | 26041.8 | 22701.8564 | 23182.7082 | 21660.1465 | 22442.5187 | 23725.2165 | 26537.3673 | 25820.2281 | 22672.2134 | 22247.3605 | 23330.3793 | 26412.1777
2018 | US | WECC | - | NWPP-US | GWh | Year 1 Forecast - Net Energy For Load | 26475.1933 | 23127.8132 | 23612.257 | 22046.3696 | 22859.9682 | 24170.7042 | 27028.3404 | 26327.5024 | 23102.7829 | 22629.05 | 23678.016 | 26846.0199
2018 | US | WECC | - | RMRG | GWh | Prior Year Actual - Net Energy for Load | 6087.9191 | 5128.2557 | 2447.5 | 5044.6368 | 5225.0919 | 5901.8752 | 6683.5276 | 6142.694 | 5534.1465 | 5303.3199 | 5341.4349 | 6042.5774
2018 | US | WECC | - | RMRG | GWh | Reporting Year Forecast - Net Energy For Load | 5986.8643 | 5174.6517 | 5466.286 | 4972.1255 | 5269.8064 | 5713.4831 | 6493.4165 | 6315.9657 | 5577.8007 | 5443.5323 | 5499.6245 | 6096.6747
2018 | US | WECC | - | RMRG | GWh | Year 1 Forecast - Net Energy For Load | 6060.7399 | 5255.2777 | 5530.1468 | 5013.0431 | 5337.2282 | 5791.9272 | 6571.206 | 6529.6207 | 5673.0266 | 5520.6793 | 5544.2201 | 6185.9388
2018 | US | WECC | - | SRSG | GWh | Prior Year Actual - Net Energy for Load | 8127.4761 | 6780.1876 | 7738.1734 | 7770.2235 | 9038.3218 | 11250.7869 | 12196.669 | 11815.5373 | 10105.9514 | 8540.551 | 7389.97 | 8039.444
2018 | US | WECC | - | SRSG | GWh | Reporting Year Forecast - Net Energy For Load | 8145.3424 | 6971.3911 | 7500.6901 | 7622.8813 | 8805.5271 | 10562.1941 | 11922.9024 | 11731.0279 | 10204.4211 | 8453.884 | 7421.6167 | 7984.6938
2018 | US | WECC | - | SRSG | GWh | Year 1 Forecast - Net Energy For Load | 8280.1 | 7150.9707 | 7680.4347 | 7794.7936 | 8942.677 | 10495.0567 | 12060.2391 | 11930.7475 | 10476.6713 | 8617.3103 | 7592.9577 | 8320.2595
2019 | US | SPP-RE | - | SPP | GWh | Prior Year Actual - Net Energy for Load | 23974.205 | 20626.346 | 20184.187 | 19245.177 | 22351.612 | 25060.339 | 27287.116 | 26227.173 | 21852.647 | 20102.167 | 20857.102 | 22464.39
2019 | US | SPP-RE | - | SPP | GWh | Reporting Year Forecast - Net Energy For Load | 24018.966 | 21173.142 | 21106.403 | 19701.077 | 21019.173 | 24331.723 | 28311.327 | 27403.782 | 23034.723 | 20801.879 | 20743.954 | 23595.249
2019 | US | SPP-RE | - | SPP | GWh | Year 1 Forecast - Net Energy For Load | 24221.805 | 21576.937 | 21376.084 | 19852.009 | 21075.958 | 24506.55 | 28396.678 | 27574.876 | 23311.403 | 21092.528 | 20941.528 | 23780.382
2019 | US | TRE-ERCOT | - | TRE-ERCOT | GWh | Prior Year Actual - Net Energy for Load | 31282.2932 | 25761.0575 | 26169.922 | 25748.6493 | 33733.2606 | 37383.5548 | 39628.8619 | 39204.9019 | 32481.3638 | 29136.4752 | 27128.335 | 28725.1751
2019 | US | TRE-ERCOT | - | TRE-ERCOT | GWh | Reporting Year Forecast - Net Energy For Load | 30208.364 | 26375.4989 | 27385.915 | 27527.6455 | 32260.7167 | 36557.382 | 39736.6254 | 40622.198 | 34781.2501 | 30642.5792 | 27603.1625 | 30784.9217
2019 | US | TRE-ERCOT | - | TRE-ERCOT | GWh | Year 1 Forecast - Net Energy For Load | 31488.7617 | 28622.3292 | 28789.446 | 28908.3602 | 33743.6858 | 38073.6676 | 41156.0105 | 42033.7315 | 36063.9085 | 31878.7835 | 28587.3057 | 31806.7298
2019 | CA | MRO | - | MRO-Manitoba Hydro | GWh | Prior Year Actual - Net Energy for Load | 2817.6578 | 2564.2195 | 2389.0711 | 2093.1865 | 1888.6227 | 1844.2129 | 1915.9395 | 1826.919 | 1733.6229 | 2066.9338 | 2406.575 | 2555.8909
2019 | CA | MRO | - | MRO-Manitoba Hydro | GWh | Reporting Year Forecast - Net Energy For Load | 2834.905 | 2614.6323 | 2390.4731 | 1949.1785 | 1798.0659 | 1745.2379 | 1872.1677 | 1823.8373 | 1729.4265 | 1974.8694 | 2286.3716 | 2716.112
2019 | CA | MRO | - | MRO-Manitoba Hydro | GWh | Year 1 Forecast - Net Energy For Load | 2868.5082 | 2486.4719 | 2426.575 | 1947.6903 | 1797.4664 | 1753.5474 | 1884.6996 | 1835.5133 | 1737.362 | 1980.0229 | 2291.8841 | 2722.3021
2019 | CA | NPCC | - | NPCC-Maritimes | GWh | Prior Year Actual - Net Energy for Load | 2925.5267 | 2593.233 | 2700.0649 | 2235.1524 | 2003.4143 | 1808.2171 | 1942.8278 | 1962.9845 | 1807.0309 | 2013.3844 | 2400.2636 | 2985.9465
2019 | CA | NPCC | - | NPCC-Maritimes | GWh | Reporting Year Forecast - Net Energy For Load | 3004 | 2702.2 | 2690 | 2266.5 | 2014.7 | 1823.5 | 1935.4 | 1950.6 | 1862.9 | 2077.9 | 2340.6 | 2857.7
2019 | CA | NPCC | - | NPCC-Maritimes | GWh | Year 1 Forecast - Net Energy For Load | 3068.8 | 2776.4 | 2742.8 | 2274.1 | 2028.3 | 1833.6 | 1937.3 | 1953.2 | 1864.2 | 2081.4 | 2341.7 | 2853
2019 | US | MRO | - | MRO-MISO | GWh | Prior Year Actual - Net Energy for Load | 61615.3738 | 51212.7288 | 52908.5207 | 49687.4263 | 56845.2588 | 60842.461 | 65500.565 | 64914.2458 | 57150.1968 | 53193.4941 | 53562.0775 | 56160.8997
2019 | US | MRO | - | MRO-MISO | GWh | Reporting Year Forecast - Net Energy For Load | 64849.62 | 58266.34 | 57989.77 | 53133.25 | 56669.23 | 58668.5 | 64589.2 | 63855.7 | 55578.5 | 52616.6 | 52317.1 | 57958.7
2019 | US | MRO | - | MRO-MISO | GWh | Year 1 Forecast - Net Energy For Load | 60043.8 | 54161.5 | 54233.1 | 49928.1 | 53575 | 59137.2 | 65078.4 | 64177.3 | 55893.9 | 52982.9 | 52772.4 | 58580.2
2019 | CA | MRO | - | MRO-SaskPower | GWh | Prior Year Actual - Net Energy for Load | 2422.8 | 2190.2 | 2269.8 | 2012 | 2086.4 | 1993.6 | 2084.3 | 2069.5 | 2002.4 | 2096.4 | 2194.5 | 2291.6
2019 | CA | MRO | - | MRO-SaskPower | GWh | Reporting Year Forecast - Net Energy For Load | 2458.5536 | 2140.4102 | 2257.1408 | 2054.5193 | 2100.0219 | 2008.3867 | 2071.0917 | 2160.5942 | 1934.0973 | 2132.7582 | 2155.0565 | 2282.7459
2019 | CA | MRO | - | MRO-SaskPower | GWh | Year 1 Forecast - Net Energy For Load | 2496.6763 | 2205.1432 | 2291.8986 | 2086.1027 | 2132.4003 | 2039.1317 | 2103.6192 | 2193.9128 | 1962.1619 | 2163.1274 | 2188.2511 | 2318.6661
2019 | US | NPCC | - | NPCC-New England | GWh | Prior Year Actual - Net Energy for Load | 11538 | 9379 | 9956 | 8996 | 9151 | 9767 | 12324 | 12605 | 10059 | 9436 | 9723 | 10496
2019 | US | NPCC | - | NPCC-New England | GWh | Reporting Year Forecast - Net Energy For Load | 11033 | 9627 | 10466 | 9262 | 9484 | 10444 | 12033 | 11830 | 9951 | 9724 | 9792 | 11119
2019 | US | NPCC | - | NPCC-New England | GWh | Year 1 Forecast - Net Energy For Load | 11336 | 10342 | 10258 | 9052 | 9266 | 10211 | 11774 | 11575 | 9732 | 9514 | 9589 | 10911
2019 | US | NPCC | - | NPCC-New York | GWh | Prior Year Actual - Net Energy for Load | 14312.9 | 11937.5 | 12839.8 | 11712 | 12298.3 | 13355.3 | 16394.6 | 16652.4 | 13735 | 12353 | 12338.8 | 13184.9
2019 | US | NPCC | - | NPCC-New York | GWh | Reporting Year Forecast - Net Energy For Load | 13866 | 12346 | 12851 | 11387 | 12068 | 13360 | 15822 | 15187 | 13269 | 12073 | 11996 | 13234
2019 | US | NPCC | - | NPCC-New York | GWh | Year 1 Forecast - Net Energy For Load | 13702 | 12636 | 12701 | 11253 | 11926 | 13204 | 15636 | 15009 | 13113 | 11931 | 11854 | 13079
2019 | CA | NPCC | - | NPCC-Ontario | GWh | Prior Year Actual - Net Energy for Load | 12700.826 | 10951.065 | 11372.42 | 10578.368 | 10421.469 | 10923.446 | 12685.321 | 12688.795 | 11147.31 | 10717.348 | 11360.321 | 11889.857
2019 | CA | NPCC | - | NPCC-Ontario | GWh | Reporting Year Forecast - Net Energy For Load | 12777.216 | 11291.744 | 11658.678 | 10264.505 | 10219.56 | 11192.8737 | 11763.9974 | 11598.2109 | 10564.4926 | 10681.7179 | 11149.8828 | 12159.4719
2019 | CA | NPCC | - | NPCC-Ontario | GWh | Year 1 Forecast - Net Energy For Load | 12963.9668 | 11654.2899 | 11558.3394 | 10197.9295 | 10284.5098 | 11212.5592 | 11972.1269 | 11599.2314 | 10412.1371 | 10830.5187 | 11412.3147 | 12479.7111
2019 | CA | NPCC | - | NPCC-Quebec | GWh | Prior Year Actual - Net Energy for Load | 22164.275 | 17858.795 | 17691.913 | 15690.685 | 12506.521 | 12004.05 | 13111.349 | 13060.949 | 12126.573 | 14540.098 | 17534.985 | 20242.149
2019 | CA | NPCC | - | NPCC-Quebec | GWh | Reporting Year Forecast - Net Energy For Load | 22567.866 | 19439.466 | 18878.028 | 15431.849 | 12667.6844 | 11956.71 | 12638.6302 | 12669.1772 | 12086.4914 | 13600.0973 | 16073.9857 | 19864.7971
2019 | CA | NPCC | - | NPCC-Quebec | GWh | Year 1 Forecast - Net Energy For Load | 21849.0778 | 19671.2698 | 18442.2795 | 15037.7098 | 13282.5657 | 12574.8103 | 13221.8054 | 13193.8961 | 12597.9356 | 14137.7876 | 16558.5417 | 20279.4154
2019 | US | RF | - | PJM | GWh | Prior Year Actual - Net Energy for Load | 76640 | 61328 | 66278 | 57995 | 63031 | 67557 | 76358 | 77519 | 66697 | 61461 | 62925 | 68348
2019 | US | RF | - | PJM | GWh | Reporting Year Forecast - Net Energy For Load | 73981 | 65169 | 65491 | 59159 | 60719 | 68360 | 76962 | 75234 | 62482 | 61498 | 62296 | 70373
2019 | US | RF | - | PJM | GWh | Year 1 Forecast - Net Energy For Load | 73989 | 67310 | 65644 | 58951 | 60435 | 68530 | 76876 | 74673 | 62387 | 61166 | 62069 | 70928
2019 | US | SERC | - | SERC-C | GWh | Prior Year Actual - Net Energy for Load | 22181 | 16171 | 16839 | 15389 | 18155 | 19916 | 21225 | 20631 | 19292 | 16651 | 17378 | 18448
2019 | US | SERC | - | SERC-C | GWh | Reporting Year Forecast - Net Energy For Load | 20425 | 17706 | 16930 | 15069 | 16572 | 18840 | 20769 | 20809 | 17265 | 15671 | 16276 | 18965
2019 | US | SERC | - | SERC-C | GWh | Year 1 Forecast - Net Energy For Load | 20447 | 18191 | 16988 | 15098 | 16626 | 18902 | 20843 | 20881 | 17335 | 15774 | 16372 | 19056
2019 | US | SERC | - | SERC-E | GWh | Prior Year Actual - Net Energy for Load | 22132 | 15334 | 17375 | 14821 | 18066 | 20627 | 21214 | 21458 | 19296 | 17089 | 16868 | 18440
2019 | US | SERC | - | SERC-E | GWh | Reporting Year Forecast - Net Energy For Load | 19841 | 17746 | 16959 | 15416 | 16888 | 19304 | 21533 | 21176 | 17899 | 15823 | 16740 | 19019
2019 | US | SERC | - | SERC-E | GWh | Year 1 Forecast - Net Energy For Load | 19729 | 18272 | 16830 | 15610 | 16744 | 19421 | 21621 | 21150 | 17929 | 15728 | 16765 | 19044
2019 | US | SERC | - | SERC-SE | GWh | Prior Year Actual - Net Energy for Load | 23105 | 16167 | 17820 | 16194 | 20148 | 22372 | 23688 | 23305 | 22265 | 18782 | 18091 | 19432
2019 | US | SERC | - | SERC-SE | GWh | Reporting Year Forecast - Net Energy For Load | 21272 | 18270 | 18087 | 17057 | 20048 | 22657 | 24849 | 24548 | 20507 | 18286 | 18001 | 20394
2019 | US | SERC | - | SERC-SE | GWh | Year 1 Forecast - Net Energy For Load | 21606 | 18654 | 18224 | 17309 | 20232 | 22771 | 25071 | 24675 | 20515 | 18333 | 18028 | 20452
2019 | CA | WECC | - | WECC-AB | GWh | Prior Year Actual - Net Energy for Load | 7655.632 | 7036.013 | 7432.048 | 6687.424 | 6742.6277 | 6622.334 | 7109.823 | 7179.076 | 6681.7342 | 7198.4319 | 7324.846 | 7634.2728
2019 | CA | WECC | - | WECC-AB | GWh | Reporting Year Forecast - Net Energy For Load | 7642.2 | 7036.3999 | 7534.8012 | 6834.0821 | 6690.258 | 6506.2439 | 7152.6504 | 7021.3396 | 6713.0734 | 7112.3229 | 7414.1279 | 7809.5107
2019 | CA | WECC | - | WECC-AB | GWh | Year 1 Forecast - Net Energy For Load | 7722.2947 | 7375.272 | 7575.7029 | 6867.0026 | 6730.9091 | 6615.2902 | 7238.0917 | 7045.9632 | 6788.1143 | 7196.2747 | 7528.325 | 7852.3084
2019 | CA | WECC | - | WECC-BC | GWh | Prior Year Actual - Net Energy for Load | 6242.669 | 5666.905 | 5725.365 | 4976.202 | 4765.55 | 4615.151 | 4972.069 | 4960.769 | 4603.761 | 5173.4 | 5461.26 | 6074.184
2019 | CA | WECC | - | WECC-BC | GWh | Reporting Year Forecast - Net Energy For Load | 6163.7363 | 5481.2306 | 5590.657 | 4988.4009 | 4807.4286 | 4519.3626 | 4809.0785 | 4839.7729 | 4647.3185 | 5113.9389 | 5605.45 | 6226.1194
2019 | CA | WECC | - | WECC-BC | GWh | Year 1 Forecast - Net Energy For Load | 6205.06 | 5505.13 | 5631.78 | 5023.23 | 4838.92 | 4560.43 | 4834.8 | 4836.19 | 4665.97 | 5216.05 | 5717.8 | 6310.58
2019 | US/MX | WECC | - | WECC-CAMX | GWh | Prior Year Actual - Net Energy for Load | 20842.3965 | 18800.3945 | 20309.1159 | 19795.3856 | 21487.9188 | 23375.0674 | 29431.3426 | 28780.9515 | 24217.2245 | 21987.4009 | 20283.4017 | 20757.3173
2019 | US/MX | WECC | - | WECC-CAMX | GWh | Reporting Year Forecast - Net Energy For Load | 21507.01 | 18970.66 | 20612.65 | 19958.75 | 21996.53 | 22085.5 | 26326.98 | 26387.95 | 24767.82 | 22241.44 | 20675.95 | 21866.75
2019 | US/MX | WECC | - | WECC-CAMX | GWh | Year 1 Forecast - Net Energy For Load | 21326.9954 | 18801.8459 | 20541.2845 | 20040.9144 | 21575.7795 | 23448.024 | 26607.9853 | 26819.7386 | 24831.8258 | 22519.5725 | 20369.6865 | 21807.8092
2019 | US | WECC | - | WECC-NWPP-US | GWh | Prior Year Actual - Net Energy for Load | 25445.0025 | 23135.3146 | 23840.5688 | 21852.0491 | 22436.7624 | 24066.8618 | 27535.8971 | 26120.8775 | 22624.2523 | 22458.4944 | 23342.366 | 25922.8538
2019 | US | WECC | - | WECC-NWPP-US | GWh | Reporting Year Forecast - Net Energy For Load | 26475.1933 | 23127.8132 | 23612.257 | 22046.3696 | 22859.9682 | 24170.7042 | 27028.3404 | 26327.5024 | 23102.7829 | 22629.05 | 23678.016 | 26846.0199
2019 | US | WECC | - | WECC-NWPP-US | GWh | Year 1 Forecast - Net Energy For Load | 27305.8055 | 24174.8689 | 24265.239 | 22550.4009 | 23373.4061 | 24811.189 | 27763.4281 | 27041.4865 | 23698.0997 | 23335.8258 | 24433.1328 | 27747.0725
2019 | US | WECC | - | WECC-RMRG | GWh | Prior Year Actual - Net Energy for Load | 6081.4933 | 5510.4265 | 5632.4127 | 5243.6207 | 5511.1348 | 6110.6902 | 6874.4704 | 6478.0993 | 5703.4798 | 5490.3854 | 5701.8219 | 6177.4166
2019 | US | WECC | - | WECC-RMRG | GWh | Reporting Year Forecast - Net Energy For Load | 6060.7399 | 5255.2777 | 5530.1468 | 5013.0431 | 5337.2282 | 5791.9272 | 6571.206 | 6529.6207 | 5673.0266 | 5520.6793 | 5544.2201 | 6185.9388
2019 | US | WECC | - | WECC-RMRG | GWh | Year 1 Forecast - Net Energy For Load | 6430.4994 | 5689.8949 | 5871.0019 | 5368.0772 | 5666.7189 | 6145.8756 | 6960.3726 | 6765.8247 | 5949.4006 | 5595.4657 | 5745.9469 | 6437.7581
2019 | US | WECC | - | WECC-SRSG | GWh | Prior Year Actual - Net Energy for Load | 7493.9431 | 6781.0797 | 7193.2299 | 7692.5893 | 8980.4931 | 10403.9378 | 11921.537 | 11641.0398 | 10401.87 | 5670.9679 | 5280.178 | 5787.6961
2019 | US | WECC | - | WECC-SRSG | GWh | Reporting Year Forecast - Net Energy For Load | 8280.1 | 7150.9707 | 7680.4347 | 7794.7936 | 8942.677 | 10495.0567 | 12060.2391 | 11930.7475 | 10476.6713 | 8617.3103 | 7592.9577 | 8320.2595
2019 | US | WECC | - | WECC-SRSG | GWh | Year 1 Forecast - Net Energy For Load | 8366.8098 | 7465.3777 | 7945.7933 | 8275.8948 | 9455.5445 | 11248.2647 | 12637.1726 | 12428.1393 | 10870.6225 | 9040.1699 | 7912.0865 | 8549.7705
2019 | US | SERC | - | SERC-FP | GWh | Prior Year Actual - Net Energy for Load | 18540 | 15870 | 16397 | 17599 | 19460 | 21930 | 23168 | 23581 | 22847 | 21119 | 17524 | 16960
2019 | US | SERC | - | SERC-FP | GWh | Reporting Year Forecast - Net Energy For Load | 17514 | 15573 | 17173 | 17767 | 20589 | 21981 | 23411 | 23622 | 21800 | 19834 | 16897 | 17576
2019 | US | SERC | - | SERC-FP | GWh | Year 1 Forecast - Net Energy For Load | 17615 | 16087 | 17310 | 17971 | 20769 | 22213 | 23742 | 23829 | 22034 | 1995 | 17019 | 17752
2020 | US | MRO | - | SPP | GWh | Prior Year Actual - Net Energy for Load | 23665.2 | 21360.4 | 21351.5 | 18866.8 | 20235.4 | 22492.3 | 26808.6 | 26537.6 | 23977.5 | 20052.2 | 20778.6 | 22189.5
2020 | US | MRO | - | SPP | GWh | Reporting Year Forecast - Net Energy For Load | 24587.2 | 21945.1 | 21737.8 | 20045.5 | 21503.2 | 24339.1 | 28380.6 | 27875.7 | 23332.3 | 21364.4 | 21382.4 | 24202.3
2020 | US | MRO | - | SPP | GWh | Year 1 Forecast - Net Energy For Load | 25081 | 22183.1 | 22315.9 | 20510 | 21883.5 | 24774.2 | 28769.7 | 28462.7 | 23909.9 | 21891.8 | 21855.9 | 24640.4
2020 | US | TRE-ERCOT | - | TRE-ERCOT | GWh | Prior Year Actual - Net Energy for Load | 29830.0196 | 26099.5594 | 27821.4967 | 26804.5166 | 32042.4988 | 35170.3459 | 39246.2782 | 41870.1927 | 37337.6928 | 30695.3589 | 27817.6513 | 29322.6612
2020 | US | TRE-ERCOT | - | TRE-ERCOT | GWh | Reporting Year Forecast - Net Energy For Load | 31161.9188 | 28115.0609 | 28121.687 | 27974.8764 | 32686.4851 | 37125.2061 | 39984.902 | 40675.8387 | 34788.1838 | 30644.9174 | 27614.9961 | 30839.9801
2020 | US | TRE-ERCOT | - | TRE-ERCOT | GWh | Year 1 Forecast - Net Energy For Load | 32746.3031 | 28518.8378 | 29656.5488 | 29540.2974 | 34419.4462 | 39206.77 | 42213.4944 | 42937.3726 | 36922.3873 | 32678.7178 | 29541.8334 | 32868.1153
2020 | CA | MRO | - | MRO-Manitoba Hydro | GWh | Prior Year Actual - Net Energy for Load | 2834.905 | 2614.6323 | 2390.4847 | 1962.4467 | 1837.2628 | 1730.7361 | 1890.6571 | 1839.8044 | 1734.6755 | 2051.8827 | 2340.3841 | 2693.5525
2020 | CA | MRO | - | MRO-Manitoba Hydro | GWh | Reporting Year Forecast - Net Energy For Load | 2759.3787 | 2538.8866 | 2411.2013 | 1964.1601 | 1811.0204 | 1762.6531 | 1883.2667 | 1832.7308 | 1735.5542 | 1999.011 | 2303.1757 | 2680.471
2020 | CA | MRO | - | MRO-Manitoba Hydro | GWh | Year 1 Forecast - Net Energy For Load | 2838.8021 | 2477.0444 | 2421.2272 | 1963.0183 | 1813.6071 | 1753.6687 | 1875.3029 | 1824.5693 | 1726.0036 | 1989.4806 | 2294.9225 | 2673.7513
2020 | CA | NPCC | - | NPCC-Maritimes | GWh | Prior Year Actual - Net Energy for Load | 3100.587 | 2810.759 | 2684.7315 | 2305.6338 | 2098.3329 | 1762.3215 | 1931.6426 | 1923.871 | 1770.3906 | 1992.9782 | 2398.4647 | 2850.9597
2020 | CA | NPCC | - | NPCC-Maritimes | GWh | Reporting Year Forecast - Net Energy For Load | 3054.3638 | 2774.8072 | 2703.5854 | 2269.6436 | 2033.3312 | 1825.466 | 1919.283 | 1930.4484 | 1832.9729 | 2071.9982 | 2340.0982 | 2860.7801
2020 | CA | NPCC | - | NPCC-Maritimes | GWh | Year 1 Forecast - Net Energy For Load | 3065.8085 | 2783.7258 | 2711.5857 | 2280.7126 | 2047.132 | 1843.1676 | 1935.2974 | 1946.0611 | 1850.0791 | 2089.3116 | 2357.823 | 2876.019
2020 | US | MRO | - | MRO-MISO | GWh | Prior Year Actual - Net Energy for Load | 59672.9806 | 52119.9002 | 54106.5526 | 48419.9292 | 52704.7494 | 56039.9695 | 65542.379 | 62543.9764 | 57270.4162 | 51567.6535 | 52561.5535 | 55313.3131
2020 | US | MRO | - | MRO-MISO | GWh | Reporting Year Forecast - Net Energy For Load | 60043.8 | 54161.5 | 54233.1 | 49928.1 | 53575 | 58810.5 | 65332 | 64119.6 | 56111.2 | 52688.6 | 52188 | 58255.1
2020 | US | MRO | - | MRO-MISO | GWh | Year 1 Forecast - Net Energy For Load | 60152 | 53378.1 | 54136.7 | 49906.9 | 53590 | 59313.1 | 65724.2 | 64491.4 | 56508.3 | 53127.2 | 52561.1 | 58404.5
2020 | CA | MRO | - | MRO-SaskPower | GWh | Prior Year Actual - Net Energy for Load | 2417.8 | 2170.7 | 2249 | 1981.8 | 1979.5 | 1920.3 | 2016.3 | 1958.3 | 1899.3 | 2084.2 | 2084.3 | 2183.1
2020 | CA | MRO | - | MRO-SaskPower | GWh | Reporting Year Forecast - Net Energy For Load | 2339.4 | 2038.8 | 2129.8 | 1907.8 | 1948.4 | 1827.2 | 1914.6 | 1957.8 | 1771.5 | 1945.5 | 1926.5 | 2015.7
2020 | CA | MRO | - | MRO-SaskPower | GWh | Year 1 Forecast - Net Energy For Load | 2304.73 | 1983.94 | 2104.03 | 1939.97 | 1961.43 | 1885.02 | 1945.39 | 1969.95 | 1781.24 | 1973.71 | 1929.8 | 2042.16
2020 | US | NPCC | - | NPCC-New England | GWh | Prior Year Actual - Net Energy for Load | 11077 | 9659 | 9898 | 8641 | 8749 | 9414 | 12393 | 11235 | 9119 | 8920 | 9452 | 10679
2020 | US | NPCC | - | NPCC-New England | GWh | Reporting Year Forecast - Net Energy For Load | 11300 | 10293 | 10288 | 9126 | 9351 | 10284 | 11909 | 11627 | 9736 | 9572 | 9712 | 10986
2020 | US | NPCC | - | NPCC-New England | GWh | Year 1 Forecast - Net Energy For Load | 11261 | 9971 | 10238 | 9077 | 9286 | 10224 | 11861 | 11562 | 9663 | 9514 | 9665 | 10948
2020 | US | NPCC | - | NPCC-New York | GWh | Prior Year Actual - Net Energy for Load | 13927.7 | 12201.9 | 12747 | 11142.8 | 11552.8 | 12882.3 | 16723.8 | 15099.1 | 12584.2 | 11701.2 | 12016.9 | 13251.6
2020 | US | NPCC | - | NPCC-New York | GWh | Reporting Year Forecast - Net Energy For Load | 13040 | 11604 | 12067 | 10744 | 11390 | 12577 | 14857 | 14734 | 12733 | 11443 | 11368 | 12463
2020 | US | NPCC | - | NPCC-New York | GWh | Year 1 Forecast - Net Energy For Load | 13181 | 11729 | 12197 | 10860 | 11513 | 12713 | 15017 | 14893 | 12870 | 11567 | 11490 | 12597
2020 | CA | NPCC | - | NPCC-Ontario | GWh | Prior Year Actual - Net Energy for Load | 12777.216 | 11291.744 | 11658.678 | 10264.505 | 10219.56 | 10365.619 | 12792.766 | 11825.052 | 10318.533 | 10351.05 | 11255.325 | 11981.407
2020 | CA | NPCC | - | NPCC-Ontario | GWh | Reporting Year Forecast - Net Energy For Load | 12178.575 | 11239.82 | 10989.389 | 9282.854 | 9642.117 | 10172.7568 | 11731.6936 | 11441.5908 | 10356.1124 | 10056.3893 | 10535.5719 | 11796.3797
2020 | CA | NPCC | - | NPCC-Ontario | GWh | Year 1 Forecast - Net Energy For Load | 12483.5259 | 10964.5993 | 11246.1024 | 9902.21 | 10148.4858 | 10886.6524 | 12254.7963 | 12053.2415 | 10787.6991 | 10402.701 | 10936.6005 | 12252.8954
2020 | CA | NPCC | - | NPCC-Quebec | GWh | Prior Year Actual - Net Energy for Load | 22001.2236 | 19023.6782 | 18516.9403 | 15075.5058 | 12785.2764 | 11455.2519 | 12440.5738 | 12151.3485 | 11507.3699 | 13206.5936 | 17212.9442 | 19774.4773
2020 | CA | NPCC | - | NPCC-Quebec | GWh | Reporting Year Forecast - Net Energy For Load | 21637.0307 | 19257.4898 | 18128.5195 | 13913.2007 | 12349.622 | 11786.0553 | 12663.9006 | 12454.1561 | 12012.0108 | 13518.7245 | 15962.2877 | 19691.1793
2020 | CA | NPCC | - | NPCC-Quebec | GWh | Year 1 Forecast - Net Energy For Load | 21707.3512 | 18896.4855 | 18340.502 | 15026.4928 | 13228.4255 | 12484.5775 | 13120.571 | 13045.8738 | 12414.0186 | 13967.581 | 16437.2388 | 20181.4802
2020 | US | RF | - | PJM | GWh | Prior Year Actual - Net Energy for Load | 74050 | 63469 | 65532 | 55034 | 60076 | 64329 | 79834 | 73494 | 64574 | 57865 | 61775 | 67389
2020 | US | RF | - | PJM | GWh | Reporting Year Forecast - Net Energy For Load | 73879 | 65851 | 64025 | 55946 | 58713 | 66711 | 75681 | 73036 | 61779 | 57917 | 59746 | 69671
2020 | US | RF | - | PJM | GWh | Year 1 Forecast - Net Energy For Load | 73802 | 63938 | 65092 | 56602 | 59458 | 67568 | 76440 | 74193 | 62553 | 58459 | 60784 | 70347
2020 | US | SERC | - | SERC-C | GWh | Prior Year Actual - Net Energy for Load | 20361 | 16609 | 17453 | 14780 | 17362 | 18079 | 20852 | 20652 | 20486 | 15848 | 16968 | 17718
2020 | US | SERC | - | SERC-C | GWh | Reporting Year Forecast - Net Energy For Load | 20525 | 18135 | 16914 | 15026 | 16589 | 18975 | 20892 | 20745 | 17267 | 15832 | 16283 | 19107
2020 | US | SERC | - | SERC-C | GWh | Year 1 Forecast - Net Energy For Load | 20561 | 17565 | 17022 | 15090 | 16668 | 19019 | 20940 | 20791 | 17338 | 15928 | 16400 | 19242
2020 | US | SERC | - | SERC-E | GWh | Prior Year Actual - Net Energy for Load | 19657 | 16019 | 16850 | 15278 | 19001 | 19238 | 22280 | 21353 | 19622 | 16674 | 16748 | 17867
2020 | US | SERC | - | SERC-E | GWh | Reporting Year Forecast - Net Energy For Load | 18249 | 15027 | 15247 | 13475 | 15360 | 17487 | 18901 | 18737 | 16546 | 14544 | 14863 | 16672
2020 | US | SERC | - | SERC-E | GWh | Year 1 Forecast - Net Energy For Load | 20220 | 17252 | 16987 | 15440 | 16743 | 18940 | 21423 | 21235 | 18639 | 16278 | 16437 | 18242
2020 | US | SERC | - | SERC-SE | GWh | Prior Year Actual - Net Energy for Load | 20528 | 16329 | 17602 | 16707 | 21039 | 21452 | 24011 | 24019 | 22636 | 18624 | 17474 | 18648
2020 | US | SERC | - | SERC-SE | GWh | Reporting Year Forecast - Net Energy For Load | 21513 | 18822 | 18065 | 17210 | 20256 | 22739 | 25026 | 24609 | 20695 | 18322 | 18144 | 20544
2020 | US | SERC | - | SERC-SE | GWh | Year 1 Forecast - Net Energy For Load | 21960 | 18569 | 18356 | 17511 | 20556 | 23026 | 25293 | 24813 | 20903 | 18584 | 18353 | 20857
2020 | CA | WECC | - | WECC-AB | GWh | Prior Year Actual - Net Energy for Load | 7662.2208 | 7182.3432 | 7366.6176 | 6700.3826 | 6774.595 | 6684.744 | 7057.8036 | 7025.3237 | 6594.164 | 7020.9076 | 7145.2594 | 7695.5592
2020 | CA | WECC | - | WECC-AB | GWh | Reporting Year Forecast - Net Energy For Load | 7890.389 | 7231.403 | 7669.4052 | 6912.9391 | 6881.2581 | 6823.7189 | 7449.4848 | 7377.1821 | 6898.713 | 7293.4546 | 7393.9624 | 8125.9417
2020 | CA | WECC | - | WECC-AB | GWh | Year 1 Forecast - Net Energy For Load | 7945.9838 | 7087.3709 | 7765.1155 | 6998.5123 | 6969.0628 | 6948.094 | 7513.6663 | 7486.9169 | 6968.4882 | 7384.7345 | 7481.6466 | 8227.7146
2020 | CA | WECC | - | WECC-BC | GWh | Prior Year Actual - Net Energy for Load | 6112.699 | 6044.959 | 5712.467 | 4900.044 | 4763.655 | 4623.308 | 4769.681 | 4832.038 | 4567.779 | 5285.199 | 5615.285 | 6171.738
2020 | CA | WECC | - | WECC-BC | GWh | Reporting Year Forecast - Net Energy For Load | 6071.5968 | 5602.1185 | 5392.6456 | 4822.3448 | 4725.9937 | 4317.727 | 4450.9248 | 4483.5003 | 4428.4029 | 4517.2886 | 4834.7016 | 5289.9622
2020 | CA | WECC | - | WECC-BC | GWh | Year 1 Forecast - Net Energy For Load | 6173.5885 | 5693.4665 | 5479.5669 | 4780.1156 | 4688.755 | 4280.1815 | 4413.0343 | 4439.0242 | 4382.24 | 4472.2466 | 4791.9962 | 5254.5512
2020 | US/MX | WECC | - | WECC-CAMX | GWh | Prior Year Actual - Net Energy for Load | 20867.1865 | 19061.8055 | 20085.4239 | 19941.2891 | 20625.6798 | 23109.9198 | 26639.8111 | 27727.2381 | 25128.3993 | 21664.0727 | 20142.1785 | 21392.2925
2020 | US/MX | WECC | - | WECC-CAMX | GWh | Reporting Year Forecast - Net Energy For Load | 21230.6347 | 18751.969 | 20487.1194 | 20047.9189 | 21626.4336 | 24055.8153 | 27312.3114 | 27373.0235 | 25393.1036 | 22616.4606 | 20230.3844 | 21682.4999
2020 | US/MX | WECC | - | WECC-CAMX | GWh | Year 1 Forecast - Net Energy For Load | 21230.6347 | 18751.969 | 20487.1194 | 20047.9189 | 21626.4336 | 24055.8153 | 27312.3114 | 27373.0235 | 25393.1036 | 22616.4606 | 20230.3844 | 21682.4999
2020 | US | WECC | - | WECC-NWPP-US and RMRG | GWh | Prior Year Actual - Net Energy for Load | 32525.0405 | 30861.7336 | 30201.2599 | 26819.34 | 27418.8675 | 29518.7877 | 33705.2042 | 33781.2351 | 28836.2315 | 28844.2472 | 29619.5744 | 32476.2044
2020 | US | WECC | - | WECC-NWPP-US and RMRG | GWh | Reporting Year Forecast - Net Energy For Load | 34599.1299 | 31094.808 | 31086.5933 | 28897.3779 | 29603.2425 | 31400.9072 | 35291.2029 | 34446.6592 | 30241.0578 | 29561.5039 | 30801.2958 | 34519.0323
2020 | US | WECC | - | WECC-NWPP-US and RMRG | GWh | Year 1 Forecast - Net Energy For Load | 34851.1705 | 30746.178 | 31277.0789 | 29131.4364 | 29833.5399 | 31710.4271 | 35592.1873 | 34798.6915 | 30417.33 | 29665.7238 | 30939.0159 | 34780.2487
2020 | US | WECC | - | WECC-SRSG | GWh | Prior Year Actual - Net Energy for Load | 7237.6699 | 6521.6506 | 6452.4972 | 6658.3958 | 7214.588 | 9283.1219 | 11122.1926 | 11255.5944 | 9212.267 | 7214.0088 | 6440.9202 | 7201.2419
2020 | US | WECC | - | WECC-SRSG | GWh | Reporting Year Forecast - Net Energy For Load | 7278.7172 | 6491.474 | 6741.2146 | 6837.9569 | 7899.1479 | 9689.2555 | 11026.9219 | 10791.5228 | 9270.8315 | 7651.7987 | 6636.7504 | 7277.7578
2020 | US | WECC | - | WECC-SRSG | GWh | Year 1 Forecast - Net Energy For Load | 7390.298 | 6537.1948 | 6848.4727 | 6922.032 | 8157.1752 | 9989.42 | 11361.4294 | 11131.4699 | 9564.6792 | 7919.8469 | 6887.9923 | 7536.4469
2020 | US | SERC | - | SERC-FP | GWh | Prior Year Actual - Net Energy for Load | 17142 | 15537 | 17012 | 16900 | 17448 | 18399 | 23386 | 23305 | 22241 | 21579 | 16617 | 16765
2020 | US | SERC | - | SERC-FP | GWh | Reporting Year Forecast - Net Energy For Load | 17762 | 16101 | 17456 | 18016 | 21026 | 22425 | 23891 | 24069 | 22206 | 20209 | 17092 | 17783
2020 | US | SERC | - | SERC-FP | GWh | Year 1 Forecast - Net Energy For Load | 17667 | 16054 | 17374 | 17981 | 20845 | 22314 | 23832 | 23920 | 22094 | 20053 | 17000 | 17721
2021 | US | MRO | - | SPP | GWh | Prior Year Actual - Net Energy for Load | 22566.097 | 20903.565 | 19731.785 | 18146.915 | 19179.22 | 23891.453 | 27009.081 | 26115.075 | 20694.071 | 20078.696 | 19116.345 | 22062.807
2021 | US | MRO | - | SPP | GWh | Reporting Year Forecast - Net Energy For Load | 23769.105 | 20991.097 | 21213.22 | 19550.504 | 20888.242 | 23949.852 | 27615.101 | 27379.566 | 22828.081 | 20660.982 | 20656.512 | 23209.044
2021 | US | MRO | - | SPP | GWh | Year 1 Forecast - Net Energy For Load | 24276.079 | 21398.053 | 21533.546 | 19801.832 | 21222.384 | 24498.645 | 28141.311 | 27922.588 | 23299.539 | 21107.434 | 21129.089 | 23908.097
2021 | US | TRE-ERCOT | - | TRE-ERCOT | GWh | Prior Year Actual - Net Energy for Load | 29045.2193 | 28014.208 | 28213.6761 | 26968.0406 | 31282.7038 | 35530.03 | 40318.0867 | 40846.5681 | 32784.7812 | 31265.6197 | 27335.0022 | 30301.4005
2021 | US | TRE-ERCOT | - | TRE-ERCOT | GWh | Reporting Year Forecast - Net Energy For Load | 32810.4501 | 28418.0167 | 29474.9133 | 28910.5632 | 33506.7945 | 38282.8843 | 41278.3258 | 42216.7953 | 36300.3662 | 32083.5255 | 29555.8723 | 33003.5237
2021 | US | TRE-ERCOT | - | TRE-ERCOT | GWh | Year 1 Forecast - Net Energy For Load | 33982.2491 | 29469.5415 | 30534.6632 | 29892.4036 | 34518.506 | 39418.8676 | 42463.9972 | 43403.4111 | 37430.7515 | 33346.3059 | 30780.7402 | 34374.6926
2021 | CA | MRO | - | MRO-Manitoba Hydro | GWh | Prior Year Actual - Net Energy for Load | 2759.3787 | 2538.8866 | 2411.2013 | 2007.891 | 1807.5169 | 1803.5704 | 1957.7593 | 1863.2963 | 1705.7236 | 2069.6522 | 2266.2054 | 2559.9777
2021 | CA | MRO | - | MRO-Manitoba Hydro | GWh | Reporting Year Forecast - Net Energy For Load | 2607.581 | 2572.5484 | 2266.5918 | 1893.6 | 1733.4 | 1669.1 | 1786.1 | 1747.4 | 1651.4 | 1923.9 | 2236.2 | 2605.1
2021 | CA | MRO | - | MRO-Manitoba Hydro | GWh | Year 1 Forecast - Net Energy For Load | 2756.6 | 2414.2 | 2337 | 1879.6 | 1712.7 | 1659.6 | 1779.3 | 1741.4 | 1641.4 | 1912 | 2228.4 | 2600.9
2021 | CA | NPCC | - | NPCC-Maritimes | GWh | Prior Year Actual - Net Energy for Load | 2951.8 | 2712.1 | 2643.2 | 2180.4 | 1951.9 | 1761.6 | 1937.1 | 1945.2 | 1859.9 | 2099.6 | 2305 | 2656
2021 | CA | NPCC | - | NPCC-Maritimes | GWh | Reporting Year Forecast - Net Energy For Load | 3066.7 | 2761.2 | 2690.7 | 2225.4 | 2015.3 | 1842.8 | 1961.5 | 1953.4 | 1834.6 | 2073.7 | 2331.8 | 2834.8
2021 | CA | NPCC | - | NPCC-Maritimes | GWh | Year 1 Forecast - Net Energy For Load | 3071.8 | 2762.6 | 2699 | 2249.5 | 2043.4 | 1848.7 | 1950.5 | 1945.2 | 1841.1 | 2080 | 2335.3 | 2839.1
2021 | US | MRO | - | MRO-MISO | GWh | Prior Year Actual - Net Energy for Load | 56380.9321 | 52362.3431 | 50969.4512 | 44352.7894 | 47308.5232 | 56453.23 | 65746.0061 | 61701.4321 | 50776.9184 | 49637.8808 | 48602.9146 | 53783.7929
2021 | US | MRO | - | MRO-MISO | GWh | Reporting Year Forecast - Net Energy For Load | 60152 | 53378.1 | 54136.7 | 49906.9 | 53590 | 57545.6 | 64298.3 | 62809.7 | 54812.8 | 51405.5 | 51103.5 | 56629
2021 | US | MRO | - | MRO-MISO | GWh | Year 1 Forecast - Net Energy For Load | 59302.4 | 52310 | 53066.4 | 48851.6 | 52693.7 | 58278.3 | 64876 | 63322.3 | 55489.1 | 52013.8 | 51727.8 | 56995.6
2021 | CA | MRO | - | MRO-SaskPower | GWh | Prior Year Actual - Net Energy for Load | 2304 | 2127.9 | 2095.2 | 1852.2 | 1771 | 1757.4 | 1988.5 | 1958.1 | 1835.8 | 1982.5 | 2110.6 | 2268
2021 | CA | MRO | - | MRO-SaskPower | GWh | Reporting Year Forecast - Net Energy For Load | 2338.9 | 2017.7 | 2137.3 | 1978.4 | 2002.3 | 1925.1 | 1983.4 | 2009.9 | 1815.2 | 2004.7 | 1974.5 | 2073.7
2021 | CA | MRO | - | MRO-SaskPower | GWh | Year 1 Forecast - Net Energy For Load | 2387.7 | 2053.1 | 2175.2 | 2017.9 | 2041 | 1961.1 | 2019.2 | 2046.6 | 1835.2 | 2038.4 | 2006.7 | 2112.4
2021 | US | NPCC | - | NPCC-New England | GWh | Prior Year Actual - Net Energy for Load | 10417 | 9495 | 9199 | 8271 | 8247 | 9879 | 12305 | 11485 | 9233 | 8845 | 9010 | 10487
2021 | US | NPCC | - | NPCC-New England | GWh | Reporting Year Forecast - Net Energy For Load | 11071 | 9741 | 9967 | 8902 | 9115 | 10184 | 11806 | 11477 | 9626 | 9497 | 9572 | 10736
2021 | US | NPCC | - | NPCC-New England | GWh | Year 1 Forecast - Net Energy For Load | 11267 | 9911 | 10113 | 9034 | 9244 | 10393 | 12104 | 11714 | 9767 | 9649 | 9730 | 10921
2021 | US | NPCC | - | NPCC-New York | GWh | Prior Year Actual - Net Energy for Load | 13123 | 12089.4 | 11617.2 | 10320 | 10692.7 | 12925.6 | 16439.6 | 15156.8 | 12229.4 | 11363.6 | 11310 | 12930.6
2021 | US | NPCC | - | NPCC-New York | GWh | Reporting Year Forecast - Net Energy For Load | 13126 | 11641 | 12027 | 10793 | 11322 | 12824 | 15396 | 15118 | 12861 | 11584 | 11558 | 12730
2021 | US | NPCC | - | NPCC-New York | GWh | Year 1 Forecast - Net Energy For Load | 13083 | 11602 | 11987 | 10757 | 11285 | 12782 | 15345 | 15068 | 12818 | 11546 | 11519 | 12688
2021 | CA | NPCC | - | NPCC-Ontario | GWh | Prior Year Actual - Net Energy for Load | 12178.575 | 11239.82 | 10989.389 | 9282.854 | 9642.117 | 10800.015 | 13202.706 | 12081.08 | 10114.374 | 10339.39 | 10529.032 | 11826.072
2021 | CA | NPCC | - | NPCC-Ontario | GWh | Reporting Year Forecast - Net Energy For Load | 12105.158 | 11233.123 | 11101.706 | 9781.57 | 10086.333 | 10747.5852 | 11818.4696 | 11708.3351 | 10482.8995 | 10425.0136 | 10902.1416 | 11947.7636
2021 | CA | NPCC | - | NPCC-Ontario | GWh | Year 1 Forecast - Net Energy For Load | 12578.5496 | 11250.1385 | 11661.2242 | 10241.0161 | 10326.9436 | 10938.5656 | 11889.3713 | 11983.4201 | 10513.2391 | 10562.9908 | 11067.045 | 12042.7775
2021 | CA | NPCC | - | NPCC-Quebec | GWh | Prior Year Actual - Net Energy for Load | 20499.3555 | 19116.1308 | 17788.698 | 14497.5442 | 12742.514 | 11958.8041 | 12850.4011 | 12304.9809 | 11642.2542 | 13576.5161 | 15482.4052 | 19101.6741
2021 | CA | NPCC | - | NPCC-Quebec | GWh | Reporting Year Forecast - Net Energy For Load | 21694.5746 | 18924.9241 | 18453.6453 | 14769.8074 | 13069.9759 | 12566.8207 | 13207.5255 | 13142.5731 | 12402.6487 | 13956.5892 | 16494.616 | 20321.4595
2021 | CA | NPCC | - | NPCC-Quebec | GWh | Year 1 Forecast - Net Energy For Load | 22205.7582 | 19252.5088 | 18694.6894 | 14769.8074 | 13069.9759 | 12566.8207 | 13500.934 | 13366.9272 | 12601.2832 | 14216.6321 | 16724.5558 | 20574.0465
2021 | US | RF | - | PJM | GWh | Prior Year Actual - Net Energy for Load | 68222 | 62905 | 59390 | 51789 | 54443 | 64880 | 80295 | 73815 | 59770 | 56071 | 57072 | 68633
2021 | US | RF | - | PJM | GWh | Reporting Year Forecast - Net Energy For Load | 72886 | 63997 | 64240 | 55486 | 58118 | 66441 | 75771 | 73325 | 62170 | 57898 | 60489 | 69247
2021 | US | RF | - | PJM | GWh | Year 1 Forecast - Net Energy For Load | 73364 | 64262 | 64673 | 55660 | 58691 | 66810 | 75984 | 74014 | 62413 | 58168 | 60793 | 69377
2021 | US | SERC | - | SERC-C | GWh | Prior Year Actual - Net Energy for Load | 18566 | 17531 | 15633 | 13875 | 15203 | 18143 | 21600 | 20163 | 17036 | 15421 | 15701 | 19570
2021 | US | SERC | - | SERC-C | GWh | Reporting Year Forecast - Net Energy For Load | 20000 | 17269 | 16524 | 14776 | 16129 | 18441 | 20336 | 20258 | 16950 | 15544 | 15956 | 18549
2021 | US | SERC | - | SERC-C | GWh | Year 1 Forecast - Net Energy For Load | 20309 | 17541 | 16805 | 15020 | 16365 | 18686 | 20364 | 20290 | 16966 | 15586 | 16009 | 18631
2021 | US | SERC | - | SERC-E | GWh | Prior Year Actual - Net Energy for Load | 18419 | 16875 | 15942 | 13895 | 15572 | 18430 | 22259 | 21199 | 17520 | 15733 | 15496 | 19391
2021 | US | SERC | - | SERC-E | GWh | Reporting Year Forecast - Net Energy For Load | 19973 | 17010 | 16738 | 15145 | 16701 | 19047 | 21125 | 20970 | 18341 | 15977 | 16510 | 18169
2021 | US | SERC | - | SERC-E | GWh | Year 1 Forecast - Net Energy For Load | 20129 | 17424 | 17195 | 15842 | 17086 | 19134 | 21098 | 20956 | 18583 | 16550 | 17096 | 18462
2021 | US | SERC | - | SERC-SE | GWh | Prior Year Actual - Net Energy for Load | 19255 | 17828 | 17134 | 15100 | 17520 | 20348 | 23587 | 23247 | 19500 | 17498 | 16499 | 20330
2021 | US | SERC | - | SERC-SE | GWh | Reporting Year Forecast - Net Energy For Load | 21021 | 17882 | 17496 | 16788 | 19726 | 22147 | 24656 | 24134 | 20669 | 18252 | 17863 | 20285
2021 | US | SERC | - | SERC-SE | GWh | Year 1 Forecast - Net Energy For Load | 21730 | 18321 | 18052 | 17236 | 20245 | 22747 | 25059 | 24499 | 20700 | 18399 | 18087 | 20576
2021 | CA | WECC | - | WECC-AB | GWh | Prior Year Actual - Net Energy for Load | 7824.391 | 7104.681 | 7436.002 | 6545.39 | 6326.512 | 6292.142 | 6676.668 | 6674.214 | 6368.159 | 6988.19 | 7258.93 | 7619.405
2021 | CA | WECC | - | WECC-AB | GWh | Reporting Year Forecast - Net Energy For Load | 7610.2011 | 6862.4379 | 7504.4549 | 6607.3655 | 6675.4388 | 6536.7374 | 7035.2284 | 7136.9454 | 6631.3702 | 6967.7809 | 7235.6487 | 7638.0618
2021 | CA | WECC | - | WECC-AB | GWh | Year 1 Forecast - Net Energy For Load | 7762.2828 | 7008.7993 | 7618.2968 | 6716.5132 | 6811.9538 | 6665.5859 | 7167.154 | 7270.0554 | 6754.2831 | 7096.9067 | 7377.9966 | 7767.0052
2021 | CA | WECC | - | WECC-BC | GWh | Prior Year Actual - Net Energy for Load | 6363.452 | 5748.363 | 5730.43 | 4779.529 | 4572.753 | 4441.775 | 4805.571 | 4954.384 | 4570.039 | 5134.749 | 5638.252 | 6162.844
2021 | CA | WECC | - | WECC-BC | GWh | Reporting Year Forecast - Net Energy For Load | 6240.0385 | 5792.87 | 5557.0752 | 5002.2968 | 4711.2921 | 4548.5985 | 4704.8035 | 4726.9271 | 4680.5928 | 5046.8446 | 5583.1957 | 6178.3834
2021 | CA | WECC | - | WECC-BC | GWh | Year 1 Forecast - Net Energy For Load | 6309.5183 | 5858.1187 | 5636.5683 | 5129.8 | 4866.0514 | 4698.1211 | 4824.4271 | 4828.5824 | 4782.4032 | 5142.9332 | 5670.6736 | 6248.8084
2021 | US/MX | WECC | - | WECC-CAMX | GWh | Prior Year Actual - Net Energy for Load | 20393.673 | 18850.264 | 19475.5495 | 18023.9246 | 20636.037 | 22448.8693 | 25530.735 | 27851.774 | 24928.1083 | 22899.0667 | 19544.3828 | 20777.1903
2021 | US/MX | WECC | - | WECC-CAMX | GWh | Reporting Year Forecast - Net Energy For Load | 20056.7757 | 17642.2878 | 19306.5676 | 18771.055 | 20218.4854 | 22507.6653 | 25687.9319 | 26139.7444 | 24135.9338 | 21236.8897 | 19056.4659 | 20425.8336
2021 | US/MX | WECC | - | WECC-CAMX | GWh | Year 1 Forecast - Net Energy For Load | 20056.7757 | 17642.2878 | 19306.5676 | 18771.055 | 20218.4854 | 22507.6653 | 25687.9319 | 26139.7444 | 24135.9338 | 21236.8897 | 19056.4659 | 20425.8336
2021 | US | WECC | - | WECC-NWPP-US and RMRG | GWh | Prior Year Actual - Net Energy for Load | 33745.049 | 30822.6947 | 30522.4208 | 27340.5996 | 28576.2256 | 30619.2068 | 35004.857 | 35216.9499 | 29609.263 | 29430.6276 | 30080.136 | 33682.9778
2021 | US | WECC | - | WECC-NWPP-US and RMRG | GWh | Reporting Year Forecast - Net Energy For Load | 32598.3269 | 28880.1768 | 29414.423 | 27305.5943 | 28248.8646 | 30168.4542 | 33769.0603 | 33070.1114 | 28893.3518 | 28432.8126 | 29481.1415 | 33258.0945
2021 | US | WECC | - | WECC-NWPP-US and RMRG | GWh | Year 1 Forecast - Net Energy For Load | 33028.0144 | 29093.115 | 29695.253 | 27639.5582 | 28421.8208 | 30291.3321 | 33923.3816 | 33251.9449 | 29011.0096 | 28811.2373 | 29624.4365 | 33332.8368
2021 | US | WECC | - | WECC-SRSG | GWh | Prior Year Actual - Net Energy for Load | 7431.1395 | 6711.5583 | 6634.5507 | 6751.7547 | 8862.8123 | 10025.7555 | 12149.2322 | 12422.6514 | 9853.3089 | 8294.9835 | 6906.3271 | 7646.6016
2021 | US | WECC | - | WECC-SRSG | GWh | Reporting Year Forecast - Net Energy For Load | 7658.5818 | 6598.3347 | 6947.7054 | 6966.041 | 8191.4234 | 10149.8868 | 11597.5504 | 11467.398 | 9862.8171 | 8055.3643 | 6864.738 | 7522.2375
2021 | US | WECC | - | WECC-SRSG | GWh | Year 1 Forecast - Net Energy For Load | 7739.8401 | 6717.0906 | 7085.7157 | 7079.1011 | 8358.7978 | 10333.564 | 11792.1782 | 11670.6859 | 10105.3192 | 8279.0227 | 7048.2675 | 7755.0446
2021 | US | SERC | - | SERC-FP | GWh | Prior Year Actual - Net Energy for Load | 17073 | 16224 | 18542 | 18664 | 20141 | 22751 | 24251 | 24588 | 22354 | 21458 | 17763 | 17312
2021 | US | SERC | - | SERC-FP | GWh | Reporting Year Forecast - Net Energy For Load | 18867 | 16701 | 18284 | 19017 | 22209 | 23790 | 25435 | 25569 | 23497 | 21341 | 17921 | 18648
2021 | US | SERC | - | SERC-FP | GWh | Year 1 Forecast - Net Energy For Load | 18103 | 16342 | 17634 | 18301 | 21149 | 22553 | 24067 | 24366 | 22550 | 20529 | 17497 | 17922
2022 | US | MRO | - | SPP | GWh | Prior Year Actual - Net Energy for Load | 22517.219 | 22135.734 | 19732.2 | 18893.5 | 19688.5 | 24352.1 | 26638.2 | 27473.8 | 23154.4 | 20182.3 | 19868.2 | 21256.5
2022 | US | MRO | - | SPP | GWh | Reporting Year Forecast - Net Energy For Load | 24365.5 | 21618.5 | 21548.2 | 19695.7 | 21235.9 | 24468.6 | 27997.6 | 27632.5 | 23231.7 | 21089.9 | 21170.4 | 23659.6
2022 | US | MRO | - | SPP | GWh | Year 1 Forecast - Net Energy For Load | 24985.5 | 22119.4 | 22065.3 | 20142.3 | 21774.2 | 25272.9 | 28752 | 28391.2 | 23793.5 | 21801.5 | 21817.8 | 24290.1
2022 | US | TRE-ERCOT | - | TRE-ERCOT | GWh | Prior Year Actual - Net Energy for Load | 30821.9155 | 29095.558 | 27328.2588 | 28089.5696 | 31785.1024 | 37345.5612 | 39576.9286 | 41395.5411 | 36555.3032 | 32670.0915 | 27996.249 | 30187.8997
2022 | US | TRE-ERCOT | - | TRE-ERCOT | GWh | Reporting Year Forecast - Net Energy For Load | 33428.7324 | 29329.7033 | 30811.1781 | 30797.0536 | 35467.9298 | 39838.5011 | 42870.1188 | 43822.2653 | 37745.1462 | 34131.1538 | 31051.2746 | 33989.3016
2022 | US | TRE-ERCOT | - | TRE-ERCOT | GWh | Year 1 Forecast - Net Energy For Load | 35119.3397 | 30833.8065 | 32437.143 | 32313.6129 | 37009.361 | 41032.7619 | 44096.6969 | 45046.1414 | 38935.4187 | 35366.7091 | 32257.2293 | 35236.1191
2022 | CA | MRO | - | MRO-Manitoba Hydro | GWh | Prior Year Actual - Net Energy for Load | 2607.581 | 2572.5484 | 2266.5918 | 1981.6916 | 1852.2481 | 1863.1068 | 1946.924 | 1755.8615 | 1652.8528 | 1837.676 | 2236.0338 | 2732.5223
2022 | CA | MRO | - | MRO-Manitoba Hydro | GWh | Reporting Year Forecast - Net Energy For Load | 2926.023 | 2642.9083 | 2450.1775 | 1891.0555 | 1710.4943 | 1627.6703 | 1812.8923 | 1753.5183 | 1652.6927 | 1941.3326 | 2244.8187 | 2634.2027
2022 | CA | MRO | - | MRO-Manitoba Hydro | GWh | Year 1 Forecast - Net Energy For Load | 2792.7564 | 2449.8567 | 2369.5824 | 1911.2654 | 1728.5745 | 1635.5288 | 1822.6959 | 1762.9726 | 1661.2083 | 1953.1325 | 2260.921 | 2654.5214
2022 | CA | NPCC | - | NPCC-Maritimes | GWh | Prior Year Actual - Net Energy for Load | 2870.831 | 2644.0253 | 2704.2729 | 2204.3915 | 2037.7283 | 1887.4453 | 1949.9558 | 2042.9851 | 1876.4592 | 1992.9676 | 2382.5922 | 2907.2281
2022 | CA | NPCC | - | NPCC-Maritimes | GWh | Reporting Year Forecast - Net Energy For Load | 3086.8377 | 2774.0092 | 2720.993 | 2272.5233 | 2064.562 | 1857.3961 | 1972.1243 | 1988.8466 | 1875.756 | 2098.4864 | 2375.0861 | 2859.6478
2022 | CA | NPCC | - | NPCC-Maritimes | GWh | Year 1 Forecast - Net Energy For Load | 3108.0283 | 2793.9941 | 2742.1253 | 2273.5228 | 2061.7412 | 1858.5241 | 1973.8842 | 1990.7785 | 1878.1907 | 2101.5401 | 2376.8939 | 2859.9066
2022 | US | MRO | - | MRO-MISO | GWh | Prior Year Actual - Net Energy for Load | 56666.5179 | 54557.6393 | 50739.8213 | 47462.5935 | 50868.175 | 60108.1076 | 63731.7081 | 65247.5773 | 53430.0954 | 52048.3114 | 50938.8405 | 54339.5
2022 | US | MRO | - | MRO-MISO | GWh | Reporting Year Forecast - Net Energy For Load | 59302.4 | 52310 | 53066.4 | 48851.6 | 52693.7 | 58548.3 | 65377.6 | 63971.8 | 55413 | 52162 | 51858.3 | 57435.9
2022 | US | MRO | - | MRO-MISO | GWh | Year 1 Forecast - Net Energy For Load | 59758.3 | 52905 | 53567.1 | 49287.3 | 53044.7 | 58858.2 | 65706.4 | 64230.2 | 59729.9 | 52522 | 52277.8 | 57890.5
2022 | CA | MRO | - | MRO-SaskPower | GWh | Prior Year Actual - Net Energy for Load | 2267.8 | 2174.3 | 2141.1 | 1948.4 | 1944.9 | 1963.3 | 2051.2 | 1961.7 | 1829.38 | 1959.4 | 2137 | 2402.6
2022 | CA | MRO | - | MRO-SaskPower | GWh | Reporting Year Forecast - Net Energy For Load | 2432.1 | 2134.7 | 2245.8 | 2070.2 | 2026.6 | 1965.3 | 2082.7 | 2095.5 | 1942.8 | 2157.4 | 2245.9 | 2383
2022 | CA | MRO | - | MRO-SaskPower | GWh | Year 1 Forecast - Net Energy For Load | 2453.7 | 2156 | 2267.7 | 2091.4 | 2044.7 | 1977.6 | 2101.4 | 2104.2 | 1954.8 | 2176.4 | 2255.2 | 2406.7
2022 | US | NPCC | - | NPCC-New England | GWh | Prior Year Actual - Net Energy for Load | 10679 | 9746 | 9500 | 8347 | 8655 | 10722 | 11056 | 12099 | 9648 | 8881 | 9141 | 10315
2022 | US | NPCC | - | NPCC-New England | GWh | Reporting Year Forecast - Net Energy For Load | 11290 | 9978 | 10176 | 9033 | 9193 | 10264 | 12233 | 11794 | 9780 | 9530 | 9725 | 11022
2022 | US | NPCC | - | NPCC-New England | GWh | Year 1 Forecast - Net Energy For Load | 11412 | 10083 | 10254 | 9094 | 9269 | 10353 | 12385 | 11925 | 9870 | 9618 | 9821 | 11152
2022 | US | NPCC | - | NPCC-New York | GWh | Prior Year Actual - Net Energy for Load | 13223.7 | 12147.1 | 11916.4 | 10610.6 | 11314.8 | 13754 | 14962.9 | 15637.8 | 12591.8 | 11554 | 11619.3 | 12645.5
2022 | US | NPCC | - | NPCC-New York | GWh | Reporting Year Forecast - Net Energy For Load | 13275.7 | 11745.3 | 12118.1 | 10750.3 | 11291.8 | 13016.7 | 15500 | 15131.3 | 12527.8 | 11541.5 | 11596.2 | 12765.3
2022 | US | NPCC | - | NPCC-New York | GWh | Year 1 Forecast - Net Energy For Load | 13351.1914 | 11812.1251 | 12187.0107 | 10811.4621 | 11356.0096 | 13090.6714 | 15588.096 | 15217.3445 | 12598.9836 | 11607.0823 | 11662.1799 | 12837.8434
2022 | CA | NPCC | - | NPCC-Ontario | GWh | Prior Year Actual - Net Energy for Load | 12105.158 | 11233.123 | 11101.706 | 9781.57 | 10086.333 | 11262.474 | 11636.443 | 12856.511 | 10389.017 | 10516.14 | 10956.602 | 11919.133
2022 | CA | NPCC | - | NPCC-Ontario | GWh | Reporting Year Forecast - Net Energy For Load | 12686.5147 | 11307.3241 | 11748.7935 | 10215.9825 | 10264.7126 | 10912.7429 | 11893.6686 | 11946.1238 | 10658.006 | 10632.2401 | 11088.8966 | 12095.5745
2022 | CA | NPCC | - | NPCC-Ontario | GWh | Year 1 Forecast - Net Energy For Load | 13086.0749 | 11629.5127 | 11983.1554 | 10426.1597 | 10494.5853 | 11174.7918 | 12232.7936 | 12182.5747 | 10778.9459 | 10971.219 | 11442.2114 | 12346.7637
2022 | CA | NPCC | - | NPCC-Quebec | GWh | Prior Year Actual - Net Energy for Load | 20296.592 | 18824.6728 | 18115.0913 | 14034.6572 | 13086.7639 | 12609.2353 | 12894.8969 | 13547.1989 | 12365.4695 | 13359.9109 | 16307.3554 | 20258.2836
2022 | CA | NPCC | - | NPCC-Quebec | GWh | Reporting Year Forecast - Net Energy For Load | 22479.7546 | 22469.8906 | 22479.7546 | 22476.4666 | 22479.7546 | 22476.4666 | 22479.7546 | 22479.7546 | 22476.4666 | 22479.7546 | 22476.4666 | 22479.7546
2022 | CA | NPCC | - | NPCC-Quebec | GWh | Year 1 Forecast - Net Energy For Load | 22765.6103 | 22759.0343 | 22765.6103 | 22762.3223 | 22765.6103 | 22762.3223 | 22765.6103 | 22765.6103 | 22762.3223 | 22765.6103 | 22762.3223 | 22765.6103
2022 | US | RF | - | PJM | GWh | Prior Year Actual - Net Energy for Load | 70745 | 66156 | 61171 | 55000 | 58536 | 69146 | 75897 | 77919 | 63503 | 58566 | 61106 | 64937
2022 | US | RF | - | PJM | GWh | Reporting Year Forecast - Net Energy For Load | 74676 | 64793 | 65174 | 55331 | 58138 | 65240 | 75017 | 72625 | 60894 | 57503 | 61157 | 70770
2022 | US | RF | - | PJM | GWh | Year 1 Forecast - Net Energy For Load | 75404 | 65386 | 65717 | 55483 | 58728 | 65543 | 75361 | 73084 | 61215 | 58375 | 61997 | 71468
2022 | US | SERC | - | SERC-C | GWh | Prior Year Actual - Net Energy for Load | 20670 | 19354 | 16279 | 15307 | 16330 | 19221 | 21034 | 21423 | 17571 | 17128 | 17268 | 17312
2022 | US | SERC | - | SERC-C | GWh | Reporting Year Forecast - Net Energy For Load | 21673 | 18121 | 17100 | 15235 | 16641 | 19097 | 21003 | 20867 | 17459 | 16007 | 16436 | 19074
2022 | US | SERC | - | SERC-C | GWh | Year 1 Forecast - Net Energy For Load | 20813 | 18004 | 17093 | 15200 | 16614 | 19077 | 20994 | 20860 | 17424 | 15942 | 16390 | 19035
2022 | US | SERC | - | SERC-E | GWh | Prior Year Actual - Net Energy for Load | 16545 | 14923 | 13472 | 15353 | 16969 | 19433 | 21623 | 22074 | 18091 | 16480 | 17142 | 17418
2022 | US | SERC | - | SERC-E | GWh | Reporting Year Forecast - Net Energy For Load | 20980 | 18690 | 17881 | 16509 | 18092 | 20872 | 23260 | 22861 | 19425 | 17102 | 17942 | 20386
2022 | US | SERC | - | SERC-E | GWh | Year 1 Forecast - Net Energy For Load | 21701 | 19347 | 17903 | 16722 | 18208 | 21197 | 23358 | 22707 | 19383 | 16754 | 18323 | 20480
2022 | US | SERC | - | SERC-SE | GWh | Prior Year Actual - Net Energy for Load | 20174 | 18355 | 17615 | 16376 | 18500 | 21165 | 22992 | 23623 | 20485 | 18917 | 18478 | 18960
2022 | US | SERC | - | SERC-SE | GWh | Reporting Year Forecast - Net Energy For Load | 21593 | 18144 | 18088 | 16976 | 19792 | 22197 | 24628 | 24225 | 20745 | 18407 | 17999 | 20346
2022 | US | SERC | - | SERC-SE | GWh | Year 1 Forecast - Net Energy For Load | 21304 | 17901 | 17656 | 16784 | 19611 | 21979 | 24231 | 23715 | 20072 | 17854 | 17643 | 20229
2022 | CA | WECC | - | WECC-AB | GWh | Prior Year Actual - Net Energy for Load | 7638.062 | 7136.797 | 7269.608 | 6543.016 | 6666.721 | 6949.803 | 7380.693 | 6916.98 | 6490.521 | 7033.063 | 7250.155 | 7938.307
2022 | CA | WECC | - | WECC-AB | GWh | Reporting Year Forecast - Net Energy For Load | 7762.1025 | 7009.9976 | 7607.6331 | 6716.5132 | 6811.9538 | 6665.5859 | 7167.154 | 7270.0554 | 6754.2831 | 7096.9067 | 7387.7144 | 7767.0185
2022 | CA | WECC | - | WECC-AB | GWh | Year 1 Forecast - Net Energy For Load | 7881.9261 | 7126.8485 | 7695.2382 | 6795.6988 | 6913.0169 | 6748.4997 | 7263.2907 | 7338.7924 | 6813.9799 | 7172.2457 | 7456.1558 | 7812.0556
2022 | CA | WECC | - | WECC-BC | GWh | Prior Year Actual - Net Energy for Load | 6139.384 | 5807.66 | 5777.967 | 4978.955 | 4882.606 | 4988.96 | 5180.395 | 5057.526 | 4750.502 | 5292.298 | 5601.178 | 6703.126
2022 | CA | WECC | - | WECC-BC | GWh | Reporting Year Forecast - Net Energy For Load | 6307.8962 | 5856.2037 | 5624.9212 | 5113.9403 | 4853.3698 | 4688.4653 | 4829.9063 | 4826.8472 | 4779.6429 | 5132.9344 | 5661.0973 | 6246.273
2022 | CA | WECC | - | WECC-BC | GWh | Year 1 Forecast - Net Energy For Load | 6372.9468 | 5908.4254 | 5684.7923 | 5173.2789 | 4942.3938 | 4764.1632 | 4902.6515 | 4893.1774 | 4842.278 | 5209.5962 | 5762.185 | 6356.9217
2022 | US/MX | WECC | - | WECC-CAMX | GWh | Prior Year Actual - Net Energy for Load | 20317.7577 | 17754.9777 | 19762.4416 | 19239.9566 | 20927.1537 | 23978.2945 | 27626.5019 | 27063.4506 | 24397.1733 | 21202.2676 | 19928.664 | 21930.5238
2022 | US/MX | WECC | - | WECC-CAMX | GWh | Reporting Year Forecast - Net Energy For Load | 21041.3789 | 18464.8768 | 20140.2517 | 19516.6235 | 21126.9337 | 23533.3657 | 26708.8041 | 27302.8364 | 25058.7075 | 22133.66 | 19954.2589 | 21404.6322
2022 | US/MX | WECC | - | WECC-CAMX | GWh | Year 1 Forecast - Net Energy For Load | 21041.3789 | 18464.8768 | 20140.2517 | 19516.6235 | 21126.9337 | 23533.3657 | 26708.8041 | 27302.8364 | 25058.7075 | 22133.66 | 19954.2589 | 21404.6322
2022 | US | WECC | - | WECC-WPP | GWh | Prior Year Actual - Net Energy for Load | 34670.4087 | 31706.2357 | 31816.4866 | 29110.1745 | 30089.3338 | 34930.4482 | 38340.713 | 36162.1277 | 31709.1627 | 29832.9617 | 30925.7153 | 35717.8344
2022 | US | WECC | - | WECC-WPP | GWh | Reporting Year Forecast - Net Energy For Load | 35060.0286 | 31167.9608 | 31571.4613 | 29276.3688 | 30315.6084 | 33594.575 | 37550.9411 | 36312.7198 | 31844.5623 | 30365.1278 | 31379.9719 | 35790.4475
2022 | US | WECC | - | WECC-WPP | GWh | Year 1 Forecast - Net Energy For Load | 35609.0874 | 31870.577 | 32248.947 | 29813.5061 | 30858.8794 | 34127.7998 | 38183.0462 | 36972.9693 | 32432.2006 | 30971.5587 | 31808.2728 | 36236.2741
2022 | US | WECC | - | WECC-SRSG | GWh | Prior Year Actual - Net Energy for Load | 8189.2583 | 6956.4649 | 7562.8466 | 7977.3907 | 9425.1139 | 11939.7863 | 12429.9847 | 12245.2545 | 10787.3956 | 8333.3529 | 7501.9857 | 8045.3955
2022 | US | WECC | - | WECC-SRSG | GWh | Reporting Year Forecast - Net Energy For Load | 8329.0664 | 7259.7461 | 7680.8963 | 7969.3197 | 9430.8126 | 11550.4043 | 13091.2009 | 12867.5198 | 11064.9387 | 8978.0837 | 7739.3762 | 8491.8689
2022 | US | WECC | - | WECC-SRSG | GWh | Year 1 Forecast - Net Energy For Load | 8713.2036 | 7512.2139 | 7959.5283 | 8270.7525 | 9740.2563 | 11876.0006 | 13455.9731 | 13235.1603 | 11404.3349 | 9300.5616 | 8049.3427 | 8827.0963
2022 | US | SERC | - | SERC-FP | GWh | Prior Year Actual - Net Energy for Load | 16987 | 16263 | 17977 | 19057 | 22570 | 23430 | 23763 | 24632 | 21930 | 20991 | 16343 | 17595
2022 | US | SERC | - | SERC-FP | GWh | Reporting Year Forecast - Net Energy For Load | 18882 | 16936 | 18436 | 19167 | 22076 | 23813 | 25451 | 25502 | 23561 | 21510 | 18168 | 18832
2022 | US | SERC | - | SERC-FP | GWh | Year 1 Forecast - Net Energy For Load | 19237 | 17179 | 18594 | 19324 | 22417 | 24123 | 25773 | 25839 | 23812 | 21732 | 18331 | 19037
2023 | US | MRO | - | MRO-MISO | GWh | Prior Year Actual - Net Energy for Load | 59500 | 52100 | 51500 | 47900 | 53200 | 59500 | 64500 | 61800 | 53500 | 48600 | 50300 | 56600
2023 | US | MRO | - | MRO-MISO | GWh | Reporting Year Forecast - Net Energy For Load | 59800 | 52900 | 53600 | 49300 | 53000 | 58200 | 65100 | 63600 | 55100 | 52000 | 51400 | 56900
2023 | US | MRO | - | MRO-MISO | GWh | Year 1 Forecast - Net Energy For Load | 59500 | 53500 | 53300 | 49200 | 52900 | 59000 | 65900 | 65400 | 55940 | 52800 | 52340 | 57900
2023 | CA | NPCC | - | NPCC-Maritimes | GWh | Prior Year Actual - Net Energy for Load | 3300.8614 | 2847.5979 | 2814.0873 | 2326.7387 | 2085.7878 | 1908.2547 | 2059.8609 | 2100.3277 | 1838.0539 | 1983.9972 | 2381.7718 | 2842.3338
2023 | CA | NPCC | - | NPCC-Maritimes | GWh | Reporting Year Forecast - Net Energy For Load | 3124.6584 | 2836.2234 | 2778.5551 | 2326.5091 | 2105.9506 | 1903.695 | 2006.7157 | 2014.4019 | 1881.2167 | 2108.4861 | 2423.245 | 2918.2055
2023 | CA | NPCC | - | NPCC-Maritimes | GWh | Year 1 Forecast - Net Energy For Load | 3188.9779 | 2892.5249 | 2835.0898 | 2348.1835 | 2138.3497 | 1931.0887 | 2031.0856 | 2040.4292 | 1906.4999 | 2133.2783 | 2447.6857 | 2943.2144
2023 | CA | MRO | - | MRO-Manitoba Hydro | GWh | Prior Year Actual - Net Energy for Load | 2709.8416 | 2447.644 | 2269.1527 | 2003.6747 | 1811.8762 | 1789.9669 | 1884.7536 | 1893.3162 | 1724.499 | 1932.2665 | 2216.6479 | 2660.2605
2023 | CA | MRO | - | MRO-Manitoba Hydro | GWh | Reporting Year Forecast - Net Energy For Load | 2800.1695 | 2543.4249 | 2633.3193 | 1911.2654 | 1728.5745 | 1635.5288 | 1822.6959 | 1762.9726 | 1660.6947 | 1953.1325 | 2260.921 | 2654.5214
2023 | CA | MRO | - | MRO-Manitoba Hydro | GWh | Year 1 Forecast - Net Energy For Load | 2814.8079 | 2468.8527 | 2386.1838 | 1913.3418 | 1728.7057 | 1635.3181 | 1824.2247 | 1763.9107 | 1661.201 | 1954.7487 | 2266.1521 | 2662.3304
2023 | CA | MRO | - | MRO-SaskPower | GWh | Prior Year Actual - Net Energy for Load | 2415.9 | 2147.7 | 2186.5 | 1991 | 1938.1 | 1922.8 | 2088.7 | 2105.5 | 1990 | 2018.9 | 2254.8 | 2392
2023 | CA | MRO | - | MRO-SaskPower | GWh | Reporting Year Forecast - Net Energy For Load | 2466.1 | 2156.3 | 2263 | 2092.1 | 2052.3 | 1972.9 | 2106.7 | 2095 | 2012.7 | 2200.8 | 2272.3 | 2344.7
2023 | CA | MRO | - | MRO-SaskPower | GWh | Year 1 Forecast - Net Energy For Load | 2454 | 2173.4 | 2249 | 2076.9 | 2035 | 1951.8 | 2090.2 | 2080.2 | 2017.4 | 2187.7 | 2251.6 | 2318.7
2023 | US | NPCC | - | NPCC-New England | GWh | Prior Year Actual - Net Energy for Load | 11313 | 9654 | 9615 | 8307 | 8962 | 9505 | 12140 | 12245 | 9140 | 8659 | 8985 | 10405
2023 | US | NPCC | - | NPCC-New England | GWh | Reporting Year Forecast - Net Energy For Load | 10232 | 9323 | 10047 | 8863 | 8980 | 10097 | 11776 | 11681 | 9608 | 9329 | 9643 | 10943
2023 | US | NPCC | - | NPCC-New England | GWh | Year 1 Forecast - Net Energy For Load | 11372 | 10304 | 10152 | 8921 | 8999 | 10147 | 11838 | 11768 | 9665 | 9409 | 9770 | 11116
2023 | US | NPCC | - | NPCC-New York | GWh | Prior Year Actual - Net Energy for Load | 13970.4 | 12007 | 12095.6 | 10768.9 | 11527.8 | 12668.1 | 15765.6 | 15923.8 | 12340.6 | 11119.3 | 11447.8 | 13046.1
2023 | US | NPCC | - | NPCC-New York | GWh | Reporting Year Forecast - Net Energy For Load | 13511.8 | 11911.5 | 12028.2 | 10716.5 | 11334.2 | 12974.3 | 15606.1 | 15525 | 12468.2 | 11381.3 | 11537.5 | 12785.3
2023 | US | NPCC | - | NPCC-New York | GWh | Year 1 Forecast - Net Energy For Load | 13543.9 | 11939.7 | 12056.7 | 10741.9 | 11361.1 | 13005.1 | 15643.1 | 15561.8 | 12497.8 | 11408.3 | 11564.9 | 12815.7
2023 | CA | NPCC | - | NPCC-Ontario | GWh | Prior Year Actual - Net Energy for Load | 13085.388 | 11487.734 | 11816.835 | 10265.047 | 10469.914 | 10929.858 | 12343.623 | 12624.254 | 10814.096 | 10384.167 | 11044.181 | 12304.768
2023 | CA | NPCC | - | NPCC-Ontario | GWh | Reporting Year Forecast - Net Energy For Load | 12648.0121 | 11300.1295 | 11774.3675 | 10314.0284 | 10413.9564 | 11036.5245 | 12031.8708 | 12163.7738 | 10689.8917 | 10647.6178 | 11105.9454 | 12113.6829
2023 | CA | NPCC | - | NPCC-Ontario | GWh | Year 1 Forecast - Net Energy For Load | 12972.087 | 12118.6378 | 12212.2893 | 10678.1927 | 10706.6026 | 10863.1848 | 12500.0908 | 12279.8703 | 11187.1369 | 10919.2098 | 11202.5858 | 12453.5614
2023 | CA | NPCC | - | NPCC-Quebec | GWh | Prior Year Actual - Net Energy for Load | 23211.8595 | 19684.1853 | 19020.5875 | 15410.8503 | 13154.3192 | 12299.3719 | 12974.7126 | 13057.2143 | 12354.2158 | 13596.8254 | 16037.3024 | 19297.2012
2023 | CA | NPCC | - | NPCC-Quebec | GWh | Reporting Year Forecast - Net Energy For Load | 22411.0145 | 19452.2632 | 18976.3562 | 15443.4666 | 13580.4034 | 12943.585 | 13704.9916 | 13587.9585 | 12706.0136 | 14290.7079 | 16892.6004 | 20774.8316
2023 | CA | NPCC | - | NPCC-Quebec | GWh | Year 1 Forecast - Net Energy For Load | 22627.9935 | 20328.8945 | 19153.3073 | 15576.7616 | 13686.4825 | 13044.6047 | 13823.4158 | 13712.2916 | 12838.9148 | 14471.3674 | 17118.9822 | 21047.8917
2023 | US | RF | - | PJM | GWh | Prior Year Actual - Net Energy for Load | 76400 | 64002 | 62900 | 56508 | 61033 | 67810 | 77691 | 76386 | 62668 | 57337 | 60668 | 71717
2023 | US | RF | - | PJM | GWh | Reporting Year Forecast - Net Energy For Load | 73975 | 64201 | 64758 | 55932 | 59428 | 67022 | 75943 | 74466 | 62177 | 58821 | 61038 | 70289
2023 | US | RF | - | PJM | GWh | Year 1 Forecast - Net Energy For Load | 75056 | 68314 | 65046 | 57217 | 60220 | 67395 | 77093 | 75121 | 63078 | 60081 | 61858 | 71458
2023 | US | SERC | - | SERC-C | GWh | Prior Year Actual - Net Energy for Load | 21929 | 18229 | 17080 | 15667 | 17755 | 20555 | 22841 | 21278 | 17588 | 15659 | 17036 | 20098
2023 | US | SERC | - | SERC-C | GWh | Reporting Year Forecast - Net Energy For Load | 17733 | 15178 | 14855 | 13468 | 15008 | 17173 | 18948 | 18619 | 15693 | 14116 | 14542 | 16795
2023 | US | SERC | - | SERC-C | GWh | Year 1 Forecast - Net Energy For Load | 20657 | 18318 | 17369 | 15716 | 17516 | 20012 | 22120 | 21800 | 18386 | 16575 | 17057 | 19673
2023 | US | SERC | - | SERC-E | GWh | Prior Year Actual - Net Energy for Load | 19372 | 16901 | 18609 | 15410 | 18203 | 20580 | 22728 | 21672 | 18199 | 15816 | 16596 | 20369
2023 | US | SERC | - | SERC-E | GWh | Reporting Year Forecast - Net Energy For Load | 21004 | 18444 | 17548 | 15971 | 17746 | 20388 | 22774 | 22293 | 18958 | 16857 | 17350 | 19714
2023 | US | SERC | - | SERC-E | GWh | Year 1 Forecast - Net Energy For Load | 21096 | 18847 | 17289 | 15896 | 17711 | 20985 | 22952 | 22366 | 18879 | 16352 | 17660 | 19946
2023 | US | SERC | - | SERC-FP | GWh | Prior Year Actual - Net Energy for Load | 17993 | 16121 | 18371 | 18912 | 22198 | 23404 | 26550 | 26677 | 23183 | 21530 | 20284 | 20507
2023 | US | SERC | - | SERC-FP | GWh | Reporting Year Forecast - Net Energy For Load | 19151 | 17104 | 18629 | 19434 | 22506 | 24128 | 25601 | 25714 | 23733 | 21715 | 18179 | 18929
2023 | US | SERC | - | SERC-FP | GWh | Year 1 Forecast - Net Energy For Load | 19375 | 17365 | 18764 | 19594 | 22749 | 24389 | 25900 | 26048 | 24021 | 21949 | 18418 | 19189
2023 | US | SERC | - | SERC-SE | GWh | Prior Year Actual - Net Energy for Load | 22790 | 18469 | 18295 | 17499 | 21300 | 24675 | 24452 | 23293 | 19948 | 17097 | 17588 | 20551
2023 | US | SERC | - | SERC-SE | GWh | Reporting Year Forecast - Net Energy For Load | 21157 | 17766 | 17706 | 16624 | 19439 | 21780 | 24132 | 23699 | 20233 | 17915 | 17633 | 19945
2023 | US | SERC | - | SERC-SE | GWh | Year 1 Forecast - Net Energy For Load | 21483 | 18652 | 17907 | 16871 | 19745 | 22199 | 24475 | 24149 | 20509 | 18145 | 18001 | 20423
2023 | US | MRO | - | SPP | GWh | Prior Year Actual - Net Energy for Load | 24105.356 | 21467.7 | 21389.1 | 19665.1 | 22135.1 | 25464.9 | 29685 | 28633.8 | 23534.9 | 20520.1 | 21441.5 | 24014.5
2023 | US | MRO | - | SPP | GWh | Reporting Year Forecast - Net Energy For Load | 24890.8 | 21935.2 | 21960.7 | 20362.8 | 22463 | 25814.8 | 29503.7 | 28812.4 | 24014.2 | 21769.8 | 22017.2 | 24745.2
2023 | US | MRO | - | SPP | GWh | Year 1 Forecast - Net Energy For Load | 25971.2 | 23008.9 | 22857.3 | 21173.7 | 23175.7 | 26653.3 | 30494.5 | 29777.7 | 24940.5 | 22636.9 | 22842.1 | 25506.3
2023 | US | TRE-ERCOT | - | TRE-ERCOT | GWh | Prior Year Actual - Net Energy for Load | 33388.9037 | 31269.7237 | 30444.7317 | 30778.7543 | 38443.9151 | 42031.2038 | 45970.591 | 42990.2479 | 37412.3668 | 32167.6451 | 31203.5144 | 33783.0667
2023 | US | TRE-ERCOT | - | TRE-ERCOT | GWh | Reporting Year Forecast - Net Energy For Load | 35716.3474 | 31522.5904 | 32572.8819 | 32207.1212 | 37143.277 | 41799.88 | 45002.1915 | 45922.2462 | 39600.7494 | 35822.1609 | 32499.9921 | 35578.8909
2023 | US | TRE-ERCOT | - | TRE-ERCOT | GWh | Year 1 Forecast - Net Energy For Load | 37125.4384 | 33895.0462 | 34009.5147 | 33581.4197 | 38539.309 | 43454.5354 | 46716.162 | 47634.6561 | 41255.7981 | 37477.3682 | 34118.5194 | 37175.2674
2023 | CA | WECC | - | WECC-AB | GWh | Prior Year Actual - Net Energy for Load | 7820.563 | 7000.001 | 7481.689 | 6882.457 | 6815.509 | 6670.68 | 7330.7 | 7320.827 | 6754.894 | 7044.314 | 7452.106 | 7997.911
2023 | CA | WECC | - | WECC-AB | GWh | Reporting Year Forecast - Net Energy For Load | 7881.9261 | 7126.8485 | 7695.2382 | 6795.6988 | 6913.0169 | 6748.4997 | 7263.2907 | 7338.7924 | 6813.9799 | 7172.2457 | 7456.1558 | 7812.0556
2023 | CA | WECC | - | WECC-AB | GWh | Year 1 Forecast - Net Energy For Load | 7940.7169 | 7419.3459 | 7709.2057 | 6858.9013 | 6955.6131 | 6775.2765 | 7322.941 | 7375.2418 | 6856.3601 | 7232.2476 | 7490.9168 | 7848.821
2023 | CA | WECC | - | WECC-BC | GWh | Prior Year Actual - Net Energy for Load | 6553.47 | 5636.159 | 5687.665 | 5195.34 | 4979.403 | 4550.116 | 5080.357 | 5290.378 | 4691.497 | 4998.603 | 6038.264 | 6820.651
2023 | CA | WECC | - | WECC-BC | GWh | Reporting Year Forecast - Net Energy For Load | 6384.2928 | 5934.5859 | 5705.7749 | 5195.9871 | 4947.0442 | 4781.8471 | 4908.4649 | 4900.464 | 4863.3093 | 5225.9327 | 5780.7288 | 6364.2707
2023 | CA | WECC | - | WECC-BC | GWh | Year 1 Forecast - Net Energy For Load | 6473.1146 | 6041.9951 | 5789.3748 | 5295.1494 | 5032.0681 | 4874.2292 | 5005.6704 | 5002.4392 | 4965.065 | 5321.7703 | 5856.8997 | 6436.8602
2023 | US/MX | WECC | - | WECC-CAMX | GWh | Prior Year Actual - Net Energy for Load | 20569.5302 | 17946.9548 | 19462.7277 | 18785.3924 | 20355.1288 | 22745.4089 | 25924.0256 | 26492.6449 | 24285.8379 | 21415.5896 | 19459.2437 | 21128.6962
2023 | US/MX | WECC | - | WECC-CAMX | GWh | Reporting Year Forecast - Net Energy For Load | 20973.6135 | 18276.2438 | 19778.3219 | 19059.1406 | 20815.6497 | 23259.6512 | 26481.4952 | 27084.6502 | 24744.4049 | 21939.9663 | 19920.0835 | 21558.9868
2023 | US/MX | WECC | - | WECC-CAMX | GWh | Year 1 Forecast - Net Energy For Load | 21337.5251 | 18560.3805 | 19897.6953 | 19361.758 | 21146.5279 | 23433.0088 | 27116.4606 | 27084.6502 | 25024.0147 | 22275.6322 | 20124.0175 | 21887.0833
2023 | US | WECC | - | WECC-NW | GWh | Prior Year Actual - Net Energy for Load | 33425.6443 | 29266.0012 | 29621.5839 | 27867.2941 | 28474.9537 | 30318.7977 | 35579.5881 | 34915.9579 | 29461.7603 | 27703.895 | 31202.6021 | 34887.5465
2023 | US | WECC | - | WECC-NW | GWh | Reporting Year Forecast - Net Energy For Load | 32180.1775 | 28513.5565 | 28936.3013 | 27102.2821 | 28229.9697 | 30440.4426 | 34303.6432 | 33967.5911 | 29495.7236 | 28759.593 | 29812.6151 | 33444.6269
2023 | US | WECC | - | WECC-NW | GWh | Year 1 Forecast - Net Energy For Load | 33003.4939 | 29830.5267 | 29694.6732 | 27823.3421 | 28975.8464 | 31146.658 | 35162.0124 | 34763.8818 | 30276.2148 | 29657.8258 | 30743.1819 | 34375.1509
2023 | US | WECC | - | WECC-SW | GWh | Prior Year Actual - Net Energy for Load | 8336.4911 | 7439.244 | 7907.3046 | 8217.0676 | 9988.7722 | 12005.6336 | 13324.6843 | 12521.0549 | 11235.9133 | 8765.7663 | 7703.7924 | 8601.4968
2023 | US | WECC | - | WECC-SW | GWh | Reporting Year Forecast - Net Energy For Load | 8471.7088 | 7571.5405 | 8092.9527 | 8233.2236 | 9629.3347 | 11754.0388 | 13249.2038 | 12978.1325 | 11214.2562 | 9119.5987 | 8006.7978 | 8693.2053
2023 | US | WECC | - | WECC-SW | GWh | Year 1 Forecast - Net Energy For Load | 8897.0755 | 8103.8198 | 8446.6036 | 8650.7023 | 10083.347 | 12216.306 | 13702.7294 | 13435.6709 | 11673.3328 | 9626.3955 | 8515.6687 | 9208.326
2024 | US | MRO | - | MRO-MISO | GWh | Prior Year Actual - Net Energy for Load | 56000 | 49800 | 52800 | 47600 | 52100 | 58200 | 64100 | 65000 | 55100 | 51100 | 50200 | 53900
2024 | US | MRO | - | MRO-MISO | GWh | Reporting Year Forecast - Net Energy For Load | 59900 | 49600 | 50400 | 50600 | 54100 | 59200 | 65800 | 64000 | 56100 | 53200 | 52300 | 57600
2024 | US | MRO | - | MRO-MISO | GWh | Year 1 Forecast - Net Energy For Load | 61800 | 55400 | 56000 | 51400 | 55100 | 60300 | 66800 | 65000 | 57200 | 54300 | 53500 | 59000
2024 | CA | NPCC | - | NPCC-Maritimes | GWh | Prior Year Actual - Net Energy for Load | 2970 | 2923.3 | 2811.8 | 2246.9 | 2067.5 | 1933.7 | 2127.7 | 2028.2 | 1910.6 | 2035.6 | 2508.1 | 2809.9
2024 | CA | NPCC | - | NPCC-Maritimes | GWh | Reporting Year Forecast - Net Energy For Load | 3271.1824 | 2966.5666 | 2897.6103 | 2350.7498 | 2125.2037 | 1912.5571 | 2059.3681 | 2038.567 | 1920.3887 | 2142.2608 | 2479.0013 | 2970.8344
2024 | CA | NPCC | - | NPCC-Maritimes | GWh | Year 1 Forecast - Net Energy For Load | 3281.3372 | 2989.1385 | 2901.4014 | 2365.9852 | 2128.7951 | 1912.4282 | 2064.0258 | 2046.6454 | 1925.5312 | 2144.7394 | 2483.6662 | 2980.7176
2024 | CA | MRO | - | MRO-Manitoba Hydro | GWh | Prior Year Actual - Net Energy for Load | 2800.1695 | 2543.4249 | 2632.3316 | 2121.9189 | 1889.8156 | 1946.9462 | 1883.9921 | 1878.8345 | 1735.1214 | 1897.9419 | 2224.9307 | 2433.7008
2024 | CA | MRO | - | MRO-Manitoba Hydro | GWh | Reporting Year Forecast - Net Energy For Load | 2727.3938 | 2382.9933 | 2440.7599 | 1991.417 | 1846.089 | 1743.945 | 1914.056 | 1879.601 | 1780.02 | 2041.964 | 2322.6 | 2752.463
2024 | CA | MRO | - | MRO-Manitoba Hydro | GWh | Year 1 Forecast - Net Energy For Load | 2888.563 | 2509.964 | 2474.707 | 2037.96 | 1890.124 | 1780.822 | 1948.54 | 1914.624 | 1817.951 | 2072.939 | 2342.017 | 2772.976
2024 | CA | MRO | - | MRO-SaskPower | GWh | Prior Year Actual - Net Energy for Load | 2366.5 | 2127.4 | 2298.1 | 2005.5 | 2004.2 | 2015.2 | 2089.2 | 2119 | 2024.7 | 2071.9 | 2199 | 2335.6
2024 | CA | MRO | - | MRO-SaskPower | GWh | Reporting Year Forecast - Net Energy For Load | 2403 | 2166.2 | 2259.1 | 2072.8 | 2075.3 | 1991 | 2128.8 | 2148.1 | 2059.1 | 2192.9 | 2298.1 | 2437.5
2024 | CA | MRO | - | MRO-SaskPower | GWh | Year 1 Forecast - Net Energy For Load | 2429.6 | 2158 | 2287 | 2096.6 | 2094.3 | 2011.9 | 2155.3 | 2172 | 2081.1 | 2220.1 | 2325.7 | 2460.6
2024 | US | NPCC | - | NPCC-New England | GWh | Prior Year Actual - Net Energy for Load | 10233 | 9327 | 9445 | 8131 | 8217 | 9222 | 12032 | 10533 | 9674 | 8712 | 9174 | 10023
2024 | US | NPCC | - | NPCC-New England | GWh | Reporting Year Forecast - Net Energy For Load | 11251 | 10196 | 9761 | 8627 | 8620 | 9643 | 11320 | 11149 | 9363 | 9106 | 9419 | 10725
2024 | US | NPCC | - | NPCC-New England | GWh | Year 1 Forecast - Net Energy For Load | 11387 | 9957 | 9821 | 8663 | 8613 | 9609 | 11288 | 11130 | 9352 | 9137 | 9492 | 10836
2024 | US | NPCC | - | NPCC-New York | GWh | Prior Year Actual - Net Energy for Load | 12699.9 | 11432.2 | 11992.8 | 10478.9 | 10838.2 | 12015.8 | 15608.2 | 13953.7 | 12560.6 | 11365.6 | 11598.6 | 12505.4
2024 | US | NPCC | - | NPCC-New York | GWh | Reporting Year Forecast - Net Energy For Load | 13391.5 | 11897 | 11983.3 | 10594.5 | 11134.1 | 12723 | 15818.8 | 15147 | 12297.7 | 11273.2 | 11469.4 | 12810.5
2024 | US | NPCC | - | NPCC-New York | GWh | Year 1 Forecast - Net Energy For Load | 13434.2 | 11935 | 12021.6 | 10628.2 | 11169.6 | 12763.6 | 15869.3 | 15195.3 | 12336.9 | 11309.1 | 11505.9 | 12851.3
2024 | CA | NPCC | - | NPCC-Ontario | GWh | Prior Year Actual - Net Energy for Load | 12587.752 | 11283.225 | 11892.473 | 10306.989 | 10421.63 | 11164.504 | 12572.069 | 11887.31 | 11066.372 | 10987.944 | 11517.81 | 12174.934
2024 | CA | NPCC | - | NPCC-Ontario | GWh | Reporting Year Forecast - Net Energy For Load | 13088.7836 | 11973.5616 | 11900.0199 | 10634.1421 | 10659.4946 | 11246.2189 | 12320.9857 | 12298.6678 | 10827.7854 | 10997.2819 | 11411.0963 | 12387.0952
2024 | CA | NPCC | - | NPCC-Ontario | GWh | Year 1 Forecast - Net Energy For Load | 13815.8725 | 12182.3589 | 12532.0629 | 11213.0119 | 11188.2425 | 11862.7493 | 12983.9318 | 12876.074 | 11372.0026 | 11584.4049 | 12049.0227 | 13036.3452
2024 | CA | NPCC | - | NPCC-Quebec | GWh | Prior Year Actual - Net Energy for Load | 21071.2641 | 20048.5628 | 19117.031 | 15202.8918 | 13743.9526 | 12971.8679 | 13759.4303 | 13148.315 | 12795.893 | 13752.7938 | 17497.5375 | 19592.6421
2024 | CA | NPCC | - | NPCC-Quebec | GWh | Reporting Year Forecast - Net Energy For Load | 22713.0916 | 20434.4358 | 19249.4055 | 15653.5564 | 13867.9815 | 13129.8198 | 13798.1237 | 13744.7492 | 12945.4886 | 14538.2505 | 17086.3145 | 21111.1318
2024 | CA | NPCC | - | NPCC-Quebec | GWh | Year 1 Forecast - Net Energy For Load | 22988.2259 | 20031.3055 | 19477.1639 | 15872.3908 | 14074.5563 | 13434.5866 | 14099.8603 | 14034.8967 | 13227.3803 | 14841.2268 | 17418.9506 | 21458.6236
2024 | US | RF | - | PJM | GWh | Prior Year Actual - Net Energy for Load | 68250 | 60281 | 63892 | 55544 | 57986 | 62689 | 77360 | 73722 | 63371 | 58627 | 61457 | 66963
2024 | US | RF | - | PJM | GWh | Reporting Year Forecast - Net Energy For Load | 76380 | 69287 | 65686 | 58116 | 61327 | 68353 | 78196 | 76088 | 64096 | 60865 | 62586 | 72348
2024 | US | RF | - | PJM | GWh | Year 1 Forecast - Net Energy For Load | 78032 | 67308 | 67454 | 59600 | 62703 | 70032 | 79981 | 77478 | 65918 | 62509 | 64139 | 74529
2024 | US | SERC | - | SERC-C | GWh | Prior Year Actual - Net Energy for Load | 18974 | 16397 | 17113 | 15045 | 16859 | 18605 | 21380 | 21353 | 17845 | 15986 | 16622 | 18624
2024 | US | SERC | - | SERC-C | GWh | Reporting Year Forecast - Net Energy For Load | 21011.14 | 18255.56 | 17645.2 | 16134.92 | 17937.85 | 20401.66 | 22553.49 | 22172.62 | 18699.65 | 16810.37 | 17318.39 | 19764.58
2024 | US | SERC | - | SERC-C | GWh | Year 1 Forecast - Net Energy For Load | 21128 | 18283 | 17752 | 16231 | 18041 | 20514 | 22663 | 22269 | 18776 | 16872 | 17374 | 19816
2024 | US | SERC | - | SERC-E | GWh | Prior Year Actual - Net Energy for Load | 18674 | 15930 | 16852 | 15550 | 16622 | 18406 | 22688 | 22392 | 18317 | 16141 | 16895 | 18982
2024 | US | SERC | - | SERC-E | GWh | Reporting Year Forecast - Net Energy For Load | 20646 | 18404 | 17387 | 15797 | 17749 | 20556 | 22845 | 22225 | 18831 | 16571 | 17401 | 19904
2024 | US | SERC | - | SERC-E | GWh | Year 1 Forecast - Net Energy For Load | 21356 | 18905 | 17560 | 16116 | 17896 | 21118 | 23105 | 22541 | 19159 | 16587 | 17717 | 20302
2024 | US | SERC | - | SERC-FP | GWh | Prior Year Actual - Net Energy for Load | 19676 | 18006 | 20967 | 21616 | 23922 | 25662 | 28916.58 | 29818.32 | 25633.16 | 22513 | 19472 | 19113
2024 | US | SERC | - | SERC-FP | GWh | Reporting Year Forecast - Net Energy For Load | 19205 | 17661 | 18897 | 19740 | 22638 | 24332 | 25834 | 26095 | 23892 | 22029 | 18636 | 19321
2024 | US | SERC | - | SERC-FP | GWh | Year 1 Forecast - Net Energy For Load | 19507.02 | 17544.45 | 19080.84 | 19935.22 | 22881.5 | 24594.09 | 26101.3 | 26455.42 | 24187.94 | 22323.24 | 18899.64 | 19594.42
2024 | US | SERC | - | SERC-SE | GWh | Prior Year Actual - Net Energy for Load | 19283 | 16605 | 17951 | 16640 | 18802 | 20878 | 24532 | 25160 | 20382 | 17430 | 17542 | 19933
2024 | US | SERC | - | SERC-SE | GWh | Reporting Year Forecast - Net Energy For Load | 20928 | 18190 | 17563 | 16515 | 19353 | 21785 | 24007 | 23694 | 20023 | 17945 | 17883 | 20201
2024 | US | SERC | - | SERC-SE | GWh | Year 1 Forecast - Net Energy For Load | 21605 | 18439 | 18388 | 17119 | 19820 | 22354 | 24644 | 24410 | 20831 | 18432 | 18241 | 20680
2024 | US | SPP-RE | - | SPP | GWh | Prior Year Actual - Net Energy for Load | 23507.2113 | 20983.5296 | 22023.5691 | 20048.513 | 21987.06 | 24745.728 | 28419.335 | 29572.994 | 23964.183 | 21383.527 | 21415.344 | 23439.515
2024 | US | SPP-RE | - | SPP | GWh | Reporting Year Forecast - Net Energy For Load | 25971.2 | 23008.9 | 22857.3 | 21040.942 | 23154.507 | 26608.093 | 30385.07 | 29857.604 | 25060.78 | 23268.606 | 23273.402 | 26034.139
2024 | US | SPP-RE | - | SPP | GWh | Year 1 Forecast - Net Energy For Load | 26646.094 | 23480.721 | 23517.335 | 22152.318 | 24253.544 | 27777.13 | 31583.506 | 30991.458 | 26102.337 | 24134.085 | 24051.407 | 26924.778
2024 | US | TRE-ERCOT | - | TRE-ERCOT | GWh | Prior Year Actual - Net Energy for Load | 32159.93 | 30222.63 | 31752.75 | 30665.59 | 36448.54 | 42661.31 | 47422.3 | 50241.38 | 42949.5 | 35385.55 | 31368.35 | 33271.04
2024 | US | TRE-ERCOT | - | TRE-ERCOT | GWh | Reporting Year Forecast - Net Energy For Load | 37655.1027 | 34656.2538 | 34835.0266 | 34471.8145 | 39583.2648 | 45555.11 | 48954.73 | 49597.58 | 43206.82 | 40755.41 | 37403.22 | 40739.09
2024 | US | TRE-ERCOT | - | TRE-ERCOT | GWh | Year 1 Forecast - Net Energy For Load | 42467.0511 | 37772.2754 | 39548.6262 | 39024.1635 | 44258.9883 | 48943.0029 | 52452.8753 | 53113.3909 | 46610.1558 | 43994.4755 | 40571.3244 | 43467.0851
2024 | CA | WECC | - | WECC-AB | GWh | Prior Year Actual - Net Energy for Load | 7727.5797 | 7027.7605 | 7597.878 | 6758.4048 | 6735.145 | 6801.5916 | 7355.1962 | 7245.6743 | 6705.7001 | 7112.4478 | 7387.6672 | 7825.2522
2024 | CA | WECC | - | WECC-AB | GWh | Reporting Year Forecast - Net Energy For Load | 8190.4576 | 7429.0258 | 7716.2752 | 6871.8804 | 6897.54 | 6972.9989 | 7559.4788 | 7390.6347 | 6796.4266 | 7232.646 | 7627.8648 | 8178.787
2024 | CA | WECC | - | WECC-AB | GWh | Year 1 Forecast - Net Energy For Load | 8294.1111 | 7264.9616 | 7827.7842 | 6958.2595 | 7018.6633 | 7131.4064 | 7665.8797 | 7498.6249 | 6916.9021 | 7358.0602 | 7740.672 | 8297.5337
2024 | CA | WECC | - | WECC-BC | GWh | Prior Year Actual - Net Energy for Load | 6197.859 | 5715.84 | 5876.556 | 5251.496 | 4880.97 | 4710.137 | 5044.003 | 5099.326 | 4706.462 | 5187.676 | 5742.861 | 6018.129
2024 | CA | WECC | - | WECC-BC | GWh | Reporting Year Forecast - Net Energy For Load | 6526.9614 | 6100.965 | 5830.0048 | 5328.1752 | 5066.472 | 4914.664 | 5036.3494 | 5033.3043 | 4994.762 | 5351.9347 | 5902.2716 | 6487.3553
2024 | CA | WECC | - | WECC-BC | GWh | Year 1 Forecast - Net Energy For Load | 6616.8704 | 6169.2356 | 5935.3626 | 5412.9674 | 5136.5099 | 4984.7589 | 5105.5612 | 5101.5648 | 5066.0504 | 5414.9353 | 5960.1832 | 6546.245
2024 | US/MX | WECC | - | WECC-CAMX | GWh | Prior Year Actual - Net Energy for Load | 20778.9547 | 18457.5839 | 19689.5677 | 18040.2845 | 19579.5192 | 19682.557 | 25929.883 | 26141.0335 | 22215.1787 | 21799.8778 | 19219.9116 | 20307.5913
2024 | US/MX | WECC | - | WECC-CAMX | GWh | Reporting Year Forecast - Net Energy For Load | 20845.9526 | 18236.1381 | 19625.0102 | 18705.7702 | 21023.7706 | 23241.2126 | 27266.3863 | 27704.5071 | 24898.6724 | 21969.7487 | 20025.2905 | 21453.0776
2024 | US/MX | WECC | - | WECC-CAMX | GWh | Year 1 Forecast - Net Energy For Load | 21158.2768 | 18408.2651 | 19828.2745 | 18909.0916 | 21265.1954 | 23521.6662 | 27550.5095 | 27704.5071 | 25280.4577 | 22254.2112 | 20310.9871 | 21785.7028
2024 | US | WECC | - | WECC-NW | GWh | Prior Year Actual - Net Energy for Load | 34198.9362 | 31137.3502 | 32022.104 | 28631.1505 | 29125.3787 | 29858.7886 | 36075.1967 | 34818.5482 | 29202.9304 | 29211.0334 | 30649.7141 | 33425.383
2024 | US | WECC | - | WECC-NW | GWh | Reporting Year Forecast - Net Energy For Load | 35617.9755 | 32413.3907 | 32605.6008 | 29967.3336 | 30980.4491 | 33040.3168 | 37831.7463 | 36905.6098 | 31899.2869 | 31544.0662 | 32465.2584 | 36384.6321
2024 | US | WECC | - | WECC-NW | GWh | Year 1 Forecast - Net Energy For Load | 36675.9557 | 32876.4547 | 33638.9145 | 30885.1012 | 32110.2214 | 34164.9665 | 39073.2905 | 38169.8804 | 32998.8654 | 32569.049 | 33514.2841 | 37496.8472
2024 | US | WECC | - | WECC-SW | GWh | Prior Year Actual - Net Energy for Load | 8625.634 | 7539.2744 | 7779.3024 | 8029.0366 | 9425.9589 | 10475.6619 | 14361.4912 | 13412.6122 | 10838.5696 | 9249.9857 | 7662.4881 | 8120.7003
2024 | US | WECC | - | WECC-SW | GWh | Reporting Year Forecast - Net Energy For Load | 8588.1692 | 7752.8415 | 8014.6072 | 8348.1863 | 9690.0884 | 11601.6832 | 13308.524 | 12964.5776 | 11181.9304 | 9282.2878 | 8174.5194 | 8877.6078
2024 | US | WECC | - | WECC-SW | GWh | Year 1 Forecast - Net Energy For Load | 9026.921 | 8049.5027 | 8584.8817 | 8832.3738 | 10177.3056 | 12114.8263 | 13632.9717 | 13367.9329 | 11634.4765 | 9762.2826 | 8647.2795 | 9327.676

## NEL-Annual
Report Year | Country | Region | Subregion | Assessment Area | Unit | Description | Actual | Year 0 | Year 1 | Year 2 | Year 3 | Year 4 | Year 5 | Year 6 | Year 7 | Year 8 | Year 9 | Year 10
1990 | CA | MRO | - | - | GWh | Net Energy for Load - Annual | 32157 | 32204 | 32836 | 33855 | 35006 | 35832 | 36655 | 37479 | 38426 | 39297 | 40041
1990 | CA | NPCC | - | - | GWh | Net Energy for Load - Annual | 308650 | 310273 | 323334 | 334296 | 344712 | 351460 | 358560 | 368906 | 375491 | 381727 | 389600
1990 | CA | NPCC | Maritimes | Maritimes | GWh | Net Energy for Load - Annual | 21780 | 23235 | 23967 | 24586 | 25264 | 25954 | 26668 | 27430 | 28221 | 29010 | 29815
1990 | CA | NPCC | Ontario | Ontario | GWh | Net Energy for Load - Annual | 140770 | 142738 | 146467 | 151510 | 154748 | 158306 | 161492 | 166176 | 168970 | 171817 | 174685
1990 | CA | NPCC | Quebec | Quebec | GWh | Net Energy for Load - Annual | 146100 | 144300 | 152900 | 158200 | 164700 | 167200 | 170400 | 175300 | 178300 | 180900 | 185100
1990 | CA | WECC | - | - | GWh | Net Energy for Load - Annual | 85286 | 89445 | 92218 | 95203 | 98029 | 100872 | 103325 | 105814 | 108098 | 110530 | 112972
1990 | MX | WECC | CA-MX | - | GWh | Net Energy for Load - Annual | 4075 | 4404 | 4785 | 5206 | 5664 | 6166 | 6715 | 7314 | 7895 | 8500 | 9174
1990 | US | ECAR | - | - | GWh | Net Energy for Load - Annual | 439832 | 447644 | 456863 | 464675 | 470626 | 477081 | 484596 | 492468 | 499849 | 507164 | 514586
1990 | US | TRE | - | ERCOT | GWh | Net Energy for Load - Annual | 207304 | 205819 | 212854 | 221175 | 227236 | 231673 | 237270 | 244485 | 251514 | 258569 | 266642
1990 | US | FRCC | - | FRCC | GWh | Net Energy for Load - Annual | 142959 | 145997 | 150842 | 153297 | 158092 | 162590 | 167585 | 172229 | 176684 | 181239 | 186034
1990 | US | MAAC | - | - | GWh | Net Energy for Load - Annual | 223922 | 224159 | 232405 | 237931 | 242790 | 247484 | 251799 | 256201 | 260530 | 264728 | 268956
1990 | US | MAIN | - | - | GWh | Net Energy for Load - Annual | 194535 | 195145 | 198701 | 201986 | 205410 | 209134 | 212965 | 216954 | 220983 | 225087 | 229193
1990 | US | MRO | - | - | GWh | Net Energy for Load - Annual | 122982 | 125476 | 128083 | 130637 | 133068 | 135547 | 137792 | 140429 | 143158 | 145822 | 148643
1990 | US | NPCC | - | - | GWh | Net Energy for Load - Annual | 253866 | 257394 | 262682 | 269089 | 273910 | 278849 | 283513 | 288134 | 292259 | 297084 | 302517
1990 | US | NPCC | New England | New England | GWh | Net Energy for Load - Annual | 111982 | 112184 | 113342 | 115869 | 118650 | 121869 | 124493 | 126994 | 128969 | 131384 | 134447
1990 | US | NPCC | New York | New York | GWh | Net Energy for Load - Annual | 141884 | 145210 | 149340 | 153220 | 155260 | 156980 | 159020 | 161140 | 163290 | 165700 | 168070
1990 | US | SERC | - | - | GWh | Net Energy for Load - Annual | 480271 | 495923 | 511047 | 526183 | 540079 | 554013 | 569285 | 583271 | 597325 | 611680 | 624303
1990 | US | SERC | Central | - | GWh | Net Energy for Load - Annual | 118595 | 124583 | 128717 | 131935 | 135954 | 140179 | 144250 | 147603 | 150943 | 154289 | 157636
1990 | US | SERC | Southeastern | - | GWh | Net Energy for Load - Annual | 149114 | 155604 | 159800 | 164353 | 168634 | 173554 | 178570 | 183147 | 188175 | 193225 | 197763
1990 | US | SERC | VACAR | - | GWh | Net Energy for Load - Annual | 212562 | 215736 | 222530 | 229895 | 235491 | 240280 | 246465 | 252521 | 258207 | 264166 | 268904
1990 | US | SPP | - | - | GWh | Net Energy for Load - Annual | 243805 | 244330 | 249593 | 254077 | 257898 | 263404 | 269262 | 275221 | 281129 | 286972 | 292820
1990 | US | WECC | - | - | GWh | Net Energy for Load - Annual | 540498 | 547970 | 558510 | 571042 | 581454 | 590247 | 600741 | 612117 | 621815 | 632829 | 642311
1990 | US | WECC | AZN | - | GWh | Net Energy for Load - Annual | 61192 | 63833 | 65822 | 68393 | 70437 | 72625 | 74995 | 76918 | 78794 | 80501 | 82207
1990 | US | WECC | CNV | - | GWh | Net Energy for Load - Annual | 235153 | 237722 | 242588 | 248590 | 253333 | 257574 | 262605 | 267666 | 271649 | 276533 | 281537
1990 | US | WECC | NWPP | - | GWh | Net Energy for Load - Annual | 206132 | 208042 | 210824 | 213954 | 216700 | 218302 | 220524 | 223810 | 226839 | 230490 | 232382
1990 | US | WECC | RMPA | - | GWh | Net Energy for Load - Annual | 38021 | 38373 | 39276 | 40105 | 40984 | 41746 | 42617 | 43723 | 44533 | 45305 | 46185
1991 | CA | MRO | - | - | GWh | Net Energy for Load - Annual | 30600 | 32104 | 33400 | 34448 | 35359 | 36047 | 37032 | 37863 | 38708 | 39511 | 40304
1991 | CA | NPCC | - | - | GWh | Net Energy for Load - Annual | 301553 | 322253 | 334738 | 345064 | 351370 | 359245 | 369126 | 375661 | 381346 | 388493 | 395509
1991 | CA | NPCC | Maritimes | Maritimes | GWh | Net Energy for Load - Annual | 21966 | 23419 | 24439 | 25044 | 25801 | 26508 | 27237 | 27992 | 28749 | 29507 | 30288
1991 | CA | NPCC | Ontario | Ontario | GWh | Net Energy for Load - Annual | 136744 | 143517 | 149438 | 152413 | 155789 | 159746 | 163841 | 166461 | 168971 | 171292 | 173876
1991 | CA | NPCC | Quebec | Quebec | GWh | Net Energy for Load - Annual | 142843 | 155317 | 160861 | 167607 | 169780 | 172991 | 178048 | 181208 | 183626 | 187694 | 191345
1991 | CA | WECC | - | - | GWh | Net Energy for Load - Annual | 88342 | 91374 | 93974 | 95906 | 98303 | 101660 | 104289 | 106428 | 108757 | 110759 | 112663
1991 | MX | WECC | CA-MX | - | GWh | Net Energy for Load - Annual | 4202 | 4576 | 5013 | 5449 | 5928 | 6481 | 7067 | 7706 | 8403 | 9163 | 9991
1991 | US | ECAR | - | - | GWh | Net Energy for Load - Annual | 442507 | 454286 | 463776 | 471821 | 480075 | 488166 | 496380 | 504329 | 511797 | 519777 | 527711
1991 | US | TRE | - | ERCOT | GWh | Net Energy for Load - Annual | 209789 | 213795 | 219578 | 225851 | 230814 | 235935 | 242652 | 248159 | 254749 | 261622 | 269525
1991 | US | FRCC | - | FRCC | GWh | Net Energy for Load - Annual | 142502 | 148747 | 153729 | 158232 | 162572 | 167499 | 171689 | 176194 | 180848 | 185579 | 189972
1991 | US | MAAC | - | - | GWh | Net Energy for Load - Annual | 221099 | 227983 | 234970 | 239701 | 243637 | 247553 | 252343 | 256659 | 261031 | 265404 | 270005
1991 | US | MAIN | - | - | GWh | Net Energy for Load - Annual | 197326 | 200678 | 205169 | 209127 | 212889 | 216563 | 220492 | 224791 | 229143 | 233588 | 237909
1991 | US | MRO | - | - | GWh | Net Energy for Load - Annual | 127102 | 129406 | 132351 | 134912 | 137872 | 140051 | 142887 | 145712 | 148537 | 151313 | 154163
1991 | US | NPCC | - | - | GWh | Net Energy for Load - Annual | 250681 | 254207 | 256446 | 258752 | 261158 | 263185 | 265590 | 268060 | 271014 | 274607 | 278146
1991 | US | NPCC | New England | New England | GWh | Net Energy for Load - Annual | 109762 | 108977 | 109106 | 109662 | 110388 | 111265 | 112360 | 113680 | 115504 | 118007 | 120326
1991 | US | NPCC | New York | New York | GWh | Net Energy for Load - Annual | 140919 | 145230 | 147340 | 149090 | 150770 | 151920 | 153230 | 154380 | 155510 | 156600 | 157820
1991 | US | SERC | - | - | GWh | Net Energy for Load - Annual | 485205 | 505943 | 520941 | 532088 | 545376 | 559476 | 573113 | 586347 | 600066 | 613345 | 623890
1991 | US | SERC | Central | - | GWh | Net Energy for Load - Annual | 118983 | 126023 | 129632 | 133250 | 137012 | 141029 | 144332 | 147659 | 150986 | 154311 | 157731
1991 | US | SERC | Southeastern | - | GWh | Net Energy for Load - Annual | 154870 | 157842 | 161725 | 162997 | 166297 | 170495 | 174499 | 178428 | 182402 | 186305 | 189269
1991 | US | SERC | VACAR | - | GWh | Net Energy for Load - Annual | 211352 | 222078 | 229584 | 235841 | 242067 | 247952 | 254282 | 260260 | 266678 | 272729 | 276890
1991 | US | SPP | - | - | GWh | Net Energy for Load - Annual | 252037 | 252008 | 257110 | 263543 | 268738 | 273759 | 279577 | 285470 | 291229 | 297560 | 303487
1991 | US | WECC | - | - | GWh | Net Energy for Load - Annual | 558248 | 563679 | 577733 | 586975 | 596445 | 607015 | 617830 | 626744 | 637083 | 647707 | 658632
1991 | US | WECC | AZN | - | GWh | Net Energy for Load - Annual | 63743 | 66764 | 69334 | 71202 | 73383 | 75437 | 77392 | 79219 | 81026 | 82957 | 84865
1991 | US | WECC | CNV | - | GWh | Net Energy for Load - Annual | 243301 | 244026 | 249117 | 253369 | 257243 | 262273 | 267248 | 271407 | 276344 | 281454 | 286315
1991 | US | WECC | NWPP | - | GWh | Net Energy for Load - Annual | 212717 | 213606 | 218385 | 220690 | 223178 | 226077 | 229099 | 231192 | 233787 | 236365 | 239667
1991 | US | WECC | RMPA | - | GWh | Net Energy for Load - Annual | 38487 | 39283 | 40897 | 41714 | 42641 | 43228 | 44091 | 44926 | 45926 | 46931 | 47785
1992 | CA | MRO | - | - | GWh | Net Energy for Load - Annual | 31047 | 32313 | 33335 | 34016 | 34829 | 35564 | 36163 | 36909 | 37647 | 38281 | 38810
1992 | CA | NPCC | - | - | GWh | Net Energy for Load - Annual | 305951 | 319544 | 333548 | 342912 | 350605 | 360265 | 365800 | 370195 | 376172 | 381633 | 386263
1992 | CA | NPCC | Maritimes | Maritimes | GWh | Net Energy for Load - Annual | 22485 | 23744 | 24099 | 24623 | 25129 | 25642 | 26203 | 26783 | 27372 | 27958 | 28540
1992 | CA | NPCC | Ontario | Ontario | GWh | Net Energy for Load - Annual | 136966 | 141300 | 144749 | 148589 | 152476 | 156523 | 158397 | 160312 | 161800 | 163075 | 164623
1992 | CA | NPCC | Quebec | Quebec | GWh | Net Energy for Load - Annual | 146500 | 154500 | 164700 | 169700 | 173000 | 178100 | 181200 | 183100 | 187000 | 190600 | 193100
1992 | CA | WECC | - | - | GWh | Net Energy for Load - Annual | 90240 | 93787 | 96483 | 98760 | 101770 | 103919 | 106300 | 108857 | 111082 | 113419 | 115495
1992 | MX | WECC | CA-MX | - | GWh | Net Energy for Load - Annual | 4247 | 4669 | 5216 | 5842 | 6482 | 7165 | 7886 | 8628 | 9428 | 10295 | 11241
1992 | US | ECAR | - | - | GWh | Net Energy for Load - Annual | 450586 | 459645 | 469342 | 479378 | 487752 | 496089 | 503645 | 511149 | 519210 | 526903 | 534770
1992 | US | TRE | - | ERCOT | GWh | Net Energy for Load - Annual | 211568 | 219207 | 225647 | 230006 | 235846 | 242025 | 247569 | 254584 | 261552 | 269450 | 276742
1992 | US | FRCC | - | FRCC | GWh | Net Energy for Load - Annual | 146903 | 152389 | 157128 | 161165 | 165801 | 170313 | 174858 | 179621 | 184284 | 188799 | 192901
1992 | US | MAAC | - | - | GWh | Net Energy for Load - Annual | 228588 | 229536 | 236535 | 240486 | 244450 | 248493 | 252507 | 256580 | 260701 | 265040 | 268997
1992 | US | MAIN | - | - | GWh | Net Energy for Load - Annual | 205880 | 205876 | 209792 | 213601 | 217184 | 220882 | 224855 | 228870 | 233070 | 237009 | 240958
1992 | US | MRO | - | - | GWh | Net Energy for Load - Annual | 129826 | 131274 | 133956 | 137756 | 140281 | 143105 | 145258 | 147932 | 150628 | 153063 | 155731
1992 | US | NPCC | - | - | GWh | Net Energy for Load - Annual | 253701 | 253852 | 255459 | 259338 | 262996 | 266858 | 269216 | 273232 | 277653 | 281127 | 284635
1992 | US | NPCC | New England | New England | GWh | Net Energy for Load - Annual | 108682 | 108432 | 109039 | 111008 | 112966 | 115338 | 116516 | 119372 | 122473 | 124587 | 127025
1992 | US | NPCC | New York | New York | GWh | Net Energy for Load - Annual | 145019 | 145420 | 146420 | 148330 | 150030 | 151520 | 152700 | 153860 | 155180 | 156540 | 157610
1992 | US | SERC | - | - | GWh | Net Energy for Load - Annual | 501794 | 519274 | 532942 | 545229 | 556424 | 567607 | 581959 | 594200 | 606453 | 620967 | 633195
1992 | US | SERC | Central | - | GWh | Net Energy for Load - Annual | 123410 | 125714 | 129844 | 133234 | 136651 | 139826 | 143028 | 146218 | 149411 | 152762 | 156545
1992 | US | SERC | Southeastern | - | GWh | Net Energy for Load - Annual | 157874 | 167389 | 170767 | 173398 | 175069 | 179447 | 182948 | 186269 | 189223 | 194355 | 197425
1992 | US | SERC | VACAR | - | GWh | Net Energy for Load - Annual | 220510 | 226171 | 232331 | 238597 | 244704 | 248334 | 255983 | 261713 | 267819 | 273850 | 279225
1992 | US | SPP | - | - | GWh | Net Energy for Load - Annual | 257434 | 258664 | 266207 | 272200 | 276903 | 282441 | 288010 | 293715 | 299615 | 305433 | 311261
1992 | US | WECC | - | - | GWh | Net Energy for Load - Annual | 555389 | 579064 | 591445 | 602265 | 610492 | 620376 | 631516 | 642625 | 653909 | 665780 | 676530
1992 | US | WECC | AZN | - | GWh | Net Energy for Load - Annual | 63999 | 65684 | 67644 | 69850 | 71893 | 73625 | 75518 | 77600 | 79638 | 81624 | 83481
1992 | US | WECC | CNV | - | GWh | Net Energy for Load - Annual | 238026 | 251974 | 255989 | 259316 | 262689 | 266656 | 272201 | 277183 | 282061 | 287351 | 292401
1992 | US | WECC | NWPP | - | GWh | Net Energy for Load - Annual | 214926 | 221817 | 227246 | 231455 | 233705 | 237144 | 239920 | 243176 | 246594 | 250476 | 253464
1992 | US | WECC | RMPA | - | GWh | Net Energy for Load - Annual | 38438 | 39589 | 40566 | 41644 | 42205 | 42951 | 43877 | 44666 | 45616 | 46329 | 47184
1993 | CA | MRO | - | - | GWh | Net Energy for Load - Annual | 31272 | 32800 | 33419 | 33839 | 34454 | 34886 | 35466 | 35926 | 36401 | 36778 | 37138
1993 | CA | NPCC | - | - | GWh | Net Energy for Load - Annual | 308616 | 320784 | 331332 | 341572 | 351416 | 363460 | 369838 | 376847 | 383069 | 390063 | 396353
1993 | CA | NPCC | Maritimes | Maritimes | GWh | Net Energy for Load - Annual | 23740 | 24232 | 24807 | 25375 | 25967 | 26530 | 27048 | 27535 | 27993 | 28434 | 28880
1993 | CA | NPCC | Ontario | Ontario | GWh | Net Energy for Load - Annual | 134376 | 137752 | 139925 | 143297 | 147249 | 151030 | 152990 | 155412 | 157976 | 160929 | 163873
1993 | CA | NPCC | Quebec | Quebec | GWh | Net Energy for Load - Annual | 150500 | 158800 | 166600 | 172900 | 178200 | 185900 | 189800 | 193900 | 197100 | 200700 | 203600
1993 | CA | WECC | - | - | GWh | Net Energy for Load - Annual | 91834 | 93520 | 96937 | 99809 | 101751 | 102553 | 104255 | 106248 | 108115 | 109775 | 110762
1993 | MX | WECC | CA-MX | - | GWh | Net Energy for Load - Annual | 4648 | 5170 | 5578 | 6017 | 6494 | 7076 | 7651 | 8243 | 8877 | 9561 | 10297
1993 | US | ECAR | - | - | GWh | Net Energy for Load - Annual | 450853 | 468804 | 478768 | 486736 | 495107 | 502779 | 511017 | 518893 | 526057 | 533452 | 540936
1993 | US | TRE | - | ERCOT | GWh | Net Energy for Load - Annual | 210699 | 222697 | 225520 | 230417 | 235035 | 241197 | 247768 | 254804 | 263086 | 269754 | 277553
1993 | US | FRCC | - | FRCC | GWh | Net Energy for Load - Annual | 147464 | 155386 | 160330 | 165679 | 170344 | 174498 | 178443 | 183373 | 187662 | 191976 | 195939
1993 | US | MAAC | - | - | GWh | Net Energy for Load - Annual | 226154 | 232865 | 237653 | 240915 | 244519 | 247928 | 251488 | 255194 | 259117 | 262477 | 266521
1993 | US | MAIN | - | - | GWh | Net Energy for Load - Annual | 200250 | 207627 | 212094 | 215453 | 219561 | 223544 | 227601 | 231889 | 236242 | 240673 | 243639
1993 | US | MRO | - | - | GWh | Net Energy for Load - Annual | 126881 | 134108 | 136502 | 141326 | 140840 | 142754 | 145449 | 154667 | 150770 | 156469 | 159229
1993 | US | NPCC | - | - | GWh | Net Energy for Load - Annual | 252256 | 253575 | 255663 | 257881 | 260859 | 263646 | 267659 | 272135 | 276141 | 280211 | 284812
1993 | US | NPCC | New England | New England | GWh | Net Energy for Load - Annual | 108825 | 109995 | 111013 | 112811 | 114639 | 116496 | 119329 | 122565 | 125061 | 127901 | 131052
1993 | US | NPCC | New York | New York | GWh | Net Energy for Load - Annual | 143431 | 143580 | 144650 | 145070 | 146220 | 147150 | 148330 | 149570 | 151080 | 152310 | 153760
1993 | US | SERC | - | - | GWh | Net Energy for Load - Annual | 506140 | 531119 | 544492 | 556624 | 568571 | 581268 | 594383 | 606745 | 618980 | 631843 | 644489
1993 | US | SERC | Central | - | GWh | Net Energy for Load - Annual | 122661 | 127432 | 130691 | 133618 | 136364 | 139417 | 142565 | 145793 | 149216 | 153100 | 156987
1993 | US | SERC | Southeastern | - | GWh | Net Energy for Load - Annual | 159847 | 170127 | 173781 | 176946 | 180516 | 184882 | 189130 | 192471 | 195692 | 199443 | 202946
1993 | US | SERC | VACAR | - | GWh | Net Energy for Load - Annual | 223632 | 233560 | 240020 | 246060 | 251691 | 256969 | 262688 | 268481 | 274072 | 279300 | 284556
1993 | US | SPP | - | - | GWh | Net Energy for Load - Annual | 256468 | 264520 | 271572 | 277014 | 282202 | 286834 | 291504 | 296598 | 302292 | 307760 | 313244
1993 | US | WECC | - | - | GWh | Net Energy for Load - Annual | 565745 | 588668 | 602156 | 612546 | 622703 | 630363 | 639577 | 648826 | 658850 | 667676 | 677037
1993 | US | WECC | AZN | - | GWh | Net Energy for Load - Annual | 66296 | 67119 | 69478 | 71334 | 73437 | 75311 | 76880 | 78680 | 80530 | 82250 | 83794
1993 | US | WECC | CNV | - | GWh | Net Energy for Load - Annual | 243681 | 256101 | 260763 | 264379 | 268637 | 272567 | 276621 | 280540 | 284641 | 289105 | 293262
1993 | US | WECC | NWPP | - | GWh | Net Energy for Load - Annual | 215782 | 224025 | 229289 | 233398 | 236191 | 237002 | 239533 | 242218 | 245451 | 247248 | 250045
1993 | US | WECC | RMPA | - | GWh | Net Energy for Load - Annual | 39986 | 41423 | 42626 | 43435 | 44438 | 45483 | 46543 | 47388 | 48228 | 49073 | 49936
1994 | CA | MRO | - | - | GWh | Net Energy for Load - Annual | 32721 | 33231 | 33550 | 34075 | 34713 | 35080 | 35444 | 35900 | 36325 | 36744 | 37116
1994 | CA | NPCC | - | - | GWh | Net Energy for Load - Annual | 312391 | 317325 | 322419 | 330215 | 338299 | 346647 | 353804 | 358936 | 364128 | 368526 | 373159
1994 | CA | NPCC | Maritimes | Maritimes | GWh | Net Energy for Load - Annual | 23828 | 24378 | 25215 | 25739 | 26182 | 26640 | 27122 | 27628 | 28118 | 28578 | 29041
1994 | CA | NPCC | Ontario | Ontario | GWh | Net Energy for Load - Annual | 133563 | 135047 | 135104 | 138276 | 140417 | 143007 | 145482 | 148008 | 149910 | 151748 | 153618
1994 | CA | NPCC | Quebec | Quebec | GWh | Net Energy for Load - Annual | 155000 | 157900 | 162100 | 166200 | 171700 | 177000 | 181200 | 183300 | 186100 | 188200 | 190500
1994 | CA | WECC | - | - | GWh | Net Energy for Load - Annual | 95083 | 96934 | 99849 | 101751 | 102553 | 104255 | 106248 | 108115 | 109775 | 110762 | 112396
1994 | MX | WECC | CA-MX | - | GWh | Net Energy for Load - Annual | 4967 | 4956 | 5458 | 5906 | 6382 | 6943 | 7444 | 7981 | 8557 | 9181 | 9847
1994 | US | ECAR | - | - | GWh | Net Energy for Load - Annual | 476644 | 488441 | 496379 | 500961 | 508210 | 515687 | 523312 | 530882 | 538058 | 546011 | 553839
1994 | US | TRE | - | ERCOT | GWh | Net Energy for Load - Annual | 221901 | 221784 | 225214 | 229385 | 234261 | 240422 | 247127 | 254045 | 259594 | 265810 | 271760
1994 | US | FRCC | - | FRCC | GWh | Net Energy for Load - Annual | 153468 | 159293 | 165011 | 170526 | 174577 | 179244 | 184278 | 188482 | 192483 | 196463 | 200513
1994 | US | MAAC | - | - | GWh | Net Energy for Load - Annual | 235980 | 238681 | 240313 | 243429 | 246669 | 250766 | 254558 | 258553 | 262256 | 266180 | 270561
1994 | US | MAIN | - | - | GWh | Net Energy for Load - Annual | 208340 | 211767 | 215480 | 219356 | 223575 | 227290 | 231523 | 235703 | 239728 | 242536 | 247085
1994 | US | MRO | - | - | GWh | Net Energy for Load - Annual | 131112 | 134182 | 136362 | 139000 | 141458 | 144254 | 146525 | 148833 | 151054 | 153766 | 157616
1994 | US | NPCC | - | - | GWh | Net Energy for Load - Annual | 257447 | 255794 | 257841 | 260757 | 263538 | 266416 | 270087 | 273719 | 276518 | 280213 | 283836
1994 | US | NPCC | New England | New England | GWh | Net Energy for Load - Annual | 110538 | 111584 | 112811 | 113927 | 115048 | 116176 | 118117 | 120109 | 121618 | 124093 | 126266
1994 | US | NPCC | New York | New York | GWh | Net Energy for Load - Annual | 146909 | 144210 | 145030 | 146830 | 148490 | 150240 | 151970 | 153610 | 154900 | 156120 | 157570
1994 | US | SERC | - | - | GWh | Net Energy for Load - Annual | 538339 | 548342 | 557629 | 572923 | 586271 | 599218 | 613996 | 626604 | 640180 | 654471 | 669377
1994 | US | SERC | Central | - | GWh | Net Energy for Load - Annual | 129884 | 130707 | 133374 | 136128 | 139063 | 142059 | 145278 | 149096 | 153330 | 157573 | 161820
1994 | US | SERC | Southeastern | - | GWh | Net Energy for Load - Annual | 170949 | 179605 | 180234 | 185687 | 190140 | 193964 | 199753 | 202837 | 207073 | 211728 | 216753
1994 | US | SERC | VACAR | - | GWh | Net Energy for Load - Annual | 237506 | 238030 | 244021 | 251108 | 257068 | 263195 | 268965 | 274671 | 279777 | 285170 | 290804
1994 | US | SPP | - | - | GWh | Net Energy for Load - Annual | 280753 | 279957 | 286144 | 290422 | 295322 | 300175 | 305438 | 311172 | 316635 | 322586 | 328843
1994 | US | WECC | - | - | GWh | Net Energy for Load - Annual | 569319 | 589157 | 602451 | 611545 | 619843 | 629274 | 639040 | 650089 | 658708 | 668728 | 679943
1994 | US | WECC | AZN | - | GWh | Net Energy for Load - Annual | 68332 | 69528 | 72026 | 73931 | 75887 | 77691 | 79335 | 81016 | 82834 | 84372 | 86108
1994 | US | WECC | CNV | - | GWh | Net Energy for Load - Annual | 242739 | 256847 | 259745 | 263919 | 267408 | 271143 | 275551 | 280496 | 284754 | 289877 | 295408
1994 | US | WECC | NWPP | - | GWh | Net Energy for Load - Annual | 217699 | 221604 | 228819 | 231320 | 232791 | 235689 | 238658 | 242260 | 243901 | 246388 | 249523
1994 | US | WECC | RMPA | - | GWh | Net Energy for Load - Annual | 40549 | 41178 | 41861 | 42375 | 43757 | 44751 | 45496 | 46317 | 47219 | 48091 | 48904
1995 | CA | MRO | - | - | GWh | Net Energy for Load - Annual | 33363 | 33976 | 34297 | 34683 | 35229 | 35527 | 36024 | 36309 | 36608 | 36973 | 37505
1995 | CA | NPCC | - | - | GWh | Net Energy for Load - Annual | 315169 | 322613 | 334078 | 341393 | 350191 | 356871 | 361782 | 367224 | 372860 | 378377 | 383150
1995 | CA | NPCC | Maritimes | Maritimes | GWh | Net Energy for Load - Annual | 23995 | 24899 | 25290 | 25657 | 26063 | 26529 | 26993 | 27478 | 27977 | 28498 | 29046
1995 | CA | NPCC | Ontario | Ontario | GWh | Net Energy for Load - Annual | 134874 | 137414 | 141688 | 145836 | 148428 | 150742 | 152889 | 155146 | 157083 | 159179 | 161404
1995 | CA | NPCC | Quebec | Quebec | GWh | Net Energy for Load - Annual | 156300 | 160300 | 167100 | 169900 | 175700 | 179600 | 181900 | 184600 | 187800 | 190700 | 192700
1995 | CA | WECC | - | - | GWh | Net Energy for Load - Annual | 96746 | 96938 | 100794 | 103119 | 105529 | 107337 | 109733 | 112002 | 113792 | 115948 | 118428
1995 | MX | WECC | CA-MX | - | GWh | Net Energy for Load - Annual | 5163 | 5458 | 5906 | 6348 | 6943 | 7444 | 7981 | 8557 | 9181 | 9847 | 10561
1995 | US | ECAR | - | - | GWh | Net Energy for Load - Annual | 487489 | 499835 | 508069 | 517182 | 526325 | 534570 | 541476 | 550039 | 557075 | 566485 | 574606
1995 | US | TRE | - | ERCOT | GWh | Net Energy for Load - Annual | 225098 | 226167 | 231276 | 236024 | 241581 | 247947 | 254403 | 259517 | 265625 | 272023 | 278792
1995 | US | FRCC | - | FRCC | GWh | Net Energy for Load - Annual | 159861 | 164482 | 169751 | 174616 | 179392 | 184156 | 188758 | 193006 | 197458 | 201628 | 205862
1995 | US | MAAC | - | - | GWh | Net Energy for Load - Annual | 238379 | 241466 | 244708 | 248552 | 252855 | 256935 | 261121 | 265370 | 269748 | 274308 | 276700
1995 | US | MAIN | - | - | GWh | Net Energy for Load - Annual | 213803 | 216463 | 220546 | 224671 | 228690 | 232355 | 236008 | 239817 | 242327 | 246530 | 250448
1995 | US | MRO | - | - | GWh | Net Energy for Load - Annual | 136498 | 140657 | 143129 | 146083 | 148695 | 150929 | 153650 | 156463 | 159526 | 162061 | 165035
1995 | US | NPCC | - | - | GWh | Net Energy for Load - Annual | 259947 | 258729 | 262870 | 265164 | 267681 | 269927 | 273239 | 276008 | 279603 | 282916 | 285878
1995 | US | NPCC | New England | New England | GWh | Net Energy for Load - Annual | 112187 | 112849 | 115150 | 116134 | 117121 | 118117 | 120109 | 121618 | 124093 | 126266 | 128038
1995 | US | NPCC | New York | New York | GWh | Net Energy for Load - Annual | 147760 | 145880 | 147720 | 149030 | 150560 | 151810 | 153130 | 154390 | 155510 | 156650 | 157840
1995 | US | SERC | - | - | GWh | Net Energy for Load - Annual | 544945 | 566946 | 579574 | 593821 | 609405 | 624685 | 637533 | 652374 | 665484 | 679396 | 694042
1995 | US | SERC | Central | - | GWh | Net Energy for Load - Annual | 133854 | 137895 | 141490 | 145096 | 148792 | 152575 | 156293 | 159819 | 163343 | 166865 | 170390
1995 | US | SERC | Southeastern | - | GWh | Net Energy for Load - Annual | 172980 | 182969 | 184930 | 188566 | 194177 | 199280 | 203242 | 207789 | 211832 | 215902 | 220445
1995 | US | SERC | VACAR | - | GWh | Net Energy for Load - Annual | 238111 | 246082 | 253154 | 260159 | 266436 | 272830 | 277998 | 284766 | 290309 | 296629 | 303207
1995 | US | SPP | - | - | GWh | Net Energy for Load - Annual | 286224 | 290782 | 297200 | 301750 | 307078 | 312284 | 317391 | 321649 | 327417 | 333863 | 341275
1995 | US | WECC | - | - | GWh | Net Energy for Load - Annual | 586192 | 597540 | 611764 | 621792 | 632532 | 643513 | 655984 | 666451 | 678708 | 691529 | 704820
1995 | US | WECC | AZN | - | GWh | Net Energy for Load - Annual | 72299 | 71615 | 74356 | 75711 | 77525 | 78903 | 80754 | 82574 | 84527 | 86492 | 88469
1995 | US | WECC | CNV | - | GWh | Net Energy for Load - Annual | 252267 | 261510 | 263852 | 267886 | 272495 | 277945 | 283298 | 288257 | 294038 | 300523 | 307069
1995 | US | WECC | NWPP | - | GWh | Net Energy for Load - Annual | 219573 | 222005 | 230553 | 233752 | 237137 | 240210 | 244135 | 247032 | 250589 | 254239 | 258380
1995 | US | WECC | RMPA | - | GWh | Net Energy for Load - Annual | 42053 | 42410 | 43003 | 44443 | 45375 | 46455 | 47797 | 48588 | 49554 | 50275 | 50902
1996 | CA | MRO | - | - | GWh | Net Energy for Load - Annual | 34444 | 34387 | 34611 | 35070 | 35434 | 36003 | 36320 | 36628 | 36975 | 37480 | 37688
1996 | CA | NPCC | - | - | GWh | Net Energy for Load - Annual | 321781 | 327327 | 334606 | 340234 | 347080 | 354571 | 361241 | 366593 | 371756 | 376008 | 381210
1996 | CA | NPCC | Maritimes | Maritimes | GWh | Net Energy for Load - Annual | 24543 | 25027 | 25447 | 26087 | 26706 | 27314 | 27929 | 28424 | 28930 | 29571 | 30094
1996 | CA | NPCC | Ontario | Ontario | GWh | Net Energy for Load - Annual | 137038 | 139100 | 143059 | 145747 | 148374 | 150657 | 153012 | 155069 | 157326 | 159637 | 161916
1996 | CA | NPCC | Quebec | Quebec | GWh | Net Energy for Load - Annual | 160200 | 163200 | 166100 | 168400 | 172000 | 176600 | 180300 | 183100 | 185500 | 186800 | 189200
1996 | CA | WECC | - | - | GWh | Net Energy for Load - Annual | 98265 | 100281 | 102996 | 105764 | 108399 | 111035 | 113050 | 114686 | 116607 | 118863 | 120764
1996 | MX | WECC | CA-MX | - | GWh | Net Energy for Load - Annual | 5453 | 5514 | 6077 | 6479 | 6908 | 7419 | 8008 | 8648 | 9342 | 10089 | 10906
1996 | US | ECAR | - | - | GWh | Net Energy for Load - Annual | 521247 | 519644 | 560212 | 543931 | 552647 | 560274 | 570246 | 577796 | 588268 | 598095 | 605289
1996 | US | TRE | - | ERCOT | GWh | Net Energy for Load - Annual | 231440 | 236549 | 241640 | 248010 | 252856 | 259580 | 264821 | 270978 | 276522 | 283440 | 289696
1996 | US | FRCC | - | FRCC | GWh | Net Energy for Load - Annual | 169021 | 168687 | 173620 | 178790 | 183803 | 188485 | 192888 | 196812 | 201553 | 206098 | 210751
1996 | US | MAAC | - | - | GWh | Net Energy for Load - Annual | 243043 | 242963 | 246608 | 250390 | 254039 | 257992 | 262238 | 265877 | 269705 | 271905 | 276054
1996 | US | MAIN | - | - | GWh | Net Energy for Load - Annual | 224380 | 222834 | 227167 | 231413 | 234659 | 237902 | 241419 | 244908 | 248787 | 252604 | 254857
1996 | US | MRO | - | - | GWh | Net Energy for Load - Annual | 143447 | 144758 | 148693 | 151568 | 154624 | 157388 | 161013 | 164405 | 167678 | 170824 | 174127
1996 | US | NPCC | - | - | GWh | Net Energy for Load - Annual | 261235 | 259702 | 261262 | 264322 | 267875 | 271174 | 274443 | 277336 | 280253 | 283344 | 286402
1996 | US | NPCC | New England | New England | GWh | Net Energy for Load - Annual | 112844 | 113302 | 114092 | 116102 | 118115 | 119924 | 121763 | 123226 | 124633 | 126074 | 127672
1996 | US | NPCC | New York | New York | GWh | Net Energy for Load - Annual | 148391 | 146400 | 147170 | 148220 | 149760 | 151250 | 152680 | 154110 | 155620 | 157270 | 158730
1996 | US | SERC | - | - | GWh | Net Energy for Load - Annual | 572587 | 585055 | 598578 | 614273 | 627701 | 640076 | 654069 | 666421 | 679715 | 692868 | 706027
1996 | US | SERC | Central | - | GWh | Net Energy for Load - Annual | 142031 | 142503 | 145921 | 150747 | 153980 | 157256 | 160576 | 163899 | 167221 | 170540 | 173586
1996 | US | SERC | Southeastern | - | GWh | Net Energy for Load - Annual | 181320 | 188545 | 190613 | 194788 | 198120 | 201934 | 206633 | 209590 | 213163 | 217801 | 222224
1996 | US | SERC | VACAR | - | GWh | Net Energy for Load - Annual | 249236 | 254007 | 262044 | 268738 | 275601 | 280886 | 286860 | 292932 | 299331 | 304527 | 310217
1996 | US | SPP | - | - | GWh | Net Energy for Load - Annual | 295169 | 297400 | 302353 | 306391 | 309311 | 315996 | 321918 | 326207 | 331092 | 336155 | 342029
1996 | US | WECC | - | - | GWh | Net Energy for Load - Annual | 586167 | 612284 | 624895 | 634723 | 645195 | 656814 | 666486 | 677828 | 689744 | 702315 | 712894
1996 | US | WECC | AZN | - | GWh | Net Energy for Load - Annual | 73746 | 76079 | 78121 | 79648 | 81416 | 83165 | 84517 | 86271 | 88393 | 90470 | 92533
1996 | US | WECC | CNV | - | GWh | Net Energy for Load - Annual | 248931 | 262839 | 265416 | 269522 | 274155 | 279191 | 283798 | 289006 | 294652 | 300160 | 305325
1996 | US | WECC | NWPP | - | GWh | Net Energy for Load - Annual | 220068 | 229045 | 235965 | 239487 | 242991 | 247051 | 249728 | 253121 | 256529 | 260900 | 263477
1996 | US | WECC | RMPA | - | GWh | Net Energy for Load - Annual | 43422 | 44321 | 45393 | 46066 | 46633 | 47407 | 48443 | 49430 | 50170 | 50785 | 51559
1997 | CA | MRO | - | - | GWh | Net Energy for Load - Annual | 36780 | 35007 | 35526 | 35954 | 36586 | 37005 | 37294 | 37668 | 38049 | 38396 | 38847
1997 | CA | NPCC | - | - | GWh | Net Energy for Load - Annual | 324956 | 329700 | 334941 | 339579 | 345330 | 351766 | 358689 | 363954 | 367633 | 371406 | 374579
1997 | CA | NPCC | Maritimes | Maritimes | GWh | Net Energy for Load - Annual | 24838 | 25400 | 25941 | 26579 | 27130 | 27665 | 28089 | 28554 | 29033 | 29506 | 29979
1997 | CA | NPCC | Ontario | Ontario | GWh | Net Energy for Load - Annual | 137418 | 139500 | 142000 | 143500 | 144700 | 145901 | 147800 | 149600 | 151400 | 153200 | 154800
1997 | CA | NPCC | Quebec | Quebec | GWh | Net Energy for Load - Annual | 162700 | 164800 | 167000 | 169500 | 173500 | 178200 | 182800 | 185800 | 187200 | 188700 | 189800
1997 | CA | WECC | - | - | GWh | Net Energy for Load - Annual | 103736 | 102586 | 104778 | 106712 | 108828 | 110895 | 112805 | 114898 | 117111 | 118919 | 120979
1997 | MX | WECC | CA-MX | - | GWh | Net Energy for Load - Annual | 6210 | 6557 | 7220 | 7807 | 8251 | 8720 | 9229 | 9841 | 10522 | 11264 | 12059
1997 | US | ECAR | - | - | GWh | Net Energy for Load - Annual | 532747 | 537623 | 546030 | 556566 | 548072 | 572819 | 576921 | 587557 | 597318 | 610929 | 614149
1997 | US | TRE | - | ERCOT | GWh | Net Energy for Load - Annual | 243456 | 243981 | 248998 | 253871 | 258148 | 263890 | 269086 | 274528 | 281109 | 287236 | 293650
1997 | US | FRCC | - | FRCC | GWh | Net Energy for Load - Annual | 173377 | 177836 | 183281 | 189035 | 194273 | 199363 | 201673 | 205827 | 210542 | 215160 | 219688
1997 | US | MAAC | - | - | GWh | Net Energy for Load - Annual | 243328 | 246668 | 250728 | 255070 | 259130 | 262578 | 267514 | 271697 | 276119 | 280844 | 285419
1997 | US | MAIN | - | - | GWh | Net Energy for Load - Annual | 234300 | 237014 | 238655 | 242555 | 246495 | 250115 | 253720 | 257790 | 261905 | 264106 | 268179
1997 | US | MRO | - | - | GWh | Net Energy for Load - Annual | 145479 | 149368 | 152924 | 155249 | 158283 | 161507 | 164500 | 167581 | 170744 | 173925 | 174863
1997 | US | NPCC | - | - | GWh | Net Energy for Load - Annual | 263125 | 264021 | 267078 | 270137 | 273472 | 276553 | 279366 | 282393 | 285644 | 288882 | 292425
1997 | US | NPCC | New England | New England | GWh | Net Energy for Load - Annual | 114655 | 115921 | 117638 | 118997 | 120372 | 121763 | 123226 | 124633 | 126074 | 127672 | 129475
1997 | US | NPCC | New York | New York | GWh | Net Energy for Load - Annual | 148470 | 148100 | 149440 | 151140 | 153100 | 154790 | 156140 | 157760 | 159570 | 161210 | 162950
1997 | US | SERC | - | - | GWh | Net Energy for Load - Annual | 596940 | 604492 | 620038 | 633083 | 646897 | 660433 | 672561 | 686074 | 699934 | 715587 | 730323
1997 | US | SERC | Central | - | GWh | Net Energy for Load - Annual | 148040 | 147931 | 152159 | 156064 | 159310 | 162410 | 165508 | 168605 | 171704 | 174706 | 177491
1997 | US | SERC | Southeastern | - | GWh | Net Energy for Load - Annual | 188615 | 194994 | 199723 | 202392 | 206024 | 209365 | 212116 | 215918 | 220280 | 224769 | 229510
1997 | US | SERC | VACAR | - | GWh | Net Energy for Load - Annual | 260285 | 261567 | 268156 | 274627 | 281563 | 288658 | 294937 | 301551 | 307950 | 316112 | 323322
1997 | US | SPP | - | - | GWh | Net Energy for Load - Annual | 306691 | 305272 | 308336 | 309972 | 316756 | 322869 | 327658 | 332647 | 336326 | 344388 | 349191
1997 | US | WECC | - | - | GWh | Net Energy for Load - Annual | 611650 | 622165 | 632836 | 645147 | 654716 | 664000 | 675786 | 687928 | 701312 | 712787 | 725697
1997 | US | WECC | AZN | - | GWh | Net Energy for Load - Annual | 79247 | 79461 | 81761 | 83809 | 85413 | 87354 | 89380 | 91381 | 93433 | 95414 | 97379
1997 | US | WECC | CNV | - | GWh | Net Energy for Load - Annual | 257973 | 261189 | 264887 | 269948 | 272804 | 276663 | 281796 | 287427 | 292997 | 298720 | 304760
1997 | US | WECC | NWPP | - | GWh | Net Energy for Load - Annual | 230508 | 235875 | 239420 | 243455 | 247484 | 249906 | 253377 | 256762 | 261412 | 264186 | 268005
1997 | US | WECC | RMPA | - | GWh | Net Energy for Load - Annual | 43922 | 45640 | 46768 | 47935 | 49015 | 50077 | 51233 | 52358 | 53470 | 54467 | 55553
1998 | CA | MRO | - | - | GWh | Net Energy for Load - Annual | 37516 | 36608 | 37254 | 38369 | 38899 | 39149 | 39396 | 39604 | 39857 | 40161 | 40443
1998 | CA | NPCC | - | - | GWh | Net Energy for Load - Annual | 329289 | 333612 | 338340 | 342631 | 347849 | 353783 | 358965 | 363281 | 368124 | 372843 | 377351
1998 | CA | NPCC | Maritimes | Maritimes | GWh | Net Energy for Load - Annual | 25685 | 26034 | 26914 | 27451 | 27812 | 28193 | 28578 | 28977 | 29373 | 29782 | 30189
1998 | CA | NPCC | Ontario | Ontario | GWh | Net Energy for Load - Annual | 138371 | 140839 | 142618 | 143705 | 144862 | 146338 | 147924 | 149679 | 151601 | 153212 | 154840
1998 | CA | NPCC | Quebec | Quebec | GWh | Net Energy for Load - Annual | 165233 | 166739 | 168808 | 171475 | 175175 | 179252 | 182463 | 184625 | 187150 | 189849 | 192322
1998 | CA | WECC | - | - | GWh | Net Energy for Load - Annual | 107187 | 108359 | 111269 | 114443 | 116170 | 117466 | 119516 | 122228 | 124739 | 126867 | 128543
1998 | MX | WECC | CA-MX | - | GWh | Net Energy for Load - Annual | 6798 | 7463 | 7992 | 8512 | 9037 | 9564 | 10180 | 10847 | 11549 | 12306 | 13112
1998 | US | ECAR | - | - | GWh | Net Energy for Load - Annual | 524414 | 541787 | 552799 | 558982 | 569455 | 577775 | 588367 | 598315 | 606563 | 616706 | 624683
1998 | US | TRE | - | ERCOT | GWh | Net Energy for Load - Annual | 251840 | 255673 | 261634 | 266213 | 272156 | 275031 | 276225 | 281193 | 283902 | 285336 | 285423
1998 | US | FRCC | - | FRCC | GWh | Net Energy for Load - Annual | 175557 | 182267 | 188338 | 193440 | 198257 | 202725 | 206462 | 211223 | 216068 | 221084 | 226090
1998 | US | MAAC | - | - | GWh | Net Energy for Load - Annual | 243967 | 250401 | 254201 | 257692 | 261701 | 265734 | 269762 | 274123 | 278791 | 283179 | 287429
1998 | US | MAIN | - | - | GWh | Net Energy for Load - Annual | 236143 | 236252 | 239573 | 244212 | 248220 | 252099 | 256116 | 260240 | 262819 | 266935 | 271042
1998 | US | MRO | - | - | GWh | Net Energy for Load - Annual | 151661 | 155446 | 158657 | 161813 | 164895 | 167800 | 170999 | 174137 | 177205 | 180158 | 175106
1998 | US | NPCC | - | - | GWh | Net Energy for Load - Annual | 264464 | 268289 | 271486 | 275305 | 279168 | 282269 | 286283 | 290618 | 294906 | 300084 | 304513
1998 | US | NPCC | New England | New England | GWh | Net Energy for Load - Annual | 115582 | 118849 | 120766 | 123065 | 125468 | 127179 | 129553 | 132198 | 134996 | 138404 | 141093
1998 | US | NPCC | New York | New York | GWh | Net Energy for Load - Annual | 148882 | 149440 | 150720 | 152240 | 153700 | 155090 | 156730 | 158420 | 159910 | 161680 | 163420
1998 | US | SERC | - | - | GWh | Net Energy for Load - Annual | 730248 | 754105 | 769147 | 769012 | 785498 | 798241 | 810918 | 823626 | 842002 | 858031 | 873847
1998 | US | SERC | Central | - | GWh | Net Energy for Load - Annual | 146112 | 153464 | 157861 | 160749 | 163333 | 165720 | 168503 | 171818 | 175437 | 179006 | 182575
1998 | US | SERC | Delta | - | GWh | Net Energy for Load - Annual | 131743 | 127240 | 127268 | 127610 | 131718 | 132911 | 133856 | 133368 | 136402 | 137756 | 139140
1998 | US | SERC | Southeastern | - | GWh | Net Energy for Load - Annual | 193617 | 207009 | 209072 | 211099 | 214939 | 218641 | 222154 | 226773 | 231006 | 235631 | 240196
1998 | US | SERC | VACAR | - | GWh | Net Energy for Load - Annual | 258776 | 266392 | 274946 | 269554 | 275508 | 280969 | 286405 | 291667 | 299157 | 305638 | 311936
1998 | US | SPP | - | - | GWh | Net Energy for Load - Annual | 176019 | 178371 | 180861 | 187045 | 190775 | 192524 | 196847 | 200949 | 205451 | 209817 | 214342
1998 | US | WECC | - | - | GWh | Net Energy for Load - Annual | 620629 | 636756 | 651472 | 664343 | 675190 | 686057 | 698737 | 711574 | 723423 | 735734 | 747936
1998 | US | WECC | AZN | - | GWh | Net Energy for Load - Annual | 98531 | 98243 | 102110 | 105197 | 107860 | 110987 | 114086 | 116946 | 119814 | 122559 | 125059
1998 | US | WECC | CNV | - | GWh | Net Energy for Load - Annual | 250135 | 250743 | 254662 | 257114 | 260191 | 264440 | 269508 | 274223 | 279010 | 283900 | 288619
1998 | US | WECC | NWPP | - | GWh | Net Energy for Load - Annual | 224884 | 239920 | 245631 | 251753 | 255661 | 257907 | 261120 | 264975 | 267875 | 271272 | 274905
1998 | US | WECC | RMPA | - | GWh | Net Energy for Load - Annual | 47079 | 47850 | 49069 | 50279 | 51478 | 52723 | 54023 | 55430 | 56724 | 58003 | 59353
1999 | CA | MRO | - | - | GWh | Net Energy for Load - Annual | 38075 | 37303 | 37812 | 38786 | 39564 | 40114 | 40606 | 41015 | 41429 | 41746 | 42068
1999 | CA | NPCC | - | - | GWh | Net Energy for Load - Annual | 325127 | 335435 | 340794 | 347934 | 354385 | 358131 | 362110 | 365865 | 370613 | 374606 | 378221
1999 | CA | NPCC | Maritimes | Maritimes | GWh | Net Energy for Load - Annual | 25813 | 26555 | 27148 | 27448 | 27608 | 27721 | 27791 | 27872 | 27951 | 28026 | 28104
1999 | CA | NPCC | Ontario | Ontario | GWh | Net Energy for Load - Annual | 140067 | 142783 | 144540 | 145871 | 147324 | 148671 | 150460 | 151896 | 153415 | 154949 | 156499
1999 | CA | NPCC | Quebec | Quebec | GWh | Net Energy for Load - Annual | 159247 | 166097 | 169106 | 174615 | 179453 | 181739 | 183859 | 186097 | 189247 | 191631 | 193618
1999 | CA | WECC | - | - | GWh | Net Energy for Load - Annual | 110090 | 114804 | 117747 | 119343 | 120636 | 122726 | 125270 | 127567 | 129153 | 130736 | 132517
1999 | MX | WECC | CA-MX | - | GWh | Net Energy for Load - Annual | 7011 | 8121 | 8942 | 9466 | 9989 | 10515 | 11151 | 11762 | 12394 | 13049 | 13726
1999 | US | ECAR | - | - | GWh | Net Energy for Load - Annual | 535015 | 544276 | 551388 | 563223 | 573926 | 584310 | 594898 | 605301 | 612369 | 620108 | 630144
1999 | US | TRE | - | ERCOT | GWh | Net Energy for Load - Annual | 267970 | 268415 | 272069 | 276701 | 283486 | 290363 | 297572 | 305191 | 312755 | 320475 | 328494
1999 | US | FRCC | - | FRCC | GWh | Net Energy for Load - Annual | 188384 | 187390 | 191931 | 196617 | 200874 | 205695 | 210437 | 215019 | 218831 | 223320 | 227771
1999 | US | MAAC | - | - | GWh | Net Energy for Load - Annual | 248806 | 254967 | 258859 | 263326 | 267951 | 271635 | 276230 | 280506 | 284900 | 289339 | 293958
1999 | US | MAIN | - | - | GWh | Net Energy for Load - Annual | 244073 | 242197 | 245561 | 248794 | 251787 | 255361 | 258617 | 262849 | 266661 | 270850 | 274054
1999 | US | MRO | - | - | GWh | Net Energy for Load - Annual | 155194 | 159974 | 163664 | 166422 | 170106 | 172979 | 176134 | 179248 | 182535 | 185621 | 187476
1999 | US | NPCC | - | - | GWh | Net Energy for Load - Annual | 268309 | 271078 | 274171 | 279080 | 284239 | 288683 | 293008 | 297286 | 302184 | 306383 | 310725
1999 | US | NPCC | New England | New England | GWh | Net Energy for Load - Annual | 116888 | 119192 | 120570 | 123830 | 127179 | 129553 | 132198 | 134996 | 138404 | 141093 | 143875
1999 | US | NPCC | New York | New York | GWh | Net Energy for Load - Annual | 151421 | 151886 | 153601 | 155250 | 157060 | 159130 | 160810 | 162290 | 163780 | 165290 | 166850
1999 | US | SERC | - | - | GWh | Net Energy for Load - Annual | 746538 | 794499 | 811570 | 835470 | 853723 | 871872 | 891548 | 913822 | 932647 | 952184 | 970889
1999 | US | SERC | Central | - | GWh | Net Energy for Load - Annual | 152865 | 157355 | 160665 | 162870 | 166188 | 169835 | 173771 | 177847 | 182058 | 186333 | 190326
1999 | US | SERC | Delta | - | GWh | Net Energy for Load - Annual | 125411 | 134478 | 132713 | 134616 | 137187 | 139708 | 143267 | 147081 | 150813 | 155095 | 158981
1999 | US | SERC | Southeastern | - | GWh | Net Energy for Load - Annual | 207181 | 224208 | 232134 | 238045 | 244023 | 249985 | 256816 | 266105 | 271762 | 277393 | 283147
1999 | US | SERC | VACAR | - | GWh | Net Energy for Load - Annual | 261081 | 278458 | 286058 | 299939 | 306325 | 312344 | 317694 | 322789 | 328014 | 333363 | 338435
1999 | US | SPP | - | - | GWh | Net Energy for Load - Annual | 183102 | 184044 | 187333 | 189777 | 193822 | 198238 | 202475 | 208142 | 212002 | 217041 | 222206
1999 | US | WECC | - | - | GWh | Net Energy for Load - Annual | 625791 | 648518 | 655973 | 663908 | 673249 | 686005 | 699425 | 709380 | 721554 | 734872 | 746894
1999 | US | WECC | AZN | - | GWh | Net Energy for Load - Annual | 97363 | 99020 | 102280 | 103836 | 106729 | 109597 | 112575 | 115567 | 118524 | 121231 | 124070
1999 | US | WECC | CNV | - | GWh | Net Energy for Load - Annual | 247555 | 251247 | 252910 | 254395 | 256841 | 263148 | 269871 | 273229 | 278825 | 285723 | 291129
1999 | US | WECC | NWPP | - | GWh | Net Energy for Load - Annual | 232807 | 249182 | 250507 | 254199 | 256956 | 259237 | 261549 | 263860 | 266202 | 268565 | 270950
1999 | US | WECC | RMPA | - | GWh | Net Energy for Load - Annual | 48066 | 49069 | 50276 | 51478 | 52723 | 54023 | 55430 | 56724 | 58003 | 59353 | 60745
2000 | CA | MRO | - | - | GWh | Net Energy for Load - Annual | 37101 | 37660 | 38593 | 39177 | 39637 | 39954 | 40207 | 40470 | 40806 | 41111 | 41451
2000 | CA | NPCC | - | - | GWh | Net Energy for Load - Annual | 335858 | 341926 | 348046 | 353083 | 357071 | 361155 | 364992 | 369281 | 372908 | 376159 | 379306
2000 | CA | NPCC | Maritimes | Maritimes | GWh | Net Energy for Load - Annual | 26300 | 27058 | 27758 | 28117 | 28463 | 28709 | 28785 | 28853 | 28935 | 29032 | 29166
2000 | CA | NPCC | Ontario | Ontario | GWh | Net Energy for Load - Annual | 144094 | 145374 | 146599 | 147900 | 149231 | 150574 | 151989 | 153586 | 154895 | 156380 | 157780
2000 | CA | NPCC | Quebec | Quebec | GWh | Net Energy for Load - Annual | 165464 | 169494 | 173689 | 177066 | 179377 | 181872 | 184218 | 186842 | 189078 | 190747 | 192360
2000 | CA | WECC | - | - | GWh | Net Energy for Load - Annual | 111221 | 110899 | 111071 | 113455 | 114984 | 117229 | 119550 | 122210 | 125232 | 128474 | 130914
2000 | MX | WECC | CA-MX | - | GWh | Net Energy for Load - Annual | 7706 | 8917 | 9423 | 9874 | 10473 | 11081 | 11743 | 12442 | 13189 | 13983 | 14825
2000 | US | ECAR | - | - | GWh | Net Energy for Load - Annual | 547846 | 551471 | 563547 | 566541 | 578382 | 585964 | 596138 | 608494 | 615933 | 625372 | 633686
2000 | US | TRE | - | ERCOT | GWh | Net Energy for Load - Annual | 268622 | 274902 | 282913 | 289923 | 297174 | 305835 | 314081 | 322563 | 331274 | 340220 | 349407
2000 | US | FRCC | - | FRCC | GWh | Net Energy for Load - Annual | 188598 | 196071 | 200232 | 204814 | 209878 | 214544 | 218991 | 223519 | 227865 | 232099 | 236292
2000 | US | MAAC | - | - | GWh | Net Energy for Load - Annual | 255741 | 258605 | 262257 | 266236 | 271363 | 275981 | 280094 | 284357 | 288493 | 292773 | 296687
2000 | US | MAIN | - | - | GWh | Net Energy for Load - Annual | 243278 | 248310 | 253096 | 257057 | 261223 | 265485 | 267645 | 271150 | 274563 | 279284 | 284000
2000 | US | MRO | - | - | GWh | Net Energy for Load - Annual | 152350 | 163892 | 167290 | 168181 | 168716 | 170404 | 173518 | 176176 | 179289 | 182325 | 185403
2000 | US | NPCC | - | - | GWh | Net Energy for Load - Annual | 277902 | 281752 | 284688 | 288223 | 292030 | 295957 | 299761 | 303298 | 306580 | 310364 | 313678
2000 | US | NPCC | New England | New England | GWh | Net Energy for Load - Annual | 121873 | 123001 | 124836 | 126533 | 128240 | 130217 | 132601 | 134708 | 136540 | 138754 | 140778
2000 | US | NPCC | New York | New York | GWh | Net Energy for Load - Annual | 156029 | 158751 | 159852 | 161690 | 163790 | 165740 | 167160 | 168590 | 170040 | 171610 | 172900
2000 | US | SERC | - | - | GWh | Net Energy for Load - Annual | 768408 | 810996 | 839780 | 858512 | 873916 | 889846 | 914301 | 933138 | 951222 | 968271 | 973939
2000 | US | SERC | Central | - | GWh | Net Energy for Load - Annual | 155961 | 154739 | 158694 | 162728 | 166267 | 169787 | 173525 | 177361 | 180607 | 182190 | 184302
2000 | US | SERC | Delta | - | GWh | Net Energy for Load - Annual | 132089 | 140330 | 141992 | 144593 | 143927 | 145725 | 148986 | 151758 | 154830 | 158311 | 161725
2000 | US | SERC | Southeastern | - | GWh | Net Energy for Load - Annual | 210944 | 234044 | 242739 | 248716 | 255154 | 261737 | 273044 | 280047 | 286335 | 293023 | 286758
2000 | US | SERC | VACAR | - | GWh | Net Energy for Load - Annual | 269414 | 281883 | 296355 | 302475 | 308568 | 312597 | 318746 | 323972 | 329450 | 334747 | 341154
2000 | US | SPP | - | - | GWh | Net Energy for Load - Annual | 180237 | 183952 | 187822 | 192295 | 201480 | 200507 | 205450 | 209817 | 212621 | 217221 | 221945
2000 | US | WECC | - | - | GWh | Net Energy for Load - Annual | 635503 | 661955 | 676603 | 690689 | 704769 | 719074 | 733213 | 747856 | 762395 | 777160 | 792717
2000 | US | WECC | AZN | - | GWh | Net Energy for Load - Annual | 96946 | 101639 | 105225 | 109237 | 112287 | 115894 | 119388 | 123248 | 126880 | 130568 | 134988
2000 | US | WECC | CNV | - | GWh | Net Energy for Load - Annual | 254555 | 262556 | 267231 | 272193 | 277645 | 282812 | 287960 | 293215 | 298500 | 303891 | 309327
2000 | US | WECC | NWPP | - | GWh | Net Energy for Load - Annual | 237725 | 249963 | 254886 | 258586 | 262562 | 266606 | 270702 | 274868 | 279099 | 283400 | 287759
2000 | US | WECC | RMPA | - | GWh | Net Energy for Load - Annual | 46277 | 47797 | 49261 | 50673 | 52275 | 53762 | 55163 | 56525 | 57916 | 59301 | 60643
2001 | CA | MRO | - | - | GWh | Net Energy for Load - Annual | 38980 | 38043 | 38985 | 39793 | 40355 | 40778 | 41367 | 41929 | 42327 | 42606 | 42949
2001 | CA | NPCC | - | - | GWh | Net Energy for Load - Annual | 346345 | 350668 | 357774 | 362172 | 368012 | 371559 | 375514 | 379843 | 384205 | 387465 | 391548
2001 | CA | NPCC | Maritimes | Maritimes | GWh | Net Energy for Load - Annual | 27248 | 27686 | 28426 | 28964 | 29425 | 29335 | 28930 | 28980 | 29191 | 29417 | 29739
2001 | CA | NPCC | Ontario | Ontario | GWh | Net Energy for Load - Annual | 146945 | 149895 | 152112 | 153956 | 156190 | 157551 | 159272 | 161187 | 163587 | 164840 | 166435
2001 | CA | NPCC | Quebec | Quebec | GWh | Net Energy for Load - Annual | 172152 | 173087 | 177236 | 179252 | 182397 | 184673 | 187312 | 189676 | 191427 | 193208 | 195374
2001 | CA | WECC | - | - | GWh | Net Energy for Load - Annual | 113504 | 112735 | 115866 | 118344 | 120756 | 124278 | 127102 | 130860 | 134463 | 137291 | 140269
2001 | MX | WECC | CA-MX | - | GWh | Net Energy for Load - Annual | 8670 | 9543 | 10050 | 10727 | 11456 | 12240 | 13084 | 13992 | 14970 | 16022 | 17155
2001 | US | ECAR | - | - | GWh | Net Energy for Load - Annual | 545958 | 580249 | 591369 | 600819 | 610751 | 619791 | 630587 | 641742 | 651937 | 661253 | 671091
2001 | US | TRE | - | ERCOT | GWh | Net Energy for Load - Annual | 286313 | 270794 | 276619 | 283806 | 292294 | 299760 | 307908 | 315434 | 323224 | 331217 | 339439
2001 | US | FRCC | - | FRCC | GWh | Net Energy for Load - Annual | 196561 | 203112 | 209357 | 216188 | 220941 | 225613 | 230868 | 235462 | 240300 | 244886 | 249662
2001 | US | MAAC | - | - | GWh | Net Energy for Load - Annual | 262320 | 265855 | 270078 | 275749 | 280774 | 284785 | 289196 | 293015 | 297196 | 300896 | 304729
2001 | US | MAIN | - | - | GWh | Net Energy for Load - Annual | 259608 | 265422 | 269380 | 275976 | 280213 | 284561 | 288667 | 292370 | 296702 | 300216 | 304443
2001 | US | MRO | - | - | GWh | Net Energy for Load - Annual | 145981 | 148973 | 152673 | 155661 | 158837 | 161672 | 164726 | 167350 | 170398 | 173108 | 176146
2001 | US | NPCC | - | - | GWh | Net Energy for Load - Annual | 281518 | 285967 | 290057 | 295304 | 299136 | 303198 | 306847 | 310136 | 313789 | 317285 | 320851
2001 | US | NPCC | New England | New England | GWh | Net Energy for Load - Annual | 124886 | 127214 | 130205 | 131912 | 133889 | 136273 | 138380 | 140211 | 142425 | 144450 | 146503
2001 | US | NPCC | New York | New York | GWh | Net Energy for Load - Annual | 156632 | 158753 | 159852 | 163392 | 165247 | 166925 | 168467 | 169925 | 171364 | 172835 | 174348
2001 | US | SERC | - | - | GWh | Net Energy for Load - Annual | 803211 | 853196 | 875056 | 898468 | 915893 | 938867 | 958455 | 977284 | 997908 | 1017208 | 1028196
2001 | US | SERC | Central | - | GWh | Net Energy for Load - Annual | 160549 | 163153 | 168937 | 172079 | 175521 | 178739 | 181735 | 185087 | 188514 | 191311 | 192159
2001 | US | SERC | Delta | - | GWh | Net Energy for Load - Annual | 137300 | 144775 | 145749 | 143136 | 146569 | 149218 | 152278 | 154629 | 157860 | 160574 | 163071
2001 | US | SERC | Southeastern | - | GWh | Net Energy for Load - Annual | 210023 | 243064 | 250916 | 257266 | 262897 | 273455 | 280030 | 285959 | 292430 | 299368 | 299749
2001 | US | SERC | VACAR | - | GWh | Net Energy for Load - Annual | 295339 | 302204 | 309454 | 325987 | 330906 | 337455 | 344412 | 351609 | 359104 | 365955 | 373217
2001 | US | SPP | - | - | GWh | Net Energy for Load - Annual | 193661 | 191238 | 193710 | 197942 | 202061 | 206495 | 211070 | 214889 | 219540 | 224475 | 229059
2001 | US | WECC | - | - | GWh | Net Energy for Load - Annual | 663913 | 689947 | 706451 | 722609 | 737988 | 754502 | 771122 | 787746 | 804654 | 821869 | 839565
2001 | US | WECC | AZN | - | GWh | Net Energy for Load - Annual | 104422 | 114289 | 118405 | 122014 | 124631 | 128432 | 132006 | 135432 | 139012 | 142626 | 146461
2001 | US | WECC | CNV | - | GWh | Net Energy for Load - Annual | 266918 | 276221 | 283220 | 290453 | 297923 | 305477 | 313254 | 321077 | 329006 | 337104 | 345413
2001 | US | WECC | NWPP | - | GWh | Net Energy for Load - Annual | 241092 | 248796 | 252621 | 256290 | 260231 | 264234 | 268298 | 272426 | 276618 | 280877 | 285200
2001 | US | WECC | RMPA | - | GWh | Net Energy for Load - Annual | 51481 | 50641 | 52205 | 53852 | 55203 | 56359 | 57564 | 58811 | 60018 | 61262 | 62491
2002 | CA | MRO | - | - | GWh | Net Energy for Load - Annual | 39321 | 39503 | 40419 | 41224 | 41866 | 42559 | 42957 | 43421 | 43833 | 44321 | 44892
2002 | CA | NPCC | - | - | GWh | Net Energy for Load - Annual | 344885 | 347914 | 355993 | 363000 | 365506 | 368523 | 372043 | 376265 | 378341 | 381807 | 385183
2002 | CA | NPCC | Maritimes | Maritimes | GWh | Net Energy for Load - Annual | 27099 | 27816 | 28569 | 29009 | 29136 | 28443 | 28756 | 28890 | 29173 | 29600 | 29959
2002 | CA | NPCC | Ontario | Ontario | GWh | Net Energy for Load - Annual | 146913 | 148718 | 150743 | 152678 | 153634 | 154861 | 156327 | 158238 | 159052 | 160458 | 161951
2002 | CA | NPCC | Quebec | Quebec | GWh | Net Energy for Load - Annual | 170873 | 171380 | 176681 | 181313 | 182736 | 185219 | 186960 | 189137 | 190116 | 191749 | 193273
2002 | CA | WECC | - | - | GWh | Net Energy for Load - Annual | 111114 | 112599 | 115088 | 117560 | 119569 | 121784 | 124077 | 126924 | 129287 | 131636 | 133907
2002 | MX | WECC | CA-MX | - | GWh | Net Energy for Load - Annual | 8977 | 10064 | 10764 | 11513 | 12367 | 13331 | 14418 | 15469 | 16635 | 17964 | 19366
2002 | US | ECAR | - | - | GWh | Net Energy for Load - Annual | 546167 | 560129 | 573439 | 584897 | 594204 | 603254 | 611347 | 621737 | 631173 | 640910 | 650617
2002 | US | TRE | - | ERCOT | GWh | Net Energy for Load - Annual | 278226 | 289686 | 300932 | 313603 | 321610 | 330957 | 340150 | 349675 | 359564 | 369733 | 380189
2002 | US | FRCC | - | FRCC | GWh | Net Energy for Load - Annual | 200134 | 206811 | 213689 | 220249 | 226882 | 233789 | 239565 | 245426 | 251035 | 256880 | 262363
2002 | US | MAAC | - | - | GWh | Net Energy for Load - Annual | 263841 | 271685 | 277383 | 282435 | 286470 | 290907 | 294752 | 298962 | 302687 | 306548 | 310445
2002 | US | MAIN | - | - | GWh | Net Energy for Load - Annual | 271053 | 271684 | 275816 | 276306 | 280832 | 285220 | 288769 | 293423 | 297416 | 302181 | 306680
2002 | US | MRO | - | - | GWh | Net Energy for Load - Annual | 144893 | 147524 | 150595 | 157110 | 159887 | 163170 | 165193 | 167768 | 170215 | 172696 | 175255
2002 | US | NPCC | - | - | GWh | Net Energy for Load - Annual | 282670 | 283294 | 288643 | 292187 | 295573 | 299333 | 302732 | 306216 | 309869 | 313499 | 317897
2002 | US | NPCC | New England | New England | GWh | Net Energy for Load - Annual | 125976 | 126193 | 128301 | 130286 | 132085 | 134292 | 136162 | 138099 | 140205 | 142242 | 145037
2002 | US | NPCC | New York | New York | GWh | Net Energy for Load - Annual | 156694 | 157101 | 160342 | 161901 | 163488 | 165041 | 166570 | 168117 | 169664 | 171257 | 172860
2002 | US | SERC | - | - | GWh | Net Energy for Load - Annual | 787139 | 834479 | 852977 | 869641 | 885676 | 904203 | 922847 | 941925 | 960969 | 980111 | 997609
2002 | US | SERC | Central | - | GWh | Net Energy for Load - Annual | 156616 | 163273 | 167852 | 172610 | 176641 | 179683 | 183091 | 186495 | 189893 | 192701 | 193649
2002 | US | SERC | Delta | - | GWh | Net Energy for Load - Annual | 138418 | 141395 | 141289 | 142628 | 140352 | 143361 | 146072 | 148704 | 151449 | 154304 | 157226
2002 | US | SERC | Southeastern | - | GWh | Net Energy for Load - Annual | 214746 | 231637 | 238405 | 244670 | 250956 | 256563 | 262342 | 268672 | 275191 | 281790 | 288655
2002 | US | SERC | VACAR | - | GWh | Net Energy for Load - Annual | 277359 | 298174 | 305431 | 309733 | 317727 | 324596 | 331342 | 338054 | 344436 | 351316 | 358079
2002 | US | SPP | - | - | GWh | Net Energy for Load - Annual | 190416 | 197841 | 201517 | 205450 | 210934 | 213214 | 217065 | 222040 | 226940 | 233001 | 236660
2002 | US | WECC | - | - | GWh | Net Energy for Load - Annual | 638746 | 658354 | 669858 | 682345 | 694580 | 706453 | 717888 | 726268 | 737806 | 749369 | 760801
2002 | US | WECC | AZN | - | GWh | Net Energy for Load - Annual | 111312 | 116621 | 118271 | 123034 | 127045 | 130463 | 134005 | 138004 | 141378 | 144834 | 148250
2002 | US | WECC | CNV | - | GWh | Net Energy for Load - Annual | 259991 | 264325 | 266744 | 269333 | 271957 | 274613 | 277218 | 279844 | 282484 | 285065 | 287560
2002 | US | WECC | NWPP | - | GWh | Net Energy for Load - Annual | 212984 | 220987 | 227192 | 231862 | 236275 | 240611 | 244425 | 244702 | 248698 | 252695 | 256597
2002 | US | WECC | RMPA | - | GWh | Net Energy for Load - Annual | 54459 | 56421 | 57651 | 58116 | 59303 | 60766 | 62240 | 63718 | 65246 | 66775 | 68394
2003 | CA | MRO | - | - | GWh | Net Energy for Load - Annual | 40153 | 40019 | 40980 | 41667 | 42173 | 42692 | 43451 | 43993 | 44590 | 45080 | 45488
2003 | CA | NPCC | - | - | GWh | Net Energy for Load - Annual | 356883 | 361528 | 365134 | 369806 | 376565 | 380700 | 385337 | 387679 | 391410 | 395161 | 399429
2003 | CA | NPCC | Maritimes | Maritimes | GWh | Net Energy for Load - Annual | 27734 | 28213 | 28594 | 29081 | 29305 | 29683 | 29827 | 30134 | 30530 | 30888 | 31259
2003 | CA | NPCC | Ontario | Ontario | GWh | Net Energy for Load - Annual | 152960 | 152224 | 154368 | 155909 | 157572 | 159380 | 161600 | 162660 | 164263 | 165924 | 167764
2003 | CA | NPCC | Quebec | Quebec | GWh | Net Energy for Load - Annual | 176189 | 181091 | 182172 | 184816 | 189688 | 191637 | 193910 | 194885 | 196617 | 198349 | 200406
2003 | CA | WECC | - | - | GWh | Net Energy for Load - Annual | 116553 | 120122 | 122861 | 123774 | 125801 | 127901 | 130743 | 132694 | 134822 | 136863 | 139996
2003 | MX | WECC | CA-MX | - | GWh | Net Energy for Load - Annual | 8888 | 10347 | 11014 | 11848 | 12719 | 13557 | 14425 | 15385 | 16513 | 17514 | 18705
2003 | TL | WECC | - | - | GWh | Net Energy for Load - Annual | 792137 | 841180 | 857240 | 876729 | 895604 | 911676 | 926313 | 944400 | 964908 | 982490 | 1001964
2003 | US | ECAR | - | - | GWh | Net Energy for Load - Annual | 567897 | 568222 | 580658 | 590121 | 599955 | 608977 | 618362 | 627723 | 637854 | 647171 | 657741
2003 | US | TRE | - | ERCOT | GWh | Net Energy for Load - Annual | 280269 | 287333 | 294396 | 301779 | 310857 | 320301 | 329063 | 336751 | 345927 | 355353 | 365036
2003 | US | FRCC | - | FRCC | GWh | Net Energy for Load - Annual | 211116 | 215516 | 222183 | 228415 | 235019 | 240713 | 246917 | 252459 | 258607 | 264765 | 271001
2003 | US | MAAC | - | - | GWh | Net Energy for Load - Annual | 273907 | 274116 | 279227 | 283818 | 288237 | 292599 | 297199 | 301656 | 306126 | 310826 | 315594
2003 | US | MAIN | - | - | GWh | Net Energy for Load - Annual | 279264 | 277181 | 282381 | 285036 | 289429 | 293154 | 298097 | 302276 | 307137 | 311730 | 316853
2003 | US | MRO | - | - | GWh | Net Energy for Load - Annual | 150058 | 157518 | 162090 | 165604 | 169315 | 172163 | 175777 | 178570 | 181736 | 184702 | 187878
2003 | US | NPCC | - | - | GWh | Net Energy for Load - Annual | 286199 | 289525 | 292442 | 296319 | 300325 | 304382 | 308057 | 311779 | 315648 | 319641 | 323671
2003 | US | NPCC | New England | New England | GWh | Net Energy for Load - Annual | 127455 | 128502 | 129743 | 131362 | 132947 | 134671 | 136594 | 138616 | 140733 | 142923 | 145098
2003 | US | NPCC | New York | New York | GWh | Net Energy for Load - Annual | 158744 | 161023 | 162699 | 164957 | 167378 | 169711 | 171463 | 173163 | 174915 | 176718 | 178573
2003 | US | SERC | - | - | GWh | Net Energy for Load - Annual | 835319 | 835937 | 855136 | 876274 | 893761 | 911871 | 930453 | 948036 | 967939 | 985353 | 1004025
2003 | US | SERC | Central | - | GWh | Net Energy for Load - Annual | 166214 | 169233 | 173014 | 175274 | 177876 | 181001 | 184525 | 188089 | 192056 | 193390 | 194883
2003 | US | SERC | Delta | - | GWh | Net Energy for Load - Annual | 142813 | 137642 | 140133 | 141864 | 143562 | 145874 | 148651 | 149871 | 152645 | 155515 | 158524
2003 | US | SERC | Southeastern | - | GWh | Net Energy for Load - Annual | 232599 | 235053 | 243226 | 253632 | 260651 | 267108 | 273220 | 279752 | 286484 | 293256 | 300663
2003 | US | SERC | VACAR | - | GWh | Net Energy for Load - Annual | 293693 | 294009 | 298763 | 305504 | 311672 | 317888 | 324057 | 330324 | 336754 | 343192 | 349955
2003 | US | SPP | - | - | GWh | Net Energy for Load - Annual | 194876 | 199475 | 202606 | 206712 | 206849 | 211165 | 215140 | 219190 | 222337 | 225889 | 230237
2003 | US | WECC | - | - | GWh | Net Energy for Load - Annual | 666696 | 710711 | 723365 | 741107 | 757084 | 770218 | 781145 | 796321 | 813573 | 828113 | 843263
2003 | US | WECC | AZN | - | GWh | Net Energy for Load - Annual | 115661 | 123813 | 126742 | 134276 | 137946 | 141133 | 144990 | 148859 | 152845 | 156487 | 159720
2003 | US | WECC | CNV | - | GWh | Net Energy for Load - Annual | 268748 | 281677 | 287420 | 292731 | 298103 | 303571 | 309132 | 314648 | 320187 | 325695 | 331278
2003 | US | WECC | NWPP | - | GWh | Net Energy for Load - Annual | 226178 | 249073 | 252712 | 257270 | 263867 | 267991 | 269150 | 273799 | 280315 | 284461 | 289531
2003 | US | WECC | RMPA | - | GWh | Net Energy for Load - Annual | 56109 | 56148 | 56491 | 56830 | 57168 | 57523 | 57873 | 59015 | 60226 | 61470 | 62734
2004 | CA | MRO | - | - | GWh | Net Energy for Load - Annual | 40369 | 41673 | 42376 | 42895 | 43433 | 44257 | 45076 | 45543 | 45939 | 46333 | 46725
2004 | CA | NPCC | - | - | GWh | Net Energy for Load - Annual | 364530 | 366947 | 368757 | 375276 | 379162 | 383912 | 387414 | 392133 | 396749 | 401511 | 404028
2004 | CA | NPCC | Maritimes | Maritimes | GWh | Net Energy for Load - Annual | 28724 | 29212 | 29475 | 29973 | 30474 | 30792 | 31197 | 31696 | 32250 | 32838 | 33434
2004 | CA | NPCC | Ontario | Ontario | GWh | Net Energy for Load - Annual | 151719 | 155482 | 155537 | 157135 | 158878 | 161009 | 162057 | 163579 | 165191 | 166984 | 167818
2004 | CA | NPCC | Quebec | Quebec | GWh | Net Energy for Load - Annual | 184087 | 182253 | 183745 | 188168 | 189810 | 192111 | 194160 | 196858 | 199308 | 201689 | 202776
2004 | CA | WECC | - | - | GWh | Net Energy for Load - Annual | 121039 | 122106 | 123548 | 125460 | 127555 | 129586 | 131419 | 133401 | 135985 | 138557 | 140927
2004 | MX | WECC | CA-MX | - | GWh | Net Energy for Load - Annual | 9368 | 9903 | 10387 | 10893 | 11424 | 11981 | 12566 | 13179 | 13821 | 14495 | 15202
2004 | TL | WECC | - | - | GWh | Net Energy for Load - Annual | 795161 | 823958 | 840824 | 858281 | 876699 | 895144 | 912440 | 930258 | 949359 | 969221 | 987969
2004 | US | ECAR | - | - | GWh | Net Energy for Load - Annual | 545109 | 559788 | 570667 | 582651 | 591555 | 600407 | 608905 | 618599 | 628156 | 638269 | 646707
2004 | US | TRE | - | ERCOT | GWh | Net Energy for Load - Annual | 283868 | 289541 | 295331 | 301238 | 307263 | 313408 | 319676 | 326070 | 332591 | 339243 | 346028
2004 | US | FRCC | - | FRCC | GWh | Net Energy for Load - Annual | 219021 | 223026 | 229030 | 235622 | 241368 | 247222 | 252845 | 259093 | 265175 | 271354 | 277560
2004 | US | MAAC | - | - | GWh | Net Energy for Load - Annual | 276600 | 279533 | 283844 | 288461 | 293018 | 297832 | 302192 | 306853 | 311420 | 316088 | 320538
2004 | US | MAIN | - | - | GWh | Net Energy for Load - Annual | 267068 | 268391 | 271892 | 276227 | 279945 | 284272 | 288212 | 292613 | 296778 | 301357 | 305354
2004 | US | MRO | - | - | GWh | Net Energy for Load - Annual | 153918 | 159932 | 162776 | 166168 | 169576 | 173352 | 177001 | 180259 | 183495 | 186760 | 189707
2004 | US | NPCC | - | - | GWh | Net Energy for Load - Annual | 288791 | 295333 | 300746 | 304802 | 308579 | 311914 | 314637 | 318081 | 321509 | 324193 | 326973
2004 | US | NPCC | New England | New England | GWh | Net Energy for Load - Annual | 130778 | 130745 | 132740 | 134165 | 135480 | 136960 | 138520 | 140250 | 142215 | 144070 | 145715
2004 | US | NPCC | New York | New York | GWh | Net Energy for Load - Annual | 158013 | 164588 | 168006 | 170637 | 173099 | 174954 | 176117 | 177831 | 179294 | 180123 | 181258
2004 | US | SERC | - | - | GWh | Net Energy for Load - Annual | 826964 | 865310 | 885139 | 903306 | 915289 | 931105 | 947820 | 959951 | 973871 | 992011 | 1009257
2004 | US | SERC | Central | - | GWh | Net Energy for Load - Annual | 165448 | 170366 | 174312 | 178526 | 181101 | 184023 | 187033 | 189734 | 190926 | 192399 | 193796
2004 | US | SERC | Delta | - | GWh | Net Energy for Load - Annual | 140117 | 142076 | 144265 | 146016 | 148741 | 151602 | 152379 | 155198 | 158224 | 161354 | 164524
2004 | US | SERC | Southeastern | - | GWh | Net Energy for Load - Annual | 228246 | 256705 | 265764 | 272268 | 273223 | 277876 | 284725 | 285144 | 288667 | 295531 | 301856
2004 | US | SERC | VACAR | - | GWh | Net Energy for Load - Annual | 293153 | 296163 | 300798 | 306496 | 312224 | 317604 | 323683 | 329875 | 336054 | 342727 | 349081
2004 | US | SPP | - | - | GWh | Net Energy for Load - Annual | 185574 | 194522 | 197607 | 197732 | 200068 | 202771 | 206572 | 209465 | 212484 | 215522 | 218961
2004 | US | WECC | - | - | GWh | Net Energy for Load - Annual | 664754 | 691949 | 706889 | 721928 | 737720 | 753577 | 768455 | 783678 | 799553 | 816169 | 831840
2004 | US | WECC | AZN | - | GWh | Net Energy for Load - Annual | 120571 | 123314 | 127262 | 131393 | 135605 | 139919 | 143880 | 148035 | 152018 | 156183 | 160060
2004 | US | WECC | CNV | - | GWh | Net Energy for Load - Annual | 267771 | 287138 | 292268 | 297667 | 303119 | 308700 | 314246 | 319927 | 325662 | 331464 | 337315
2004 | US | WECC | NWPP | - | GWh | Net Energy for Load - Annual | 219582 | 225988 | 230659 | 234817 | 239615 | 244222 | 248217 | 252153 | 256830 | 261921 | 266276
2004 | US | WECC | RMPA | - | GWh | Net Energy for Load - Annual | 56830 | 55509 | 56700 | 58051 | 59381 | 60736 | 62112 | 63563 | 65043 | 66601 | 68189
2005 | CA | MRO | - | - | GWh | Net Energy for Load - Annual | 41475 | 41976 | 43130 | 43882 | 44530 | 45069 | 45728 | 46019 | 46361 | 46443 | 46779
2005 | CA | NPCC | - | - | GWh | Net Energy for Load - Annual | 365554 | 371147 | 377200 | 381768 | 386675 | 389311 | 392708 | 395918 | 400175 | 402321 | 405300
2005 | CA | NPCC | Maritimes | Maritimes | GWh | Net Energy for Load - Annual | 28987 | 29632 | 30026 | 30482 | 30691 | 31035 | 31580 | 32139 | 32709 | 33302 | 33908
2005 | CA | NPCC | Ontario | Ontario | GWh | Net Energy for Load - Annual | 153437 | 155432 | 156998 | 158878 | 161009 | 162057 | 163579 | 165191 | 166984 | 167818 | 168912
2005 | CA | NPCC | Quebec | Quebec | GWh | Net Energy for Load - Annual | 183130 | 186083 | 190176 | 192408 | 194975 | 196219 | 197549 | 198588 | 200482 | 201201 | 202480
2005 | CA | WECC | - | - | GWh | Net Energy for Load - Annual | 124165 | 127454 | 129397 | 131252 | 135021 | 136070 | 138775 | 141313 | 144538 | 146578 | 148994
2005 | MX | WECC | CA-MX | - | GWh | Net Energy for Load - Annual | 9861 | 10371 | 10890 | 11434 | 12005 | 12606 | 13236 | 13898 | 14593 | 15322 | 16088
2005 | TL | WECC | - | - | GWh | Net Energy for Load - Annual | 816079 | 841871 | 862828 | 884684 | 907449 | 925982 | 947228 | 969095 | 992139 | 1013297 | 1035747
2005 | US | ECAR | - | - | GWh | Net Energy for Load - Annual | 553236 | 568531 | 579119 | 587454 | 597775 | 606813 | 615282 | 624427 | 634154 | 643155 | 653020
2005 | US | TRE | - | ERCOT | GWh | Net Energy for Load - Annual | 289146 | 295653 | 301917 | 307818 | 314508 | 321367 | 328151 | 334974 | 341591 | 348293 | 355112
2005 | US | FRCC | - | FRCC | GWh | Net Energy for Load - Annual | 220335 | 227871 | 234939 | 242401 | 250170 | 257874 | 264853 | 271450 | 278182 | 285042 | 292186
2005 | US | MAAC | - | - | GWh | Net Energy for Load - Annual | 283646 | 281505 | 286837 | 292475 | 298160 | 303309 | 308688 | 314108 | 319017 | 323788 | 328769
2005 | US | MAIN | - | - | GWh | Net Energy for Load - Annual | 274760 | 286098 | 294586 | 297967 | 302797 | 306401 | 310877 | 315429 | 320550 | 324592 | 329136
2005 | US | MRO | - | - | GWh | Net Energy for Load - Annual | 152975 | 158943 | 162973 | 166089 | 169378 | 172170 | 175129 | 178353 | 181709 | 184747 | 187852
2005 | US | NPCC | - | - | GWh | Net Energy for Load - Annual | 292725 | 298135 | 303420 | 307990 | 312800 | 316970 | 321065 | 324920 | 328505 | 331495 | 334245
2005 | US | NPCC | New England | New England | GWh | Net Energy for Load - Annual | 132516 | 134085 | 136630 | 138590 | 140700 | 142680 | 144725 | 146860 | 148985 | 150785 | 152505
2005 | US | NPCC | New York | New York | GWh | Net Energy for Load - Annual | 160209 | 164050 | 166790 | 169400 | 172100 | 174290 | 176340 | 178060 | 179520 | 180710 | 181740
2005 | US | SERC | - | - | GWh | Net Energy for Load - Annual | 856734 | 868035 | 884332 | 901624 | 918001 | 934179 | 942419 | 958640 | 977719 | 996529 | 1012517
2005 | US | SERC | Central | - | GWh | Net Energy for Load - Annual | 170757 | 175762 | 178824 | 182059 | 183270 | 185518 | 180460 | 181596 | 184846 | 188017 | 191529
2005 | US | SERC | Delta | - | GWh | Net Energy for Load - Annual | 145129 | 144289 | 145637 | 148281 | 150998 | 152968 | 153993 | 156797 | 159701 | 162589 | 162144
2005 | US | SERC | Southeastern | - | GWh | Net Energy for Load - Annual | 236074 | 241074 | 247450 | 252633 | 258647 | 264651 | 270776 | 276619 | 282736 | 289045 | 295276
2005 | US | SERC | VACAR | - | GWh | Net Energy for Load - Annual | 304774 | 306910 | 312421 | 318651 | 325086 | 331042 | 337190 | 343628 | 350436 | 356878 | 363568
2005 | US | SPP | - | - | GWh | Net Energy for Load - Annual | 191829 | 194180 | 198246 | 201659 | 204618 | 208253 | 211813 | 214957 | 218744 | 223049 | 227123
2005 | US | WECC | - | - | GWh | Net Energy for Load - Annual | 682053 | 704046 | 722541 | 741998 | 760423 | 777306 | 795217 | 813884 | 833008 | 851397 | 870665
2005 | US | WECC | AZN | - | GWh | Net Energy for Load - Annual | 122940 | 125270 | 129514 | 133797 | 138211 | 142078 | 146743 | 150943 | 154980 | 158919 | 162907
2005 | US | WECC | CNV | - | GWh | Net Energy for Load - Annual | 278751 | 290174 | 297536 | 305040 | 312748 | 320518 | 328560 | 336730 | 345070 | 353534 | 362262
2005 | US | WECC | NWPP | - | GWh | Net Energy for Load - Annual | 223148 | 226744 | 232256 | 238342 | 243124 | 246990 | 250668 | 255435 | 260557 | 265027 | 269751
2005 | US | WECC | RMPA | - | GWh | Net Energy for Load - Annual | 57214 | 61858 | 63235 | 64819 | 66340 | 67720 | 69246 | 70776 | 72401 | 73917 | 75745
2006 | CA | MRO | - | - | GWh | Net Energy for Load - Annual | 42892 | 42716 | 43680 | 44347 | 45060 | 45622 | 46048 | 46291 | 46391 | 46519 | 46817
2006 | CA | NPCC | - | - | GWh | Net Energy for Load - Annual | 373573 | 375832 | 381308 | 386158 | 388720 | 392044 | 395056 | 399520 | 401875 | 405237 | 408557
2006 | CA | NPCC | Maritimes | Maritimes | GWh | Net Energy for Load - Annual | 28573 | 28203 | 29837 | 30466 | 30555 | 31030 | 31470 | 31996 | 32507 | 33016 | 33553
2006 | CA | NPCC | Ontario | Ontario | GWh | Net Energy for Load - Annual | 156969 | 155556 | 158218 | 160275 | 161288 | 162919 | 164656 | 166711 | 167898 | 169500 | 171048
2006 | CA | NPCC | Quebec | Quebec | GWh | Net Energy for Load - Annual | 188031 | 192073 | 193253 | 195417 | 196877 | 198095 | 198930 | 200813 | 201470 | 202721 | 203956
2006 | CA | WECC | - | - | GWh | Net Energy for Load - Annual | 126736 | 130710 | 132553 | 136982 | 139112 | 142885 | 145898 | 149490 | 152020 | 154378 | 156959
2006 | MX | WECC | CA-MX | - | GWh | Net Energy for Load - Annual | 10062 | 10373 | 10795 | 11340 | 12015 | 12735 | 13493 | 14240 | 14890 | 15565 | 16283
2006 | TL | MRO | - | - | GWh | Net Energy for Load - Annual | 259527 | 262722 | 268011 | 274233 | 278987 | 283525 | 288092 | 292582 | 296764 | 300927 | 305891
2006 | TL | WECC | - | - | GWh | Net Energy for Load - Annual | 822422 | 840240 | 858067 | 879507 | 899596 | 920356 | 939604 | 959976 | 978761 | 998133 | 1017955
2006 | US | TRE | - | ERCOT | GWh | Net Energy for Load - Annual | 299225 | 305505 | 312680 | 318554 | 325212 | 332867 | 340076 | 346698 | 353995 | 361349 | 369286
2006 | US | FRCC | - | FRCC | GWh | Net Energy for Load - Annual | 226544 | 232561 | 239897 | 249200 | 257088 | 263792 | 270282 | 277050 | 283752 | 290591 | 297561
2006 | US | MRO | - | - | GWh | Net Energy for Load - Annual | 216633 | 220006 | 224330 | 229886 | 233927 | 237903 | 242044 | 246291 | 250373 | 254408 | 259074
2006 | US | NPCC | - | - | GWh | Net Energy for Load - Annual | 303607 | 301893 | 304105 | 308691 | 312654 | 316475 | 320131 | 323442 | 326527 | 329607 | 333673
2006 | US | NPCC | New England | New England | GWh | Net Energy for Load - Annual | 136368 | 135000 | 133975 | 135775 | 138020 | 140330 | 142790 | 145160 | 147225 | 149185 | 151085
2006 | US | NPCC | New York | New York | GWh | Net Energy for Load - Annual | 167239 | 166893 | 170130 | 172916 | 174634 | 176145 | 177341 | 178282 | 179302 | 180422 | 182588
2006 | US | RF | - | - | GWh | Net Energy for Load - Annual | 1005226 | 992742 | 1004363 | 1023761 | 1039983 | 1055206 | 1070096 | 1084847 | 1101968 | 1118138 | 1131824
2006 | US | SERC | - | - | GWh | Net Energy for Load - Annual | 962054 | 973215 | 991874 | 1013167 | 1029412 | 1045180 | 1059158 | 1076198 | 1094208 | 1113886 | 1134210
2006 | US | SERC | Central | - | GWh | Net Energy for Load - Annual | 190981 | 193392 | 197290 | 202453 | 204462 | 205743 | 204987 | 206305 | 208673 | 212508 | 216410
2006 | US | SERC | Delta | - | GWh | Net Energy for Load - Annual | 141751 | 145013 | 147244 | 149784 | 151966 | 154067 | 156572 | 159180 | 161706 | 164349 | 167243
2006 | US | SERC | Gateway | - | GWh | Net Energy for Load - Annual | 79028 | 80220 | 81126 | 82435 | 82801 | 83797 | 84863 | 85877 | 86880 | 87855 | 88818
2006 | US | SERC | Southeastern | - | GWh | Net Energy for Load - Annual | 240916 | 243713 | 249778 | 256339 | 262538 | 268147 | 273878 | 280126 | 286300 | 292552 | 299072
2006 | US | SERC | VACAR | - | GWh | Net Energy for Load - Annual | 309378 | 310877 | 316436 | 322156 | 327645 | 333426 | 338858 | 344710 | 350649 | 356622 | 362667
2006 | US | SPP | - | - | GWh | Net Energy for Load - Annual | 201548 | 201310 | 204702 | 208891 | 212511 | 216630 | 220216 | 221802 | 224595 | 228598 | 232738
2006 | US | WECC | - | - | GWh | Net Energy for Load - Annual | 685624 | 699157 | 714719 | 731185 | 748469 | 764736 | 780213 | 796246 | 811851 | 828190 | 844713
2006 | US | WECC | AZN | - | GWh | Net Energy for Load - Annual | 126540 | 129767 | 133549 | 137968 | 142198 | 147083 | 151050 | 155115 | 159088 | 163044 | 167121
2006 | US | WECC | CNV | - | GWh | Net Energy for Load - Annual | 265741 | 273832 | 279244 | 284812 | 290283 | 295854 | 301551 | 307354 | 313186 | 319153 | 325239
2006 | US | WECC | NWPP | - | GWh | Net Energy for Load - Annual | 234153 | 235456 | 240172 | 245164 | 251279 | 255873 | 260323 | 265121 | 269585 | 274427 | 279328
2006 | US | WECC | RMPA | - | GWh | Net Energy for Load - Annual | 59190 | 60102 | 61754 | 63241 | 64709 | 65926 | 67289 | 68656 | 69992 | 71566 | 73025
2007 | CA | MRO | - | - | GWh | Net Energy for Load - Annual | 43258 | 43413 | 44726 | 45201 | 46355 | 46887 | 47477 | 47793 | 48093 | 48363 | 48722
2007 | CA | NPCC | - | - | GWh | Net Energy for Load - Annual | 363806 | 375472 | 378419 | 380854 | 384239 | 386917 | 389535 | 391839 | 394320 | 395840 | 398055
2007 | CA | NPCC | Maritimes | Maritimes | GWh | Net Energy for Load - Annual | 26922 | 29674 | 30324 | 30881 | 31063 | 31513 | 32065 | 32630 | 33170 | 33754 | 34319
2007 | CA | NPCC | Ontario | Ontario | GWh | Net Energy for Load - Annual | 151055 | 154207 | 155452 | 155594 | 156621 | 157668 | 158161 | 159555 | 160551 | 160509 | 160468
2007 | CA | NPCC | Quebec | Quebec | GWh | Net Energy for Load - Annual | 185829 | 191591 | 192643 | 194379 | 196555 | 197736 | 199309 | 199654 | 200599 | 201577 | 203268
2007 | CA | WECC | - | - | GWh | Net Energy for Load - Annual | 130670 | 133335 | 137133 | 140548 | 143246 | 146656 | 149840 | 152721 | 155300 | 157960 | 161607
2007 | MX | WECC | CA-MX | - | GWh | Net Energy for Load - Annual | 11600 | 12092 | 12725 | 13295 | 14017 | 14774 | 15544 | 16344 | 17216 | 18104 | 19045
2007 | TL | MRO | - | - | GWh | Net Energy for Load - Annual | 266006 | 272962 | 281525 | 288605 | 295335 | 300964 | 306172 | 310211 | 315674 | 320887 | 325928
2007 | TL | NPCC | - | - | GWh | Net Energy for Load - Annual | 658125 | 673301 | 679839 | 686049 | 693218 | 700079 | 707015 | 713083 | 719506 | 725009 | 731501
2007 | TL | WECC | - | - | GWh | Net Energy for Load - Annual | 860054 | 878383 | 895454 | 913613 | 930684 | 948104 | 966640 | 982937 | 1000268 | 1017818 | 1039380
2007 | US | TRE | - | ERCOT | GWh | Net Energy for Load - Annual | 305672 | 313028 | 319689 | 325409 | 332579 | 340089 | 347087 | 354122 | 361233 | 369322 | 377330
2007 | US | FRCC | - | FRCC | GWh | Net Energy for Load - Annual | 230115 | 239446 | 248120 | 255691 | 262527 | 270225 | 278067 | 284886 | 292380 | 300151 | 308343
2007 | US | MRO | - | - | GWh | Net Energy for Load - Annual | 222748 | 229550 | 236799 | 243404 | 248979 | 254076 | 258695 | 262418 | 267581 | 272524 | 277206
2007 | US | NPCC | - | - | GWh | Net Energy for Load - Annual | 294319 | 297829 | 301420 | 305195 | 308979 | 313162 | 317480 | 321244 | 325186 | 329169 | 333446
2007 | US | NPCC | New England | New England | GWh | Net Energy for Load - Annual | 132082 | 132615 | 133980 | 135725 | 137235 | 139130 | 140865 | 142485 | 144060 | 145625 | 147190
2007 | US | NPCC | New York | New York | GWh | Net Energy for Load - Annual | 162237 | 165214 | 167440 | 169470 | 171744 | 174032 | 176615 | 178759 | 181126 | 183544 | 186256
2007 | US | RF | - | - | GWh | Net Energy for Load - Annual | 926279 | 955310 | 969121 | 982522 | 995867 | 1010506 | 1026199 | 1037197 | 1051367 | 1065377 | 1081483
2007 | US | SERC | - | - | GWh | Net Energy for Load - Annual | 1011173 | 1041033 | 1059264 | 1078132 | 1099350 | 1116758 | 1133117 | 1150370 | 1169951 | 1190471 | 1211956
2007 | US | SERC | Central | - | GWh | Net Energy for Load - Annual | 226012 | 232367 | 237149 | 241025 | 246808 | 247272 | 248055 | 249736 | 253162 | 257353 | 262015
2007 | US | SERC | Delta | - | GWh | Net Energy for Load - Annual | 143416 | 145850 | 148983 | 151426 | 153664 | 156344 | 159430 | 162346 | 165319 | 168403 | 171468
2007 | US | SERC | Gateway | - | GWh | Net Energy for Load - Annual | 94611 | 93408 | 94887 | 95533 | 95911 | 98380 | 99702 | 100929 | 102219 | 103528 | 104897
2007 | US | SERC | Southeastern | - | GWh | Net Energy for Load - Annual | 242464 | 249237 | 255624 | 262154 | 268715 | 274818 | 280234 | 285961 | 292094 | 298137 | 304507
2007 | US | SERC | VACAR | - | GWh | Net Energy for Load - Annual | 304670 | 320171 | 322621 | 327994 | 334252 | 339944 | 345696 | 351398 | 357157 | 363050 | 369069
2007 | US | SPP | - | - | GWh | Net Energy for Load - Annual | 201521 | 205163 | 209318 | 214368 | 218319 | 222452 | 226611 | 230526 | 233773 | 239190 | 243817
2007 | US | WECC | - | - | GWh | Net Energy for Load - Annual | 720087 | 732956 | 745596 | 759770 | 773421 | 786674 | 801256 | 813872 | 827752 | 841754 | 858728
2007 | US | WECC | AZ-NM-SNV | - | GWh | Net Energy for Load - Annual | 134950 | 136528 | 140078 | 143810 | 148502 | 152369 | 156359 | 160244 | 164228 | 168473 | 174236
2007 | US | WECC | NWPP | - | GWh | Net Energy for Load - Annual | 238224 | 238185 | 241351 | 246615 | 250096 | 254023 | 258643 | 262633 | 266913 | 271079 | 275830
2007 | US | WECC | RMPA | - | GWh | Net Energy for Load - Annual | 61174 | 62234 | 63816 | 65968 | 67631 | 69231 | 70650 | 72108 | 73757 | 75352 | 77073
2008 | US | TRE | - | ERCOT | GWh | Net Energy for Load - Annual | 307064 | 313946.3 | 319355.2 | 326256.6 | 332937.7 | 338981.5 | 344811.5 | 350225.2 | 356415.7 | 362896.6 | 368987.3
2008 | US | FRCC | - | FRCC | GWh | Net Energy for Load - Annual | 232405 | 242923 | 248996 | 255216 | 263469 | 272037 | 279998 | 287128 | 294251 | 301638 | 308988
2008 | US | MRO | - | - | GWh | Net Energy for Load - Annual | 217601.6 | 225058.2 | 230744.7 | 239482.9 | 246086.5 | 250511.4 | 254744.2 | 258814.7 | 262792.1 | 266937.7 | 271286.1
2008 | US | NPCC | - | - | GWh | Net Energy for Load - Annual | 301766 | 301767 | 305223.2 | 308534 | 311688 | 314960 | 318400 | 321785 | 325059 | 328355 | 331009
2008 | US | NPCC | New England | New England | GWh | Net Energy for Load - Annual | 134425 | 135000 | 136540.2 | 137885 | 139195 | 140425 | 141550 | 142565 | 143500 | 144395 | 145275
2008 | US | NPCC | New York | New York | GWh | Net Energy for Load - Annual | 167341 | 166767 | 168683 | 170649 | 172493 | 174535 | 176850 | 179220 | 181559 | 183960 | 185734
2008 | US | RF | - | - | GWh | Net Energy for Load - Annual | 954700 | 973800 | 984000 | 999200 | 1013900 | 1028700 | 1039800 | 1054300 | 1068100 | 1083700 | 1095600
2008 | US | RF | MISO | - | GWh | Net Energy for Load - Annual | 326300 | 339795 | 341172 | 345389 | 350372 | 354244 | 358370 | 362780 | 367284 | 371523 | 376221
2008 | US | RF | PJM | - | GWh | Net Energy for Load - Annual | 628102 | 633694 | 642383 | 653278 | 663052 | 673933 | 680990 | 691079 | 700365 | 711699 | 718861
2008 | US | SERC | - | - | GWh | Net Energy for Load - Annual | 1049298 | 1073081 | 1086304 | 1102965 | 1121472 | 1140306 | 1153646 | 1173456 | 1192594 | 1212654 | 1232853
2008 | US | SERC | Central | - | GWh | Net Energy for Load - Annual | 242501 | 245804 | 249639 | 251673 | 252866 | 256272 | 254821 | 256815 | 260475 | 264257 | 268513
2008 | US | SERC | Delta | - | GWh | Net Energy for Load - Annual | 145982 | 156492 | 152485 | 154273 | 157023 | 159236 | 161882 | 166786 | 169579 | 172376 | 174794
2008 | US | SERC | Gateway | - | GWh | Net Energy for Load - Annual | 96609 | 95469 | 96658 | 97994 | 99265 | 100424 | 101298 | 102218 | 103091 | 104134 | 105197
2008 | US | SERC | Southeastern | - | GWh | Net Energy for Load - Annual | 248953 | 255452 | 262236 | 270021 | 277326 | 283210 | 288886 | 294864 | 300701 | 306688 | 313364
2008 | US | SERC | VACAR | - | GWh | Net Energy for Load - Annual | 315253 | 319864 | 325286 | 329004 | 334992 | 341164 | 346759 | 352773 | 358748 | 365199 | 370985
2008 | US | SPP | - | - | GWh | Net Energy for Load - Annual | 210875 | 208532 | 212884 | 218946 | 222719 | 226747 | 230306 | 234054 | 238189 | 242443 | 246409
2008 | US | WECC | - | - | GWh | Net Energy for Load - Annual | 739018 | 746575 | 761694 | 775915 | 789424 | 804102 | 817489 | 830808 | 844296 | 858523 | 871015
2008 | US | WECC | AZ-NM-SNV | - | GWh | Net Energy for Load - Annual | 139278 | 142968 | 146186 | 150214 | 154020 | 158107 | 161585 | 165461 | 169593 | 173894 | 177992
2008 | US | WECC | NWPP | - | GWh | Net Energy for Load - Annual | 246338 | 246404 | 252624 | 257013 | 260838 | 266009 | 270349 | 274224 | 278043 | 282414 | 285532
2008 | US | WECC | RMPA | - | GWh | Net Energy for Load - Annual | 62575 | 63626 | 65158 | 66730 | 68205 | 69262 | 70848 | 72483 | 74132 | 75891 | 77640
2008 | CA | MRO | - | - | GWh | Net Energy for Load - Annual | 43211.79 | 44378.73 | 44301.69 | 45258.91 | 46591.79 | 47454.72 | 48398.02 | 48864.13 | 49274 | 49711.25 | 50223.58
2008 | CA | NPCC | - | - | GWh | Net Energy for Load - Annual | 372904.3 | 367953.5 | 371105.3 | 370882.9 | 371215.5 | 372537 | 372259.5 | 372598.6 | 372927 | 375512.3 | 375865.9
2008 | CA | NPCC | Maritimes | Maritimes | GWh | Net Energy for Load - Annual | 29670.22 | 29518.43 | 29905.72 | 30405.57 | 30652.62 | 30832.1 | 31065.57 | 31263.54 | 31427.99 | 31597.97 | 31762.19
2008 | CA | NPCC | Ontario | Ontario | GWh | Net Energy for Load - Annual | 152205.1 | 151434.2 | 150370.6 | 146148.3 | 144933.9 | 143775.9 | 142164.9 | 140906.1 | 139670 | 139985.3 | 139174.7
2008 | CA | NPCC | Quebec | Quebec | GWh | Net Energy for Load - Annual | 191029 | 187000.9 | 190829 | 194329 | 195629 | 197929 | 199029 | 200429 | 201829 | 203929 | 204929
2008 | CA | WECC | - | - | GWh | Net Energy for Load - Annual | 131859 | 137021 | 141167 | 144539 | 148127 | 152846 | 157142 | 161397 | 165386 | 169901 | 173845
2008 | MX | WECC | CA-MX | - | GWh | Net Energy for Load - Annual | 10909 | 12725 | 13358 | 14105 | 14774 | 15544 | 16344 | 17216 | 18104 | 19045 | 20039
2008 | TL | MRO | - | - | GWh | Net Energy for Load - Annual | 260813.4 | 269437 | 275046.4 | 284741.8 | 292678.3 | 297966.1 | 303142.2 | 307678.8 | 312066.1 | 316648.9 | 321509.7
2008 | TL | NPCC | - | - | GWh | Net Energy for Load - Annual | 674670.3 | 669720.6 | 676328.5 | 679416.9 | 682903.5 | 687497 | 690659.5 | 694383.6 | 697986 | 703867.3 | 706874.9
2008 | TL | WECC | - | - | GWh | Net Energy for Load - Annual | 881786 | 896321 | 916219 | 934559 | 952325 | 972492 | 990975 | 1009421 | 1027786 | 1047469 | 1064899
2009 | US | TRE | - | ERCOT | GWh | Net Energy for Load - Annual | 312401.0845 | 312205 | 315065 | 322498 | 332936 | 341950 | 348796 | 355679 | 362835 | 369590 | 376037
2009 | US | FRCC | - | FRCC | GWh | Net Energy for Load - Annual | 226874 | 227690 | 228579 | 232949 | 238660 | 242683 | 246452 | 251041 | 255691 | 260956 | 266912
2009 | US | MRO | - | - | GWh | Net Energy for Load - Annual | 227536 | 233519 | 239702 | 244386.7393 | 247762.4676 | 251007.6965 | 253956.3613 | 257420.6698 | 260803.6941 | 264073.6511 | 267526.8593
2009 | CA | MRO | - | - | GWh | Net Energy for Load - Annual | 44483 | 45914 | 47115 | 49063.1897 | 51405.6085 | 52377.7696 | 53579.2509 | 53953.6994 | 54292.6097 | 54781.1023 | 55439.8854
2009 | TL | MRO | - | - | GWh | Net Energy for Load - Annual | 272020 | 279432 | 287516 | 293449.929 | 299168.0762 | 303385.4661 | 307535.6122 | 311374.3692 | 315096.3038 | 318854.7533 | 322966.7447
2009 | TL | NPCC | - | - | GWh | Net Energy for Load - Annual | 663563.727 | 654566.9458 | 654490.3602 | 659024.2814 | 664211.6319 | 665268.463 | 668372.7841 | 671352.591 | 678891.2261 | 684537.9332 | 688654.3678
2009 | US | NPCC | - | - | GWh | Net Energy for Load - Annual | 297362 | 295883 | 295753 | 297613 | 300236 | 301346 | 303858 | 306230 | 309149 | 312042 | 315064
2009 | CA | NPCC | - | - | GWh | Net Energy for Load - Annual | 366201.727 | 358683.9458 | 358737.3602 | 361411.2814 | 363975.6319 | 363922.463 | 364514.7841 | 365122.591 | 369742.2261 | 372495.9332 | 373590.3678
2009 | US | NPCC | New York | New York | GWh | Net Energy for Load - Annual | 165613 | 164568 | 164423 | 165263 | 166221 | 166711 | 167773 | 168690 | 170124 | 171477 | 172939
2009 | US | NPCC | New England | New England | GWh | Net Energy for Load - Annual | 131749 | 131315 | 131330 | 132350 | 134015 | 134635 | 136085 | 137540 | 139025 | 140565 | 142125
2009 | CA | NPCC | Ontario | Ontario | GWh | Net Energy for Load - Annual | 148675.727 | 143333.9458 | 142724.3602 | 142516.2814 | 141636.6319 | 139796.463 | 138326.7841 | 136721.591 | 136478.2261 | 135368.9332 | 134608.3678
2009 | CA | NPCC | Quebec | Quebec | GWh | Net Energy for Load - Annual | 188799 | 186617 | 187479 | 190627 | 193720 | 195366 | 197206 | 199200 | 203873 | 207520 | 209155
2009 | CA | NPCC | Maritimes | Maritimes | GWh | Net Energy for Load - Annual | 28727 | 28733 | 28534 | 28268 | 28619 | 28760 | 28982 | 29201 | 29391 | 29607 | 29827
2009 | US | RF | MISO | - | GWh | Net Energy for Load - Annual | 316489 | 340316 | 343610 | 346940 | 350307 | 353712 | 357156 | 360636 | 364156 | 367715 | 371316
2009 | US | RF | PJM | - | GWh | Net Energy for Load - Annual | 619170.8777 | 618185 | 624061 | 642041 | 663980 | 674423 | 684173 | 692372 | 702417 | 708056 | 715545
2009 | US | RF | - | - | GWh | Net Energy for Load - Annual | 936201 | 958792 | 967962 | 989272 | 1014578 | 1028426 | 1041620 | 1053299 | 1066864 | 1076062 | 1087152
2009 | US | SERC | - | - | GWh | Net Energy for Load - Annual | 1035390 | 1051350 | 1067893 | 1092260.524 | 1112599.027 | 1131027.796 | 1148426.298 | 1159539.424 | 1174653.182 | 1192039.368 | 1208974.127
2009 | US | SERC | Central | - | GWh | Net Energy for Load - Annual | 239766 | 233317 | 233465 | 236459 | 239854 | 243573 | 245630 | 243358 | 244055 | 247253 | 250892
2009 | US | SERC | Delta | - | GWh | Net Energy for Load - Annual | 143108 | 150580 | 151519 | 157051.524 | 159425.027 | 162116.796 | 166337.298 | 168328.424 | 170261.182 | 172097.368 | 173960.127
2009 | US | SERC | Gateway | - | GWh | Net Energy for Load - Annual | 95508 | 95757 | 98860 | 100321 | 101391 | 102005 | 102509 | 103374 | 104366 | 105254 | 106123
2009 | US | SERC | Southeastern | - | GWh | Net Energy for Load - Annual | 243859 | 250691 | 257827 | 265072 | 271352 | 277389 | 282706 | 287785 | 293076 | 298914 | 303150
2009 | US | SERC | VACAR | - | GWh | Net Energy for Load - Annual | 313149 | 321005 | 326222 | 333357 | 340577 | 345944 | 351244 | 356694 | 362895 | 368521 | 374849
2009 | US | SPP | - | - | GWh | Net Energy for Load - Annual | 207603 | 207850 | 211343 | 216016 | 219910 | 223019 | 226296 | 225860 | 229749 | 233114 | 236668
2009 | US | WECC | - | - | GWh | Net Energy for Load - Annual | 745691 | 738416 | 750401 | 763647 | 775580 | 788203 | 800827 | 813499 | 826453 | 838635 | 851808
2009 | US | WECC | AZ-NM-SNV | - | GWh | Net Energy for Load - Annual | 137242 | 140254 | 143654 | 147115 | 150955 | 154583 | 158383 | 162413 | 166147 | 170077 | 174142
2009 | US | WECC | CA-MX | - | GWh | Net Energy for Load - Annual | 292905 | 296368 | 300170 | 304287 | 308538 | 312353 | 316161 | 319949 | 323759 | 327253 | 330919
2009 | US | WECC | NWPP | - | GWh | Net Energy for Load - Annual | 250441 | 234132 | 238285 | 242063 | 246524 | 250276 | 253988 | 257539 | 261437 | 264737 | 268651
2009 | US | WECC | RMPA | - | GWh | Net Energy for Load - Annual | 65103 | 67662 | 68292 | 70182 | 69563 | 70991 | 72295 | 73598 | 75110 | 76568 | 78096
2009 | CA | WECC | - | - | GWh | Net Energy for Load - Annual | 132659 | 136357 | 139368 | 142602 | 147432 | 152315 | 156923 | 160304 | 164193 | 167467 | 170339
2009 | MX | WECC | CA-MX | - | GWh | Net Energy for Load - Annual | 11320 | 10687 | 11010 | 11115 | 11337 | 11564 | 11796 | 12035 | 12276 | 12521 | 12773
2009 | TL | WECC | - | - | GWh | Net Energy for Load - Annual | 889670 | 885460 | 900779 | 917364 | 934349 | 952082 | 969546 | 985838 | 1002922 | 1018623 | 1034920
2010 | US | TRE | - | ERCOT | GWh | Net Energy for Load - Annual | 308277.7595 | 310444 | 316194 | 324104 | 330985 | 336564 | 341980 | 347271 | 352584 | 357653 | 362373
2010 | US | FRCC | - | FRCC | GWh | Net Energy for Load - Annual | 225966 | 223174 | 225498 | 229393 | 234667 | 238795 | 242563 | 245148 | 248880 | 253334 | 257592
2010 | US | MRO | - | - | GWh | Net Energy for Load - Annual | 213797.0313 | 225166.8836 | 229258.3251 | 240816.728 | 245316.3151 | 248838.0869 | 251816.3573 | 254996.7529 | 258039.2441 | 261246.9179 | 264174.3915
2010 | CA | MRO | - | - | GWh | Net Energy for Load - Annual | 43527.531 | 45123.3145 | 46771.6057 | 47747.6561 | 49448.1515 | 50927.9839 | 52417.416 | 53228.2716 | 53796.5383 | 54766.9643 | 55459.5992
2010 | TL | MRO | - | - | GWh | Net Energy for Load - Annual | 257324.5623 | 270290.1981 | 276029.9308 | 288564.3841 | 294764.4665 | 299766.0708 | 304233.7733 | 308225.0245 | 311835.7823 | 316013.8823 | 319633.9907
2010 | TL | NPCC | - | - | GWh | Net Energy for Load - Annual | 635684.5796 | 641663.9407 | 650439.823 | 653862.5711 | 655988.0752 | 659518.955 | 665157.8626 | 670352.8626 | 671921.7086 | 676529.3908 | 681447.0261
2010 | US | NPCC | - | - | GWh | Net Energy for Load - Annual | 285624.6651 | 291540.1858 | 292815.6357 | 295623.1742 | 298249.0961 | 300616.0234 | 302651.8639 | 304972.4378 | 307327.0686 | 310307.2711 | 313681.4633
2010 | CA | NPCC | - | - | GWh | Net Energy for Load - Annual | 350059.9145 | 350123.755 | 357624.1873 | 358239.3969 | 357738.9791 | 358902.9316 | 362505.9988 | 365380.4248 | 364594.6399 | 366222.1197 | 367765.5628
2010 | US | NPCC | New York | New York | GWh | Net Energy for Load - Annual | 158779.6651 | 160358.1858 | 160445.6357 | 161618.1742 | 163594.0961 | 164556.0234 | 165371.8639 | 166472.4378 | 167517.0686 | 169132.2711 | 171161.4633
2010 | US | NPCC | New England | New England | GWh | Net Energy for Load - Annual | 126845 | 131182 | 132370 | 134005 | 134655 | 136060 | 137280 | 138500 | 139810 | 141175 | 142520
2010 | CA | NPCC | Ontario | Ontario | GWh | Net Energy for Load - Annual | 139163.544 | 141308.9557 | 143610.9478 | 140373.975 | 138653.1305 | 138003.9631 | 136743.2894 | 136175.8289 | 135018.7734 | 135879.3064 | 136825.0137
2010 | CA | NPCC | Quebec | Quebec | GWh | Net Energy for Load - Annual | 182681.359 | 180739.8191 | 185598.7242 | 189048.3614 | 189982.4705 | 191542.8556 | 196113.7966 | 199334.0217 | 199485.3133 | 200003.1174 | 200347.7655
2010 | CA | NPCC | Maritimes | Maritimes | GWh | Net Energy for Load - Annual | 28215.0115 | 28074.9802 | 28414.5154 | 28817.0605 | 29103.3781 | 29356.1129 | 29648.9127 | 29870.5742 | 30090.5533 | 30339.6959 | 30592.7836
2010 | US | RF | - | - | GWh | Net Energy for Load - Annual | 880377.0985 | 961435.76 | 1024182.76 | 1081319.76 | 1098541.76 | 1113713.76 | 1127289.76 | 1141901.76 | 1151048.76 | 1162009.76 | 1171860.3778
2010 | US | SERC | - | - | GWh | Net Energy for Load - Annual | 997142 | 1027470 | 1051645 | 1072124 | 1092368 | 1110124 | 1126308 | 1141356 | 1151725 | 1164142 | 1181812
2010 | US | SERC | Central | - | GWh | Net Energy for Load - Annual | 223013 | 225190 | 231330 | 236342 | 242217 | 247056 | 250878 | 253368 | 251494 | 252099 | 255809
2010 | US | SERC | Delta | - | GWh | Net Energy for Load - Annual | 141203 | 150503 | 154452 | 156054 | 158299 | 161671 | 163836 | 165869 | 167792 | 169545 | 171345
2010 | US | SERC | Gateway | - | GWh | Net Energy for Load - Annual | 89354 | 95615 | 95777 | 95656 | 96352 | 96703 | 97083 | 97787 | 98281 | 99124 | 99977
2010 | US | SERC | Southeastern | - | GWh | Net Energy for Load - Annual | 234781 | 240983 | 248096 | 255026 | 260857 | 265683 | 270299 | 274801 | 279919 | 283914 | 289088
2010 | US | SERC | VACAR | - | GWh | Net Energy for Load - Annual | 308791 | 315179 | 321990 | 329046 | 334643 | 339011 | 344212 | 349531 | 354239 | 359460 | 365593
2010 | US | SPP | - | - | GWh | Net Energy for Load - Annual | 202301.1276 | 211438.162 | 215333.0226 | 220251.7164 | 223977.0931 | 226967.6525 | 228854.1802 | 231822.2267 | 234676.242 | 237915.9629 | 240019.4097
2010 | US | WECC | - | - | GWh | Net Energy for Load - Annual | 718694 | 719081 | 729248 | 740243 | 752804 | 765262 | 776755 | 788526 | 799103 | 810204 | 821597
2010 | US | WECC | Basin | - | GWh | Net Energy for Load - Annual | 73449 | 71676 | 73785 | 76081 | 77930 | 79881 | 81565 | 83218 | 84295 | 85617 | 87000
2010 | US | WECC | Desert SW | - | GWh | Net Energy for Load - Annual | 129602 | 133143 | 135361 | 138118 | 141337 | 145119 | 148121 | 151585 | 154111 | 156623 | 159443
2010 | US | WECC | CAL N | - | GWh | Net Energy for Load - Annual | 124405 | 127092 | 128339 | 130012 | 131722 | 133128 | 134566 | 136002 | 137483 | 138932 | 140378
2010 | US | WECC | CAL S | - | GWh | Net Energy for Load - Annual | 161508 | 162795 | 164317 | 166394 | 168751 | 170809 | 172727 | 174502 | 176595 | 178749 | 181271
2010 | US | WECC | NWPP | - | GWh | Net Energy for Load - Annual | 163143 | 157810 | 159749 | 162490 | 164485 | 166174 | 167892 | 169794 | 171755 | 173711 | 175639
2010 | US | WECC | RMPA | - | GWh | Net Energy for Load - Annual | 63329 | 66565 | 67697 | 67148 | 68579 | 70151 | 71884 | 73425 | 74864 | 76572 | 77866
2010 | CA | WECC | - | - | GWh | Net Energy for Load - Annual | 129356 | 132919 | 136612 | 140627 | 144698 | 149234 | 153204 | 158012 | 161613 | 165003 | 167953
2010 | MX | WECC | Mex | - | GWh | Net Energy for Load - Annual | 10743 | 11355 | 11298 | 11826 | 12398 | 13046 | 13718 | 14447 | 15179 | 15942 | 16717
2010 | TL | WECC | - | - | GWh | Net Energy for Load - Annual | 858793 | 863355 | 877158 | 892696 | 909900 | 927542 | 943677 | 960985 | 975895 | 991149 | 1006267
2011 | US | FRCC | - | FRCC | GWh | Net Energy for Load - Annual | 233034 | 225325 | 229230 | 234208 | 238618 | 242420 | 246048 | 249441 | 252642 | 256271 | 260660 | 264011
2011 | US | MRO | - | MISO | GWh | Net Energy for Load - Annual | 585273.9227 | 497080.058 | 466382.8618 | 476182.7538 | 480431.9543 | 486273.9021 | 489924.2003 | 495017.1804 | 500338.2977 | 505844.5054 | 511779.6136 | 516897.4097
2011 | CA | MRO | - | Manitoba Hydro | GWh | Net Energy for Load - Annual | 24085.9432 | 24527.8519 | 24841.1104 | 25296.5425 | 25626.3753 | 25843.3646 | 26075.6879 | 26145.5064 | 26329.3213 | 26639.843 | 27041.7309 | 27471.3107
2011 | US | MRO | - | MAPP | GWh | Net Energy for Load - Annual | 30690.6123 | 33507.206 | 34448.1339 | 35678.9433 | 36226.056 | 36651.9646 | 37123.5902 | 37532.216 | 37930.8642 | 38311.5881 | 38682.3621 | 39225.5926
2011 | CA | MRO | - | SaskPower | GWh | Net Energy for Load - Annual | 20594 | 21815.5811 | 22565.5644 | 23778.1125 | 24963.6951 | 25988.8032 | 26867.4659 | 27051.3812 | 27380.3464 | 27636.5507 | 28154.2566 | 28796.8503
2011 | CA | NPCC | - | Maritimes | GWh | Net Energy for Load - Annual | 27666 | 28679 | 28955 | 28582 | 28655 | 28699 | 28607 | 28567 | 28504 | 28515 | 28482 | 28475
2011 | US | NPCC | - | New England | GWh | Net Energy for Load - Annual | 130771 | 134915 | 137955 | 139230 | 140830 | 142215 | 143585 | 144980 | 146390 | 147760 | 149145 | 150542.982
2011 | US | NPCC | - | New York | GWh | Net Energy for Load - Annual | 163505 | 162787 | 164521 | 164596 | 164848 | 164925 | 165319 | 165479 | 166238 | 167310 | 168695 | 169655
2011 | CA | NPCC | - | Ontario | GWh | Net Energy for Load - Annual | 142204.783 | 142752.9478 | 145556.5868 | 143377.3534 | 141198.12 | 139018.8866 | 138163.2153 | 137388.5799 | 137617.5302 | 138399.5873 | 139993.2238 | 140958.7447
2011 | CA | NPCC | - | Quebec | GWh | Net Energy for Load - Annual | 183741.701 | 186613.1845 | 187116.2247 | 187402.5416 | 188314.3102 | 190611.7045 | 192813.3283 | 193182.2218 | 195061.7166 | 197809.8168 | 198580.9668 | 197818.1078
2011 | US | RF | - | PJM | GWh | Net Energy for Load - Annual | 712730.9103 | 762050 | 842634 | 860521 | 874144 | 883516 | 894032 | 899413 | 908129 | 916084 | 928271 | 933927
2011 | US | SERC | - | SERC-E | GWh | Net Energy for Load - Annual | 225461 | 215116 | 219289 | 222980 | 226586 | 228946 | 232068 | 235020 | 237958 | 241412 | 245046 | 249196
2011 | US | SERC | - | SERC-N | GWh | Net Energy for Load - Annual | 251388 | 229615 | 232222 | 247349 | 247187 | 245673 | 249877 | 252978 | 256343 | 259880 | 263250 | 265012
2011 | US | SERC | - | SERC-SE | GWh | Net Energy for Load - Annual | 260578 | 245742 | 252797 | 262965 | 268366 | 272790 | 276970 | 281181 | 284349 | 288963 | 293125 | 298122
2011 | US | SERC | - | SERC-W | GWh | Net Energy for Load - Annual | 132940 | 134788 | 138089 | 138942 | 143041 | 144964 | 146751 | 148374 | 150074 | 152012 | 153651 | 155245
2011 | US | SPP | - | SPP | GWh | Net Energy for Load - Annual | 257490.8676 | 259661.2954 | 265985.2393 | 270150.0204 | 272884.8945 | 273103.3327 | 274788.3749 | 277582.1683 | 280620.0777 | 281935.4393 | 284517.2967 | 287910.1336
2011 | US | TRE | - | ERCOT | GWh | Net Energy for Load - Annual | 319097.4005 | 319402.822 | 330033.592 | 339615.794 | 352294.085 | 362840.628 | 372150.175 | 378177.769 | 384689.534 | 390850.62 | 397870.302 | 403058.151
2011 | TL | WECC | - | WECC | GWh | Net Energy for Load - Annual | 853931.7606 | 880562.0299 | 894670.8 | 910130.4 | 927207.7 | 943118.6 | 959569.2 | 974699.3 | 989936.2 | 1003925.5 | 1018974.9 | 1029293.3
2011 | CA | WECC | - | AB | GWh | Net Energy for Load - Annual | 69673.1738 | 73176.6082 | 75480.119 | 77949.5426 | 81130.25 | 84043.3562 | 86717.7623 | 88889.6133 | 90699.1324 | 92074.6023 | 93554.972 | 95049.7921
2011 | US | WECC | - | BASN | GWh | Net Energy for Load - Annual | 74118 | 74826 | 76885 | 78751 | 80145 | 81468 | 83022 | 84321 | 85557 | 86802 | 88051 | 89055
2011 | CA | WECC | - | BC | GWh | Net Energy for Load - Annual | 60507.8262 | 63550.3918 | 65550.881 | 67695.4574 | 70457.75 | 72987.6438 | 75310.2377 | 77196.3867 | 78767.8676 | 79962.3977 | 81248.028 | 82546.2079
2011 | US | WECC | - | CALN | GWh | Net Energy for Load - Annual | 122436.5492 | 127407 | 128726 | 130244 | 131702 | 132980 | 134338 | 135719 | 137164 | 138558 | 140009 | 141010.6667
2011 | US | WECC | - | CALS | GWh | Net Energy for Load - Annual | 157438.4724 | 163731 | 165743 | 168059 | 170102 | 172012 | 173997 | 176097 | 178264 | 180456 | 182750 | 183058
2011 | US | WECC | - | DSW | GWh | Net Energy for Load - Annual | 130073 | 136295.0299 | 138507.8 | 140543.4 | 143377.7 | 145753.6 | 148963.2 | 151999.3 | 155201.2 | 158338.5 | 161666.9 | 163684.6333
2011 | MX | WECC | - | MEXW | GWh | Net Energy for Load - Annual | 10574 | 11125 | 11492 | 11835 | 12223 | 12578 | 12882 | 13228 | 13570 | 13915 | 14261 | 14505
2011 | US | WECC | - | NORW | GWh | Net Energy for Load - Annual | 163782 | 164056 | 166381 | 167729 | 169333 | 171022 | 172775 | 174307 | 176080 | 177903 | 179984 | 181763.6667
2011 | US | WECC | - | ROCK | GWh | Net Energy for Load - Annual | 65328.7389 | 66395 | 65905 | 67324 | 68737 | 70274 | 71564 | 72942 | 74633 | 75916 | 77450 | 78620.3333
2012 | US | FRCC | - | FRCC | GWh | Net Energy for Load - Annual | 224064 | 224337 | 227095 | 230481 | 235490 | 239191 | 242626 | 245696 | 249324 | 254024 | 259024 | 261943.0714
2012 | US | MRO | - | MISO | GWh | Net Energy for Load - Annual | 521691.6105 | 473467.2469 | 484994.2 | 462645.3 | 455468.9667 | 458283.6167 | 461570.9667 | 464712.8667 | 468346.9333 | 468774.5833 | 434484.5 | 438829.345
2012 | CAN | MRO | - | Manitoba Hydro | GWh | Net Energy for Load - Annual | 25013.332 | 24689.3408 | 25525.0271 | 25881.0394 | 25877.1724 | 26035.739 | 26178.9436 | 26352.0549 | 26721.0946 | 27226.9453 | 27731.5096 | 28158.4083
2012 | US | MRO | - | MAPP | GWh | Net Energy for Load - Annual | 29232.6653 | 30677.03 | 32343.1305 | 33212.9184 | 33805.1578 | 34761.67 | 35950.5642 | 36658.1879 | 37409.6534 | 38113.1874 | 38743.2559 | 39357.4784
2012 | CAN | MRO | - | SaskPower | GWh | Net Energy for Load - Annual | 21232 | 22798.5632 | 23951.2054 | 25309.4543 | 26266.8294 | 27161.6111 | 27904.167 | 27841.7043 | 28156.5671 | 28671.6479 | 29131.8557 | 29698.5957
2012 | US | NPCC | - | New England | GWh | Net Energy for Load - Annual | 129152 | 136111 | 138875 | 140520 | 142215 | 143815 | 145245 | 146590 | 147880 | 149130 | 150375 | 151630
2012 | CAN | NPCC | - | Maritimes | GWh | Net Energy for Load - Annual | 27781 | 26872 | 26662 | 26879 | 27107 | 27130 | 27235 | 27331 | 27445 | 27579 | 27674 | 27765
2012 | US | NPCC | - | New York | GWh | Net Energy for Load - Annual | 163329.7058 | 163659 | 164627 | 165340 | 166030 | 166915 | 166997 | 168021 | 169409 | 171176 | 172514 | 173569
2012 | CAN | NPCC | - | Ontario | GWh | Net Energy for Load - Annual | 141473.805 | 140105.8951 | 142791.7313 | 141248.8927 | 139706.054 | 138163.2153 | 137388.5799 | 137617.5302 | 138399.5873 | 139993.2238 | 140958.7447 | 142557.2629
2012 | CAN | NPCC | - | Quebec | GWh | Net Energy for Load - Annual | 185783.097 | 185174.5711 | 187973.1544 | 189428.8474 | 190464.2341 | 194009.3356 | 194669.6494 | 195910.2845 | 197308.4105 | 199494.3238 | 200037.8045 | 201201.726
2012 | US | RF | - | PJM | GWh | Net Energy for Load - Annual | 739754.4857 | 821786 | 831898 | 851726 | 870636 | 888097 | 895748 | 905401 | 914548 | 928298 | 936942 | 947297
2012 | US | SERC | - | SERC-E | GWh | Net Energy for Load - Annual | 222078.4509 | 221973.95 | 224236.3 | 223144.4 | 225314.6 | 227862.6 | 230301.7 | 232695.8 | 235509.8 | 238720 | 241595 | 244811.7
2012 | US | SERC | - | SERC-N | GWh | Net Energy for Load - Annual | 239209.5 | 238586.8 | 236144.9 | 238838.6 | 241108.5 | 244290.5 | 246357.5 | 248904.6 | 251492.8 | 254516 | 256547.4 | 259139.8
2012 | US | SERC | - | SERC-SE | GWh | Net Energy for Load - Annual | 256280.828 | 253067 | 258483 | 264516 | 268455 | 272239 | 276247 | 278757 | 283059 | 286996 | 291798 | 296355
2012 | US | SERC | - | SERC-W | GWh | Net Energy for Load - Annual | 135274.286 | 135290.53 | 137259 | 137932.246 | 140104.415 | 141773.157 | 143321.911 | 144830.152 | 146596 | 148036 | 149506 | 151006
2012 | US | SPP | - | SPP | GWh | Net Energy for Load - Annual | 258288.3296 | 262201.0994 | 267021.709 | 269434.1534 | 268630.7759 | 271343.2667 | 273656.1577 | 276353.3435 | 277244.3043 | 279584.5481 | 282764.4051 | 284622.598
2012 | US | TRE | - | ERCOT | GWh | Net Energy for Load - Annual | 335000.175 | 328367.432 | 335401.162 | 349131.196 | 363111.739 | 376102.049 | 383697.771 | 390451.727 | 396695.834 | 403839.508 | 409383.464 | 415479.281
2012 | TL | WECC | - | WECC | GWh | Net Energy for Load - Annual | 873021 | 881388 | 896145 | 913841 | 929945 | 946314 | 961779 | 975919 | 990016 | 1005158 | 1019044 | 1033305
2012 | CAN | WECC | - | AB | GWh | Net Energy for Load - Annual | 73606 | 78743 | 82875 | 86965 | 90900 | 95336 | 98870 | 102221 | 105345 | 108636 | 111207 | 113923
2012 | US | WECC | - | BASN | GWh | Net Energy for Load - Annual | 76019 | 73854 | 75915 | 78444 | 80460 | 82552 | 84970 | 86474 | 87853 | 89142 | 89971 | 90904
2012 | CAN | WECC | - | BC | GWh | Net Energy for Load - Annual | 60201 | 61987 | 62695 | 64551 | 66066 | 66620 | 67139 | 67167 | 66618 | 66089 | 66818 | 67548
2012 | US | WECC | - | CALN | GWh | Net Energy for Load - Annual | 123974 | 126464 | 127721 | 129092 | 130392 | 131704 | 132930 | 134178 | 135764 | 137429 | 139080 | 140815
2012 | US | WECC | - | CALS | GWh | Net Energy for Load - Annual | 158153 | 160580 | 162079 | 163995 | 165807 | 167729 | 169504 | 171350 | 173548 | 175825 | 178113 | 180276
2012 | US | WECC | - | DSW | GWh | Net Energy for Load - Annual | 133715 | 132966 | 134347 | 136787 | 138950 | 141565 | 144441 | 147514 | 150725 | 154233 | 157234 | 160121
2012 | MX | WECC | - | MEXW | GWh | Net Energy for Load - Annual | 11421 | 11491 | 11692 | 11893 | 12095 | 12295 | 12499 | 12700 | 12900 | 13103 | 13304 | 13503
2012 | US | WECC | - | NORW | GWh | Net Energy for Load - Annual | 169909 | 170954 | 173259 | 175352 | 177038 | 179164 | 180856 | 182578 | 184211 | 186197 | 187551 | 189565
2012 | US | WECC | - | ROCK | GWh | Net Energy for Load - Annual | 66023 | 64349 | 65562 | 66762 | 68237 | 69349 | 70570 | 71737 | 73052 | 74504 | 75766 | 76650
2013 | US | TRE | - | ERCOT | GWh | Net Energy for Load - Annual | 324859.7007 | 331876.832 | 340369.346 | 351281.082 | 362281.93 | 367931.031 | 372007.643 | 375531.418 | 380146.403 | 382886.823 | 386264.355 | 389077.542
2013 | US | FRCC | - | FRCC | GWh | Net Energy for Load - Annual | 220943 | 225384 | 229771 | 233937 | 237569 | 240276 | 243012 | 245932 | 249183 | 251942 | 255242 | 255242
2013 | US | MRO | - | MISO | GWh | Net Energy for Load - Annual | 497905.637 | 548975.7018 | 551809.5231 | 554703.9348 | 558956.3957 | 561645.3096 | 565044.1852 | 568893.1674 | 573446.3258 | 577204.9812 | 582218.1831 | 584418.8269
2013 | CAN | MRO | - | Manitoba Hydro | GWh | Net Energy for Load - Annual | 24785.594 | 25771.3999 | 26005.2735 | 26279.4345 | 26442.2367 | 26723.6757 | 26923.8526 | 27157.6549 | 27560.5037 | 28073.4365 | 28610.8151 | 29085.784
2013 | US | MRO | - | MAPP | GWh | Net Energy for Load - Annual | 29362.0523 | 35148.9279 | 36158.1286 | 36927.77 | 37852.6414 | 39074.4479 | 39788.1252 | 40555.9823 | 41257.6941 | 41882.4614 | 42495.1184 | 43099.6467
2013 | CAN | MRO | - | SaskPower | GWh | Net Energy for Load - Annual | 21721 | 22110.2222 | 23109.2819 | 24076.4767 | 25160.4052 | 26162.5369 | 26734.2782 | 26987.455 | 27395.8151 | 27955.1809 | 28480.2222 | 28712.9767
2013 | US | NPCC | - | New England | GWh | Net Energy for Load - Annual | 128072 | 130408 | 131037 | 131831 | 133274 | 133420 | 133454 | 133430 | 133432 | 133484 | 133599 | 133714
2013 | CAN | NPCC | - | Maritimes | GWh | Net Energy for Load - Annual | 26390 | 27197 | 27268 | 27395 | 27385 | 27388 | 27423 | 27541 | 26450 | 26466 | 26440 | 26497
2013 | US | NPCC | - | New York | GWh | Net Energy for Load - Annual | 162842 | 163856 | 164652 | 165,571.0 | 166,804.0 | 167,054.0 | 167,703.0 | 168,472.0 | 169,499.0 | 170,077.0 | 170,915.0 | 171,766.0
2013 | CAN | NPCC | - | Ontario | GWh | Net Energy for Load - Annual | 141287.1 | 141005.7 | 141053.4 | 137322.3 | 134381.6 | 131703.4 | 131861.6 | 133936.4 | 135552.8 | 136718.1 | 137258.3 | 138056.4
2013 | CAN | NPCC | - | Quebec | GWh | Net Energy for Load - Annual | 184822.8 | 187736.3029 | 184657.2546 | 184139.4188 | 186215.0005 | 187109.684 | 188669.3407 | 192982.8617 | 195359.4962 | 195937.5682 | 197215.8852 | 198567.9105
2013 | US | RF | - | PJM | GWh | Net Energy for Load - Annual | 781247 | 822208 | 843697 | 863161 | 882669 | 892369 | 901824 | 910089 | 923064 | 931411 | 941369 | 950374
2013 | US | SERC | - | SERC-E | GWh | Net Energy for Load - Annual | 221161.9 | 217088 | 219264 | 222291 | 225763 | 229023 | 232194 | 235582 | 238769 | 241928 | 245335 | 248794
2013 | US | SERC | - | SERC-N | GWh | Net Energy for Load - Annual | 235845 | 229157 | 222435 | 225347 | 227982 | 230343 | 232558 | 234790 | 237381 | 240037 | 241313 | 244601
2013 | US | SERC | - | SERC-SE | GWh | Net Energy for Load - Annual | 237051 | 246270 | 252199 | 255694 | 260265 | 264104 | 265918 | 269464 | 273207 | 277038 | 280970 | 285050
2013 | US | SERC | - | SERC-W | GWh | Net Energy for Load - Annual | 130582 | 135674 | 126096 | 135358 | 136991 | 138243 | 139589 | 140910 | 142328 | 143526 | 144840 | 146101
2013 | US | SPP | - | SPP | GWh | Net Energy for Load - Annual | 258590.1047 | 263605.4871 | 269582.0824 | 266277.9714 | 269334.486 | 271838.4625 | 273610.939 | 274840.8749 | 277127.7784 | 279585.3905 | 281385.7197 | 283855.9337
2013 | CAN | WECC | - | CAN | GWh | Net Energy for Load - Annual | 136074.019 | 139916.029 | 143385.036 | 147420.035 | 151734.949 | 158334.951 | 164989.066 | 169025.021 | 171858.015 | 173941.017 | 176405.037 | 178797.052
2013 | CAN | WECC | - | AB | GWh | Net Energy for Load - Annual | 75574.375 | 78574.015 | 81422.038 | 84862.01 | 88720.977 | 94010.963 | 99509.985 | 102684.019 | 105033.994 | 107045.022 | 109143.006 | 111100.015
2013 | US | WECC | - | BASN | GWh | Net Energy for Load - Annual | 68614.8817 | 75078.7316 | 78414.0215 | 79339.0584 | 80415.0121 | 81354.9054 | 82150.9438 | 83155.9466 | 83923.0643 | 84653.9504 | 85447.9722 | 86109.0615
2013 | CAN | WECC | - | BC | GWh | Net Energy for Load - Annual | 60499.644 | 61342.014 | 61962.998 | 62558.025 | 63013.972 | 64323.988 | 65479.081 | 66341.002 | 66824.021 | 66895.995 | 67262.031 | 67697.037
2013 | US | WECC | - | CALN | GWh | Net Energy for Load - Annual | 127826.123 | 127760.0068 | 129025.9862 | 130308.9599 | 131638.0005 | 132891.0437 | 134127.0672 | 135721.0007 | 137358.0754 | 138950.0316 | 140632.9901 | 142363.9926
2013 | US | WECC | - | CALS | GWh | Net Energy for Load - Annual | 161794.532 | 162098.0715 | 164022.9708 | 165641.0208 | 167475.0603 | 169200.9985 | 171010.9771 | 173171.9844 | 175402.9548 | 177645.9528 | 179915.9592 | 182095.041
2013 | US | WECC | - | DSW | GWh | Net Energy for Load - Annual | 135003.1533 | 134661.777 | 136741.02 | 138361.0216 | 140608.0017 | 143171.9635 | 145906.9615 | 148367.0046 | 151207.9778 | 154450.9586 | 157656.8698 | 160528.9686
2013 | MX | WECC | - | MEXW | GWh | Net Energy for Load - Annual | 12019.6035 | 12247.0087 | 12420.9681 | 12658.987 | 12929.0295 | 13112.988 | 13365.0024 | 13624.0211 | 13915.0218 | 14118.0255 | 14391.9976 | 14671.9972
2013 | US | WECC | - | NORW | GWh | Net Energy for Load - Annual | 168929.5459 | 172509.6318 | 174636.0375 | 176387.0173 | 178567.8196 | 179916.8526 | 181811.9079 | 183540.0528 | 185604.9315 | 186994.0118 | 188714.0977 | 190591.9663
2013 | US | WECC | - | ROCK | GWh | Net Energy for Load - Annual | 64693.609 | 62885.9055 | 63981.0124 | 65203.0028 | 66406.0217 | 67438.9705 | 68669.1015 | 69958.9773 | 71279.0219 | 72563.05 | 73928.974 | 75331.061
2014 | US | FRCC | - | FRCC | GWh | Net Energy for Load - Annual | 221534 | 226583 | 231393 | 235297 | 237807 | 240665 | 243686 | 246896 | 249055 | 251915 | 255366 | 255366
2014 | US | MRO | - | MISO | GWh | Net Energy for Load - Annual | 662636.3 | 401778 | 678295 | 678759 | 687728 | 693234 | 698282 | 702377 | 706777 | 711559 | 715842 | 720617.6128
2014 | CA | MRO | - | Manitoba Hydro | GWh | Net Energy for Load - Annual | 26014.7172 | 25634 | 25903 | 26186 | 26319 | 26581 | 26878 | 27269 | 27718 | 28115 | 28504 | 28898
2014 | US | MRO | - | MAPP | GWh | Net Energy for Load - Annual | 29798.1025 | 34257.5865 | 35226.6467 | 37625.0294 | 39157.3192 | 40426.405 | 41436.2326 | 42234.2598 | 42979.8208 | 43694.6853 | 43174.1578 | 45163.0575
2014 | CA | MRO | - | SaskPower | GWh | Net Energy for Load - Annual | 22701.8 | 23159.4954 | 23691.2244 | 24373.5339 | 24950.4287 | 25876.3594 | 26701.9257 | 26980.1328 | 27268.4962 | 27630.5138 | 27916.3086 | 28183.4898
2014 | CA | NPCC | - | Maritimes | GWh | Net Energy for Load - Annual | 27386.8 | 27308.5 | 27371 | 27474.8363 | 27519.4137 | 27624.2426 | 28008.934 | 27890.5971 | 27951.4722 | 28062.7608 | 28213.2502 | 28355.0119
2014 | US | NPCC | - | New England | GWh | Net Energy for Load - Annual | 129367 | 137363 | 140428 | 142335 | 143985 | 145385 | 146620 | 147830 | 149055 | 150295 | 151525 | 152765
2014 | US | NPCC | - | New York | GWh | Net Energy for Load - Annual | 163515 | 163161 | 163214 | 163907 | 163604 | 163753 | 164305 | 165101 | 164830 | 164975 | 165109 | 165721
2014 | CA | NPCC | - | Ontario | GWh | Net Energy for Load - Annual | 140736.784 | 141921.9417 | 139706.9183 | 136513.075 | 133335.5868 | 133445.3406 | 133187.3398 | 133269.3369 | 134289.5146 | 134259.6277 | 134478.5038 | 135211.5815
2014 | CA | NPCC | - | Quebec | GWh | Net Energy for Load - Annual | 189732.482 | 185992.5635 | 186841.6123 | 188769.9652 | 189421.3269 | 190067.433 | 191379.7904 | 193972.3413 | 197281.9969 | 198810.8669 | 200097.9842 | 202009.852
2014 | US | RF | - | PJM | GWh | Net Energy for Load - Annual | 791151 | 832247 | 847743 | 863762 | 870847 | 878209 | 884188 | 894896 | 901010 | 908770 | 915559 | 923919
2014 | US | SERC | - | SERC-E | GWh | Net Energy for Load - Annual | 212334 | 217969 | 220089 | 223553 | 226368 | 229170 | 232280 | 232280 | 238232 | 241458 | 244973 | 247653
2014 | US | SERC | - | SERC-N | GWh | Net Energy for Load - Annual | 219012 | 214984 | 216118 | 217859 | 219407 | 221232 | 223223 | 223223 | 226974 | 228820 | 230816 | 233278
2014 | US | SERC | - | SERC-SE | GWh | Net Energy for Load - Annual | 229778 | 238004 | 242057 | 246157 | 249939 | 251808 | 255395 | 255395 | 262232 | 266021 | 269668 | 273518
2014 | US | SPP | - | SPP | GWh | Net Energy for Load - Annual | 249558.8393 | 245015.6465 | 245714.3018 | 249560.4853 | 252095.8822 | 253769.7743 | 254617.5472 | 256244.0339 | 258194.4972 | 259328.4618 | 261218.7001 | 263481.7352
2014 | US | TRE | - | ERCOT | GWh | Net Energy for Load - Annual | 331624.1019 | 336339.2777 | 342899.0834 | 349440.1506 | 355921.9587 | 362338.2057 | 368702.1263 | 375033.7068 | 381368.8827 | 387675.5372 | 393961.0284 | 400247.4359
2014 | US/MX | WECC | - | CAMX | GWh | Net Energy for Load - Annual | 274859.2298 | 275268.0136 | 275674.0143 | 275483.0628 | 275675.8687 | 276273.9926 | 277510.8998 | 279040.029 | 280598.9884 | 282117.0616 | 283108.9698 | 284001.9808
2014 | US/CA | WECC | - | NWPP | GWh | Net Energy for Load - Annual | 433570.0529 | 432299.1983 | 443143.9545 | 451355.081 | 461592.9291 | 471756.859 | 479238.9399 | 486765.9806 | 492148.9943 | 497911.1218 | 503787.1458 | 510212.0665
2014 | US | WECC | - | RMRG | GWh | Net Energy for Load - Annual | 68128.871 | 64276.9706 | 65673.0338 | 66516.0043 | 67467.9433 | 68305.0204 | 69187.01 | 70155.967 | 71092.963 | 72098.978 | 73137.02 | 74314.049
2014 | US | WECC | - | SRSG | GWh | Net Energy for Load - Annual | 111520.284 | 113044.9866 | 115115.0048 | 116772.9405 | 119378.0383 | 121765.9975 | 124225.9071 | 126599.9284 | 128787.0994 | 130997.0757 | 133124.9323 | 135267.032
2015 | US | FRCC | - | FRCC | GWh | Net Energy for Load - Annual | 224646 | 229333 | 233219 | 235830 | 238572 | 241505 | 244378 | 246247 | 248559 | 250763 | 253846 | 253846
2015 | US | MRO | - | MISO | GWh | Net Energy for Load - Annual | 641290 | 692855 | 716557 | 724197.8 | 733309.3 | 739466.9 | 743352.5 | 749104.1 | 753746.3 | 759205.7 | 761543.7 | 769355.7
2015 | CA | MRO | - | Manitoba Hydro | GWh | Net Energy for Load - Annual | 26610.6455 | 25813.0676 | 25747.2521 | 26113.6915 | 26254.67 | 26445.9948 | 26571.2042 | 26760.2235 | 26968.8966 | 27195.2988 | 27449.3272 | 27553.588
2015 | US | MRO | - | MAPP | GWh | Net Energy for Load - Annual | 31755.8239 | 33819.2226 | 35326.1678 | 31021.2964 | 32177.092 | 33489.7495 | 34319.5674 | 34939.3341 | 35536.5881 | 36126.2889 | 36861.2531 | 37438.0228
2015 | CA | MRO | - | SaskPower | GWh | Net Energy for Load - Annual | 23424.2 | 23920.3 | 24292.6 | 24752.2 | 25299.1 | 26425.1 | 26969.8 | 27228.2 | 27715.5 | 27992.8 | 28355.6 | 28735.9
2015 | CA | NPCC | - | Maritimes | GWh | Net Energy for Load - Annual | 27168.2 | 27559.4 | 27174.8 | 27508 | 27789 | 27915 | 27961 | 27984 | 28023 | 28095 | 28127 | 28147
2015 | US | NPCC | - | New England | GWh | Net Energy for Load - Annual | 127137 | 137210 | 139583 | 141102 | 142614 | 143925 | 145182 | 146466 | 147837 | 149253 | 150666 | 152093
2015 | US | NPCC | - | New York | GWh | Net Energy for Load - Annual | 152663.5 | 153105 | 152959.5 | 158980 | 158280 | 158797 | 159585 | 159256 | 159328 | 159506 | 160006 | 160065
2015 | CA | NPCC | - | Ontario | GWh | Net Energy for Load - Annual | 139803.825 | 139914.2023 | 139741.3228 | 136974.7499 | 134208.1769 | 133348.9978 | 133148.6788 | 132735.6168 | 132526.2717 | 134094.9206 | 134941.6127 | 135922.0416
2015 | CA | NPCC | - | Quebec | GWh | Net Energy for Load - Annual | 189687.204 | 184953.4996 | 186003.0391 | 186783.8764 | 187807.3402 | 189260.4928 | 191150.8774 | 191641.1548 | 192971.8245 | 194382.4727 | 196448.1064 | 196627.139
2015 | US | RF | - | PJM | GWh | Net Energy for Load - Annual | 797460.9618 | 812290 | 828506 | 837059 | 845957 | 852395 | 862785 | 868762 | 877524 | 885490 | 895321 | 900461
2015 | US | SERC | - | SERC-E | GWh | Net Energy for Load - Annual | 218796 | 220346 | 223302 | 225765 | 228392 | 231169 | 234200 | 236836 | 239748 | 242697 | 245570 | 248310
2015 | US | SERC | - | SERC-N | GWh | Net Energy for Load - Annual | 216466 | 216608 | 219772 | 221388 | 223408 | 224541 | 226079 | 227312 | 229006 | 230868 | 233139 | 234782
2015 | US | SERC | - | SERC-SE | GWh | Net Energy for Load - Annual | 238792 | 241697 | 245510 | 249482 | 251891 | 254638 | 257509 | 260179 | 263186 | 266424 | 269990 | 273301
2015 | US | SPP | - | SPP | GWh | Net Energy for Load - Annual | 243291.5338 | 240085.0216 | 243413.223 | 248457.7913 | 251289.7993 | 255171.1609 | 258071.4076 | 260704.7474 | 266121.4061 | 269749.1857 | 272595.178 | 270052.7916
2015 | US | TRE | - | ERCOT | GWh | Net Energy for Load - Annual | 340033.3534 | 341004.6728 | 349440.1506 | 355921.9587 | 362338.2057 | 368702.1263 | 375033.7068 | 381368.8827 | 387675.5372 | 393961.0284 | 400247.4359 | 406499.139
2015 | US/MX | WECC | - | CAMX | GWh | Net Energy for Load - Annual | 275321 | 276208.003 | 275994.176 | 276260.139 | 276916.031 | 278063.913 | 279545.834 | 281085.862 | 282713.099 | 284177.206 | 285239.859 | 286286
2015 | CA | WECC | - | NWPP-CA | GWh | Net Energy for Load - Annual | 141817 | 145961.028 | 151586.017 | 115297.398 | 117344.143 | 119370.085 | 121304.041 | 123064.124 | 124948.713 | 126755.932 | 128587.009 | 130300.101
2015 | US | WECC | - | NWPP-US | GWh | Net Energy for Load - Annual | 295057 | 298324.399 | 302656.928 | 305445.802 | 309017.014 | 311612.347 | 314502.332 | 316480.208 | 318965.093 | 321544.069 | 324803.432 | 326966.114
2015 | US | WECC | - | RMRG | GWh | Net Energy for Load - Annual | 67325 | 65274.912 | 66308.977 | 67147.081 | 68113.725 | 68942.157 | 70080.924 | 71488.916 | 72544.951 | 73912.049 | 75187.022 | 76652.065
2015 | US | WECC | - | SRSG | GWh | Net Energy for Load - Annual | 111827 | 113611.954 | 113717.015 | 115297.398 | 117344.143 | 119370.085 | 121304.041 | 123064.124 | 124948.713 | 126755.932 | 128587.009 | 130300.101
2016 | US | FRCC | - | FRCC | GWh | Net Energy for Load - Annual | 234489 | 229738 | 230865.2 | 232567 | 234661 | 237284 | 239299 | 241296 | 243173 | 245261 | 247223 | 247223
2016 | US | MRO | - | MISO | GWh | Net Energy for Load - Annual | 659676.8 | 674264.2 | 682885.4 | 685847.6 | 692583.4 | 696299.8 | 700318 | 704607.4 | 709327.7 | 712691 | 716718.7 | 720719.6
2016 | CA | MRO | - | Manitoba Hydro | GWh | Net Energy for Load - Annual | 25831.6 | 26139.9 | 26448 | 26312 | 26058 | 26398 | 26647 | 26825 | 27052 | 27306 | 27410 | 27588
2016 | CA | MRO | - | SaskPower | GWh | Net Energy for Load - Annual | 23641.565 | 24317.9358 | 24690.7831 | 24948.3872 | 25625.0748 | 26200.7115 | 26325.3 | 26726.4 | 27005.7 | 27279.4 | 27645.2 | 28031.5
2016 | CA | NPCC | - | Maritimes | GWh | Net Energy for Load - Annual | 27500.862 | 27290.363 | 27620.234 | 27912.312 | 28061.509 | 28153.426 | 28159.863 | 28214.1203 | 28256.4979 | 28282.0959 | 28246.7144 | 28235.9535
2016 | US | NPCC | - | New England | GWh | Net Energy for Load - Annual | 126899 | 128015 | 128439 | 128598 | 128261 | 127407 | 126695 | 126180 | 125790 | 125468 | 125213 | 124959
2016 | US | NPCC | - | New York | GWh | Net Energy for Load - Annual | 159381 | 158713 | 158430 | 158431 | 158099 | 157700 | 156903 | 156785 | 156795 | 156800 | 156779 | 156777
2016 | CA | NPCC | - | Ontario | GWh | Net Energy for Load - Annual | 137011.78 | 136363.6062 | 137407.1731 | 135735.8759 | 134064.5787 | 133408.9036 | 133599.4884 | 134333.7156 | 134378.3334 | 134641.4064 | 134243.9909 | 133840.4754
2016 | CA | NPCC | - | Quebec | GWh | Net Energy for Load - Annual | 186395.279 | 182538.3074 | 182229.7293 | 183770.359 | 185462.6015 | 187472.7473 | 187877.9241 | 188980.09 | 190026.5426 | 191646.5573 | 191887.6368 | 192825.0882
2016 | US | RF | - | PJM | GWh | Net Energy for Load - Annual | 792566 | 811335 | 821812 | 833095 | 839492 | 841989 | 843262 | 848709 | 854214 | 862838 | 866736 | 872863
2016 | US | SERC | - | SERC-E | GWh | Net Energy for Load - Annual | 217993 | 217433 | 219426 | 221781 | 224122 | 226836 | 229049 | 231587 | 234345 | 237495 | 240104 | 243207
2016 | US | SERC | - | SERC-N | GWh | Net Energy for Load - Annual | 212772 | 220574 | 222957 | 224764 | 225469 | 226949 | 228064 | 229709 | 231449 | 233676 | 234798 | 236480
2016 | US | SERC | - | SERC-SE | GWh | Net Energy for Load - Annual | 216286 | 243966 | 246521 | 248295 | 250410 | 252704 | 254767 | 257075 | 259753 | 262911 | 265637 | 269495
2016 | US | SPP | - | SPP | GWh | Net Energy for Load - Annual | 250430.31 | 252113.029 | 256760.7636 | 252798.4376 | 255527.1284 | 257147.6984 | 259221.764 | 261264.7157 | 263087.4941 | 265266.3237 | 267292.3138 | 269395.4337
2016 | US | TRE | - | ERCOT | GWh | Net Energy for Load - Annual | 347617.4362 | 350563.428 | 356164.541 | 362255.074 | 370713.037 | 376148.603 | 380368.518 | 384624.902 | 388933.705 | 393363.281 | 397739.811 | 402793.3641
2016 | CA | WECC | - | AB | GWh | Net Energy for Load - Annual | 80245 | 85713 | 86449 | 88920 | 91443 | 94087 | 95665 | 97248 | 98925 | 100635 | 101837 | 103076
2016 | CA | WECC | - | BC | GWh | Net Energy for Load - Annual | 61591 | 62050 | 63395 | 64840 | 67213 | 68654 | 69342 | 70154 | 70722 | 71254 | 71978 | 72680
2016 | US/MX | WECC | - | CAMX | GWh | Net Energy for Load - Annual | 272944 | 276829 | 275828 | 274507 | 273706 | 273509 | 273541 | 274418 | 274771 | 274938 | 275011 | 274835
2016 | US | WECC | - | NWPP-US | GWh | Net Energy for Load - Annual | 290617 | 295144 | 301568 | 303800 | 306788 | 309799 | 311780 | 313625 | 316244 | 319443 | 321769 | 322388
2016 | US | WECC | - | RMRG | GWh | Net Energy for Load - Annual | 67629 | 66713 | 67922 | 68828 | 70031 | 71501 | 73113 | 74202 | 75328 | 76497 | 77602 | 78774
2016 | US | WECC | - | SRSG | GWh | Net Energy for Load - Annual | 110424 | 108698 | 108678 | 110010 | 112067 | 113816 | 115469 | 117392 | 119148 | 121018 | 122648 | 124195
2017 | US | FRCC | - | FRCC | GWh | Net Energy for Load - Annual | 234041 | 230867 | 233407 | 235517 | 238021 | 239553 | 241812 | 243938 | 246540 | 248440 | 250948 | 250948
2017 | US | MRO | - | MISO | GWh | Net Energy for Load - Annual | 660862 | 693350.58 | 727495.09 | 730209.6 | 734426.8 | 737476.7 | 743245.1 | 748127.3 | 751630.1 | 756057.6 | 760001.2 | 763944.8
2017 | CA | MRO | - | Manitoba Hydro | GWh | Net Energy for Load - Annual | 26160.9888 | 26243.9361 | 26080.2597 | 25810.1973 | 25806.3489 | 25870.4116 | 25968.2815 | 26140.5596 | 26331.5853 | 26335.5058 | 26428.3482 | 26557.2957
2017 | CA | MRO | - | SaskPower | GWh | Net Energy for Load - Annual | 24139.8 | 24874.1 | 25228 | 25567.98 | 25747.9 | 26067.6 | 26480.8 | 26766.8 | 27036.2 | 27251.6 | 27476.3 | 27687.2
2017 | CA | NPCC | - | Maritimes | GWh | Net Energy for Load - Annual | 26719.1 | 27021.2 | 27039.9 | 27003.5 | 27307.8 | 27279.1 | 27308.4 | 27314.9 | 27360.1 | 27312.4 | 27336.9 | 27482.1
2017 | US | NPCC | - | New England | GWh | Net Energy for Load - Annual | 124381 | 125188 | 126426 | 125736 | 124440 | 122977 | 121859 | 120994 | 120349 | 119911 | 119680 | 119449
2017 | US | NPCC | - | New York | GWh | Net Energy for Load - Annual | 160798.3 | 158632 | 157996 | 157405 | 156752 | 155855 | 155444 | 155298 | 155135 | 155009 | 154920 | 154971
2017 | CA | NPCC | - | Ontario | GWh | Net Energy for Load - Annual | 136989.747 | 135804.7815 | 136386.4017 | 135068.8294 | 133751.2572 | 132975.381 | 132782.8229 | 132748.9708 | 133023.0969 | 132985.1248 | 132920.6659 | 133423.5366
2017 | CA | NPCC | - | Quebec | GWh | Net Energy for Load - Annual | 184232.251 | 182757.886 | 182315.5121 | 183629.0081 | 185371.7395 | 186248.9053 | 187772.1124 | 188778.6187 | 190497.3915 | 190637.4863 | 191393.9677 | 192180.8412
2017 | US | RF | - | PJM | GWh | Net Energy for Load - Annual | 792313 | 814868 | 821638 | 823890 | 822831 | 820415 | 821341 | 822626 | 827522 | 831502 | 835137 | 841099
2017 | US | SERC | - | SERC-E | GWh | Net Energy for Load - Annual | 217759 | 218439 | 220307 | 220339 | 221653 | 223301 | 224846 | 227332 | 229704 | 231988 | 234496 | 236970
2017 | US | SERC | - | SERC-N | GWh | Net Energy for Load - Annual | 216231 | 214542 | 216346 | 217367 | 218143 | 218398 | 218916 | 219572 | 220409 | 220633 | 221285 | 222305
2017 | US | SERC | - | SERC-SE | GWh | Net Energy for Load - Annual | 238730 | 240358 | 240395 | 243532 | 245888 | 247689 | 249614 | 251691 | 253866 | 256198 | 258554 | 261145
2017 | US | SPP | - | SPP | GWh | Net Energy for Load - Annual | 255898.8736 | 255544.2503 | 260336.7818 | 259340.6 | 259625.2 | 260791.2 | 264592.9 | 265897.2 | 267367.3 | 268763.2 | 269850.2 | 271076.5
2017 | US | TRE | - | ERCOT | GWh | Net Energy for Load - Annual | 375889.7888 | 356428.366 | 363665.1951 | 373761.9554 | 380660.7344 | 386550.8493 | 392714.5563 | 398843.5499 | 405017.8274 | 411040.9936 | 417426.7558 | 425775.2909
2017 | CA | WECC | - | AB | GWh | Net Energy for Load - Annual | 79552 | 86449 | 88920 | 91443 | 94087 | 95665 | 97248 | 98925 | 100635 | 101837 | 103076 | 104576
2017 | CA | WECC | - | BC | GWh | Net Energy for Load - Annual | 62427 | 61450 | 62009 | 62568 | 63411 | 64628 | 65735 | 66788 | 68134 | 69062 | 69857 | 70639
2017 | US/MX | WECC | - | CAMX | GWh | Net Energy for Load - Annual | 270843 | 271275 | 269642 | 269452 | 269482 | 269649 | 271373 | 272472 | 273152 | 273725 | 274016 | 274380
2017 | US | WECC | - | NWPP-US | GWh | Net Energy for Load - Annual | 288463 | 296940 | 298043 | 300748 | 302552 | 303959 | 305399 | 306239 | 307971 | 309247 | 310994 | 312875
2017 | US | WECC | - | RMRG | GWh | Net Energy for Load - Annual | 68344 | 67168 | 67785 | 68857 | 69735 | 71360 | 72205 | 73760 | 74972 | 75910 | 76874 | 77935
2017 | US | WECC | - | SRSG | GWh | Net Energy for Load - Annual | 109505 | 109316 | 111266 | 112993 | 114538 | 116381 | 118886 | 121186 | 123133 | 125117 | 127094 | 128678
2018 | US | FRCC | - | FRCC | GWh | Net Energy for Load - Annual | 232347 | 232131 | 234693 | 236779 | 238483 | 240380 | 241710 | 244035 | 245769 | 247849 | 250053 | 250053
2018 | US | MRO | - | MISO | GWh | Net Energy for Load - Annual | 651915.54 | 691507.41 | 670891.3 | 669880.8 | 672265.9 | 675220.2 | 679318.5 | 680249.6 | 681949.2 | 684148.2 | 687133.4 | 0
2018 | CA | MRO | - | Manitoba Hydro | GWh | Net Energy for Load - Annual | 26336.7 | 25855.9 | 25735 | 25606.9 | 25395 | 25108.4 | 24900.2 | 24785.8 | 24561.1 | 24555 | 24674 | 25005
2018 | CA | MRO | - | SaskPower | GWh | Net Energy for Load - Annual | 25066.5 | 25724.5 | 26094.6 | 26455.3 | 26643.3 | 26900.7 | 27116.9 | 27342 | 27608.8 | 27868.7 | 28159.1 | 28444.6
2018 | CA | NPCC | - | Maritimes | GWh | Net Energy for Load - Annual | 26921.143 | 27007.582 | 27062.1168 | 27353 | 27253.3 | 27185.1 | 27105.5 | 27080.34 | 27007.0634 | 27018.871 | 26988.7637 | 26982.6424
2018 | US | NPCC | - | New England | GWh | Net Energy for Load - Annual | 121181 | 123505.8528 | 122497.4507 | 120395.2648 | 118949.4208 | 117870.0625 | 117038.6637 | 116248.7745 | 115593.8973 | 115195.5418 | 114980.6923 | 114766
2018 | US | NPCC | - | New York | GWh | Net Energy for Load - Annual | 156370.1 | 156120 | 156649 | 155567 | 154567 | 153898 | 153593 | 153476 | 153454 | 153504 | 153691 | 153926
2018 | CA | NPCC | - | Ontario | GWh | Net Energy for Load - Annual | 132090.992 | 133505.5979 | 134044.8423 | 133687.2905 | 133329.7391 | 133244.7583 | 133215.1172 | 133489.786 | 133449.5033 | 133385.0446 | 133884.5124 | 134791.0201
2018 | CA | NPCC | - | Quebec | GWh | Net Energy for Load - Annual | 185844.921 | 182238.7726 | 186435.719 | 188484.85 | 189333.5332 | 190693.7755 | 191567.3109 | 193115.9715 | 193245.7373 | 194007.1737 | 194791.3695 | 196229.0263
2018 | US | RF | - | PJM | GWh | Net Energy for Load - Annual | 773645.5 | 806725 | 809000 | 808638 | 808882 | 812908 | 816817 | 822364 | 824140 | 828788 | 833712 | 841206
2018 | US | SERC | - | SERC-E | GWh | Net Energy for Load - Annual | 212716 | 212744 | 212843 | 214026 | 215557 | 216856 | 218138 | 220369 | 221904 | 224309 | 226671 | 229719
2018 | US | SERC | - | SERC-N | GWh | Net Energy for Load - Annual | 209356 | 213742 | 213875 | 214064 | 213647 | 213691 | 213861 | 214277 | 214084 | 214223 | 214622 | 215398
2018 | US | SERC | - | SERC-SE | GWh | Net Energy for Load - Annual | 233681 | 243732 | 246365 | 247542 | 248432 | 249788 | 251006 | 252444 | 253679 | 256182 | 253400 | 252584
2018 | US | SPP | - | SPP | GWh | Net Energy for Load - Annual | 256293.114 | 263725.7478 | 264754.8876 | 259340.6 | 265942 | 267318.2424 | 271312.2751 | 272733.5328 | 274090.2702 | 275173.9503 | 276115.635 | 277200.2668
2018 | US | TRE | - | ERCOT | GWh | Net Energy for Load - Annual | 357408.3162 | 370619.5251 | 383007.8866 | 392609.2735 | 401982.5416 | 412592.5274 | 422216.2734 | 431138.783 | 439093.6067 | 448092.6063 | 457273.3089 | 466666.8005
2018 | CA | WECC | - | AB | GWh | Net Energy for Load - Annual | 82531 | 83884.6972 | 85467.0101 | 86535.6 | 87295 | 87872 | 88252.7 | 89223.34 | 89938.6 | 90677 | 91682 | 92707.7
2018 | CA | WECC | - | BC | GWh | Net Energy for Load - Annual | 64004.028 | 62315.3167 | 62792.4941 | 63625.5 | 64905.31 | 66015.22 | 67067.77 | 68418.09 | 69257.3 | 69969.79 | 70735.62 | 71512.68
2018 | US/MX | WECC | - | CAMX | GWh | Net Energy for Load - Annual | 272656.26 | 268676.23 | 267397.99 | 267722 | 268124 | 269637 | 270617 | 270940 | 271314 | 271302 | 271324 | 271405
2018 | US | WECC | - | NWPP-US | GWh | Net Energy for Load - Annual | 288001.7577 | 286773.9725 | 291904.0171 | 294091.51 | 295659.06 | 297547.03 | 298914.28 | 300409.07 | 301502.95 | 302145.43 | 303565.29 | 305631.14
2018 | US | WECC | - | RMRG | GWh | Net Energy for Load - Annual | 64882.9791 | 68010.2314 | 69013.0543 | 69670.5 | 70868.55 | 71392.14 | 72987.48 | 73973.66 | 74874.24 | 75760.77 | 76793.25 | 77895.66
2018 | US | WECC | - | SRSG | GWh | Net Energy for Load - Annual | 108793.292 | 107326.5721 | 109342.2181 | 111351.43 | 113463.24 | 116076.09 | 117962.38 | 119851.28 | 121139.27 | 122816.69 | 124325.61 | 126021.27
2019 | US | SPP-RE | - | SPP | GWh | Net Energy for Load - Annual | 270232.461 | 275241.398 | 277706.738 | 274989.621 | 278642.702 | 282124.373 | 284630.515 | 286191.183 | 287661.965 | 289341.02 | 291593.69 | 293030.863
2019 | US | TRE-ERCOT | - | TRE-ERCOT | GWh | Net Energy for Load - Annual | 376383.8503 | 384486.259 | 401152.7199 | 413106.652 | 425665.1605 | 437595.1404 | 450426.0137 | 461024.6192 | 472723.596 | 484130.5215 | 496340.52 | 505944.0829
2019 | CA | MRO | - | MRO-Manitoba Hydro | GWh | Net Energy for Load - Annual | 26102.8516 | 25735.2772 | 25732.0432 | 25760.639 | 25863.2382 | 26040.0787 | 26219.3655 | 26210.9618 | 26315.8763 | 26422.954 | 26541.7644 | 26690.5318
2019 | CA | NPCC | - | NPCC-Maritimes | GWh | Net Energy for Load - Annual | 27378.0463 | 27526 | 27754.8 | 27756.0088 | 27941.1448 | 27879.7985 | 27852.77 | 27745.9586 | 27699.7471 | 27674.2357 | 27672.7243 | 27611.1292
2019 | US | MRO | - | MRO-MISO | GWh | Net Energy for Load - Annual | 683593.2483 | 696492.51 | 680563.8 | 642576 | 644066.5 | 646495.3 | 647217.5 | 647791.6 | 650002.3 | 653079.3 | 655666.8 | 655666.8
2019 | CA | MRO | - | MRO-SaskPower | GWh | Net Energy for Load - Annual | 25713.5 | 25755.3762 | 26181.0912 | 26402.7 | 26700.1 | 26838.1 | 27141.5 | 26798 | 26970.8 | 27116 | 27335 | 27508
2019 | US | NPCC | - | NPCC-New England | GWh | Net Energy for Load - Annual | 123430 | 124765 | 123560 | 121876.0292 | 121288.2347 | 120576.2222 | 120544 | 119924 | 119916 | 120227 | 121336 | 122455
2019 | US | NPCC | - | NPCC-New York | GWh | Net Energy for Load - Annual | 161114.5 | 157459 | 156044 | 154600 | 154155 | 153572 | 153386 | 152639 | 152380 | 152371 | 153012 | 153247
2019 | CA | NPCC | - | NPCC-Ontario | GWh | Net Energy for Load - Annual | 137436.546 | 135322.3502 | 136577.6343 | 136973.89 | 137370.1457 | 137958.727 | 139912.1433 | 141353.3794 | 142127.7376 | 143288.0034 | 145343.8164 | 146554.6134
2019 | CA | NPCC | - | NPCC-Quebec | GWh | Net Energy for Load - Annual | 188532.342 | 187874.7822 | 190847.0946 | 195202.6916 | 197896.8663 | 199064.748 | 200514.3182 | 200182.55 | 198912.3742 | 198342.2442 | 199691.1152 | 199456.9925
2019 | US | RF | - | PJM | GWh | Net Energy for Load - Annual | 806137 | 801724 | 802958 | 804361 | 809851 | 813283 | 818958 | 820484 | 823826 | 827338 | 833850 | 836489
2019 | US | SERC | - | SERC-C | GWh | Net Energy for Load - Annual | 222276 | 215297 | 216513 | 217180 | 218464 | 219015 | 219670 | 219569 | 219951 | 220008 | 220701 | 220659
2019 | US | SERC | - | SERC-E | GWh | Net Energy for Load - Annual | 222720 | 218344 | 218843 | 217613 | 217827 | 218965 | 220329 | 221732 | 222708 | 224450 | 226811 | 228879
2019 | US | SERC | - | SERC-SE | GWh | Net Energy for Load - Annual | 241369 | 243976 | 245870 | 247690 | 248698 | 249124 | 250604 | 251770 | 249800 | 247169 | 247562 | 249717
2019 | CA | WECC | - | WECC-AB | GWh | Net Energy for Load - Annual | 85304.2626 | 85467.0101 | 86535.5489 | 87295.1114 | 87872.2276 | 88252.7291 | 89223.3433 | 89938.5598 | 90677.1471 | 91682.0494 | 92707.6719 | 93388.6925
2019 | CA | WECC | - | WECC-BC | GWh | Net Energy for Load - Annual | 63237.285 | 62792.4941 | 63345.94 | 64673.75 | 65812.69 | 66894.94 | 68275.02 | 69147.76 | 69889.35 | 70680.05 | 71485.01 | 72348.2
2019 | US/MX | WECC | - | WECC-CAMX | GWh | Net Energy for Load - Annual | 270067.9174 | 267397.99 | 268691.4616 | 269219.8738 | 271097.4485 | 272303.293 | 273161.8204 | 273821.7241 | 274085.4755 | 274253.6938 | 274493.3922 | 274628.8821
2019 | US | WECC | - | WECC-NWPP-US | GWh | Net Energy for Load - Annual | 288781.3002 | 291904.0171 | 300499.9549 | 303653.9769 | 307124.3689 | 308962.0968 | 311393.7476 | 312345.7874 | 312844.3277 | 314103.9579 | 315824.106 | 316349.7069
2019 | US | WECC | - | WECC-RMRG | GWh | Net Energy for Load - Annual | 70515.4516 | 69013.0543 | 72626.8364 | 73754.0332 | 74411.0399 | 75582.8519 | 76710.3241 | 77629.6912 | 78635.1743 | 79617.0836 | 80755.6487 | 81739.6897
2019 | US | WECC | - | WECC-SRSG | GWh | Net Energy for Load - Annual | 99248.5619 | 109342.2181 | 114195.6461 | 116497.4815 | 118851.3261 | 121445.7333 | 123140.2983 | 125134.0711 | 127196.4573 | 129278.5007 | 131649.777 | 133719.5102
2019 | US | SERC | - | SERC-FP | GWh | Net Energy for Load - Annual | 234995 | 233737 | 218336 | 237957 | 239284 | 240464 | 242808 | 244425 | 246526 | 248797 | 251295 | 251295
2020 | US | MRO | - | SPP | GWh | Net Energy for Load - Annual | 268315.6 | 280695.6 | 286278.1 | 286001 | 291384.4 | 295007.8 | 297456.1 | 300153.4 | 301862.1 | 304056.8 | 305992.2 | 307403.4
2020 | US | TRE-ERCOT | - | TRE-ERCOT | GWh | Net Energy for Load - Annual | 384058.272 | 389734.0525 | 411250.124 | 424830.7607 | 437920.9466 | 449969.4074 | 458262.8869 | 467416.1431 | 476372.8197 | 486219.761 | 493415.2383 | 500717.2002
2020 | CA | MRO | - | MRO-Manitoba Hydro | GWh | Net Energy for Load - Annual | 25921.4239 | 25681.5096 | 25651.3981 | 25253.7323 | 25381.1008 | 25451.0606 | 25293.1719 | 25373.8251 | 25436.1238 | 25522.87 | 25659.7009 | 25808.1955
2020 | CA | NPCC | - | NPCC-Maritimes | GWh | Net Energy for Load - Annual | 27630.6726 | 27616.778 | 27786.7234 | 27975.9415 | 28359.5767 | 28506.9291 | 28509.0987 | 28553.8857 | 28569.5902 | 28604.5121 | 28582.1517 | 28561.4089
2020 | US | MRO | - | MRO-MISO | GWh | Net Energy for Load - Annual | 667863.3732 | 679446.5 | 681293.5 | 735352 | 740517.7 | 742329.9 | 743628.3 | 746517.5 | 748906.2 | 750808.1 | 753268.7 | 753268.7
2020 | CA | MRO | - | MRO-SaskPower | GWh | Net Energy for Load - Annual | 24944.6 | 23723 | 23821.37 | 24095.92 | 24420.0568 | 24700.6533 | 24966.9699 | 25144.5926 | 24986.0148 | 25045.1566 | 25047.4874 | 25297.9857
2020 | US | NPCC | - | NPCC-New England | GWh | Net Energy for Load - Annual | 119236 | 124184 | 123270 | 123688 | 123864 | 124539 | 124678 | 125350 | 126303 | 127834 | 128781 | 129735
2020 | US | NPCC | - | NPCC-New York | GWh | Net Energy for Load - Annual | 155831.3 | 149020 | 150627 | 152114 | 150544 | 149904 | 149167 | 148727 | 148548 | 148783 | 149183 | 149774
2020 | CA | NPCC | - | NPCC-Ontario | GWh | Net Energy for Load - Annual | 135101.455 | 129423.2495 | 134319.5096 | 134556.0706 | 134792.6316 | 137134.7864 | 137835.5455 | 138834.5108 | 140575.3226 | 143189.9964 | 144404.8335 | 146099.1374
2020 | CA | NPCC | - | NPCC-Quebec | GWh | Net Energy for Load - Annual | 185151.1835 | 183374.1768 | 188850.5979 | 191760.4785 | 193441.5504 | 195695.4364 | 196571.279 | 198430.3359 | 200171.2453 | 202508.2887 | 203220.2092 | 204662.3137
2020 | US | RF | - | PJM | GWh | Net Energy for Load - Annual | 787421 | 782955 | 789236 | 798964 | 805590 | 814895 | 817966 | 822201 | 826929 | 834225 | 837109 | 839830
2020 | US | SERC | - | SERC-C | GWh | Net Energy for Load - Annual | 217168 | 216290 | 216564 | 217877 | 218600 | 219286 | 219331 | 219667 | 219859 | 220705 | 220943 | 221534
2020 | US | SERC | - | SERC-E | GWh | Net Energy for Load - Annual | 220587 | 195108 | 217836 | 218323 | 219477 | 220290 | 221114 | 222125 | 223296 | 224970 | 226177 | 227913
2020 | US | SERC | - | SERC-SE | GWh | Net Energy for Load - Annual | 239069 | 245945 | 248781 | 249475 | 250746 | 252275 | 253032 | 250682 | 252333 | 247820 | 249547 | 251640
2020 | CA | WECC | - | WECC-AB | GWh | Net Energy for Load - Annual | 84909.9207 | 87947.852 | 88777.3064 | 89831.7065 | 90752.8496 | 91649.5059 | 92117.835 | 92943.9406 | 93718.9708 | 94696.8224 | 95372.5925 | 96338.7929
2020 | CA | WECC | - | WECC-BC | GWh | Net Energy for Load - Annual | 63398.852 | 58937.2067 | 58848.7667 | 59255.6407 | 60352.5195 | 61624.7712 | 62555.3075 | 63415.7794 | 63934.2007 | 64387.4418 | 64994.6516 | 65602.6048
2020 | US/MX | WECC | - | WECC-CAMX | GWh | Net Energy for Load - Annual | 266385.2968 | 270807.6744 | 270807.6744 | 270252.655 | 271365.0759 | 272512.4387 | 273398.3888 | 274297.9681 | 275470.9956 | 277108.9025 | 278618.2098 | 280054.6526
2020 | US | WECC | - | WECC-NWPP-US and RMRG | GWh | Net Energy for Load - Annual | 364607.7261 | 381542.811 | 383743.0279 | 390869.9954 | 395072.2524 | 399764.6583 | 402066.7014 | 405219.6296 | 408206.209 | 411605.8767 | 413930.9652 | 416702.5691
2020 | US | WECC | - | WECC-SRSG | GWh | Net Energy for Load - Annual | 95814.1482 | 97593.3492 | 100246.4573 | 103040.3581 | 105717.7037 | 108445.3015 | 111017.5651 | 114017.3588 | 117057.4555 | 120354.821 | 123510.8287 | 124821.3993
2020 | US | SERC | - | SERC-FP | GWh | Net Energy for Load - Annual | 226331 | 238036 | 236855 | 236941 | 239041 | 241382 | 242993 | 244812 | 247068 | 249557 | 249557 | 249557
2021 | US | MRO | - | SPP | GWh | Net Energy for Load - Annual | 259495.11 | 272711.306 | 278238.597 | 281655.346 | 285515.246 | 290120.605 | 292141.417 | 294213.834 | 296339.128 | 298137.611 | 303485.784 | 305260.433
2021 | US | TRE-ERCOT | - | TRE-ERCOT | GWh | Net Energy for Load - Annual | 381905.3361 | 405842.0308 | 419616.1297 | 434006.1603 | 444425.8147 | 450675.8648 | 457853.9767 | 464902.5388 | 472950.0009 | 478510.2935 | 485142.9766 | 491642
2021 | CA | MRO | - | MRO-Manitoba Hydro | GWh | Net Energy for Load - Annual | 25751.0594 | 24692.9211 | 24663.1 | 24870.4 | 24865.4 | 24624 | 24591.1 | 24565.7 | 24578.9 | 24626.4 | 24695.6 | 24886.2
2021 | CA | NPCC | - | NPCC-Maritimes | GWh | Net Energy for Load - Annual | 27003.8 | 27591.9 | 27666.2 | 27754.9 | 28109.8 | 28120.5 | 28146.9 | 28112.3 | 28146.3 | 28094.4 | 28095.8 | 28073.6
2021 | US | MRO | - | MRO-MISO | GWh | Net Energy for Load - Annual | 638076.214 | 669768.1 | 668927 | 673335.2694 | 674511.7557 | 676049.4636 | 678283.8981 | 681198.764 | 681643.6663 | 683418.0098 | 686133.1996 | 687981.2254
2021 | CA | MRO | - | MRO-SaskPower | GWh | Net Energy for Load - Annual | 24051.2 | 24261.1 | 24694.5 | 24830.2 | 24542.9 | 24714 | 24898.8 | 24737 | 25003.4 | 24916 | 25268.1 | 25412.3
2021 | US | NPCC | - | NPCC-New England | GWh | Net Energy for Load - Annual | 116873 | 121694 | 123847 | 124567 | 125393 | 125747 | 126557 | 127948 | 130020 | 131702 | 133960 | 136257
2021 | US | NPCC | - | NPCC-New York | GWh | Net Energy for Load - Annual | 150197.9 | 150980 | 150480 | 148900 | 147320 | 146170 | 145330 | 144960 | 145070 | 145360 | 145960 | 146690
2021 | CA | NPCC | - | NPCC-Ontario | GWh | Net Energy for Load - Annual | 132225.424 | 132340.0982 | 135055.2814 | 137834.3415 | 140613.4017 | 142025.7048 | 143852.6696 | 146326.342 | 148100.7644 | 150032.7736 | 152417.4024 | 154228.3552
2021 | CA | NPCC | - | NPCC-Quebec | GWh | Net Energy for Load - Annual | 181561.2782 | 189005.16 | 191543.9393 | 194962.5716 | 197661.6012 | 198794.2994 | 200662.001 | 202448.1206 | 205110.1456 | 206168.295 | 207457.6758 | 208652.7727
2021 | US | RF | - | PJM | GWh | Net Energy for Load - Annual | 757285 | 780068 | 784209 | 788453 | 794044 | 794760 | 796824 | 798583 | 802993 | 803522 | 804517 | 806729
2021 | US | SERC | - | SERC-C | GWh | Net Energy for Load - Annual | 208442 | 210732 | 212572 | 215285 | 217081 | 216707 | 217021 | 217088 | 218115 | 217508 | 217898 | 218423
2021 | US | SERC | - | SERC-E | GWh | Net Energy for Load - Annual | 210731 | 215706 | 219555 | 214760 | 217642 | 217764 | 218996 | 219943 | 221382 | 222437 | 223909 | 225805
2021 | US | SERC | - | SERC-SE | GWh | Net Energy for Load - Annual | 227846 | 240919 | 245651 | 246807 | 247910 | 248493 | 248966 | 249916 | 244596 | 245769 | 247225 | 248969
2021 | CA | WECC | - | WECC-AB | GWh | Net Energy for Load - Annual | 83114.684 | 84441.671 | 86016.8327 | 86016.8327 | 87017.6399 | 87785.6047 | 88273.8746 | 89019.1047 | 89809.0759 | 90866.8053 | 90779.4816 | 91021.42
2021 | CA | WECC | - | WECC-BC | GWh | Net Energy for Load - Annual | 62902.141 | 62772.9183 | 63996.0057 | 63996.0057 | 64876.8265 | 65963.6269 | 67147.7562 | 68123.3311 | 68944.1626 | 69426.4047 | 69874.245 | 70347.2698
2021 | US/MX | WECC | - | WECC-CAMX | GWh | Net Energy for Load - Annual | 261359.5747 | 255185.6362 | 255185.6362 | 258414.208 | 262760.1388 | 265329.4097 | 266530.1744 | 267615.7074 | 268579.9352 | 269844.2514 | 271208.2431 | 272626.1958
2021 | US | WECC | - | WECC-NWPP-US and RMRG | GWh | Net Energy for Load - Annual | 374651.0079 | 363520.4119 | 366123.9402 | 366123.9402 | 369513.1512 | 375216.0932 | 377285.1482 | 378834.6603 | 382124.1332 | 385501.3862 | 387626.3411 | 390189.4335
2021 | US | WECC | - | WECC-SRSG | GWh | Net Energy for Load - Annual | 103690.6757 | 101882.0785 | 103964.6274 | 103964.6274 | 105497.1431 | 107163.3264 | 109136.8699 | 111892.1279 | 114662.738 | 116899.8518 | 119069.6482 | 121397.9553
2021 | US | SERC | - | SERC-FP | GWh | Net Energy for Load - Annual | 241121 | 251279 | 241013 | 242256 | 244318 | 245941 | 247614 | 249403 | 251792 | 254307 | 257115 | 244968
2022 | US | MRO | - | SPP | GWh | Net Energy for Load - Annual | 265892.653 | 277714.1 | 285205.7 | 286613.526 | 289786.734 | 295506.573 | 295810.005 | 297207.62 | 298859.371 | 303845.021 | 305461.4 | 307219.756
2022 | US | TRE-ERCOT | - | TRE-ERCOT | GWh | Net Energy for Load - Annual | 423669.894 | 423282.3587 | 439684.3394 | 451327.9791 | 460446.2002 | 469721.5674 | 476899.2491 | 484071.1877 | 490339.129 | 496592.6809 | 502508.2078 | 508445.3309
2022 | CA | MRO | - | MRO-Manitoba Hydro | GWh | Net Energy for Load - Annual | 25305.638 | 25287.7861 | 25003.0159 | 25102.6967 | 25059.4493 | 25182.6352 | 25302.5667 | 25475.6327 | 25694.2601 | 25932.6698 | 26318.3761 | 26800.2331
2022 | CA | NPCC | - | NPCC-Maritimes | GWh | Net Energy for Load - Annual | 27500.8824 | 27946.2683 | 28019.1298 | 28097.8543 | 28084.0382 | 28097.3236 | 28097.7865 | 28163.7627 | 28151.1188 | 28170.9466 | 28186.5843 | 28288.7526
2022 | US | MRO | - | MRO-MISO | GWh | Net Energy for Load - Annual | 660138.8873 | 670991 | 679777.4 | 636882.9 | 637542.9 | 639718.5 | 642202.1 | 643689.2 | 646093 | 648919.1 | 652907.1 | 653654.7607
2022 | CA | MRO | - | MRO-SaskPower | GWh | Net Energy for Load - Annual | 24781.08 | 25782 | 25989.8 | 26221.3 | 26717.5 | 26843.8 | 27256.6 | 27733.4 | 27939.3 | 28100.3 | 28265.8 | 28474.3
2022 | US | NPCC | - | NPCC-New England | GWh | Net Energy for Load - Annual | 118789 | 124018 | 125236 | 126847 | 127781 | 129224 | 130742 | 133127 | 135199 | 137847 | 140805 | 143826
2022 | US | NPCC | - | NPCC-New York | GWh | Net Energy for Load - Annual | 151977.9 | 151260 | 152120 | 151040 | 148760 | 147550 | 146970 | 146790 | 147540 | 149020 | 151590 | 154520
2022 | CA | NPCC | - | NPCC-Ontario | GWh | Net Energy for Load - Annual | 133844.21 | 135450.5798 | 138748.7882 | 142148.0824 | 144074.0388 | 146585.9506 | 148065.9538 | 150079.0925 | 154936.4773 | 157127.6562 | 158534.2308 | 160081.2388
2022 | CA | NPCC | - | NPCC-Quebec | GWh | Net Energy for Load - Annual | 185700.1277 | 269734.0396 | 273167.5952 | 197663.4236 | 198795.0666 | 200689.931 | 202486.8142 | 205169.1523 | 206256.1893 | 207593.8465 | 208851.4974 | 210931.9385
2022 | US | RF | - | PJM | GWh | Net Energy for Load - Annual | 782682 | 781318 | 787761 | 797073 | 802580 | 810362 | 815527 | 823107 | 826391 | 830618 | 836472 | 845133
2022 | US | SERC | - | SERC-C | GWh | Net Energy for Load - Annual | 218897 | 218713 | 217446 | 219447 | 219069 | 219248 | 219477 | 220903 | 220750 | 221265 | 221915 | 223646
2022 | US | SERC | - | SERC-E | GWh | Net Energy for Load - Annual | 209523 | 234000 | 236083 | 236771 | 236925 | 237619 | 238647 | 240297 | 241743 | 243693 | 245966 | 248593
2022 | US | SERC | - | SERC-SE | GWh | Net Energy for Load - Annual | 235640 | 243140 | 238979 | 239999 | 237864 | 238921 | 240275 | 234687 | 235687 | 237033 | 238883 | 240816
2022 | CA | WECC | - | WECC-AB | GWh | Net Energy for Load - Annual | 85213.726 | 86016.918 | 87017.7483 | 87785.5878 | 88274.2356 | 89018.8545 | 89809.394 | 90866.7847 | 90779.4608 | 91021.5768 | 91830.5431 | 92732.528
2022 | CA | WECC | - | WECC-BC | GWh | Net Energy for Load - Annual | 65160.557 | 63921.4976 | 64812.8101 | 65928.3031 | 67072.0104 | 68048.6123 | 68871.4575 | 69355.463 | 69804.787 | 70279.0275 | 70844.0671 | 71346.845
2022 | US/MX | WECC | - | WECC-CAMX | GWh | Net Energy for Load - Annual | 264129.163 | 266386.3295 | 266386.3295 | 273246.9537 | 276133.4088 | 279389.8504 | 282842.5787 | 285941.4133 | 288997.2753 | 291968.5293 | 295355.2756 | 295368.179
2022 | US | WECC | - | WECC-WPP | GWh | Net Energy for Load - Annual | 395011.6022 | 394229.7734 | 401133.1184 | 408170.3717 | 412769.315 | 414980.3179 | 420736.7064 | 426556.0992 | 430334.4744 | 434644.5158 | 438809.7106 | 431721.0609
2022 | US | WECC | - | WECC-SRSG | GWh | Net Energy for Load - Annual | 111394.2294 | 114453.2337 | 118344.424 | 123176.5876 | 127315.8033 | 131410.7952 | 134529.5812 | 137220.4182 | 139519.9195 | 141470.8396 | 143856.8062 | 136828.2029
2022 | US | SERC | - | SERC-FP | GWh | Net Energy for Load - Annual | 241538 | 252334 | 255398 | 257256 | 261822 | 263752 | 265496 | 267725 | 270538 | 273288 | 275259 | 278034
2023 | US | MRO | - | MRO-MISO | GWh | Net Energy for Load - Annual | 659000 | 670900 | 677680 | 681130 | 686140 | 691460 | 694850 | 697660 | 700300 | 703750 | 706530 | 706500
2023 | CA | NPCC | - | NPCC-Maritimes | GWh | Net Energy for Load - Annual | 28489.6731 | 28427.8626 | 28836.4075 | 28929.1802 | 29103.1857 | 29192.9972 | 29346.1389 | 29474.1751 | 29656.2153 | 29814.985 | 30039.0119 | 30191.9968
2023 | CA | MRO | - | MRO-Manitoba Hydro | GWh | Net Energy for Load - Annual | 25343.9 | 25367.2206 | 25079.7775 | 25046.167 | 25179.9722 | 25302.5667 | 25475.6327 | 25694.2601 | 25932.6698 | 26318.3761 | 26800.2331 | 27338.5762
2023 | CA | MRO | - | MRO-SaskPower | GWh | Net Energy for Load - Annual | 25451.9 | 26034.9 | 25885.9 | 26494 | 26833.3 | 27394.6 | 27771 | 27870.1 | 28055.6 | 28185.3 | 28456.3 | 28796.2
2023 | US | NPCC | - | NPCC-New England | GWh | Net Energy for Load - Annual | 118930 | 120522 | 123461 | 124914 | 127013 | 129776 | 133214 | 136526 | 140481 | 144865 | 150073 | 153558
2023 | US | NPCC | - | NPCC-New York | GWh | Net Energy for Load - Annual | 152681 | 151779.9 | 152140 | 152390 | 153250 | 153780 | 154390 | 155530 | 157660 | 160100 | 163260 | 167220
2023 | CA | NPCC | - | NPCC-Ontario | GWh | Net Energy for Load - Annual | 137569.865 | 136239.8009 | 140093.449 | 145397.2771 | 150643.4069 | 152983.4509 | 155683.579 | 159689.0906 | 163340.2619 | 166234.6833 | 169480.5249 | 172986.4687
2023 | CA | NPCC | - | NPCC-Quebec | GWh | Net Energy for Load - Annual | 190098.6454 | 194764.1925 | 197430.9076 | 200708.9456 | 203376.6743 | 205938.503 | 209459.5664 | 211459.2957 | 214113.555 | 216939.5193 | 220263.9377 | 222141.5956
2023 | US | RF | - | PJM | GWh | Net Energy for Load - Annual | 795120 | 788050 | 801937 | 810251 | 826511 | 841514 | 858269 | 867836 | 878461 | 889390 | 903403 | 909622
2023 | US | SERC | - | SERC-C | GWh | Net Energy for Load - Annual | 225715 | 192128 | 225199 | 226636 | 228446 | 229954 | 230979 | 230765 | 231170 | 231594 | 232680 | 233009
2023 | US | SERC | - | SERC-E | GWh | Net Energy for Load - Annual | 224455 | 229047 | 229979 | 231627 | 232775 | 233662 | 235377 | 237302 | 239399 | 241693 | 244432 | 247148
2023 | US | SERC | - | SERC-FP | GWh | Net Energy for Load - Annual | 255730 | 254823 | 257761 | 259658 | 261279 | 262864 | 265228 | 268076 | 270524 | 272407 | 275874 | 279671
2023 | US | SERC | - | SERC-SE | GWh | Net Energy for Load - Annual | 245957 | 238029 | 242559 | 244839 | 243978 | 247215 | 248785 | 250515 | 252100 | 253682 | 255745 | 257259
2023 | US | MRO | - | SPP | GWh | Net Energy for Load - Annual | 282057.056 | 288289.8 | 299038.1 | 307828.407 | 314364.693 | 320367.064 | 323297.826 | 325913.974 | 332094.001 | 333897.942 | 336122.723 | 337864.289
2023 | US | TRE-ERCOT | - | TRE-ERCOT | GWh | Net Energy for Load - Annual | 429884.6641 | 445388.3289 | 464983.0346 | 480009.07 | 494259.92 | 508344.489 | 516425.159 | 521236.672 | 527020.0229 | 532397.8513 | 538741.674 | 542454.6
2023 | CA | WECC | - | WECC-AB | GWh | Net Energy for Load - Annual | 86571.651 | 87017.7483 | 87785.5878 | 87785.5878 | 88274.2356 | 89018.8545 | 89809.394 | 90866.7847 | 90779.4608 | 91021.5768 | 91830.5431 | 92732.528
2023 | CA | WECC | - | WECC-BC | GWh | Net Energy for Load - Annual | 65521.903 | 64992.7023 | 66094.636 | 66094.636 | 67247.3104 | 68197.2302 | 69027.2106 | 69517.934 | 69974.5777 | 70456.695 | 71029.4559 | 71539.1411
2023 | US/MX | WECC | - | WECC-CAMX | GWh | Net Energy for Load - Annual | 258571.1805 | 263892.2076 | 267248.7541 | 267540.0314 | 270744.0619 | 274133.9961 | 278314.8635 | 282966.4743 | 288013.9416 | 293261.4723 | 299570.9176 | 306096.4954
2023 | US | WECC | - | WECC-NW | GWh | Net Energy for Load - Annual | 372725.6249 | 365186.5227 | 375452.8079 | 375452.8079 | 386273.7113 | 394213.9782 | 404894.992 | 416433.6546 | 423330.8892 | 428299.2057 | 432739.1676 | 438144.0925
2023 | US | WECC | - | WECC-SW | GWh | Net Energy for Load - Annual | 116047.2209 | 117013.9934 | 122559.9775 | 122559.9775 | 126923.9906 | 132457.4198 | 137454.9093 | 141030.9803 | 143292.6067 | 144960.0535 | 146163.0718 | 148664.6961
2024 | US | MRO | - | MRO-MISO | GWh | Net Energy for Load - Annual | 655900 | 672800 | 695800 | 706400 | 724900 | 736600 | 743400 | 748200 | 752900 | 758400 | 764400 | 770447.4684
2024 | CA | NPCC | - | NPCC-Maritimes | GWh | Net Energy for Load - Annual | 28373.3 | 29134.2902 | 29224.4111 | 29264.6 | 29403.5 | 29610.8 | 29784.1 | 30036.8 | 30200.5 | 30448.4 | 30619 | 30855.404
2024 | CA | MRO | - | MRO-Manitoba Hydro | GWh | Net Energy for Load - Annual | 25989.1281 | 25823.302 | 26451.187 | 26801.2059 | 27204.0794 | 27509.3693 | 27858.0049 | 28124.0054 | 28460.3016 | 28849.087 | 29293.6399 | 29686.0864
2024 | CA | MRO | - | MRO-SaskPower | GWh | Net Energy for Load - Annual | 25656.3 | 26231.9 | 26492.2 | 26950.9755 | 27661.2313 | 28540.82 | 28712.9377 | 28825.0593 | 28992.6756 | 29221.5768 | 29387.6335 | 29626.2648
2024 | US | NPCC | - | NPCC-New England | GWh | Net Energy for Load - Annual | 114723 | 119180 | 119285 | 120106 | 121298 | 123720 | 125741 | 128655 | 131983 | 136126 | 140001 | 143986
2024 | US | NPCC | - | NPCC-New York | GWh | Net Energy for Load - Annual | 147049.9 | 150540 | 151020 | 152990 | 154530 | 155100 | 156660 | 159050 | 162360 | 166530 | 171380 | 176040
2024 | CA | NPCC | - | NPCC-Ontario | GWh | Net Energy for Load - Annual | 137863.012 | 139745.1331 | 146696.0792 | 153517.5 | 158390.1852 | 163273.738 | 169771.3042 | 174891.6435 | 179941.2147 | 185123.6589 | 189972.2632 | 194802.0036
2024 | CA | NPCC | - | NPCC-Quebec | GWh | Net Energy for Load - Annual | 192702.1819 | 198272.3491 | 200959.1673 | 204225.108 | 207891.7731 | 212725.6972 | 218108.6368 | 223036.6551 | 228244.7043 | 233921.5373 | 240348.1764 | 248197.2377
2024 | US | RF | - | PJM | GWh | Net Energy for Load - Annual | 770142 | 813328 | 829683 | 856944 | 883236 | 913467 | 933146 | 952578 | 970273 | 991188 | 1004209 | 1021955
2024 | US | SERC | - | SERC-C | GWh | Net Energy for Load - Annual | 214803 | 228705.43 | 229719 | 231273 | 233074 | 233268 | 233843 | 233435 | 234524 | 235256 | 236802 | 237301
2024 | US | SERC | - | SERC-E | GWh | Net Energy for Load - Annual | 217449 | 228316 | 232362 | 237471 | 246907 | 255837 | 265997 | 273704 | 279489 | 283774 | 288202 | 291333
2024 | US | SERC | - | SERC-FP | GWh | Net Energy for Load - Annual | 275315.06 | 258280 | 261105.08 | 262802.34 | 264777.83 | 267040.48 | 270051.89 | 273174.02 | 275110.02 | 278931.57 | 282343.24 | 286070.58
2024 | US | SERC | - | SERC-SE | GWh | Net Energy for Load - Annual | 235138 | 238087 | 244963 | 258116 | 236397 | 240111 | 247937 | 255788 | 260974 | 264156 | 265981 | 268187
2024 | US | SPP-RE | - | SPP | GWh | Net Energy for Load - Annual | 281490.5089 | 300520.543 | 311614.713 | 324856.396 | 339876.472 | 346193.335 | 351100.109 | 358647.282 | 362320.611 | 366700.707 | 370402.854 | 373070.171
2024 | US | TRE-ERCOT | - | TRE-ERCOT | GWh | Net Energy for Load - Annual | 444548.87 | 487413.4224 | 532223.4145 | 585289.5669 | 648150.9132 | 700365.0853 | 730276.596 | 750328.5896 | 762114.987 | 775380.4739 | 784206.7502 | 798392.3775
2024 | CA | WECC | - | WECC-AB | GWh | Net Energy for Load - Annual | 86280.2975 | 88864.0157 | 89972.8587 | 90812.0727 | 91162.7554 | 92624.2144 | 92619.503 | 92855.0715 | 93468.3695 | 95749.5992 | 96164.3244 | 96752.0594
2024 | CA | WECC | - | WECC-BC | GWh | Net Energy for Load - Annual | 64431.315 | 66573.2198 | 67450.2446 | 68778.9449 | 69749.9473 | 70801.8585 | 71726.5858 | 72368.1439 | 72763.1697 | 73081.3577 | 73451.5608 | 73859.0377
2024 | US/MX | WECC | - | WECC-CAMX | GWh | Net Energy for Load - Annual | 251841.943 | 264995.537 | 267977.1451 | 271464.2342 | 275314.2125 | 280606.9305 | 286575.1429 | 293704.1242 | 301248.9761 | 309885.002 | 319195.1828 | 330690.8206
2024 | US | WECC | - | WECC-NW | GWh | Net Energy for Load - Annual | 378356.514 | 401655.6662 | 414173.8305 | 422945.3598 | 436745.3286 | 452509.37 | 461248.116 | 467033.3989 | 473332.271 | 479528.5127 | 484586.812 | 490261.8689
2024 | US | WECC | - | WECC-SW | GWh | Net Energy for Load - Annual | 115520.7152 | 117785.0227 | 123158.4303 | 128960.0353 | 134673.259 | 140385.5171 | 145993.1742 | 150894.8151 | 155338.6542 | 159567.5918 | 162782.9348 | 165707.7

## Peak Hour Demand-Monthly
Report Year | Country | Region | Subregion | Assessment Area | Unit | Description | Jan | Feb | Mar | Apr | May | Jun | Jul | Aug | Sep | Oct | Nov | Dec
1997 | CA | MRO | - | - | MW | Prior Year Actual - Peak Hour Demand | 6131 | 6306 | 5698 | 5114 | 4455 | 4748 | 4627 | 4785 | 4518 | 5359 | 5932 | 6212
1997 | CA | MRO | - | - | MW | Reporting Year Forecast - Peak Hour Demand | 6160 | 5929 | 5662 | 4923 | 4664 | 4687 | 4599 | 4660 | 4591 | 5010 | 5708 | 6413
1997 | CA | MRO | - | - | MW | Year 1 Forecast - Peak Hour Demand | 6212 | 6120 | 5723 | 5100 | 4791 | 4840 | 4765 | 4841 | 4747 | 5132 | 5833 | 6518
1997 | CA | NPCC | - | - | MW | Prior Year Actual - Peak Hour Demand | 49284 | 45316 | 43577 | 38057 | 34164 | 32000 | 32788 | 33578 | 32473 | 35901 | 41072 | 46400
1997 | CA | NPCC | - | - | MW | Reporting Year Forecast - Peak Hour Demand | 49359 | 45392 | 43643 | 38125 | 34228 | 32068 | 32857 | 33645 | 32539 | 35971 | 41154 | 46487
1997 | CA | NPCC | - | - | MW | Year 1 Forecast - Peak Hour Demand | 59784 | 56568 | 52893 | 46982 | 42365 | 41682 | 42875 | 43153 | 41322 | 44680 | 51611 | 57594
1997 | CA | NPCC | Ontario | Ontario | MW | Prior Year Actual - Peak Hour Demand | 22072 | 21977 | 20734 | 18248 | 17093 | 18706 | 19490 | 21378 | 19934 | 18495 | 20524 | 20895
1997 | CA | NPCC | Ontario | Ontario | MW | Reporting Year Forecast - Peak Hour Demand | 22030 | 22221 | 20919 | 18849 | 18233 | 19807 | 20575 | 20724 | 18892 | 18935 | 20950 | 22540
1997 | CA | NPCC | Ontario | Ontario | MW | Year 1 Forecast - Peak Hour Demand | 22919 | 22476 | 21121 | 19033 | 18516 | 20186 | 21143 | 21062 | 19160 | 19286 | 21335 | 22978
1997 | CA | NPCC | Quebec | Quebec | MW | Prior Year Actual - Peak Hour Demand | 31242 | 29702 | 26702 | 22448 | 19590 | 18018 | 17588 | 17989 | 18328 | 22072 | 25552 | 27934
1997 | CA | NPCC | Quebec | Quebec | MW | Reporting Year Forecast - Peak Hour Demand | 31244 | 29153 | 27274 | 23655 | 20106 | 18189 | 18306 | 18774 | 18589 | 21323 | 25554 | 29242
1997 | CA | NPCC | Quebec | Quebec | MW | Year 1 Forecast - Peak Hour Demand | 31880 | 29425 | 27491 | 23961 | 20374 | 18454 | 18630 | 19027 | 18955 | 21710 | 26001 | 29780
1997 | CA | WECC | - | - | MW | Prior Year Actual - Peak Hour Demand | 16210 | 15559 | 14365 | 13439 | 12896 | 12820 | 13464 | 13451 | 13096 | 14920 | 16385 | 16758
1997 | CA | WECC | - | - | MW | Reporting Year Forecast - Peak Hour Demand | 16794 | 16331 | 15059 | 14009 | 13717 | 13777 | 13753 | 13845 | 13660 | 15305 | 16517 | 17384
1997 | CA | WECC | - | - | MW | Year 1 Forecast - Peak Hour Demand | 17241 | 16765 | 15460 | 14297 | 14001 | 14062 | 14036 | 14131 | 13943 | 15620 | 16856 | 17649
1997 | MX | WECC | CA-MX | - | MW | Prior Year Actual - Peak Hour Demand | 716 | 710 | 727 | 837 | 963 | 1085 | 1172 | 1176 | 1124 | 1068 | 837 | 828
1997 | MX | WECC | CA-MX | - | MW | Reporting Year Forecast - Peak Hour Demand | 861 | 858 | 860 | 985 | 1075 | 1244 | 1259 | 1324 | 1295 | 1125 | 925 | 926
1997 | MX | WECC | CA-MX | - | MW | Year 1 Forecast - Peak Hour Demand | 939 | 936 | 939 | 1074 | 1172 | 1357 | 1373 | 1444 | 1413 | 1227 | 1009 | 1010
1997 | US | ECAR | - | - | MW | Prior Year Actual - Peak Hour Demand | 78358 | 82205 | 75480 | 67256 | 79048 | 83831 | 84083 | 90798 | 79931 | 65754 | 74209 | 80023
1997 | US | ECAR | - | - | MW | Reporting Year Forecast - Peak Hour Demand | 81918 | 79280 | 73426 | 68686 | 73187 | 84527 | 91573 | 89862 | 80854 | 68546 | 73196 | 79255
1997 | US | ECAR | - | - | MW | Year 1 Forecast - Peak Hour Demand | 83520 | 80884 | 74818 | 69893 | 74526 | 86387 | 93219 | 91503 | 82389 | 69831 | 74612 | 80748
1997 | US | TRE | - | ERCOT | MW | Prior Year Actual - Peak Hour Demand | 36818 | 37705 | 34540 | 35326 | 43742 | 46524 | 47240 | 46807 | 41733 | 34958 | 34597 | 39214
1997 | US | TRE | - | ERCOT | MW | Reporting Year Forecast - Peak Hour Demand | 38088 | 36456 | 34126 | 33692 | 40220 | 45666 | 47773 | 48327 | 44297 | 38337 | 34699 | 36262
1997 | US | TRE | - | ERCOT | MW | Year 1 Forecast - Peak Hour Demand | 39098 | 37355 | 34953 | 34408 | 41058 | 46289 | 48141 | 48796 | 44752 | 38788 | 35051 | 37000
1997 | US | FRCC | - | FRCC | MW | Prior Year Actual - Peak Hour Demand | 39860 | 41896 | 32781 | 28609 | 32059 | 33886 | 35444 | 34341 | 34797 | 30037 | 29033 | 34191
1997 | US | FRCC | - | FRCC | MW | Reporting Year Forecast - Peak Hour Demand | 37806 | 34545 | 29518 | 27154 | 30103 | 33484 | 34491 | 34565 | 33761 | 30737 | 29211 | 32241
1997 | US | FRCC | - | FRCC | MW | Year 1 Forecast - Peak Hour Demand | 38090 | 35558 | 30380 | 27675 | 30864 | 34613 | 35638 | 35643 | 34896 | 31745 | 30246 | 33353
1997 | US | MAAC | - | - | MW | Prior Year Actual - Peak Hour Demand | 38161 | 40746 | 37300 | 32817 | 41380 | 40799 | 43080 | 44302 | 41741 | 30600 | 35192 | 37775
1997 | US | MAAC | - | - | MW | Reporting Year Forecast - Peak Hour Demand | 41889 | 39707 | 37379 | 33199 | 35316 | 42691 | 47844 | 45466 | 40056 | 33725 | 36143 | 39958
1997 | US | MAAC | - | - | MW | Year 1 Forecast - Peak Hour Demand | 42534 | 40347 | 37985 | 33732 | 35862 | 43354 | 48543 | 46150 | 40675 | 34196 | 36651 | 40520
1997 | US | MAIN | - | - | MW | Prior Year Actual - Peak Hour Demand | 36328 | 36694 | 34263 | 30546 | 34257 | 42500 | 42181 | 45605 | 39421 | 30952 | 33868 | 37005
1997 | US | MAIN | - | - | MW | Reporting Year Forecast - Peak Hour Demand | 36629 | 35700 | 33026 | 31548 | 33707 | 42805 | 46645 | 46496 | 40224 | 31505 | 33736 | 36166
1997 | US | MAIN | - | - | MW | Year 1 Forecast - Peak Hour Demand | 36664 | 35739 | 32948 | 31495 | 33641 | 42755 | 47283 | 47084 | 40921 | 32095 | 34451 | 36856
1997 | US | MRO | - | - | MW | Prior Year Actual - Peak Hour Demand | 23387 | 22899 | 21492 | 19272 | 20585 | 26290 | 27867 | 27205 | 24478 | 21196 | 22597 | 23647
1997 | US | MRO | - | - | MW | Reporting Year Forecast - Peak Hour Demand | 24184 | 23231 | 21530 | 20225 | 21491 | 26613 | 28944 | 28530 | 24700 | 22117 | 22591 | 23810
1997 | US | MRO | - | - | MW | Year 1 Forecast - Peak Hour Demand | 24588 | 23686 | 21985 | 20635 | 21877 | 27196 | 29441 | 28998 | 25059 | 21442 | 23011 | 24226
1997 | US | NPCC | - | - | MW | Prior Year Actual - Peak Hour Demand | 41680 | 41977 | 39414 | 35313 | 41013 | 41893 | 44773 | 44663 | 43321 | 36278 | 38992 | 39710
1997 | US | NPCC | - | - | MW | Reporting Year Forecast - Peak Hour Demand | 22728 | 21840 | 38761 | 35096 | 39162 | 45627 | 48950 | 48350 | 43520 | 36540 | 39350 | 42833
1997 | US | NPCC | - | - | MW | Year 1 Forecast - Peak Hour Demand | 43900 | 42129 | 40099 | 36365 | 39474 | 46274 | 49690 | 49080 | 44047 | 36961 | 39917 | 43473
1997 | US | NPCC | New England | New England | MW | Prior Year Actual - Peak Hour Demand | 18738 | 19056 | 17537 | 15732 | 17821 | 18292 | 19186 | 19507 | 18571 | 16177 | 17579 | 17774
1997 | US | NPCC | New England | New England | MW | Reporting Year Forecast - Peak Hour Demand | 18480 | 17456 | 17661 | 15956 | 17392 | 19627 | 21390 | 21390 | 19070 | 16150 | 17690 | 19233
1997 | US | NPCC | New England | New England | MW | Year 1 Forecast - Peak Hour Demand | 19840 | 19009 | 17759 | 16105 | 17514 | 20034 | 21880 | 21880 | 19377 | 16381 | 17937 | 19533
1997 | US | NPCC | New York | New York | MW | Prior Year Actual - Peak Hour Demand | 22942 | 22921 | 21877 | 19581 | 23192 | 23601 | 25587 | 25156 | 24750 | 20101 | 21413 | 21936
1997 | US | NPCC | New York | New York | MW | Reporting Year Forecast - Peak Hour Demand | 22728 | 21840 | 21100 | 19140 | 21770 | 26000 | 27560 | 26960 | 24450 | 20390 | 21660 | 23600
1997 | US | NPCC | New York | New York | MW | Year 1 Forecast - Peak Hour Demand | 24060 | 23120 | 22340 | 20260 | 21960 | 26240 | 27810 | 27200 | 24670 | 20580 | 21980 | 23940
1997 | US | SERC | - | - | MW | Prior Year Actual - Peak Hour Demand | 99060 | 107023 | 94264 | 80128 | 103784 | 108122 | 109645 | 104491 | 98022 | 78249 | 86864 | 102668
1997 | US | SERC | - | - | MW | Reporting Year Forecast - Peak Hour Demand | 105312 | 99271 | 90115 | 82638 | 91808 | 107876 | 115839 | 113878 | 104390 | 82190 | 90116 | 98408
1997 | US | SERC | - | - | MW | Year 1 Forecast - Peak Hour Demand | 107626 | 102304 | 92943 | 84520 | 94426 | 110788 | 118986 | 116912 | 107451 | 84516 | 92373 | 101295
1997 | US | SERC | Central | - | MW | Prior Year Actual - Peak Hour Demand | 24019 | 25995 | 23938 | 19657 | 23887 | 24554 | 25376 | 25204 | 22480 | 18413 | 21369 | 24825
1997 | US | SERC | Central | - | MW | Reporting Year Forecast - Peak Hour Demand | 26670 | 24783 | 22264 | 19698 | 20192 | 24658 | 26783 | 26182 | 24585 | 19116 | 22753 | 24193
1997 | US | SERC | Central | - | MW | Year 1 Forecast - Peak Hour Demand | 26765 | 25524 | 22918 | 20278 | 20762 | 25331 | 27479 | 26858 | 25237 | 19634 | 23332 | 24865
1997 | US | SERC | Southeastern | - | MW | Prior Year Actual - Peak Hour Demand | 30770 | 31661 | 29028 | 25023 | 34783 | 36165 | 36842 | 34430 | 32862 | 26450 | 26016 | 32954
1997 | US | SERC | Southeastern | - | MW | Reporting Year Forecast - Peak Hour Demand | 31919 | 29241 | 27795 | 27482 | 32525 | 36724 | 38054 | 37884 | 35785 | 27747 | 27843 | 30053
1997 | US | SERC | Southeastern | - | MW | Year 1 Forecast - Peak Hour Demand | 32889 | 30072 | 28823 | 27770 | 33520 | 37768 | 39200 | 38972 | 37057 | 28604 | 28388 | 30978
1997 | US | SERC | VACAR | - | MW | Prior Year Actual - Peak Hour Demand | 44271 | 49367 | 41298 | 35448 | 45114 | 47403 | 47427 | 44857 | 42680 | 33386 | 39479 | 44889
1997 | US | SERC | VACAR | - | MW | Reporting Year Forecast - Peak Hour Demand | 46723 | 45247 | 40056 | 35458 | 39091 | 46494 | 51002 | 49812 | 44020 | 35327 | 39520 | 44162
1997 | US | SERC | VACAR | - | MW | Year 1 Forecast - Peak Hour Demand | 47972 | 46708 | 41202 | 36472 | 40144 | 47689 | 52307 | 51082 | 45157 | 36278 | 40653 | 45452
1997 | US | SPP | - | - | MW | Prior Year Actual - Peak Hour Demand | 46801 | 46506 | 44043 | 39428 | 52072 | 56569 | 59826 | 57907 | 52017 | 41352 | 42117 | 48274
1997 | US | SPP | - | - | MW | Reporting Year Forecast - Peak Hour Demand | 46022 | 44381 | 42030 | 41780 | 48257 | 57174 | 61147 | 60667 | 54358 | 43039 | 42604 | 44076
1997 | US | SPP | - | - | MW | Year 1 Forecast - Peak Hour Demand | 45875 | 44327 | 42897 | 42614 | 48745 | 58459 | 60519 | 61551 | 55792 | 43873 | 44991 | 45304
1997 | US | WECC | - | - | MW | Prior Year Actual - Peak Hour Demand | 95306 | 94878 | 86486 | 89912 | 91930 | 99203 | 108739 | 107790 | 98006 | 95427 | 87466 | 94331
1997 | US | WECC | - | - | MW | Reporting Year Forecast - Peak Hour Demand | 95687 | 93288 | 88216 | 88570 | 91854 | 100442 | 104736 | 105731 | 101669 | 94383 | 92105 | 97297
1997 | US | WECC | - | - | MW | Year 1 Forecast - Peak Hour Demand | 97459 | 94759 | 89779 | 90157 | 93468 | 102215 | 106549 | 107612 | 103465 | 96001 | 93665 | 99039
1997 | US | WECC | AZN | - | MW | Prior Year Actual - Peak Hour Demand | 10667 | 10198 | 9544 | 11047 | 12390 | 13768 | 15087 | 14769 | 13194 | 12280 | 9121 | 11309
1997 | US | WECC | AZN | - | MW | Reporting Year Forecast - Peak Hour Demand | 11485 | 10906 | 10345 | 10988 | 12515 | 14476 | 15106 | 15208 | 14469 | 11907 | 10832 | 11855
1997 | US | WECC | AZN | - | MW | Year 1 Forecast - Peak Hour Demand | 11826 | 11270 | 10646 | 11317 | 12804 | 14885 | 15522 | 15635 | 14883 | 12232 | 11090 | 12231
1997 | US | WECC | CNV | - | MW | Prior Year Actual - Peak Hour Demand | 36722 | 36519 | 35355 | 42332 | 42322 | 48057 | 53369 | 53584 | 47326 | 44571 | 37101 | 38293
1997 | US | WECC | CNV | - | MW | Reporting Year Forecast - Peak Hour Demand | 37429 | 36270 | 35528 | 37531 | 40673 | 47256 | 50120 | 51265 | 49185 | 42222 | 37380 | 38743
1997 | US | WECC | CNV | - | MW | Year 1 Forecast - Peak Hour Demand | 37894 | 36686 | 35955 | 38067 | 41310 | 47983 | 50933 | 52073 | 49941 | 42896 | 37884 | 39256
1997 | US | WECC | NWPP | - | MW | Prior Year Actual - Peak Hour Demand | 41028 | 41364 | 35289 | 30629 | 30757 | 30373 | 32941 | 32033 | 30645 | 32272 | 34520 | 37295
1997 | US | WECC | NWPP | - | MW | Reporting Year Forecast - Peak Hour Demand | 39610 | 38993 | 35706 | 33800 | 32389 | 31430 | 31912 | 31702 | 30958 | 33858 | 36764 | 39382
1997 | US | WECC | NWPP | - | MW | Year 1 Forecast - Peak Hour Demand | 40360 | 39467 | 36335 | 34311 | 32944 | 31895 | 32338 | 32192 | 31439 | 34324 | 37337 | 40038
1997 | US | WECC | RMPA | - | MW | Prior Year Actual - Peak Hour Demand | 6889 | 6797 | 6298 | 5904 | 6461 | 7005 | 7342 | 7404 | 6841 | 6304 | 6724 | 7434
1997 | US | WECC | RMPA | - | MW | Reporting Year Forecast - Peak Hour Demand | 7163 | 7119 | 6637 | 6251 | 6277 | 7280 | 7598 | 7556 | 7057 | 6396 | 7129 | 7317
1997 | US | WECC | RMPA | - | MW | Year 1 Forecast - Peak Hour Demand | 7379 | 7336 | 6843 | 6462 | 6410 | 7452 | 7756 | 7712 | 7202 | 6549 | 7354 | 7514
1998 | CA | MRO | - | - | MW | Prior Year Actual - Peak Hour Demand | 6106 | 5848 | 5491 | 5168 | 4691 | 4873 | 4852 | 4898 | 4539 | 5104 | 5647 | 6157
1998 | CA | MRO | - | - | MW | Reporting Year Forecast - Peak Hour Demand | 6220 | 6058 | 5632 | 5119 | 4868 | 5013 | 4872 | 4991 | 4890 | 5375 | 6038 | 6565
1998 | CA | MRO | - | - | MW | Year 1 Forecast - Peak Hour Demand | 6362 | 6198 | 5780 | 5260 | 4967 | 5118 | 4981 | 5097 | 4997 | 5481 | 6136 | 6661
1998 | CA | NPCC | - | - | MW | Prior Year Actual - Peak Hour Demand | 57985 | 54666 | 51783 | 47036 | 41141 | 42213 | 42578 | 40287 | 41053 | 46456 | 51161 | 55463
1998 | CA | NPCC | - | - | MW | Reporting Year Forecast - Peak Hour Demand | 59083 | 55772 | 52259 | 47059 | 41628 | 41152 | 42015 | 42332 | 41413 | 44173 | 54067 | 56372
1998 | CA | NPCC | - | - | MW | Year 1 Forecast - Peak Hour Demand | 60027 | 57479 | 53166 | 47749 | 42269 | 42061 | 42689 | 42851 | 41611 | 44730 | 52789 | 57226
1998 | CA | NPCC | Maritimes | Maritimes | MW | Prior Year Actual - Peak Hour Demand | 4710 | 4527 | 4348 | 3956 | 3417 | 3274 | 2982 | 2986 | 3305 | 3833 | 4123 | 4763
1998 | CA | NPCC | Maritimes | Maritimes | MW | Reporting Year Forecast - Peak Hour Demand | 4772 | 4678 | 4158 | 4120 | 3559 | 3125 | 3193 | 3120 | 3220 | 3655 | 4291 | 4702
1998 | CA | NPCC | Maritimes | Maritimes | MW | Year 1 Forecast - Peak Hour Demand | 5169 | 5012 | 4432 | 4266 | 3705 | 3262 | 3233 | 3159 | 3262 | 3702 | 4346 | 4765
1998 | CA | NPCC | Ontario | Ontario | MW | Prior Year Actual - Peak Hour Demand | 22030 | 21020 | 20043 | 18794 | 17264 | 21245 | 21613 | 19170 | 18518 | 19628 | 20940 | 21494
1998 | CA | NPCC | Ontario | Ontario | MW | Reporting Year Forecast - Peak Hour Demand | 22671 | 22196 | 20711 | 19236 | 18097 | 19652 | 20790 | 20721 | 19275 | 19008 | 21087 | 22275
1998 | CA | NPCC | Ontario | Ontario | MW | Year 1 Forecast - Peak Hour Demand | 22958 | 22478 | 20987 | 19501 | 18351 | 19869 | 21013 | 20947 | 19489 | 19269 | 21371 | 22542
1998 | CA | NPCC | Quebec | Quebec | MW | Prior Year Actual - Peak Hour Demand | 31245 | 29119 | 27392 | 24286 | 20460 | 17694 | 17983 | 18131 | 19230 | 22995 | 26098 | 29206
1998 | CA | NPCC | Quebec | Quebec | MW | Reporting Year Forecast - Peak Hour Demand | 31640 | 28898 | 27390 | 23703 | 19972 | 18375 | 18032 | 18491 | 18918 | 21510 | 28689 | 29395
1998 | CA | NPCC | Quebec | Quebec | MW | Year 1 Forecast - Peak Hour Demand | 31900 | 29989 | 27747 | 23982 | 20213 | 18930 | 18443 | 18745 | 18860 | 21759 | 27072 | 29919
1998 | CA | WECC | - | - | MW | Prior Year Actual - Peak Hour Demand | 16671 | 15863 | 15375 | 14071 | 13613 | 13523 | 13810 | 13663 | 13660 | 14637 | 15656 | 16465
1998 | CA | WECC | - | - | MW | Reporting Year Forecast - Peak Hour Demand | 16990 | 15906 | 15124 | 14420 | 13949 | 13976 | 14076 | 14057 | 13988 | 15245 | 16545 | 17594
1998 | CA | WECC | - | - | MW | Year 1 Forecast - Peak Hour Demand | 17495 | 16701 | 15560 | 14779 | 14297 | 14325 | 14430 | 14413 | 14339 | 15623 | 16955 | 18028
1998 | MX | WECC | CA-MX | - | MW | Prior Year Actual - Peak Hour Demand | 804 | 801 | 851 | 931 | 1090 | 1084 | 1177 | 1271 | 1279 | 1208 | 909 | 918
1998 | MX | WECC | CA-MX | - | MW | Reporting Year Forecast - Peak Hour Demand | 931 | 928 | 931 | 1065 | 1163 | 1346 | 1362 | 1432 | 1401 | 1217 | 1001 | 1002
1998 | MX | WECC | CA-MX | - | MW | Year 1 Forecast - Peak Hour Demand | 998 | 995 | 998 | 1142 | 1246 | 1443 | 1460 | 1535 | 1502 | 1305 | 1073 | 1074
1998 | US | ECAR | - | - | MW | Prior Year Actual - Peak Hour Demand | 83597 | 75249 | 70975 | 69190 | 67924 | 89463 | 93492 | 83560 | 82661 | 72508 | 74912 | 75670
1998 | US | ECAR | - | - | MW | Reporting Year Forecast - Peak Hour Demand | 75938 | 73777 | 76514 | 71273 | 75934 | 87746 | 94725 | 93769 | 83874 | 71386 | 76188 | 82628
1998 | US | ECAR | - | - | MW | Year 1 Forecast - Peak Hour Demand | 85866 | 82980 | 77890 | 72568 | 77141 | 89408 | 96543 | 95630 | 85479 | 72744 | 77649 | 83824
1998 | US | TRE | - | ERCOT | MW | Prior Year Actual - Peak Hour Demand | 41280 | 33120 | 31783 | 34216 | 40857 | 45687 | 49705 | 50468 | 49005 | 43533 | 33624 | 36458
1998 | US | TRE | - | ERCOT | MW | Reporting Year Forecast - Peak Hour Demand | 39618 | 38175 | 35424 | 35319 | 42550 | 47713 | 49382 | 50591 | 46279 | 40017 | 36236 | 38245
1998 | US | TRE | - | ERCOT | MW | Year 1 Forecast - Peak Hour Demand | 40721 | 38886 | 36001 | 35822 | 42944 | 48623 | 50629 | 51681 | 47373 | 40958 | 37057 | 39014
1998 | US | FRCC | - | FRCC | MW | Prior Year Actual - Peak Hour Demand | 37127 | 28144 | 27998 | 28458 | 33859 | 34125 | 35356 | 35375 | 33620 | 31798 | 27669 | 31189
1998 | US | FRCC | - | FRCC | MW | Reporting Year Forecast - Peak Hour Demand | 33076 | 30634 | 30346 | 28082 | 31353 | 34013 | 35144 | 35633 | 34461 | 31835 | 30218 | 33146
1998 | US | FRCC | - | FRCC | MW | Year 1 Forecast - Peak Hour Demand | 39449 | 36602 | 31255 | 28841 | 32238 | 34975 | 36142 | 36628 | 35390 | 32773 | 30994 | 34032
1998 | US | MAAC | - | - | MW | Prior Year Actual - Peak Hour Demand | 40522 | 36333 | 35033 | 32156 | 31888 | 47681 | 49464 | 43913 | 42196 | 34898 | 35836 | 37217
1998 | US | MAAC | - | - | MW | Reporting Year Forecast - Peak Hour Demand | 42100 | 40089 | 37491 | 33693 | 35934 | 43698 | 48822 | 46449 | 41305 | 33944 | 36337 | 40207
1998 | US | MAAC | - | - | MW | Year 1 Forecast - Peak Hour Demand | 42722 | 40680 | 38044 | 34182 | 36470 | 44350 | 49532 | 47131 | 41926 | 34429 | 36876 | 40796
1998 | US | MAIN | - | - | MW | Prior Year Actual - Peak Hour Demand | 36976 | 33320 | 32424 | 31376 | 29991 | 44463 | 45011 | 40151 | 38641 | 35654 | 33483 | 34973
1998 | US | MAIN | - | - | MW | Reporting Year Forecast - Peak Hour Demand | 37250 | 35921 | 33793 | 31889 | 33032 | 43489 | 47079 | 46816 | 40344 | 32502 | 34518 | 37087
1998 | US | MAIN | - | - | MW | Year 1 Forecast - Peak Hour Demand | 37826 | 36475 | 34141 | 32395 | 33503 | 44151 | 47734 | 47477 | 40955 | 32911 | 35092 | 37768
1998 | US | MRO | - | - | MW | Prior Year Actual - Peak Hour Demand | 24434 | 22873 | 21676 | 20625 | 20937 | 27436 | 29712 | 28621 | 24689 | 23330 | 22675 | 23632
1998 | US | MRO | - | - | MW | Reporting Year Forecast - Peak Hour Demand | 25317 | 24352 | 22608 | 21134 | 22059 | 28076 | 30064 | 29561 | 25814 | 21971 | 23527 | 24861
1998 | US | MRO | - | - | MW | Year 1 Forecast - Peak Hour Demand | 25795 | 24807 | 23018 | 21468 | 22508 | 28525 | 30563 | 30099 | 26301 | 22391 | 23955 | 25316
1998 | US | NPCC | - | - | MW | Prior Year Actual - Peak Hour Demand | 41208 | 38891 | 37662 | 35284 | 34101 | 46477 | 49269 | 43964 | 42487 | 37597 | 39602 | 41178
1998 | US | NPCC | - | - | MW | Reporting Year Forecast - Peak Hour Demand | 40808 | 41113 | 38877 | 35296 | 39051 | 46337 | 50050 | 49380 | 43876 | 36602 | 39818 | 42763
1998 | US | NPCC | - | - | MW | Year 1 Forecast - Peak Hour Demand | 44300 | 42879 | 40592 | 36872 | 39734 | 47156 | 50840 | 50160 | 44550 | 37017 | 40230 | 43165
1998 | US | NPCC | New England | New England | MW | Prior Year Actual - Peak Hour Demand | 18480 | 17456 | 16949 | 15711 | 14877 | 19695 | 20569 | 19137 | 17968 | 16591 | 17800 | 18610
1998 | US | NPCC | New England | New England | MW | Reporting Year Forecast - Peak Hour Demand | 18238 | 19083 | 17827 | 16236 | 17571 | 20087 | 22080 | 22080 | 19536 | 16472 | 18068 | 19633
1998 | US | NPCC | New England | New England | MW | Year 1 Forecast - Peak Hour Demand | 20140 | 19299 | 18052 | 16472 | 18024 | 20626 | 22570 | 22570 | 19950 | 16677 | 18280 | 19825
1998 | US | NPCC | New York | New York | MW | Prior Year Actual - Peak Hour Demand | 22728 | 21435 | 20713 | 19573 | 19224 | 26782 | 28700 | 24827 | 24519 | 21006 | 21802 | 22568
1998 | US | NPCC | New York | New York | MW | Reporting Year Forecast - Peak Hour Demand | 22570 | 22030 | 21050 | 19060 | 21480 | 26250 | 27970 | 27300 | 24340 | 20130 | 21750 | 23130
1998 | US | NPCC | New York | New York | MW | Year 1 Forecast - Peak Hour Demand | 24160 | 23580 | 22540 | 20400 | 21710 | 26530 | 28270 | 27590 | 24600 | 20340 | 21950 | 23340
1998 | US | SERC | - | - | MW | Prior Year Actual - Peak Hour Demand | 123494 | 108137 | 95233 | 94363 | 105073 | 129777 | 137046 | 134713 | 128773 | 107909 | 110668 | 112645
1998 | US | SERC | - | - | MW | Reporting Year Forecast - Peak Hour Demand | 121908 | 119545 | 108832 | 101082 | 114163 | 134042 | 141723 | 141528 | 127933 | 101820 | 108647 | 118828
1998 | US | SERC | - | - | MW | Year 1 Forecast - Peak Hour Demand | 128877 | 123268 | 111406 | 103622 | 117188 | 137683 | 145188 | 144973 | 131130 | 104144 | 110799 | 121802
1998 | US | SERC | Central | - | MW | Prior Year Actual - Peak Hour Demand | 26670 | 21930 | 19664 | 19256 | 19051 | 25526 | 26661 | 25556 | 25338 | 20588 | 22594 | 22818
1998 | US | SERC | Central | - | MW | Reporting Year Forecast - Peak Hour Demand | 23317 | 25857 | 22769 | 20052 | 22998 | 27149 | 27548 | 27363 | 25404 | 20138 | 22306 | 25014
1998 | US | SERC | Central | - | MW | Year 1 Forecast - Peak Hour Demand | 27069 | 26500 | 23365 | 20604 | 23654 | 27946 | 28386 | 28221 | 26226 | 20694 | 22922 | 25705
1998 | US | SERC | Delta | - | MW | Prior Year Actual - Peak Hour Demand | 19973 | 17614 | 16075 | 16841 | 20222 | 22275 | 23657 | 23844 | 22857 | 19874 | 17701 | 18206
1998 | US | SERC | Delta | - | MW | Reporting Year Forecast - Peak Hour Demand | 17595 | 16831 | 16216 | 17229 | 18763 | 21976 | 23088 | 24247 | 21365 | 17340 | 17061 | 17628
1998 | US | SERC | Delta | - | MW | Year 1 Forecast - Peak Hour Demand | 18337 | 17788 | 16478 | 17464 | 18978 | 22462 | 23151 | 24324 | 21381 | 17282 | 16992 | 17569
1998 | US | SERC | Southeastern | - | MW | Prior Year Actual - Peak Hour Demand | 31931 | 28313 | 23717 | 24009 | 28585 | 34381 | 37466 | 37008 | 35849 | 29971 | 29133 | 29611
1998 | US | SERC | Southeastern | - | MW | Reporting Year Forecast - Peak Hour Demand | 32100 | 29557 | 27887 | 27045 | 32910 | 37840 | 39602 | 39327 | 36700 | 28163 | 28049 | 30324
1998 | US | SERC | Southeastern | - | MW | Year 1 Forecast - Peak Hour Demand | 33487 | 30556 | 28571 | 27897 | 33974 | 38897 | 40722 | 40448 | 37846 | 29000 | 28595 | 31423
1998 | US | SERC | VACAR | - | MW | Prior Year Actual - Peak Hour Demand | 44920 | 40280 | 35777 | 34257 | 37215 | 47595 | 49262 | 48305 | 44729 | 37476 | 41240 | 42010
1998 | US | SERC | VACAR | - | MW | Reporting Year Forecast - Peak Hour Demand | 48896 | 47300 | 41960 | 36756 | 39492 | 47077 | 51485 | 50591 | 44464 | 36179 | 41231 | 45862
1998 | US | SERC | VACAR | - | MW | Year 1 Forecast - Peak Hour Demand | 49984 | 48424 | 42992 | 37657 | 40582 | 48378 | 52929 | 51980 | 45677 | 37168 | 42290 | 47105
1998 | US | SPP | - | - | MW | Prior Year Actual - Peak Hour Demand | 26931 | 23739 | 22386 | 22283 | 24746 | 32950 | 36267 | 35024 | 33793 | 28435 | 24029 | 25020
1998 | US | SPP | - | - | MW | Reporting Year Forecast - Peak Hour Demand | 27459 | 25705 | 24909 | 23851 | 27981 | 34989 | 37244 | 37610 | 33975 | 25858 | 25413 | 27339
1998 | US | SPP | - | - | MW | Year 1 Forecast - Peak Hour Demand | 27824 | 26156 | 25328 | 24204 | 28117 | 35514 | 37614 | 37986 | 34267 | 26255 | 25768 | 27814
1998 | US | WECC | - | - | MW | Prior Year Actual - Peak Hour Demand | 95886 | 89483 | 89505 | 88124 | 99796 | 98340 | 104361 | 110001 | 105659 | 95236 | 89470 | 93132
1998 | US | WECC | - | - | MW | Reporting Year Forecast - Peak Hour Demand | 97856 | 95049 | 89877 | 90840 | 94370 | 102345 | 107617 | 108461 | 103672 | 96430 | 94016 | 99433
1998 | US | WECC | - | - | MW | Year 1 Forecast - Peak Hour Demand | 100196 | 97273 | 92023 | 92949 | 96534 | 104569 | 109909 | 110648 | 105850 | 98398 | 95899 | 101462
1998 | US | WECC | AZN | - | MW | Prior Year Actual - Peak Hour Demand | 13649 | 12640 | 12082 | 12998 | 16627 | 17140 | 18423 | 19026 | 18057 | 16380 | 11710 | 13518
1998 | US | WECC | AZN | - | MW | Reporting Year Forecast - Peak Hour Demand | 14257 | 13333 | 12497 | 13960 | 16171 | 18774 | 19607 | 19662 | 18283 | 15112 | 13231 | 14432
1998 | US | WECC | AZN | - | MW | Year 1 Forecast - Peak Hour Demand | 14836 | 13846 | 12989 | 14514 | 16803 | 19486 | 20319 | 20302 | 18948 | 15702 | 13710 | 14956
1998 | US | WECC | CNV | - | MW | Prior Year Actual - Peak Hour Demand | 35861 | 33519 | 36724 | 36526 | 45937 | 43869 | 46069 | 51946 | 50923 | 41188 | 38269 | 37063
1998 | US | WECC | CNV | - | MW | Reporting Year Forecast - Peak Hour Demand | 35950 | 34892 | 34139 | 36055 | 38594 | 44415 | 47212 | 48401 | 46808 | 40539 | 35859 | 37218
1998 | US | WECC | CNV | - | MW | Year 1 Forecast - Peak Hour Demand | 36473 | 35392 | 34653 | 36577 | 39138 | 45023 | 47858 | 49061 | 47446 | 41038 | 36382 | 37769
1998 | US | WECC | NWPP | - | MW | Prior Year Actual - Peak Hour Demand | 39030 | 36406 | 34084 | 32136 | 30952 | 29998 | 31943 | 31447 | 29644 | 31096 | 32444 | 35128
1998 | US | WECC | NWPP | - | MW | Reporting Year Forecast - Peak Hour Demand | 40198 | 39469 | 36206 | 34257 | 32751 | 31867 | 32918 | 32504 | 31254 | 34162 | 37607 | 40137
1998 | US | WECC | NWPP | - | MW | Year 1 Forecast - Peak Hour Demand | 41248 | 40492 | 37140 | 35115 | 33596 | 32624 | 33684 | 33222 | 31987 | 34867 | 38360 | 40895
1998 | US | WECC | RMPA | - | MW | Prior Year Actual - Peak Hour Demand | 7346 | 6918 | 6615 | 6464 | 6280 | 7333 | 7926 | 7582 | 7035 | 6572 | 7047 | 7423
1998 | US | WECC | RMPA | - | MW | Reporting Year Forecast - Peak Hour Demand | 7451 | 7355 | 7035 | 6568 | 6854 | 7289 | 7880 | 7894 | 7327 | 6617 | 7319 | 7646
1998 | US | WECC | RMPA | - | MW | Year 1 Forecast - Peak Hour Demand | 7639 | 7543 | 7241 | 6743 | 6997 | 7436 | 8048 | 8063 | 7469 | 6791 | 7447 | 7842
1999 | CA | MRO | - | - | MW | Prior Year Actual - Peak Hour Demand | 6435 | 5916 | 5842 | 4929 | 4948 | 5019 | 5195 | 5276 | 5099 | 4917 | 5594 | 6349
1999 | CA | MRO | - | - | MW | Reporting Year Forecast - Peak Hour Demand | 6557 | 6277 | 5848 | 5291 | 4973 | 5167 | 5163 | 5286 | 5042 | 5449 | 6044 | 6513
1999 | CA | MRO | - | - | MW | Year 1 Forecast - Peak Hour Demand | 6530 | 6250 | 5822 | 5283 | 4971 | 5161 | 5144 | 5280 | 5045 | 5453 | 6074 | 6544
1999 | CA | NPCC | - | - | MW | Prior Year Actual - Peak Hour Demand | 54376 | 52411 | 52670 | 44781 | 40975 | 44047 | 43207 | 43671 | 41573 | 42118 | 47723 | 55675
1999 | CA | NPCC | - | - | MW | Reporting Year Forecast - Peak Hour Demand | 59444 | 56239 | 52719 | 47002 | 43071 | 41945 | 42843 | 42660 | 42064 | 44689 | 51098 | 56985
1999 | CA | NPCC | - | - | MW | Year 1 Forecast - Peak Hour Demand | 59211 | 56542 | 52714 | 47138 | 43619 | 42431 | 43655 | 43518 | 42629 | 45434 | 51860 | 57523
1999 | CA | NPCC | Maritimes | Maritimes | MW | Prior Year Actual - Peak Hour Demand | 4765 | 4491 | 4256 | 3704 | 3242 | 3322 | 3123 | 3197 | 3305 | 3691 | 4153 | 4787
1999 | CA | NPCC | Maritimes | Maritimes | MW | Reporting Year Forecast - Peak Hour Demand | 4821 | 4746 | 4533 | 4155 | 3654 | 3316 | 3160 | 3124 | 3346 | 3796 | 4442 | 4961
1999 | CA | NPCC | Maritimes | Maritimes | MW | Year 1 Forecast - Peak Hour Demand | 5133 | 5011 | 4569 | 4173 | 3674 | 3338 | 3184 | 3150 | 3373 | 3822 | 4468 | 4987
1999 | CA | NPCC | Ontario | Ontario | MW | Prior Year Actual - Peak Hour Demand | 21459 | 20438 | 20547 | 18156 | 19816 | 22287 | 22403 | 22011 | 19997 | 18386 | 20093 | 21984
1999 | CA | NPCC | Ontario | Ontario | MW | Reporting Year Forecast - Peak Hour Demand | 22628 | 22150 | 20894 | 19279 | 19013 | 20394 | 21154 | 21084 | 19675 | 19509 | 21329 | 22574
1999 | CA | NPCC | Ontario | Ontario | MW | Year 1 Forecast - Peak Hour Demand | 22658 | 22180 | 20922 | 19305 | 19137 | 20618 | 21479 | 21408 | 19898 | 19633 | 21357 | 22605
1999 | CA | NPCC | Quebec | Quebec | MW | Prior Year Actual - Peak Hour Demand | 28152 | 27482 | 27867 | 22921 | 17917 | 18438 | 17681 | 18463 | 18271 | 20041 | 23477 | 28904
1999 | CA | NPCC | Quebec | Quebec | MW | Reporting Year Forecast - Peak Hour Demand | 31995 | 29343 | 27292 | 23568 | 20404 | 18235 | 18529 | 18452 | 19043 | 21384 | 25327 | 29450
1999 | CA | NPCC | Quebec | Quebec | MW | Year 1 Forecast - Peak Hour Demand | 31420 | 29351 | 27223 | 23660 | 20808 | 18475 | 18992 | 18960 | 19358 | 21979 | 26035 | 29931
1999 | CA | WECC | - | - | MW | Prior Year Actual - Peak Hour Demand | 16975 | 15187 | 15164 | 13897 | 13740 | 14004 | 14576 | 14419 | 14302 | 15076 | 16244 | 17366
1999 | CA | WECC | - | - | MW | Reporting Year Forecast - Peak Hour Demand | 17680 | 16846 | 15684 | 15057 | 14666 | 14721 | 14860 | 14924 | 14854 | 15987 | 17368 | 18334
1999 | CA | WECC | - | - | MW | Year 1 Forecast - Peak Hour Demand | 17904 | 17365 | 16265 | 15414 | 15011 | 15066 | 15209 | 15274 | 15202 | 16355 | 17769 | 18705
1999 | MX | WECC | CA-MX | - | MW | Prior Year Actual - Peak Hour Demand | 860 | 863 | 943 | 982 | 950 | 1164 | 1325 | 1340 | 1342 | 1041 | 920 | 934
1999 | MX | WECC | CA-MX | - | MW | Reporting Year Forecast - Peak Hour Demand | 900 | 963 | 1000 | 1070 | 1140 | 1268 | 1402 | 1436 | 1447 | 1328 | 1050 | 1048
1999 | MX | WECC | CA-MX | - | MW | Year 1 Forecast - Peak Hour Demand | 1023 | 1032 | 1073 | 1147 | 1278 | 1404 | 1558 | 1595 | 1540 | 1412 | 1125 | 1123
1999 | US | ECAR | - | - | MW | Prior Year Actual - Peak Hour Demand | 76492 | 74284 | 76931 | 66199 | 81417 | 92155 | 93784 | 91955 | 83611 | 70293 | 70515 | 77414
1999 | US | ECAR | - | - | MW | Reporting Year Forecast - Peak Hour Demand | 84401 | 80134 | 75918 | 70901 | 76040 | 88185 | 95675 | 94399 | 84693 | 71087 | 75544 | 82453
1999 | US | ECAR | - | - | MW | Year 1 Forecast - Peak Hour Demand | 86020 | 82009 | 77284 | 72044 | 77154 | 89741 | 97475 | 96651 | 86372 | 72324 | 77457 | 84365
1999 | US | TRE | - | ERCOT | MW | Prior Year Actual - Peak Hour Demand | 35906 | 33703 | 36836 | 35731 | 48676 | 52259 | 53440 | 54666 | 51981 | 46869 | 32616 | 40566
1999 | US | TRE | - | ERCOT | MW | Reporting Year Forecast - Peak Hour Demand | 41876 | 39360 | 36709 | 36363 | 44216 | 50136 | 51961 | 53330 | 49176 | 42451 | 37837 | 40002
1999 | US | TRE | - | ERCOT | MW | Year 1 Forecast - Peak Hour Demand | 42574 | 39760 | 37274 | 36791 | 45023 | 50967 | 52882 | 54199 | 49984 | 43125 | 38619 | 40802
1999 | US | FRCC | - | FRCC | MW | Prior Year Actual - Peak Hour Demand | 27122 | 28116 | 29032 | 28008 | 32879 | 37153 | 36576 | 38730 | 34650 | 33066 | 27703 | 27321
1999 | US | FRCC | - | FRCC | MW | Reporting Year Forecast - Peak Hour Demand | 39975 | 35611 | 30909 | 28850 | 32372 | 35773 | 36692 | 37327 | 35933 | 32631 | 30871 | 33877
1999 | US | FRCC | - | FRCC | MW | Year 1 Forecast - Peak Hour Demand | 40165 | 36563 | 31615 | 29421 | 32939 | 36221 | 37212 | 37864 | 36419 | 33379 | 31604 | 34636
1999 | US | MAAC | - | - | MW | Prior Year Actual - Peak Hour Demand | 36532 | 36339 | 36400 | 31399 | 39113 | 47225 | 48445 | 47091 | 44226 | 33805 | 33213 | 38456
1999 | US | MAAC | - | - | MW | Reporting Year Forecast - Peak Hour Demand | 42415 | 40562 | 38234 | 34052 | 36675 | 44859 | 49807 | 47314 | 42161 | 34420 | 37098 | 40740
1999 | US | MAAC | - | - | MW | Year 1 Forecast - Peak Hour Demand | 43009 | 41172 | 38814 | 34482 | 37169 | 45577 | 50576 | 48049 | 42846 | 34921 | 37626 | 41323
1999 | US | MAIN | - | - | MW | Prior Year Actual - Peak Hour Demand | 35928 | 32643 | 33860 | 29915 | 39936 | 45770 | 46833 | 45001 | 39957 | 33675 | 32344 | 36718
1999 | US | MAIN | - | - | MW | Reporting Year Forecast - Peak Hour Demand | 37507 | 36043 | 34184 | 32191 | 33046 | 44285 | 47720 | 47437 | 40466 | 32800 | 34723 | 37250
1999 | US | MAIN | - | - | MW | Year 1 Forecast - Peak Hour Demand | 37958 | 36297 | 34583 | 32596 | 33746 | 44886 | 48381 | 48094 | 41074 | 33421 | 35306 | 38008
1999 | US | MRO | - | - | MW | Prior Year Actual - Peak Hour Demand | 24687 | 23282 | 23137 | 20882 | 24695 | 29165 | 30829 | 30318 | 26801 | 21782 | 22702 | 25079
1999 | US | MRO | - | - | MW | Reporting Year Forecast - Peak Hour Demand | 26243 | 25270 | 23610 | 22214 | 23386 | 29663 | 31720 | 31103 | 27247 | 23151 | 24594 | 25864
1999 | US | MRO | - | - | MW | Year 1 Forecast - Peak Hour Demand | 26746 | 25810 | 24076 | 22640 | 23732 | 30072 | 32124 | 31636 | 27581 | 23473 | 24758 | 26053
1999 | US | NPCC | - | - | MW | Prior Year Actual - Peak Hour Demand | 40009 | 39624 | 39652 | 35382 | 40210 | 47342 | 49566 | 47514 | 42358 | 36947 | 38738 | 41728
1999 | US | NPCC | - | - | MW | Reporting Year Forecast - Peak Hour Demand | 44199 | 41541 | 39344 | 36491 | 40576 | 49108 | 51760 | 50050 | 45132 | 37991 | 40753 | 43007
1999 | US | NPCC | - | - | MW | Year 1 Forecast - Peak Hour Demand | 44160 | 42452 | 39773 | 36897 | 41243 | 49827 | 52415 | 50685 | 45787 | 38417 | 41159 | 43455
1999 | US | NPCC | New England | New England | MW | Prior Year Actual - Peak Hour Demand | 18238 | 17817 | 18161 | 15954 | 17593 | 20059 | 21406 | 20684 | 17991 | 16422 | 17388 | 18780
1999 | US | NPCC | New England | New England | MW | Reporting Year Forecast - Peak Hour Demand | 20320 | 19049 | 17844 | 16331 | 17746 | 20438 | 22450 | 22450 | 19682 | 16781 | 18203 | 19607
1999 | US | NPCC | New England | New England | MW | Year 1 Forecast - Peak Hour Demand | 20100 | 19312 | 18113 | 16587 | 18223 | 20917 | 22855 | 22855 | 20117 | 17027 | 18409 | 19845
1999 | US | NPCC | New York | New York | MW | Prior Year Actual - Peak Hour Demand | 21771 | 21807 | 21491 | 19428 | 22617 | 27283 | 28160 | 26830 | 24367 | 20525 | 21350 | 22948
1999 | US | NPCC | New York | New York | MW | Reporting Year Forecast - Peak Hour Demand | 23879 | 22492 | 21500 | 20160 | 22830 | 28670 | 29310 | 27600 | 25450 | 21210 | 22550 | 23400
1999 | US | NPCC | New York | New York | MW | Year 1 Forecast - Peak Hour Demand | 24060 | 23140 | 21660 | 20310 | 23020 | 28910 | 29560 | 27830 | 25670 | 21390 | 22750 | 23610
1999 | US | SERC | - | - | MW | Prior Year Actual - Peak Hour Demand | 109832 | 106908 | 114567 | 91401 | 125721 | 140530 | 142316 | 140194 | 132270 | 116754 | 96290 | 111171
1999 | US | SERC | - | - | MW | Reporting Year Forecast - Peak Hour Demand | 126989 | 119834 | 109793 | 102700 | 117988 | 140288 | 147223 | 145538 | 133958 | 105395 | 109701 | 120895
1999 | US | SERC | - | - | MW | Year 1 Forecast - Peak Hour Demand | 130739 | 124613 | 111744 | 104123 | 120110 | 142781 | 149380 | 147625 | 136176 | 106412 | 112439 | 122785
1999 | US | SERC | Central | - | MW | Prior Year Actual - Peak Hour Demand | 23302 | 22359 | 24074 | 17922 | 24567 | 27343 | 26794 | 26855 | 25118 | 21315 | 19698 | 23043
1999 | US | SERC | Central | - | MW | Reporting Year Forecast - Peak Hour Demand | 26499 | 23515 | 23291 | 20633 | 23748 | 28185 | 28607 | 28454 | 26347 | 20722 | 22830 | 25610
1999 | US | SERC | Central | - | MW | Year 1 Forecast - Peak Hour Demand | 27800 | 26271 | 23719 | 20978 | 24140 | 28648 | 29075 | 28906 | 26745 | 20377 | 24189 | 25694
1999 | US | SERC | Delta | - | MW | Prior Year Actual - Peak Hour Demand | 17718 | 16781 | 18546 | 17024 | 22768 | 24903 | 26161 | 25706 | 24766 | 21973 | 16773 | 19330
1999 | US | SERC | Delta | - | MW | Reporting Year Forecast - Peak Hour Demand | 18903 | 18345 | 16163 | 17319 | 19552 | 23863 | 25276 | 24775 | 22446 | 17674 | 16552 | 17532
1999 | US | SERC | Delta | - | MW | Year 1 Forecast - Peak Hour Demand | 19194 | 18584 | 15849 | 16807 | 19460 | 23713 | 24822 | 24213 | 22295 | 17478 | 16304 | 17460
1999 | US | SERC | Southeastern | - | MW | Prior Year Actual - Peak Hour Demand | 28770 | 29017 | 30571 | 24623 | 36137 | 39855 | 39494 | 39420 | 36984 | 33258 | 25565 | 28963
1999 | US | SERC | Southeastern | - | MW | Reporting Year Forecast - Peak Hour Demand | 33192 | 30759 | 28135 | 27646 | 33641 | 39143 | 40911 | 40582 | 37677 | 29483 | 29021 | 31534
1999 | US | SERC | Southeastern | - | MW | Year 1 Forecast - Peak Hour Demand | 34080 | 31564 | 28911 | 28403 | 34546 | 40254 | 41865 | 41627 | 38535 | 30243 | 29807 | 32417
1999 | US | SERC | VACAR | - | MW | Prior Year Actual - Peak Hour Demand | 40042 | 38751 | 41376 | 31832 | 42249 | 48429 | 49867 | 48213 | 45402 | 40208 | 34254 | 39835
1999 | US | SERC | VACAR | - | MW | Reporting Year Forecast - Peak Hour Demand | 48395 | 47215 | 42204 | 37102 | 41047 | 49097 | 52429 | 51727 | 47488 | 37516 | 41298 | 46219
1999 | US | SERC | VACAR | - | MW | Year 1 Forecast - Peak Hour Demand | 49665 | 48194 | 43265 | 37935 | 41964 | 50166 | 53618 | 52879 | 48601 | 38314 | 42139 | 47214
1999 | US | SPP | - | - | MW | Prior Year Actual - Peak Hour Demand | 24313 | 23137 | 24878 | 22119 | 32030 | 36086 | 37383 | 36976 | 35910 | 25231 | 22274 | 26725
1999 | US | SPP | - | - | MW | Reporting Year Forecast - Peak Hour Demand | 26678 | 25710 | 25204 | 23728 | 29537 | 35322 | 37674 | 37803 | 34121 | 25651 | 25111 | 27322
1999 | US | SPP | - | - | MW | Year 1 Forecast - Peak Hour Demand | 27513 | 26201 | 26060 | 24042 | 30222 | 36232 | 37929 | 38107 | 34976 | 26213 | 25246 | 27562
1999 | US | WECC | - | - | MW | Prior Year Actual - Peak Hour Demand | 95102 | 90267 | 89009 | 88242 | 84051 | 97617 | 111830 | 115921 | 112705 | 92543 | 88524 | 101822
1999 | US | WECC | - | - | MW | Reporting Year Forecast - Peak Hour Demand | 101240 | 95074 | 92838 | 91972 | 97230 | 108506 | 113513 | 115901 | 109206 | 98498 | 95169 | 102123
1999 | US | WECC | - | - | MW | Year 1 Forecast - Peak Hour Demand | 103087 | 96649 | 94535 | 93635 | 99075 | 110338 | 115436 | 117874 | 111030 | 100403 | 97040 | 104093
1999 | US | WECC | AZN | - | MW | Prior Year Actual - Peak Hour Demand | 13358 | 12966 | 12339 | 13123 | 14433 | 18442 | 20430 | 20429 | 18281 | 14041 | 12040 | 14106
1999 | US | WECC | AZN | - | MW | Reporting Year Forecast - Peak Hour Demand | 14952 | 13972 | 13115 | 14443 | 16655 | 19327 | 20370 | 20502 | 18889 | 15619 | 13534 | 14775
1999 | US | WECC | AZN | - | MW | Year 1 Forecast - Peak Hour Demand | 15241 | 14243 | 13375 | 14725 | 17073 | 19841 | 20974 | 21070 | 19414 | 16061 | 13917 | 15175
1999 | US | WECC | CNV | - | MW | Prior Year Actual - Peak Hour Demand | 35831 | 35022 | 34618 | 36352 | 32936 | 40745 | 48532 | 53246 | 54099 | 39626 | 35062 | 37370
1999 | US | WECC | CNV | - | MW | Reporting Year Forecast - Peak Hour Demand | 37149 | 35459 | 35282 | 35986 | 39978 | 48943 | 51195 | 53936 | 50948 | 41388 | 36988 | 38106
1999 | US | WECC | CNV | - | MW | Year 1 Forecast - Peak Hour Demand | 37699 | 35983 | 35818 | 36519 | 40570 | 49430 | 51651 | 54480 | 51424 | 42002 | 37561 | 38670
1999 | US | WECC | NWPP | - | MW | Prior Year Actual - Peak Hour Demand | 38372 | 34834 | 34918 | 32115 | 29760 | 31071 | 34908 | 34271 | 32931 | 32176 | 34043 | 42606
1999 | US | WECC | NWPP | - | MW | Reporting Year Forecast - Peak Hour Demand | 41500 | 38100 | 37200 | 34800 | 33600 | 32800 | 33900 | 33400 | 31900 | 34700 | 37200 | 41400
1999 | US | WECC | NWPP | - | MW | Year 1 Forecast - Peak Hour Demand | 42323 | 38854 | 37936 | 35487 | 34264 | 33448 | 34569 | 34060 | 32530 | 35385 | 37936 | 42222
1999 | US | WECC | RMPA | - | MW | Prior Year Actual - Peak Hour Demand | 7541 | 7445 | 7134 | 6652 | 6922 | 7359 | 7960 | 7975 | 7394 | 6700 | 7379 | 7740
1999 | US | WECC | RMPA | - | MW | Reporting Year Forecast - Peak Hour Demand | 7639 | 7543 | 7241 | 6743 | 6997 | 7436 | 8048 | 8063 | 7469 | 6791 | 7447 | 7842
1999 | US | WECC | RMPA | - | MW | Year 1 Forecast - Peak Hour Demand | 7824 | 7569 | 7406 | 6904 | 7168 | 7619 | 8242 | 8264 | 7662 | 6955 | 7626 | 8026
2000 | CA | MRO | - | - | MW | Prior Year Actual - Peak Hour Demand | 6554 | 6196 | 5713 | 5236 | 4964 | 5274 | 5293 | 5420 | 5002 | 5243 | 5778 | 6503
2000 | CA | MRO | - | - | MW | Reporting Year Forecast - Peak Hour Demand | 6643 | 6374 | 5920 | 5347 | 5086 | 5261 | 5318 | 5445 | 5196 | 5410 | 6087 | 6524
2000 | CA | MRO | - | - | MW | Year 1 Forecast - Peak Hour Demand | 6713 | 6440 | 5979 | 5446 | 5183 | 5363 | 5421 | 5552 | 5297 | 5516 | 6211 | 6694
2000 | CA | NPCC | - | - | MW | Prior Year Actual - Peak Hour Demand | 59971 | 53985 | 51431 | 44048 | 41681 | 44981 | 45394 | 42898 | 43501 | 44634 | 50935 | 55534
2000 | CA | NPCC | - | - | MW | Reporting Year Forecast - Peak Hour Demand | 59463 | 56512 | 52841 | 47285 | 43215 | 43057 | 43916 | 43738 | 42741 | 45568 | 52015 | 57750
2000 | CA | NPCC | - | - | MW | Year 1 Forecast - Peak Hour Demand | 60485 | 57412 | 53587 | 48049 | 44111 | 43865 | 44925 | 44707 | 43572 | 46310 | 52775 | 58533
2000 | CA | NPCC | Maritimes | Maritimes | MW | Prior Year Actual - Peak Hour Demand | 4826 | 4753 | 4289 | 3785 | 3432 | 3260 | 3222 | 3201 | 3309 | 3827 | 4252 | 4566
2000 | CA | NPCC | Maritimes | Maritimes | MW | Reporting Year Forecast - Peak Hour Demand | 4877 | 4912 | 4519 | 4200 | 3631 | 3350 | 3208 | 3151 | 3428 | 3935 | 4419 | 4987
2000 | CA | NPCC | Maritimes | Maritimes | MW | Year 1 Forecast - Peak Hour Demand | 5149 | 5007 | 4558 | 4249 | 3674 | 3391 | 3246 | 3190 | 3471 | 3969 | 4459 | 5031
2000 | CA | NPCC | Ontario | Ontario | MW | Prior Year Actual - Peak Hour Demand | 23150 | 21046 | 20536 | 17990 | 19584 | 22793 | 23433 | 21114 | 21227 | 18620 | 21019 | 22208
2000 | CA | NPCC | Ontario | Ontario | MW | Reporting Year Forecast - Peak Hour Demand | 22856 | 22100 | 20892 | 19275 | 18994 | 21117 | 21728 | 21557 | 19903 | 19633 | 21356 | 22603
2000 | CA | NPCC | Ontario | Ontario | MW | Year 1 Forecast - Peak Hour Demand | 22966 | 22205 | 20989 | 19360 | 19177 | 21364 | 22079 | 21907 | 20091 | 19721 | 21456 | 22712
2000 | CA | NPCC | Quebec | Quebec | MW | Prior Year Actual - Peak Hour Demand | 31995 | 28186 | 26606 | 22273 | 18665 | 18928 | 18739 | 18583 | 18965 | 22187 | 25664 | 28760
2000 | CA | NPCC | Quebec | Quebec | MW | Reporting Year Forecast - Peak Hour Demand | 31730 | 29500 | 27430 | 23810 | 20590 | 18590 | 18980 | 19030 | 19410 | 22000 | 26240 | 30160
2000 | CA | NPCC | Quebec | Quebec | MW | Year 1 Forecast - Peak Hour Demand | 32370 | 30200 | 28040 | 24440 | 21260 | 19110 | 19600 | 19610 | 20010 | 22620 | 26860 | 30790
2000 | CA | WECC | - | - | MW | Prior Year Actual - Peak Hour Demand | 16699 | 16095 | 15806 | 14636 | 14053 | 13923 | 14066 | 14481 | 14146 | 14981 | 16355 | 17269
2000 | CA | WECC | - | - | MW | Reporting Year Forecast - Peak Hour Demand | 16669 | 16458 | 15739 | 14648 | 14192 | 14234 | 14529 | 14499 | 14381 | 15077 | 16393 | 17779
2000 | CA | WECC | - | - | MW | Year 1 Forecast - Peak Hour Demand | 17333 | 16524 | 16300 | 14648 | 14180 | 14225 | 14530 | 14501 | 14370 | 15589 | 16949 | 17821
2000 | MX | WECC | CA-MX | - | MW | Prior Year Actual - Peak Hour Demand | 906 | 915 | 918 | 1046 | 1152 | 1355 | 1364 | 1437 | 1391 | 1277 | 1131 | 1123
2000 | MX | WECC | CA-MX | - | MW | Reporting Year Forecast - Peak Hour Demand | 1029 | 1040 | 1094 | 1145 | 1276 | 1402 | 1559 | 1595 | 1555 | 1438 | 1122 | 1120
2000 | MX | WECC | CA-MX | - | MW | Year 1 Forecast - Peak Hour Demand | 1102 | 1111 | 1150 | 1211 | 1348 | 1472 | 1668 | 1706 | 1647 | 1512 | 1205 | 1201
2000 | US | ECAR | - | - | MW | Prior Year Actual - Peak Hour Demand | 83849 | 77451 | 76958 | 68396 | 76148 | 94689 | 99239 | 89960 | 84542 | 70326 | 76860 | 80989
2000 | US | ECAR | - | - | MW | Reporting Year Forecast - Peak Hour Demand | 84900 | 82183 | 77704 | 71603 | 77500 | 90466 | 97557 | 96362 | 86482 | 72471 | 76767 | 83540
2000 | US | ECAR | - | - | MW | Year 1 Forecast - Peak Hour Demand | 86455 | 83890 | 79178 | 73096 | 79445 | 92093 | 99562 | 98305 | 88108 | 73814 | 77897 | 84616
2000 | US | TRE | - | ERCOT | MW | Prior Year Actual - Peak Hour Demand | 39537 | 34343 | 33383 | 41080 | 43529 | 49628 | 52925 | 55529 | 50447 | 43706 | 33615 | 36685
2000 | US | TRE | - | ERCOT | MW | Reporting Year Forecast - Peak Hour Demand | 39164 | 40580 | 37628 | 36878 | 44907 | 51733 | 53266 | 54817 | 49626 | 42502 | 38891 | 40517
2000 | US | TRE | - | ERCOT | MW | Year 1 Forecast - Peak Hour Demand | 44056 | 41826 | 38784 | 38011 | 46286 | 53322 | 54903 | 56501 | 51150 | 43808 | 40086 | 41761
2000 | US | FRCC | - | FRCC | MW | Prior Year Actual - Peak Hour Demand | 38581 | 31005 | 27798 | 33108 | 33937 | 34964 | 36229 | 37493 | 36954 | 33567 | 29249 | 30473
2000 | US | FRCC | - | FRCC | MW | Reporting Year Forecast - Peak Hour Demand | 40178 | 35539 | 30962 | 29460 | 32996 | 36070 | 37155 | 37728 | 36104 | 33170 | 31558 | 33635
2000 | US | FRCC | - | FRCC | MW | Year 1 Forecast - Peak Hour Demand | 40894 | 36481 | 31723 | 30064 | 33691 | 36781 | 37899 | 38445 | 36811 | 33822 | 31380 | 34367
2000 | US | MAAC | - | - | MW | Prior Year Actual - Peak Hour Demand | 40220 | 37928 | 36983 | 30337 | 33466 | 48147 | 51645 | 47685 | 44357 | 32149 | 37429 | 38010
2000 | US | MAAC | - | - | MW | Reporting Year Forecast - Peak Hour Demand | 42672 | 40936 | 39014 | 35127 | 37641 | 46537 | 51206 | 48664 | 43927 | 35879 | 38572 | 41825
2000 | US | MAAC | - | - | MW | Year 1 Forecast - Peak Hour Demand | 43138 | 41447 | 39502 | 35608 | 38060 | 47094 | 51762 | 49268 | 44477 | 36330 | 39076 | 42325
2000 | US | MAIN | - | - | MW | Prior Year Actual - Peak Hour Demand | 37442 | 33058 | 34388 | 31678 | 34052 | 45461 | 50345 | 42693 | 43601 | 34225 | 34433 | 37840
2000 | US | MAIN | - | - | MW | Reporting Year Forecast - Peak Hour Demand | 38657 | 36751 | 35668 | 33413 | 35977 | 47621 | 51174 | 50567 | 42983 | 33750 | 35599 | 38705
2000 | US | MAIN | - | - | MW | Year 1 Forecast - Peak Hour Demand | 39484 | 37044 | 36250 | 33975 | 36559 | 48352 | 52028 | 51410 | 43643 | 34320 | 36168 | 39388
2000 | US | MRO | - | - | MW | Prior Year Actual - Peak Hour Demand | 25200 | 23283 | 22301 | 20750 | 21884 | 28627 | 31903 | 29607 | 27310 | 21982 | 22966 | 25192
2000 | US | MRO | - | - | MW | Reporting Year Forecast - Peak Hour Demand | 26971 | 25927 | 24015 | 22508 | 24303 | 30648 | 32697 | 32032 | 27969 | 23773 | 24870 | 26622
2000 | US | MRO | - | - | MW | Year 1 Forecast - Peak Hour Demand | 27333 | 26155 | 24336 | 22857 | 24590 | 31093 | 33326 | 32642 | 28535 | 24323 | 25287 | 27043
2000 | US | NPCC | - | - | MW | Prior Year Actual - Peak Hour Demand | 44199 | 41263 | 39883 | 34260 | 35911 | 50127 | 52855 | 47762 | 45913 | 37120 | 41314 | 42166
2000 | US | NPCC | - | - | MW | Reporting Year Forecast - Peak Hour Demand | 45227 | 42742 | 40162 | 37208 | 42196 | 50741 | 53450 | 51280 | 46531 | 38384 | 41752 | 43932
2000 | US | NPCC | - | - | MW | Year 1 Forecast - Peak Hour Demand | 45170 | 43404 | 40722 | 37723 | 42822 | 51483 | 54170 | 52040 | 47217 | 38792 | 42164 | 44367
2000 | US | NPCC | New England | New England | MW | Prior Year Actual - Peak Hour Demand | 20320 | 18771 | 18273 | 15163 | 15774 | 21749 | 22544 | 20785 | 20291 | 16510 | 18624 | 19147
2000 | US | NPCC | New England | New England | MW | Reporting Year Forecast - Peak Hour Demand | 21176 | 19672 | 18462 | 16908 | 18426 | 21271 | 23250 | 23250 | 20461 | 17444 | 18842 | 20132
2000 | US | NPCC | New England | New England | MW | Year 1 Forecast - Peak Hour Demand | 20700 | 19864 | 18642 | 17073 | 18782 | 21683 | 23700 | 23700 | 20857 | 17612 | 19024 | 20327
2000 | US | NPCC | New York | New York | MW | Prior Year Actual - Peak Hour Demand | 23879 | 22492 | 21610 | 19097 | 20137 | 28378 | 30311 | 26977 | 25622 | 20610 | 22690 | 23019
2000 | US | NPCC | New York | New York | MW | Reporting Year Forecast - Peak Hour Demand | 24051 | 23070 | 21700 | 20300 | 23770 | 29470 | 30200 | 28030 | 26070 | 20940 | 22910 | 23800
2000 | US | NPCC | New York | New York | MW | Year 1 Forecast - Peak Hour Demand | 24470 | 23540 | 22080 | 20650 | 24040 | 29800 | 30470 | 28340 | 26360 | 21180 | 23140 | 24040
2000 | US | SERC | - | - | MW | Prior Year Actual - Peak Hour Demand | 130513 | 114107 | 108893 | 104725 | 113419 | 135013 | 148030 | 149011 | 135888 | 106035 | 107591 | 114676
2000 | US | SERC | - | - | MW | Reporting Year Forecast - Peak Hour Demand | 128563 | 122561 | 112217 | 103941 | 123764 | 143667 | 151066 | 148528 | 137502 | 109359 | 111669 | 123301
2000 | US | SERC | - | - | MW | Year 1 Forecast - Peak Hour Demand | 134488 | 129350 | 116492 | 107233 | 127998 | 147428 | 156533 | 153277 | 142167 | 113313 | 116012 | 127687
2000 | US | SERC | Central | - | MW | Prior Year Actual - Peak Hour Demand | 26506 | 23526 | 22189 | 20350 | 22089 | 25657 | 28397 | 28331 | 26520 | 20027 | 21496 | 22781
2000 | US | SERC | Central | - | MW | Reporting Year Forecast - Peak Hour Demand | 26062 | 24510 | 23086 | 20528 | 23593 | 27372 | 28881 | 28097 | 26554 | 20504 | 22906 | 25645
2000 | US | SERC | Central | - | MW | Year 1 Forecast - Peak Hour Demand | 27760 | 27188 | 23414 | 20799 | 23932 | 27784 | 29314 | 28513 | 26942 | 20998 | 23702 | 26318
2000 | US | SERC | Delta | - | MW | Prior Year Actual - Peak Hour Demand | 20959 | 18036 | 17299 | 19967 | 21190 | 23831 | 25510 | 26558 | 24055 | 20443 | 17464 | 19434
2000 | US | SERC | Delta | - | MW | Reporting Year Forecast - Peak Hour Demand | 19472 | 19219 | 17001 | 17727 | 20661 | 24677 | 25927 | 25407 | 23398 | 18613 | 17262 | 18774
2000 | US | SERC | Delta | - | MW | Year 1 Forecast - Peak Hour Demand | 20297 | 19686 | 17198 | 18234 | 20981 | 24893 | 26772 | 26276 | 23413 | 18859 | 17478 | 19034
2000 | US | SERC | Southeastern | - | MW | Prior Year Actual - Peak Hour Demand | 34985 | 30113 | 28533 | 30310 | 32301 | 37478 | 41589 | 42196 | 38748 | 29771 | 28559 | 29748
2000 | US | SERC | Southeastern | - | MW | Reporting Year Forecast - Peak Hour Demand | 33587 | 31968 | 29326 | 28264 | 35840 | 40886 | 42817 | 42250 | 38858 | 31067 | 30087 | 32508
2000 | US | SERC | Southeastern | - | MW | Year 1 Forecast - Peak Hour Demand | 34877 | 32885 | 30536 | 28962 | 37005 | 41423 | 44314 | 43119 | 40518 | 32065 | 31058 | 33537
2000 | US | SERC | VACAR | - | MW | Prior Year Actual - Peak Hour Demand | 48063 | 42432 | 40872 | 34098 | 37839 | 48047 | 52534 | 51926 | 46565 | 35794 | 40072 | 42713
2000 | US | SERC | VACAR | - | MW | Reporting Year Forecast - Peak Hour Demand | 49442 | 46864 | 42804 | 37422 | 43670 | 50732 | 53441 | 52774 | 48692 | 39175 | 41414 | 46374
2000 | US | SERC | VACAR | - | MW | Year 1 Forecast - Peak Hour Demand | 51554 | 49591 | 45344 | 39238 | 46080 | 53328 | 56133 | 55369 | 51294 | 41391 | 43774 | 48798
2000 | US | SPP | - | - | MW | Prior Year Actual - Peak Hour Demand | 26757 | 23604 | 23086 | 23648 | 25872 | 32783 | 37958 | 38609 | 34692 | 25745 | 22773 | 25415
2000 | US | SPP | - | - | MW | Reporting Year Forecast - Peak Hour Demand | 27759 | 25449 | 25080 | 23575 | 28269 | 35605 | 38818 | 39074 | 34943 | 26110 | 24649 | 27212
2000 | US | SPP | - | - | MW | Year 1 Forecast - Peak Hour Demand | 28267 | 26018 | 25510 | 24158 | 28698 | 36275 | 39520 | 39796 | 35253 | 26712 | 25330 | 27914
2000 | US | WECC | - | - | MW | Prior Year Actual - Peak Hour Demand | 91641 | 91773 | 87599 | 87821 | 91165 | 105404 | 113629 | 109873 | 102526 | 96329 | 90741 | 96875
2000 | US | WECC | - | - | MW | Reporting Year Forecast - Peak Hour Demand | 100236 | 96032 | 92618 | 92732 | 96908 | 108635 | 116440 | 114899 | 107616 | 95625 | 94260 | 102435
2000 | US | WECC | - | - | MW | Year 1 Forecast - Peak Hour Demand | 102334 | 98231 | 94469 | 94603 | 98925 | 110968 | 119130 | 117503 | 110020 | 97767 | 96310 | 104876
2000 | US | WECC | AZN | - | MW | Prior Year Actual - Peak Hour Demand | 13009 | 13196 | 11557 | 12841 | 16208 | 19804 | 19954 | 19664 | 18627 | 15626 | 12520 | 13783
2000 | US | WECC | AZN | - | MW | Reporting Year Forecast - Peak Hour Demand | 15081 | 14193 | 13195 | 14663 | 17138 | 20138 | 21699 | 21375 | 19647 | 16193 | 13399 | 15135
2000 | US | WECC | AZN | - | MW | Year 1 Forecast - Peak Hour Demand | 15395 | 14639 | 13505 | 14999 | 17671 | 20794 | 22351 | 22075 | 20260 | 16706 | 13818 | 15600
2000 | US | WECC | CNV | - | MW | Prior Year Actual - Peak Hour Demand | 35298 | 35156 | 34842 | 35557 | 36876 | 45552 | 51782 | 49250 | 45459 | 41577 | 36834 | 38305
2000 | US | WECC | CNV | - | MW | Reporting Year Forecast - Peak Hour Demand | 36797 | 36689 | 36629 | 36820 | 38906 | 47457 | 52057 | 51487 | 47978 | 37083 | 36312 | 38319
2000 | US | WECC | CNV | - | MW | Year 1 Forecast - Peak Hour Demand | 37525 | 37454 | 37232 | 37450 | 39492 | 48225 | 53151 | 52457 | 48882 | 37785 | 36966 | 39226
2000 | US | WECC | NWPP | - | MW | Prior Year Actual - Peak Hour Demand | 36638 | 36877 | 35042 | 33387 | 32204 | 33132 | 34253 | 33643 | 31821 | 32807 | 34672 | 37546
2000 | US | WECC | NWPP | - | MW | Reporting Year Forecast - Peak Hour Demand | 40936 | 37908 | 35944 | 34674 | 34299 | 33549 | 34630 | 34126 | 32665 | 35423 | 37266 | 41242
2000 | US | WECC | NWPP | - | MW | Year 1 Forecast - Peak Hour Demand | 41747 | 38657 | 36654 | 35359 | 34977 | 34211 | 35313 | 34800 | 33308 | 36122 | 38003 | 42060
2000 | US | WECC | RMPA | - | MW | Prior Year Actual - Peak Hour Demand | 6696 | 6544 | 6158 | 6036 | 5877 | 6916 | 7640 | 7316 | 6619 | 6319 | 6715 | 7241
2000 | US | WECC | RMPA | - | MW | Reporting Year Forecast - Peak Hour Demand | 7422 | 7242 | 6850 | 6575 | 6565 | 7491 | 8054 | 7911 | 7326 | 6926 | 7283 | 7739
2000 | US | WECC | RMPA | - | MW | Year 1 Forecast - Peak Hour Demand | 7667 | 7481 | 7078 | 6795 | 6785 | 7738 | 8315 | 8171 | 7570 | 7154 | 7523 | 7990
2001 | CA | MRO | - | - | MW | Prior Year Actual - Peak Hour Demand | 6377 | 6140 | 5614 | 5297 | 4933 | 5103 | 5368 | 5290 | 5006 | 5202 | 5973 | 6697
2001 | CA | MRO | - | - | MW | Reporting Year Forecast - Peak Hour Demand | 6531 | 6146 | 5685 | 5289 | 5114 | 5222 | 5383 | 5402 | 5140 | 5293 | 5889 | 6477
2001 | CA | MRO | - | - | MW | Year 1 Forecast - Peak Hour Demand | 6580 | 6235 | 5810 | 5308 | 5204 | 5301 | 5407 | 5496 | 5210 | 5375 | 6074 | 6592
2001 | CA | NPCC | - | - | MW | Prior Year Actual - Peak Hour Demand | 59643 | 55966 | 50735 | 47067 | 44331 | 43694 | 43476 | 45556 | 47154 | 45627 | 52772 | 58442
2001 | CA | NPCC | - | - | MW | Reporting Year Forecast - Peak Hour Demand | 60417 | 58416 | 54396 | 48522 | 43083 | 43738 | 45051 | 44681 | 44166 | 46336 | 53155 | 58789
2001 | CA | NPCC | - | - | MW | Year 1 Forecast - Peak Hour Demand | 61894 | 59380 | 55196 | 49544 | 44882 | 44389 | 45735 | 45517 | 44899 | 47801 | 54161 | 59782
2001 | CA | NPCC | Maritimes | Maritimes | MW | Prior Year Actual - Peak Hour Demand | 4872 | 4860 | 4312 | 3941 | 3615 | 3307 | 3235 | 3259 | 3449 | 3728 | 4247 | 4904
2001 | CA | NPCC | Maritimes | Maritimes | MW | Reporting Year Forecast - Peak Hour Demand | 4851 | 4932 | 4428 | 3978 | 3603 | 3350 | 3186 | 3200 | 3423 | 3899 | 4353 | 4918
2001 | CA | NPCC | Maritimes | Maritimes | MW | Year 1 Forecast - Peak Hour Demand | 5155 | 5030 | 4490 | 4038 | 3661 | 3408 | 3243 | 3255 | 3483 | 3959 | 4417 | 4989
2001 | CA | NPCC | Ontario | Ontario | MW | Prior Year Actual - Peak Hour Demand | 23301 | 21759 | 20162 | 19265 | 20313 | 21866 | 21616 | 23160 | 23107 | 19259 | 21862 | 23126
2001 | CA | NPCC | Ontario | Ontario | MW | Reporting Year Forecast - Peak Hour Demand | 22996 | 22734 | 21318 | 19724 | 18340 | 21048 | 22295 | 22051 | 20933 | 20027 | 22422 | 23041
2001 | CA | NPCC | Ontario | Ontario | MW | Year 1 Forecast - Peak Hour Demand | 23559 | 23050 | 21566 | 20226 | 19681 | 21181 | 22572 | 22222 | 21006 | 20832 | 22754 | 23313
2001 | CA | NPCC | Quebec | Quebec | MW | Prior Year Actual - Peak Hour Demand | 31470 | 29347 | 26261 | 23861 | 20403 | 18521 | 18625 | 19137 | 20598 | 22640 | 26663 | 30412
2001 | CA | NPCC | Quebec | Quebec | MW | Reporting Year Forecast - Peak Hour Demand | 32570 | 30750 | 28650 | 24820 | 21140 | 19340 | 19570 | 19430 | 19810 | 22410 | 26380 | 30830
2001 | CA | NPCC | Quebec | Quebec | MW | Year 1 Forecast - Peak Hour Demand | 33180 | 31300 | 29140 | 25280 | 21540 | 19800 | 19920 | 20040 | 20410 | 23010 | 26990 | 31480
2001 | CA | WECC | - | - | MW | Prior Year Actual - Peak Hour Demand | 17092 | 16522 | 15760 | 14696 | 14375 | 14594 | 14861 | 14693 | 14500 | 15142 | 16493 | 17604
2001 | CA | WECC | - | - | MW | Reporting Year Forecast - Peak Hour Demand | 17432 | 16630 | 15647 | 14697 | 14236 | 14288 | 14530 | 14542 | 14592 | 15611 | 17173 | 18093
2001 | CA | WECC | - | - | MW | Year 1 Forecast - Peak Hour Demand | 17884 | 17060 | 16059 | 15089 | 14620 | 14676 | 14934 | 14942 | 14991 | 16028 | 17631 | 18567
2001 | MX | WECC | CA-MX | - | MW | Prior Year Actual - Peak Hour Demand | 1077 | 1085 | 1087 | 1201 | 1421 | 1473 | 1559 | 1575 | 1557 | 1390 | 1131 | 1176
2001 | MX | WECC | CA-MX | - | MW | Reporting Year Forecast - Peak Hour Demand | 1167 | 1172 | 1187 | 1326 | 1551 | 1589 | 1666 | 1707 | 1669 | 1503 | 1268 | 1278
2001 | MX | WECC | CA-MX | - | MW | Year 1 Forecast - Peak Hour Demand | 1269 | 1274 | 1290 | 1394 | 1631 | 1671 | 1752 | 1796 | 1756 | 1580 | 1379 | 1390
2001 | US | ECAR | - | - | MW | Prior Year Actual - Peak Hour Demand | 83670 | 77352 | 71028 | 67022 | 79124 | 89004 | 87195 | 92033 | 89118 | 71031 | 77194 | 84546
2001 | US | ECAR | - | - | MW | Reporting Year Forecast - Peak Hour Demand | 89256 | 85900 | 80101 | 73487 | 81427 | 94983 | 102161 | 101853 | 90707 | 75299 | 79449 | 86591
2001 | US | ECAR | - | - | MW | Year 1 Forecast - Peak Hour Demand | 90041 | 86701 | 80873 | 74303 | 82480 | 96758 | 104081 | 103613 | 92615 | 76770 | 80574 | 88249
2001 | US | TRE | - | ERCOT | MW | Prior Year Actual - Peak Hour Demand | 39075 | 34779 | 38040 | 40399 | 50347 | 49577 | 55767 | 57606 | 57099 | 47781 | 35563 | 44641
2001 | US | TRE | - | ERCOT | MW | Reporting Year Forecast - Peak Hour Demand | 43377 | 40650 | 39048 | 38575 | 46365 | 53214 | 55131 | 56759 | 50060 | 43521 | 39347 | 41079
2001 | US | TRE | - | ERCOT | MW | Year 1 Forecast - Peak Hour Demand | 45131 | 41975 | 40320 | 39832 | 47875 | 54947 | 56926 | 58608 | 51691 | 44939 | 40629 | 42418
2001 | US | FRCC | - | FRCC | MW | Prior Year Actual - Peak Hour Demand | 37521 | 30475 | 27331 | 29175 | 35626 | 35827 | 37194 | 37084 | 36216 | 34675 | 30647 | 35870
2001 | US | FRCC | - | FRCC | MW | Reporting Year Forecast - Peak Hour Demand | 38606 | 37421 | 32108 | 30288 | 34080 | 37122 | 38344 | 38478 | 37240 | 34357 | 31715 | 34957
2001 | US | FRCC | - | FRCC | MW | Year 1 Forecast - Peak Hour Demand | 42208 | 38149 | 33077 | 31303 | 35200 | 38290 | 39218 | 39548 | 38446 | 35433 | 32538 | 35936
2001 | US | MAAC | - | - | MW | Prior Year Actual - Peak Hour Demand | 42442 | 39536 | 35663 | 32511 | 44993 | 49291 | 47868 | 49477 | 45332 | 35996 | 37982 | 41426
2001 | US | MAAC | - | - | MW | Reporting Year Forecast - Peak Hour Demand | 43256 | 41674 | 39512 | 35188 | 38528 | 48688 | 52977 | 50203 | 45256 | 36075 | 38756 | 42154
2001 | US | MAAC | - | - | MW | Year 1 Forecast - Peak Hour Demand | 43809 | 42285 | 40151 | 35740 | 39225 | 49606 | 53753 | 50970 | 45846 | 36635 | 39341 | 42822
2001 | US | MAIN | - | - | MW | Prior Year Actual - Peak Hour Demand | 39238 | 37757 | 34311 | 33187 | 41229 | 44587 | 47683 | 52483 | 51007 | 38534 | 37707 | 41943
2001 | US | MAIN | - | - | MW | Reporting Year Forecast - Peak Hour Demand | 41880 | 39859 | 38659 | 35946 | 37916 | 49902 | 55196 | 54277 | 43978 | 36243 | 39274 | 42903
2001 | US | MAIN | - | - | MW | Year 1 Forecast - Peak Hour Demand | 42515 | 40300 | 39415 | 36296 | 38446 | 50504 | 56250 | 55315 | 44764 | 37108 | 39959 | 43416
2001 | US | MRO | - | - | MW | Prior Year Actual - Peak Hour Demand | 22995 | 21843 | 20301 | 19323 | 21751 | 26677 | 28372 | 28462 | 25264 | 20301 | 22006 | 23993
2001 | US | MRO | - | - | MW | Reporting Year Forecast - Peak Hour Demand | 24290 | 23153 | 21682 | 20345 | 21901 | 27674 | 29605 | 29063 | 25526 | 21461 | 22401 | 24034
2001 | US | MRO | - | - | MW | Year 1 Forecast - Peak Hour Demand | 24608 | 23506 | 21966 | 20619 | 22100 | 28083 | 30113 | 29549 | 26082 | 21916 | 22732 | 24518
2001 | US | NPCC | - | - | MW | Prior Year Actual - Peak Hour Demand | 45227 | 42692 | 38729 | 36124 | 44550 | 50057 | 46310 | 49850 | 48266 | 39300 | 41036 | 43852
2001 | US | NPCC | - | - | MW | Reporting Year Forecast - Peak Hour Demand | 43553 | 42858 | 40699 | 37522 | 43034 | 51156 | 54270 | 52070 | 47366 | 38706 | 41821 | 44244
2001 | US | NPCC | - | - | MW | Year 1 Forecast - Peak Hour Demand | 45650 | 43828 | 41091 | 37902 | 43802 | 52091 | 55283 | 53045 | 48232 | 39358 | 42530 | 44969
2001 | US | NPCC | New England | New England | MW | Prior Year Actual - Peak Hour Demand | 21176 | 19622 | 17376 | 16273 | 18928 | 21919 | 20232 | 21736 | 21369 | 18021 | 18642 | 20088
2001 | US | NPCC | New England | New England | MW | Reporting Year Forecast - Peak Hour Demand | 19833 | 20296 | 18999 | 17222 | 18933 | 21276 | 23650 | 23650 | 20933 | 17475 | 19196 | 20740
2001 | US | NPCC | New England | New England | MW | Year 1 Forecast - Peak Hour Demand | 21485 | 20581 | 19286 | 17509 | 19290 | 21701 | 24140 | 24140 | 21348 | 17764 | 19486 | 21030
2001 | US | NPCC | New York | New York | MW | Prior Year Actual - Peak Hour Demand | 24051 | 23070 | 21353 | 19851 | 25622 | 28138 | 26078 | 28114 | 26897 | 21279 | 22394 | 23764
2001 | US | NPCC | New York | New York | MW | Reporting Year Forecast - Peak Hour Demand | 23720 | 22562 | 21700 | 20300 | 24101 | 29880 | 30620 | 28420 | 26433 | 21231 | 22625 | 23504
2001 | US | NPCC | New York | New York | MW | Year 1 Forecast - Peak Hour Demand | 24165 | 23247 | 21805 | 20393 | 24512 | 30390 | 31143 | 28905 | 26884 | 21594 | 23044 | 23939
2001 | US | SERC | - | - | MW | Prior Year Actual - Peak Hour Demand | 132964 | 124626 | 104667 | 102837 | 133362 | 142202 | 152329 | 156058 | 138879 | 120175 | 121470 | 134853
2001 | US | SERC | - | - | MW | Reporting Year Forecast - Peak Hour Demand | 134302 | 124726 | 119776 | 111754 | 130752 | 149834 | 159270 | 157581 | 144431 | 117063 | 118939 | 130029
2001 | US | SERC | - | - | MW | Year 1 Forecast - Peak Hour Demand | 139043 | 134000 | 123414 | 114055 | 133378 | 153370 | 163072 | 161464 | 147729 | 120027 | 121737 | 133458
2001 | US | SERC | Central | - | MW | Prior Year Actual - Peak Hour Demand | 26061 | 24510 | 20467 | 20033 | 23598 | 25943 | 28352 | 29446 | 26322 | 23258 | 23218 | 26838
2001 | US | SERC | Central | - | MW | Reporting Year Forecast - Peak Hour Demand | 27291 | 22897 | 24198 | 21649 | 25357 | 28977 | 29934 | 29783 | 27816 | 22073 | 24078 | 27207
2001 | US | SERC | Central | - | MW | Year 1 Forecast - Peak Hour Demand | 29413 | 28118 | 25442 | 22053 | 25952 | 29366 | 30351 | 30183 | 28162 | 22385 | 24569 | 28051
2001 | US | SERC | Delta | - | MW | Prior Year Actual - Peak Hour Demand | 19690 | 18457 | 17542 | 18952 | 23438 | 24248 | 26474 | 27714 | 26726 | 21680 | 19204 | 21499
2001 | US | SERC | Delta | - | MW | Reporting Year Forecast - Peak Hour Demand | 19333 | 18758 | 18499 | 18933 | 22055 | 24874 | 26489 | 26935 | 24286 | 19960 | 18660 | 19282
2001 | US | SERC | Delta | - | MW | Year 1 Forecast - Peak Hour Demand | 19727 | 19257 | 18704 | 18951 | 21932 | 25309 | 26969 | 27551 | 24826 | 20616 | 19006 | 19762
2001 | US | SERC | Southeastern | - | MW | Prior Year Actual - Peak Hour Demand | 35189 | 33065 | 27306 | 27319 | 38350 | 39677 | 43202 | 43686 | 37298 | 32820 | 32133 | 36468
2001 | US | SERC | Southeastern | - | MW | Reporting Year Forecast - Peak Hour Demand | 34210 | 32785 | 30236 | 29918 | 36067 | 41436 | 44672 | 44116 | 39593 | 31786 | 30734 | 32972
2001 | US | SERC | Southeastern | - | MW | Year 1 Forecast - Peak Hour Demand | 35414 | 33868 | 31268 | 30845 | 37223 | 42919 | 46202 | 45567 | 40772 | 32715 | 31681 | 33969
2001 | US | SERC | VACAR | - | MW | Prior Year Actual - Peak Hour Demand | 52024 | 48594 | 39352 | 36533 | 47976 | 52334 | 54301 | 55212 | 48533 | 42417 | 46915 | 50048
2001 | US | SERC | VACAR | - | MW | Reporting Year Forecast - Peak Hour Demand | 53468 | 50286 | 46843 | 41254 | 47273 | 54547 | 58175 | 56747 | 52736 | 43244 | 45467 | 50568
2001 | US | SERC | VACAR | - | MW | Year 1 Forecast - Peak Hour Demand | 54489 | 52757 | 48000 | 42206 | 48271 | 55776 | 59550 | 58163 | 53969 | 44311 | 46481 | 51676
2001 | US | SPP | - | - | MW | Prior Year Actual - Peak Hour Demand | 26415 | 25463 | 23516 | 25516 | 35188 | 34162 | 38864 | 40101 | 39246 | 30910 | 25942 | 30137
2001 | US | SPP | - | - | MW | Reporting Year Forecast - Peak Hour Demand | 28877 | 27036 | 26095 | 25389 | 31003 | 36621 | 39591 | 40100 | 36485 | 28017 | 26523 | 28933
2001 | US | SPP | - | - | MW | Year 1 Forecast - Peak Hour Demand | 29008 | 27362 | 26179 | 25689 | 31388 | 37005 | 40086 | 40622 | 36910 | 28380 | 26823 | 29353
2001 | US | WECC | - | - | MW | Prior Year Actual - Peak Hour Demand | 95673 | 91627 | 91044 | 94250 | 104053 | 111600 | 114472 | 114602 | 107797 | 97398 | 95483 | 97324
2001 | US | WECC | - | - | MW | Reporting Year Forecast - Peak Hour Demand | 98762 | 95334 | 92050 | 98164 | 105012 | 115693 | 117826 | 118887 | 111183 | 99571 | 94985 | 102237
2001 | US | WECC | - | - | MW | Year 1 Forecast - Peak Hour Demand | 100564 | 96989 | 93855 | 100465 | 107105 | 118122 | 120286 | 121407 | 113632 | 101690 | 96769 | 104173
2001 | US | WECC | AZN | - | MW | Prior Year Actual - Peak Hour Demand | 13691 | 12623 | 13094 | 16165 | 19653 | 20629 | 21724 | 21679 | 20215 | 17953 | 13514 | 13926
2001 | US | WECC | AZN | - | MW | Reporting Year Forecast - Peak Hour Demand | 14944 | 14137 | 13804 | 15573 | 19620 | 21865 | 22903 | 22918 | 20982 | 17355 | 13631 | 15121
2001 | US | WECC | AZN | - | MW | Year 1 Forecast - Peak Hour Demand | 15384 | 14468 | 14367 | 16454 | 20282 | 22641 | 23705 | 23774 | 21813 | 18112 | 14121 | 15725
2001 | US | WECC | CNV | - | MW | Prior Year Actual - Peak Hour Demand | 36643 | 36273 | 36461 | 38660 | 44526 | 48976 | 48828 | 49638 | 47747 | 40008 | 37311 | 36817
2001 | US | WECC | CNV | - | MW | Reporting Year Forecast - Peak Hour Demand | 36459 | 37034 | 36427 | 42418 | 46576 | 51645 | 51757 | 53895 | 50174 | 41326 | 37615 | 39025
2001 | US | WECC | CNV | - | MW | Year 1 Forecast - Peak Hour Demand | 37125 | 37695 | 37093 | 43241 | 47429 | 52591 | 52703 | 54880 | 51111 | 42080 | 38302 | 39738
2001 | US | WECC | NWPP | - | MW | Prior Year Actual - Peak Hour Demand | 37912 | 35910 | 34461 | 33001 | 32467 | 34222 | 35535 | 34696 | 31913 | 32623 | 37203 | 38578
2001 | US | WECC | NWPP | - | MW | Reporting Year Forecast - Peak Hour Demand | 39780 | 36720 | 34680 | 33660 | 31620 | 34170 | 34680 | 33558 | 32130 | 34068 | 36072 | 40055
2001 | US | WECC | NWPP | - | MW | Year 1 Forecast - Peak Hour Demand | 40224 | 37153 | 35036 | 34041 | 31987 | 34639 | 35143 | 33972 | 32569 | 34468 | 36477 | 40461
2001 | US | WECC | RMPA | - | MW | Prior Year Actual - Peak Hour Demand | 7427 | 6821 | 7028 | 6424 | 7407 | 7773 | 8385 | 8589 | 7922 | 6814 | 7455 | 8003
2001 | US | WECC | RMPA | - | MW | Reporting Year Forecast - Peak Hour Demand | 7579 | 7443 | 7139 | 6513 | 7196 | 8013 | 8486 | 8516 | 7897 | 6822 | 7667 | 8036
2001 | US | WECC | RMPA | - | MW | Year 1 Forecast - Peak Hour Demand | 7831 | 7673 | 7359 | 6729 | 7407 | 8251 | 8735 | 8781 | 8139 | 7030 | 7869 | 8249
2002 | CA | MRO | - | - | MW | Prior Year Actual - Peak Hour Demand | 5994 | 6172 | 5484 | 5027 | 4868 | 5135 | 5093 | 5368 | 5016 | 5199 | 5844 | 6111
2002 | CA | MRO | - | - | MW | Reporting Year Forecast - Peak Hour Demand | 6429 | 6224 | 5728 | 5201 | 5101 | 5284 | 5361 | 5478 | 5185 | 5278 | 5960 | 6611
2002 | CA | MRO | - | - | MW | Year 1 Forecast - Peak Hour Demand | 6578 | 6359 | 5861 | 5312 | 5221 | 5388 | 5484 | 5597 | 5303 | 5370 | 6063 | 6722
2002 | CA | NPCC | - | - | MW | Prior Year Actual - Peak Hour Demand | 57362 | 56874 | 55170 | 46373 | 42480 | 46195 | 46201 | 48240 | 44740 | 46190 | 52060 | 57411
2002 | CA | NPCC | - | - | MW | Reporting Year Forecast - Peak Hour Demand | 60853 | 58769 | 54566 | 47936 | 43974 | 44951 | 45493 | 45307 | 44259 | 46667 | 53144 | 59185
2002 | CA | NPCC | - | - | MW | Year 1 Forecast - Peak Hour Demand | 62299 | 59873 | 55543 | 48746 | 44948 | 46041 | 46625 | 46394 | 45262 | 47756 | 54321 | 60654
2002 | CA | NPCC | Maritimes | Maritimes | MW | Prior Year Actual - Peak Hour Demand | 4819 | 5041 | 4777 | 4077 | 3621 | 3302 | 3262 | 3383 | 3281 | 3771 | 4220 | 4530
2002 | CA | NPCC | Maritimes | Maritimes | MW | Reporting Year Forecast - Peak Hour Demand | 4722 | 4841 | 4503 | 4077 | 3505 | 3377 | 3218 | 3245 | 3395 | 3795 | 4357 | 4979
2002 | CA | NPCC | Maritimes | Maritimes | MW | Year 1 Forecast - Peak Hour Demand | 5189 | 5105 | 4558 | 4141 | 3565 | 3441 | 3281 | 3308 | 3453 | 3851 | 4419 | 5048
2002 | CA | NPCC | Ontario | Ontario | MW | Prior Year Actual - Peak Hour Demand | 22672 | 21935 | 21361 | 18906 | 19163 | 23608 | 24013 | 25269 | 21286 | 19734 | 21275 | 21984
2002 | CA | NPCC | Ontario | Ontario | MW | Reporting Year Forecast - Peak Hour Demand | 23729 | 23094 | 21849 | 19450 | 19513 | 22299 | 23035 | 22748 | 21065 | 20293 | 22447 | 23565
2002 | CA | NPCC | Ontario | Ontario | MW | Year 1 Forecast - Peak Hour Demand | 23984 | 23346 | 22100 | 19721 | 19783 | 22673 | 23404 | 23096 | 21348 | 20561 | 22684 | 23890
2002 | CA | NPCC | Quebec | Quebec | MW | Prior Year Actual - Peak Hour Demand | 29871 | 29898 | 29032 | 23390 | 19696 | 19285 | 18926 | 19588 | 20173 | 22685 | 26565 | 30897
2002 | CA | NPCC | Quebec | Quebec | MW | Reporting Year Forecast - Peak Hour Demand | 32402 | 30834 | 28214 | 24409 | 20956 | 19275 | 19240 | 19314 | 19799 | 22579 | 26340 | 30641
2002 | CA | NPCC | Quebec | Quebec | MW | Year 1 Forecast - Peak Hour Demand | 33126 | 31422 | 28885 | 24884 | 21600 | 19927 | 19940 | 19990 | 20461 | 23344 | 27218 | 31716
2002 | CA | WECC | - | - | MW | Prior Year Actual - Peak Hour Demand | 16191 | 16236 | 15430 | 14554 | 14288 | 14087 | 14139 | 14284 | 14189 | 15634 | 17024 | 17534
2002 | CA | WECC | - | - | MW | Reporting Year Forecast - Peak Hour Demand | 17076 | 16483 | 15253 | 14744 | 14579 | 14458 | 14591 | 14679 | 14766 | 15924 | 17621 | 18380
2002 | CA | WECC | - | - | MW | Year 1 Forecast - Peak Hour Demand | 17530 | 16919 | 15655 | 15019 | 14849 | 14723 | 14859 | 14948 | 15039 | 16257 | 17991 | 18765
2002 | MX | WECC | CA-MX | - | MW | Prior Year Actual - Peak Hour Demand | 1120 | 1133 | 1167 | 1180 | 1472 | 1547 | 1610 | 1637 | 1609 | 1387 | 1225 | 1184
2002 | MX | WECC | CA-MX | - | MW | Reporting Year Forecast - Peak Hour Demand | 1207 | 1217 | 1243 | 1308 | 1519 | 1587 | 1662 | 1697 | 1672 | 1524 | 1313 | 1308
2002 | MX | WECC | CA-MX | - | MW | Year 1 Forecast - Peak Hour Demand | 1277 | 1287 | 1306 | 1427 | 1689 | 1777 | 1856 | 1900 | 1871 | 1640 | 1424 | 1414
2002 | US | ECAR | - | - | MW | Prior Year Actual - Peak Hour Demand | 82378 | 76913 | 74885 | 68571 | 73226 | 91610 | 96429 | 100235 | 85422 | 68037 | 71440 | 75968
2002 | US | ECAR | - | - | MW | Reporting Year Forecast - Peak Hour Demand | 85485 | 82763 | 76862 | 71035 | 79393 | 92524 | 99346 | 98780 | 89029 | 73217 | 77561 | 83903
2002 | US | ECAR | - | - | MW | Year 1 Forecast - Peak Hour Demand | 87133 | 84815 | 78857 | 73040 | 81756 | 94977 | 101871 | 101608 | 91356 | 75248 | 79634 | 85799
2002 | US | TRE | - | ERCOT | MW | Prior Year Actual - Peak Hour Demand | 42995 | 35091 | 34090 | 37017 | 44606 | 50918 | 54846 | 55201 | 50073 | 40796 | 41608 | 36557
2002 | US | TRE | - | ERCOT | MW | Reporting Year Forecast - Peak Hour Demand | 41816 | 35578 | 35252 | 39549 | 47848 | 52621 | 56454 | 57898 | 54576 | 47090 | 36958 | 41231
2002 | US | TRE | - | ERCOT | MW | Year 1 Forecast - Peak Hour Demand | 43859 | 37317 | 36974 | 41481 | 50186 | 55193 | 59213 | 60727 | 57243 | 49391 | 38764 | 43246
2002 | US | FRCC | - | FRCC | MW | Prior Year Actual - Peak Hour Demand | 40258 | 30956 | 29885 | 32816 | 35356 | 38359 | 37608 | 38932 | 38052 | 32891 | 27910 | 31397
2002 | US | FRCC | - | FRCC | MW | Reporting Year Forecast - Peak Hour Demand | 39699 | 33254 | 29133 | 30311 | 34628 | 36117 | 37327 | 37400 | 35895 | 33355 | 30184 | 32924
2002 | US | FRCC | - | FRCC | MW | Year 1 Forecast - Peak Hour Demand | 39565 | 34188 | 29871 | 31060 | 35192 | 37109 | 38487 | 38605 | 36835 | 34225 | 30948 | 33701
2002 | US | MAAC | - | - | MW | Prior Year Actual - Peak Hour Demand | 41142 | 41017 | 38036 | 35257 | 40378 | 42472 | 52000 | 54015 | 42920 | 34441 | 34595 | 38418
2002 | US | MAAC | - | - | MW | Reporting Year Forecast - Peak Hour Demand | 39458 | 38812 | 40151 | 35980 | 39565 | 50031 | 54188 | 51405 | 46231 | 36890 | 39606 | 43107
2002 | US | MAAC | - | - | MW | Year 1 Forecast - Peak Hour Demand | 44747 | 43204 | 41073 | 36601 | 40276 | 50852 | 55089 | 52198 | 43928 | 37506 | 40237 | 43786
2002 | US | MAIN | - | - | MW | Prior Year Actual - Peak Hour Demand | 39491 | 38941 | 37235 | 36146 | 42380 | 49445 | 54929 | 55265 | 47066 | 35619 | 37626 | 39243
2002 | US | MAIN | - | - | MW | Reporting Year Forecast - Peak Hour Demand | 41431 | 39750 | 38140 | 36382 | 41093 | 52625 | 56621 | 55805 | 49206 | 39512 | 40750 | 42472
2002 | US | MAIN | - | - | MW | Year 1 Forecast - Peak Hour Demand | 42758 | 40770 | 38730 | 37039 | 41869 | 53772 | 57652 | 56741 | 49611 | 39745 | 39738 | 42553
2002 | US | MRO | - | - | MW | Prior Year Actual - Peak Hour Demand | 21815 | 21655 | 19885 | 19168 | 22207 | 26289 | 27815 | 28321 | 23844 | 20244 | 21198 | 21412
2002 | US | MRO | - | - | MW | Reporting Year Forecast - Peak Hour Demand | 23233 | 22036 | 21028 | 19513 | 21932 | 26349 | 28191 | 27325 | 24416 | 21219 | 21886 | 23298
2002 | US | MRO | - | - | MW | Year 1 Forecast - Peak Hour Demand | 23654 | 22421 | 21431 | 19996 | 22155 | 26697 | 28681 | 27881 | 25196 | 21707 | 22218 | 23689
2002 | US | NPCC | - | - | MW | Prior Year Actual - Peak Hour Demand | 43553 | 41919 | 40636 | 37191 | 42368 | 50289 | 53569 | 55949 | 45703 | 38398 | 39576 | 42540
2002 | US | NPCC | - | - | MW | Reporting Year Forecast - Peak Hour Demand | 42039 | 42684 | 40309 | 36287 | 42342 | 48859 | 54675 | 53893 | 48845 | 40931 | 41458 | 43894
2002 | US | NPCC | - | - | MW | Year 1 Forecast - Peak Hour Demand | 45308 | 43334 | 41964 | 38379 | 43142 | 49838 | 55813 | 55017 | 49800 | 41583 | 42047 | 44508
2002 | US | NPCC | New England | New England | MW | Prior Year Actual - Peak Hour Demand | 19833 | 19357 | 18622 | 16854 | 18904 | 22358 | 23952 | 24967 | 20594 | 17246 | 18116 | 19872
2002 | US | NPCC | New England | New England | MW | Reporting Year Forecast - Peak Hour Demand | 19241 | 20400 | 19050 | 16890 | 19670 | 22040 | 24200 | 24200 | 21150 | 17590 | 19410 | 20990
2002 | US | NPCC | New England | New England | MW | Year 1 Forecast - Peak Hour Demand | 21760 | 20680 | 19310 | 17130 | 20040 | 22510 | 24760 | 24760 | 21580 | 17800 | 19640 | 21230
2002 | US | NPCC | New York | New York | MW | Prior Year Actual - Peak Hour Demand | 23720 | 22562 | 22014 | 20337 | 23464 | 27931 | 29617 | 30982 | 25109 | 21152 | 21460 | 22668
2002 | US | NPCC | New York | New York | MW | Reporting Year Forecast - Peak Hour Demand | 22798 | 22284 | 21259 | 19397 | 22672 | 26819 | 30475 | 29693 | 27695 | 23341 | 22048 | 22904
2002 | US | NPCC | New York | New York | MW | Year 1 Forecast - Peak Hour Demand | 23548 | 22654 | 22654 | 21249 | 23102 | 27328 | 31053 | 30257 | 28220 | 23783 | 22407 | 23278
2002 | US | SERC | - | - | MW | Prior Year Actual - Peak Hour Demand | 137072 | 117271 | 112130 | 113799 | 123576 | 137252 | 146011 | 147723 | 134407 | 108203 | 104840 | 111139
2002 | US | SERC | - | - | MW | Reporting Year Forecast - Peak Hour Demand | 135182 | 130837 | 118641 | 109207 | 130986 | 149661 | 158928 | 158363 | 143729 | 116668 | 118468 | 129406
2002 | US | SERC | - | - | MW | Year 1 Forecast - Peak Hour Demand | 139527 | 133569 | 121181 | 111499 | 133499 | 152692 | 162538 | 161842 | 146714 | 119429 | 120935 | 131825
2002 | US | SERC | Central | - | MW | Prior Year Actual - Peak Hour Demand | 27291 | 22887 | 22409 | 22110 | 24199 | 26403 | 27464 | 27207 | 26312 | 20893 | 20923 | 22458
2002 | US | SERC | Central | - | MW | Reporting Year Forecast - Peak Hour Demand | 28543 | 27347 | 24637 | 21515 | 25385 | 28838 | 29716 | 29294 | 27420 | 22041 | 24203 | 27441
2002 | US | SERC | Central | - | MW | Year 1 Forecast - Peak Hour Demand | 29447 | 28218 | 25443 | 22239 | 25955 | 29516 | 30387 | 29940 | 28011 | 23048 | 24819 | 27732
2002 | US | SERC | Delta | - | MW | Prior Year Actual - Peak Hour Demand | 21844 | 18619 | 17125 | 19333 | 21924 | 23598 | 25436 | 25747 | 23468 | 19010 | 18493 | 18192
2002 | US | SERC | Delta | - | MW | Reporting Year Forecast - Peak Hour Demand | 20558 | 18650 | 18059 | 17918 | 21810 | 24376 | 25283 | 26739 | 24502 | 19788 | 18351 | 19854
2002 | US | SERC | Delta | - | MW | Year 1 Forecast - Peak Hour Demand | 20539 | 18628 | 18037 | 17854 | 21724 | 24291 | 25404 | 26867 | 24603 | 19835 | 18425 | 20068
2002 | US | SERC | Southeastern | - | MW | Prior Year Actual - Peak Hour Demand | 36841 | 31865 | 29358 | 31689 | 36089 | 37637 | 41486 | 40173 | 38263 | 29939 | 27513 | 30487
2002 | US | SERC | Southeastern | - | MW | Reporting Year Forecast - Peak Hour Demand | 34818 | 33769 | 30360 | 30388 | 36557 | 42243 | 46015 | 45415 | 39841 | 32106 | 31398 | 32959
2002 | US | SERC | Southeastern | - | MW | Year 1 Forecast - Peak Hour Demand | 35814 | 34749 | 31332 | 31334 | 37679 | 43617 | 47579 | 46967 | 41137 | 33089 | 32355 | 33983
2002 | US | SERC | VACAR | - | MW | Prior Year Actual - Peak Hour Demand | 51096 | 43900 | 43238 | 40667 | 41364 | 49614 | 51625 | 54596 | 46364 | 38361 | 37911 | 40002
2002 | US | SERC | VACAR | - | MW | Reporting Year Forecast - Peak Hour Demand | 51263 | 51071 | 45585 | 39386 | 47234 | 54204 | 57914 | 56915 | 51966 | 42733 | 44516 | 49152
2002 | US | SERC | VACAR | - | MW | Year 1 Forecast - Peak Hour Demand | 53727 | 51974 | 46369 | 40072 | 48141 | 55268 | 59168 | 58068 | 52963 | 43457 | 45336 | 50042
2002 | US | SPP | - | - | MW | Prior Year Actual - Peak Hour Demand | 28039 | 26733 | 24707 | 26240 | 32043 | 35636 | 40063 | 39782 | 34312 | 26688 | 26949 | 25951
2002 | US | SPP | - | - | MW | Reporting Year Forecast - Peak Hour Demand | 29178 | 27620 | 26006 | 25975 | 31233 | 37673 | 40987 | 40663 | 36157 | 27972 | 26614 | 29231
2002 | US | SPP | - | - | MW | Year 1 Forecast - Peak Hour Demand | 29552 | 28287 | 26690 | 26661 | 32079 | 38569 | 41982 | 41652 | 37046 | 28682 | 27287 | 29970
2002 | US | WECC | - | - | MW | Prior Year Actual - Peak Hour Demand | 96766 | 93801 | 87641 | 90023 | 100484 | 105427 | 108629 | 109119 | 101320 | 97762 | 91851 | 95286
2002 | US | WECC | - | - | MW | Reporting Year Forecast - Peak Hour Demand | 100718 | 95823 | 91990 | 92603 | 100219 | 108688 | 115045 | 116852 | 106525 | 97951 | 96217 | 101670
2002 | US | WECC | - | - | MW | Year 1 Forecast - Peak Hour Demand | 103314 | 98546 | 94538 | 94958 | 102885 | 111662 | 117836 | 119465 | 108778 | 100051 | 97897 | 103858
2002 | US | WECC | AZN | - | MW | Prior Year Actual - Peak Hour Demand | 15787 | 14978 | 14186 | 16472 | 20638 | 22032 | 23360 | 22768 | 21412 | 17247 | 14758 | 16012
2002 | US | WECC | AZN | - | MW | Reporting Year Forecast - Peak Hour Demand | 16606 | 15430 | 15264 | 17077 | 20315 | 22617 | 24183 | 24109 | 22079 | 19101 | 15246 | 16585
2002 | US | WECC | AZN | - | MW | Year 1 Forecast - Peak Hour Demand | 17179 | 15970 | 15777 | 17590 | 21019 | 23423 | 25099 | 25015 | 22908 | 19810 | 15752 | 17198
2002 | US | WECC | CNV | - | MW | Prior Year Actual - Peak Hour Demand | 36690 | 34824 | 33848 | 35939 | 42588 | 44626 | 45872 | 46714 | 43164 | 43891 | 36169 | 37301
2002 | US | WECC | CNV | - | MW | Reporting Year Forecast - Peak Hour Demand | 37551 | 35449 | 35141 | 36293 | 41215 | 45664 | 48250 | 50558 | 44670 | 39049 | 36671 | 37744
2002 | US | WECC | CNV | - | MW | Year 1 Forecast - Peak Hour Demand | 38291 | 36163 | 35857 | 37026 | 41953 | 46402 | 49127 | 51307 | 45368 | 39757 | 37384 | 38450
2002 | US | WECC | NWPP | - | MW | Prior Year Actual - Peak Hour Demand | 36403 | 35981 | 32385 | 30727 | 30046 | 29890 | 30066 | 30405 | 28115 | 29330 | 32827 | 33588
2002 | US | WECC | NWPP | - | MW | Reporting Year Forecast - Peak Hour Demand | 38514 | 37006 | 34057 | 32163 | 31365 | 31681 | 33328 | 33160 | 31369 | 32380 | 36137 | 38838
2002 | US | WECC | NWPP | - | MW | Year 1 Forecast - Peak Hour Demand | 39556 | 38205 | 35124 | 32939 | 32353 | 32811 | 34036 | 33828 | 31824 | 32822 | 36334 | 39431
2002 | US | WECC | RMPA | - | MW | Prior Year Actual - Peak Hour Demand | 7886 | 8018 | 7222 | 6885 | 7212 | 8879 | 9331 | 9232 | 8629 | 7294 | 8097 | 8385
2002 | US | WECC | RMPA | - | MW | Reporting Year Forecast - Peak Hour Demand | 8047 | 7938 | 7528 | 7070 | 7324 | 8726 | 9284 | 9025 | 8407 | 7421 | 8163 | 8503
2002 | US | WECC | RMPA | - | MW | Year 1 Forecast - Peak Hour Demand | 8288 | 8208 | 7780 | 7403 | 7560 | 9026 | 9574 | 9315 | 8678 | 7662 | 8427 | 8779
2003 | CA | MRO | - | - | MW | Prior Year Actual - Peak Hour Demand | 6456 | 6199 | 6006 | 5428 | 5128 | 5394 | 5246 | 5247 | 5084 | 5551 | 6056 | 6399
2003 | CA | MRO | - | - | MW | Reporting Year Forecast - Peak Hour Demand | 6632 | 6399 | 5907 | 5312 | 5178 | 5313 | 5347 | 5519 | 5221 | 5441 | 6066 | 6661
2003 | CA | MRO | - | - | MW | Year 1 Forecast - Peak Hour Demand | 6729 | 6489 | 5994 | 5384 | 5250 | 5394 | 5432 | 5615 | 5298 | 5523 | 6171 | 6772
2003 | CA | NPCC | - | - | MW | Prior Year Actual - Peak Hour Demand | 56907 | 57237 | 54229 | 48782 | 46293 | 46468 | 48527 | 49093 | 49097 | 49438 | 54404 | 60132
2003 | CA | NPCC | - | - | MW | Reporting Year Forecast - Peak Hour Demand | 63976 | 62571 | 59989 | 48778 | 45064 | 46082 | 46809 | 46489 | 45514 | 47880 | 54475 | 60566
2003 | CA | NPCC | - | - | MW | Year 1 Forecast - Peak Hour Demand | 63165 | 61004 | 56753 | 49473 | 45860 | 47427 | 47737 | 47294 | 46264 | 48600 | 55489 | 61379
2003 | CA | NPCC | Maritimes | Maritimes | MW | Prior Year Actual - Peak Hour Demand | 4636 | 4815 | 4330 | 3989 | 3702 | 3348 | 3286 | 3365 | 3510 | 4039 | 4610 | 5121
2003 | CA | NPCC | Maritimes | Maritimes | MW | Reporting Year Forecast - Peak Hour Demand | 5096 | 5159 | 4742 | 4092 | 3611 | 3364 | 3223 | 3230 | 3375 | 3842 | 4357 | 4962
2003 | CA | NPCC | Maritimes | Maritimes | MW | Year 1 Forecast - Peak Hour Demand | 5175 | 5215 | 4524 | 4099 | 3622 | 3414 | 3332 | 3250 | 3438 | 3896 | 4466 | 5039
2003 | CA | NPCC | Ontario | Ontario | MW | Prior Year Actual - Peak Hour Demand | 22191 | 22623 | 21886 | 20386 | 20068 | 23578 | 25226 | 25414 | 25062 | 21216 | 21862 | 23334
2003 | CA | NPCC | Ontario | Ontario | MW | Reporting Year Forecast - Peak Hour Demand | 23891 | 23333 | 22172 | 19895 | 19942 | 22875 | 23684 | 23321 | 21554 | 20708 | 22720 | 23881
2003 | CA | NPCC | Ontario | Ontario | MW | Year 1 Forecast - Peak Hour Demand | 24112 | 23538 | 22400 | 20026 | 20186 | 23711 | 24014 | 23631 | 21783 | 20906 | 23141 | 24077
2003 | CA | NPCC | Quebec | Quebec | MW | Prior Year Actual - Peak Hour Demand | 30080 | 29799 | 28013 | 24407 | 22523 | 19542 | 20015 | 20314 | 20525 | 24183 | 27932 | 31677
2003 | CA | NPCC | Quebec | Quebec | MW | Reporting Year Forecast - Peak Hour Demand | 34989 | 34079 | 33075 | 24791 | 21511 | 19843 | 19902 | 19938 | 20585 | 23330 | 27398 | 31723
2003 | CA | NPCC | Quebec | Quebec | MW | Year 1 Forecast - Peak Hour Demand | 33878 | 32251 | 29829 | 25348 | 22052 | 20302 | 20391 | 20413 | 21043 | 23798 | 27882 | 32263
2003 | CA | WECC | - | - | MW | Prior Year Actual - Peak Hour Demand | 16918 | 16227 | 16421 | 14976 | 14393 | 15031 | 15418 | 14984 | 14897 | 16578 | 17173 | 17757
2003 | CA | WECC | - | - | MW | Reporting Year Forecast - Peak Hour Demand | 18058 | 17487 | 16321 | 15533 | 15313 | 15301 | 15562 | 15513 | 15412 | 16415 | 18293 | 19359
2003 | CA | WECC | - | - | MW | Year 1 Forecast - Peak Hour Demand | 18355 | 17772 | 16569 | 15842 | 15583 | 15560 | 15833 | 15849 | 15701 | 16731 | 19032 | 19668
2003 | MX | WECC | CA-MX | - | MW | Prior Year Actual - Peak Hour Demand | 1146 | 1121 | 1123 | 1184 | 1380 | 1537 | 1616 | 1632 | 1641 | 1286 | 1193 | 1210
2003 | MX | WECC | CA-MX | - | MW | Reporting Year Forecast - Peak Hour Demand | 1207 | 1192 | 1208 | 1266 | 1501 | 1634 | 1718 | 1754 | 1723 | 1484 | 1280 | 1285
2003 | MX | WECC | CA-MX | - | MW | Year 1 Forecast - Peak Hour Demand | 1302 | 1286 | 1320 | 1320 | 1532 | 1733 | 1855 | 1907 | 1855 | 1524 | 1355 | 1392
2003 | TL | WECC | - | - | MW | Prior Year Actual - Peak Hour Demand | 114619 | 110543 | 107585 | 104874 | 119883 | 127676 | 136108 | 131379 | 128013 | 117831 | 111200 | 114918
2003 | TL | WECC | - | - | MW | Reporting Year Forecast - Peak Hour Demand | 120571 | 116445 | 111356 | 111354 | 121380 | 128897 | 135917 | 136587 | 127044 | 119196 | 116744 | 123967
2003 | TL | WECC | - | - | MW | Year 1 Forecast - Peak Hour Demand | 125149 | 119623 | 114963 | 114754 | 124155 | 133854 | 140197 | 141698 | 130873 | 121219 | 120705 | 127645
2003 | US | ECAR | - | - | MW | Prior Year Actual - Peak Hour Demand | 79963 | 80476 | 80834 | 77743 | 81624 | 98300 | 101988 | 102996 | 97427 | 81544 | 75971 | 82887
2003 | US | ECAR | - | - | MW | Reporting Year Forecast - Peak Hour Demand | 87300 | 80558 | 76220 | 69633 | 80554 | 95538 | 100714 | 100016 | 90167 | 72743 | 76104 | 82616
2003 | US | ECAR | - | - | MW | Year 1 Forecast - Peak Hour Demand | 86120 | 82489 | 77669 | 70986 | 82455 | 97355 | 102737 | 102160 | 91868 | 74165 | 77704 | 84293
2003 | US | TRE | - | ERCOT | MW | Prior Year Actual - Peak Hour Demand | 43901 | 43837 | 43964 | 49064 | 49018 | 51882 | 54891 | 56248 | 51556 | 49105 | 35901 | 40650
2003 | US | TRE | - | ERCOT | MW | Reporting Year Forecast - Peak Hour Demand | 41301 | 37042 | 37538 | 41722 | 48724 | 52699 | 56257 | 57639 | 53866 | 47164 | 36738 | 41251
2003 | US | TRE | - | ERCOT | MW | Year 1 Forecast - Peak Hour Demand | 42333 | 37968 | 38476 | 42765 | 49942 | 54017 | 57663 | 59080 | 55213 | 48343 | 37656 | 42283
2003 | US | FRCC | - | FRCC | MW | Prior Year Actual - Peak Hour Demand | 39675 | 34073 | 34626 | 34818 | 37610 | 38859 | 40260 | 39656 | 39156 | 37206 | 35513 | 34597
2003 | US | FRCC | - | FRCC | MW | Reporting Year Forecast - Peak Hour Demand | 44774 | 36138 | 31534 | 31346 | 35398 | 37252 | 38368 | 38823 | 37111 | 34121 | 31509 | 33833
2003 | US | FRCC | - | FRCC | MW | Year 1 Forecast - Peak Hour Demand | 40766 | 34647 | 30818 | 32161 | 36320 | 38224 | 39365 | 39824 | 38092 | 35060 | 31878 | 34347
2003 | US | MAAC | - | - | MW | Prior Year Actual - Peak Hour Demand | 39458 | 38812 | 38634 | 44336 | 42547 | 52490 | 55302 | 55569 | 46828 | 41809 | 37039 | 42379
2003 | US | MAAC | - | - | MW | Reporting Year Forecast - Peak Hour Demand | 44031 | 42756 | 40652 | 37252 | 42700 | 53112 | 56257 | 54610 | 48267 | 37708 | 39421 | 43203
2003 | US | MAAC | - | - | MW | Year 1 Forecast - Peak Hour Demand | 44748 | 43467 | 41333 | 37886 | 43568 | 54160 | 57330 | 55652 | 49202 | 38373 | 40122 | 43970
2003 | US | MAIN | - | - | MW | Prior Year Actual - Peak Hour Demand | 38841 | 38157 | 38964 | 40495 | 42458 | 51482 | 54748 | 55351 | 52521 | 42408 | 37753 | 40387
2003 | US | MAIN | - | - | MW | Reporting Year Forecast - Peak Hour Demand | 41832 | 38991 | 37765 | 34830 | 40582 | 50665 | 56786 | 56280 | 48906 | 37576 | 38299 | 41132
2003 | US | MAIN | - | - | MW | Year 1 Forecast - Peak Hour Demand | 42148 | 39785 | 38022 | 35403 | 41419 | 51343 | 57688 | 56997 | 49253 | 38254 | 38785 | 41861
2003 | US | MRO | - | - | MW | Prior Year Actual - Peak Hour Demand | 22024 | 21241 | 21187 | 20231 | 23093 | 28194 | 29114 | 27431 | 27076 | 22231 | 21928 | 22782
2003 | US | MRO | - | - | MW | Reporting Year Forecast - Peak Hour Demand | 23390 | 22479 | 21142 | 20270 | 23423 | 27528 | 29886 | 29212 | 25774 | 21124 | 22211 | 23557
2003 | US | MRO | - | - | MW | Year 1 Forecast - Peak Hour Demand | 23843 | 23011 | 21563 | 20758 | 23997 | 28132 | 30476 | 29823 | 26277 | 21567 | 22599 | 23984
2003 | US | NPCC | - | - | MW | Prior Year Actual - Peak Hour Demand | 42039 | 41544 | 39906 | 42163 | 41008 | 51873 | 55444 | 55944 | 49324 | 43293 | 40696 | 44793
2003 | US | NPCC | - | - | MW | Reporting Year Forecast - Peak Hour Demand | 45989 | 44032 | 42246 | 39900 | 43813 | 52173 | 56550 | 55729 | 49303 | 41536 | 43124 | 46123
2003 | US | NPCC | - | - | MW | Year 1 Forecast - Peak Hour Demand | 47193 | 45251 | 42770 | 40597 | 44645 | 53253 | 57770 | 56932 | 50293 | 42235 | 43762 | 46803
2003 | US | NPCC | New England | New England | MW | Prior Year Actual - Peak Hour Demand | 19241 | 19260 | 18327 | 18450 | 18287 | 22953 | 24780 | 25348 | 22370 | 19373 | 18763 | 20850
2003 | US | NPCC | New England | New England | MW | Reporting Year Forecast - Peak Hour Demand | 21535 | 20642 | 19263 | 17089 | 18950 | 22525 | 25120 | 25120 | 21124 | 17769 | 19613 | 21216
2003 | US | NPCC | New England | New England | MW | Year 1 Forecast - Peak Hour Demand | 22300 | 20909 | 19513 | 17314 | 19268 | 22992 | 25690 | 25690 | 21531 | 17976 | 19833 | 21453
2003 | US | NPCC | New York | New York | MW | Prior Year Actual - Peak Hour Demand | 22798 | 22284 | 21579 | 23713 | 22721 | 28920 | 30664 | 30596 | 26954 | 23920 | 21933 | 23943
2003 | US | NPCC | New York | New York | MW | Reporting Year Forecast - Peak Hour Demand | 24454 | 23390 | 22983 | 22811 | 24863 | 29648 | 31430 | 30609 | 28179 | 23767 | 23511 | 24907
2003 | US | NPCC | New York | New York | MW | Year 1 Forecast - Peak Hour Demand | 24893 | 24342 | 23257 | 23283 | 25377 | 30261 | 32080 | 31242 | 28762 | 24259 | 23929 | 25350
2003 | US | SERC | - | - | MW | Prior Year Actual - Peak Hour Demand | 131754 | 132318 | 129910 | 135176 | 131824 | 150232 | 157332 | 156788 | 149616 | 134171 | 114186 | 127621
2003 | US | SERC | - | - | MW | Reporting Year Forecast - Peak Hour Demand | 138658 | 128898 | 118735 | 109585 | 128983 | 147593 | 157005 | 155633 | 141319 | 114102 | 116224 | 127425
2003 | US | SERC | - | - | MW | Year 1 Forecast - Peak Hour Demand | 136714 | 130628 | 120365 | 112424 | 131412 | 151253 | 160978 | 159548 | 145357 | 116240 | 119548 | 130351
2003 | US | SERC | Central | - | MW | Prior Year Actual - Peak Hour Demand | 26063 | 26174 | 26070 | 24032 | 24605 | 27612 | 28408 | 29156 | 28722 | 25788 | 22964 | 25893
2003 | US | SERC | Central | - | MW | Reporting Year Forecast - Peak Hour Demand | 28961 | 27290 | 24571 | 22116 | 25574 | 29105 | 29909 | 29467 | 27627 | 22661 | 24585 | 27257
2003 | US | SERC | Central | - | MW | Year 1 Forecast - Peak Hour Demand | 29267 | 27420 | 25118 | 22636 | 26086 | 29730 | 30549 | 30107 | 28221 | 23200 | 25525 | 27909
2003 | US | SERC | Delta | - | MW | Prior Year Actual - Peak Hour Demand | 21849 | 20682 | 20680 | 20500 | 22051 | 24416 | 25489 | 26000 | 24964 | 22508 | 17949 | 20100
2003 | US | SERC | Delta | - | MW | Reporting Year Forecast - Peak Hour Demand | 19125 | 18571 | 18468 | 18324 | 21285 | 23747 | 25349 | 26002 | 23180 | 18674 | 17612 | 19340
2003 | US | SERC | Delta | - | MW | Year 1 Forecast - Peak Hour Demand | 18838 | 18232 | 17709 | 18970 | 21152 | 24564 | 26245 | 26865 | 23907 | 18426 | 18255 | 19968
2003 | US | SERC | Southeastern | - | MW | Prior Year Actual - Peak Hour Demand | 36260 | 36769 | 35792 | 44754 | 37629 | 44075 | 45214 | 45061 | 43669 | 38585 | 31643 | 34073
2003 | US | SERC | Southeastern | - | MW | Reporting Year Forecast - Peak Hour Demand | 36610 | 34031 | 30988 | 30585 | 36257 | 41506 | 45012 | 44410 | 39241 | 30982 | 31011 | 33080
2003 | US | SERC | Southeastern | - | MW | Year 1 Forecast - Peak Hour Demand | 36859 | 35198 | 31952 | 31473 | 37308 | 42783 | 46570 | 45930 | 41006 | 31904 | 31896 | 34015
2003 | US | SERC | VACAR | - | MW | Prior Year Actual - Peak Hour Demand | 47582 | 48693 | 47368 | 45890 | 47539 | 54129 | 58221 | 56571 | 52261 | 47290 | 41630 | 47555
2003 | US | SERC | VACAR | - | MW | Reporting Year Forecast - Peak Hour Demand | 53962 | 49006 | 44708 | 38560 | 45867 | 53235 | 56735 | 55754 | 51271 | 41785 | 43016 | 47748
2003 | US | SERC | VACAR | - | MW | Year 1 Forecast - Peak Hour Demand | 51750 | 49778 | 45586 | 39345 | 46866 | 54176 | 57614 | 56646 | 52223 | 42710 | 43872 | 48459
2003 | US | SPP | - | - | MW | Prior Year Actual - Peak Hour Demand | 28485 | 28191 | 27833 | 28356 | 32514 | 36228 | 39125 | 39571 | 37659 | 31961 | 25788 | 27710
2003 | US | SPP | - | - | MW | Reporting Year Forecast - Peak Hour Demand | 29247 | 27597 | 25967 | 25694 | 31258 | 36971 | 40066 | 40126 | 36013 | 28096 | 26039 | 28786
2003 | US | SPP | - | - | MW | Year 1 Forecast - Peak Hour Demand | 29556 | 27995 | 26492 | 26228 | 31896 | 37717 | 40848 | 40889 | 36648 | 28298 | 26673 | 29404
2003 | US | WECC | - | - | MW | Prior Year Actual - Peak Hour Demand | 96555 | 93195 | 90041 | 88714 | 104110 | 111108 | 119074 | 114763 | 111475 | 99967 | 92834 | 95951
2003 | US | WECC | - | - | MW | Reporting Year Forecast - Peak Hour Demand | 101306 | 97766 | 93827 | 94555 | 104566 | 111962 | 118637 | 119320 | 109909 | 101297 | 97171 | 103323
2003 | US | WECC | - | - | MW | Year 1 Forecast - Peak Hour Demand | 105492 | 100565 | 97074 | 97592 | 107040 | 116561 | 122509 | 123942 | 113317 | 102964 | 100318 | 106585
2003 | US | WECC | AZN | - | MW | Prior Year Actual - Peak Hour Demand | 16137 | 15645 | 14391 | 16425 | 21281 | 23022 | 24222 | 23976 | 22681 | 16417 | 13664 | 15466
2003 | US | WECC | AZN | - | MW | Reporting Year Forecast - Peak Hour Demand | 16601 | 15861 | 15488 | 17486 | 21389 | 23788 | 25406 | 25180 | 23175 | 19444 | 15393 | 17117
2003 | US | WECC | AZN | - | MW | Year 1 Forecast - Peak Hour Demand | 17313 | 16441 | 16102 | 18136 | 22006 | 24649 | 26301 | 26024 | 23985 | 20078 | 15882 | 17670
2003 | US | WECC | CNV | - | MW | Prior Year Actual - Peak Hour Demand | 37445 | 35761 | 34774 | 35384 | 42728 | 46064 | 50614 | 48628 | 49494 | 41983 | 37534 | 37982
2003 | US | WECC | CNV | - | MW | Reporting Year Forecast - Peak Hour Demand | 38258 | 37067 | 36410 | 37951 | 44038 | 47111 | 50000 | 51580 | 46913 | 41631 | 37713 | 38913
2003 | US | WECC | CNV | - | MW | Year 1 Forecast - Peak Hour Demand | 40715 | 38429 | 38301 | 39354 | 45114 | 49968 | 52322 | 54644 | 48861 | 42283 | 39627 | 40886
2003 | US | WECC | NWPP | - | MW | Prior Year Actual - Peak Hour Demand | 35136 | 33996 | 33388 | 29850 | 31936 | 32821 | 34347 | 32901 | 30507 | 33561 | 33669 | 34082
2003 | US | WECC | NWPP | - | MW | Reporting Year Forecast - Peak Hour Demand | 37901 | 36380 | 33823 | 31377 | 31093 | 31607 | 33142 | 32967 | 30771 | 32033 | 35437 | 38140
2003 | US | WECC | NWPP | - | MW | Year 1 Forecast - Peak Hour Demand | 38837 | 37156 | 34489 | 32289 | 31797 | 32393 | 33690 | 33581 | 31339 | 32339 | 36111 | 38800
2003 | US | WECC | RMPA | - | MW | Prior Year Actual - Peak Hour Demand | 7837 | 7793 | 7488 | 7055 | 8165 | 9201 | 9891 | 9258 | 8793 | 8006 | 7967 | 8421
2003 | US | WECC | RMPA | - | MW | Reporting Year Forecast - Peak Hour Demand | 8546 | 8458 | 8106 | 7741 | 8046 | 9456 | 10089 | 9593 | 9050 | 8189 | 8628 | 9153
2003 | US | WECC | RMPA | - | MW | Year 1 Forecast - Peak Hour Demand | 8627 | 8539 | 8182 | 7813 | 8123 | 9551 | 10196 | 9693 | 9132 | 8264 | 8698 | 9229
2004 | CA | MRO | - | - | MW | Prior Year Actual - Peak Hour Demand | 6593 | 6586 | 6462 | 5664 | 5053 | 5438 | 5451 | 5603 | 5422 | 5421 | 6061 | 6477
2004 | CA | MRO | - | - | MW | Reporting Year Forecast - Peak Hour Demand | 6708 | 6503 | 6106 | 5499 | 5330 | 5530 | 5484 | 5643 | 5384 | 5644 | 6285 | 6878
2004 | CA | MRO | - | - | MW | Year 1 Forecast - Peak Hour Demand | 6846 | 6655 | 6252 | 5576 | 5387 | 5594 | 5551 | 5717 | 5435 | 5699 | 6370 | 6956
2004 | CA | NPCC | - | - | MW | Prior Year Actual - Peak Hour Demand | 64256 | 63007 | 61118 | 53331 | 44386 | 48692 | 46974 | 47912 | 44506 | 48689 | 53407 | 58047
2004 | CA | NPCC | - | - | MW | Reporting Year Forecast - Peak Hour Demand | 66953 | 60505 | 56945 | 49627 | 45858 | 46875 | 47209 | 47043 | 45482 | 48951 | 55389 | 61370
2004 | CA | NPCC | - | - | MW | Year 1 Forecast - Peak Hour Demand | 64117 | 62382 | 57727 | 50336 | 45754 | 47197 | 48027 | 48067 | 46540 | 48848 | 56293 | 63208
2004 | CA | NPCC | Maritimes | Maritimes | MW | Prior Year Actual - Peak Hour Demand | 5109 | 5342 | 4932 | 4457 | 3838 | 3441 | 3402 | 3473 | 3377 | 3936 | 4279 | 4810
2004 | CA | NPCC | Maritimes | Maritimes | MW | Reporting Year Forecast - Peak Hour Demand | 5748 | 5410 | 4719 | 4265 | 3847 | 3565 | 3478 | 3484 | 3581 | 4100 | 4556 | 5229
2004 | CA | NPCC | Maritimes | Maritimes | MW | Year 1 Forecast - Peak Hour Demand | 5369 | 5473 | 4753 | 4313 | 3885 | 3604 | 3516 | 3522 | 3625 | 4145 | 4606 | 5282
2004 | CA | NPCC | Ontario | Ontario | MW | Prior Year Actual - Peak Hour Demand | 24158 | 23469 | 23117 | 21010 | 18741 | 24753 | 23175 | 23891 | 20700 | 20408 | 21584 | 22798
2004 | CA | NPCC | Ontario | Ontario | MW | Reporting Year Forecast - Peak Hour Demand | 24937 | 22608 | 22407 | 19946 | 20217 | 23383 | 23668 | 23271 | 21389 | 21242 | 22868 | 23719
2004 | CA | NPCC | Ontario | Ontario | MW | Year 1 Forecast - Peak Hour Demand | 24153 | 23857 | 22698 | 20369 | 19849 | 23328 | 24147 | 23949 | 22072 | 20722 | 23087 | 24156
2004 | CA | NPCC | Quebec | Quebec | MW | Prior Year Actual - Peak Hour Demand | 34989 | 34196 | 33069 | 27864 | 21807 | 20498 | 20397 | 20548 | 20429 | 24345 | 27544 | 30439
2004 | CA | NPCC | Quebec | Quebec | MW | Reporting Year Forecast - Peak Hour Demand | 36268 | 32487 | 29819 | 25416 | 21794 | 19927 | 20063 | 20288 | 20512 | 23609 | 27965 | 32422
2004 | CA | NPCC | Quebec | Quebec | MW | Year 1 Forecast - Peak Hour Demand | 34595 | 33052 | 30276 | 25654 | 22020 | 20265 | 20364 | 20596 | 20843 | 23981 | 28600 | 33770
2004 | CA | WECC | - | - | MW | Prior Year Actual - Peak Hour Demand | 17473 | 17132 | 16990 | 15750 | 14728 | 14986 | 15696 | 15564 | 15318 | 16641 | 17984 | 18462
2004 | CA | WECC | - | - | MW | Reporting Year Forecast - Peak Hour Demand | 18557 | 17790 | 16979 | 15804 | 15275 | 15494 | 15804 | 15531 | 15249 | 16503 | 18130 | 18974
2004 | CA | WECC | - | - | MW | Year 1 Forecast - Peak Hour Demand | 18730 | 18007 | 17174 | 16040 | 15639 | 15678 | 15996 | 15808 | 15388 | 16698 | 18303 | 19248
2004 | MX | WECC | CA-MX | - | MW | Prior Year Actual - Peak Hour Demand | 1167 | 1147 | 1202 | 1204 | 1483 | 1520 | 1681 | 1692 | 1690 | 1510 | 1229 | 1276
2004 | MX | WECC | CA-MX | - | MW | Reporting Year Forecast - Peak Hour Demand | 1172 | 1173 | 1172 | 1272 | 1556 | 1661 | 1750 | 1760 | 1754 | 1496 | 1253 | 1350
2004 | MX | WECC | CA-MX | - | MW | Year 1 Forecast - Peak Hour Demand | 1231 | 1232 | 1231 | 1336 | 1634 | 1744 | 1837 | 1845 | 1841 | 1571 | 1316 | 1417
2004 | TL | WECC | - | - | MW | Prior Year Actual - Peak Hour Demand | 111242 | 112110 | 109194 | 106667 | 126569 | 129133 | 139914 | 136729 | 130602 | 121478 | 113504 | 119531
2004 | TL | WECC | - | - | MW | Reporting Year Forecast - Peak Hour Demand | 122569 | 117581 | 112800 | 112914 | 124443 | 132471 | 139620 | 140161 | 130351 | 121896 | 116013 | 123044
2004 | TL | WECC | - | - | MW | Year 1 Forecast - Peak Hour Demand | 124354 | 119973 | 115392 | 114846 | 127312 | 135908 | 143345 | 143340 | 132724 | 124669 | 118356 | 125632
2004 | US | ECAR | - | - | MW | Prior Year Actual - Peak Hour Demand | 86339 | 80792 | 77618 | 70007 | 69116 | 92520 | 90385 | 98487 | 79510 | 69179 | 75525 | 80945
2004 | US | ECAR | - | - | MW | Reporting Year Forecast - Peak Hour Demand | 86332 | 82343 | 77533 | 69759 | 81027 | 96523 | 102423 | 102087 | 91222 | 72811 | 77448 | 84196
2004 | US | ECAR | - | - | MW | Year 1 Forecast - Peak Hour Demand | 87972 | 84353 | 79217 | 71274 | 82788 | 98650 | 104765 | 104216 | 93341 | 74468 | 79096 | 85893
2004 | US | TRE | - | ERCOT | MW | Prior Year Actual - Peak Hour Demand | 45433 | 43498 | 37554 | 40579 | 52909 | 53637 | 56251 | 59996 | 49502 | 42651 | 38608 | 40782
2004 | US | TRE | - | ERCOT | MW | Reporting Year Forecast - Peak Hour Demand | 45576 | 41033 | 39819 | 45033 | 51895 | 55380 | 59520 | 61432 | 55816 | 48381 | 39923 | 43050
2004 | US | TRE | - | ERCOT | MW | Year 1 Forecast - Peak Hour Demand | 46670 | 42017 | 40775 | 46114 | 53141 | 56709 | 60949 | 62906 | 57155 | 49542 | 40881 | 44082
2004 | US | FRCC | - | FRCC | MW | Prior Year Actual - Peak Hour Demand | 45033 | 31033 | 35426 | 34337 | 39441 | 39170 | 40475 | 39648 | 38958 | 36917 | 32641 | 32825
2004 | US | FRCC | - | FRCC | MW | Reporting Year Forecast - Peak Hour Demand | 36841 | 34926 | 32582 | 34524 | 39051 | 41273 | 42337 | 42705 | 41045 | 37892 | 34321 | 37301
2004 | US | FRCC | - | FRCC | MW | Year 1 Forecast - Peak Hour Demand | 45418 | 37906 | 34578 | 35583 | 40175 | 42408 | 43483 | 43753 | 42146 | 39109 | 35540 | 38727
2004 | US | MAAC | - | - | MW | Prior Year Actual - Peak Hour Demand | 46239 | 42024 | 41312 | 36722 | 34072 | 53444 | 51356 | 53566 | 40346 | 34966 | 36848 | 41328
2004 | US | MAAC | - | - | MW | Reporting Year Forecast - Peak Hour Demand | 44646 | 43044 | 41107 | 37732 | 43378 | 54046 | 56886 | 55564 | 49081 | 38109 | 39576 | 43365
2004 | US | MAAC | - | - | MW | Year 1 Forecast - Peak Hour Demand | 45466 | 43868 | 41886 | 38512 | 44311 | 55178 | 58056 | 56688 | 50077 | 38871 | 40313 | 44170
2004 | US | MAIN | - | - | MW | Prior Year Actual - Peak Hour Demand | 42287 | 39497 | 38576 | 35575 | 35927 | 51591 | 50699 | 56988 | 45478 | 36155 | 38407 | 40668
2004 | US | MAIN | - | - | MW | Reporting Year Forecast - Peak Hour Demand | 41719 | 39481 | 38116 | 34911 | 41093 | 51554 | 57868 | 57204 | 48513 | 38429 | 38418 | 41367
2004 | US | MAIN | - | - | MW | Year 1 Forecast - Peak Hour Demand | 42409 | 40430 | 38654 | 35445 | 41707 | 52246 | 58667 | 57991 | 49221 | 38926 | 38924 | 41940
2004 | US | MRO | - | - | MW | Prior Year Actual - Peak Hour Demand | 23396 | 22668 | 22016 | 20208 | 20119 | 25913 | 27496 | 28831 | 24628 | 21040 | 22031 | 22778
2004 | US | MRO | - | - | MW | Reporting Year Forecast - Peak Hour Demand | 24074 | 23269 | 22047 | 20834 | 22954 | 27919 | 29481 | 29244 | 26835 | 21857 | 22817 | 24210
2004 | US | MRO | - | - | MW | Year 1 Forecast - Peak Hour Demand | 24437 | 23662 | 22432 | 21414 | 23589 | 28592 | 30116 | 29895 | 27435 | 22284 | 23205 | 24604
2004 | US | NPCC | - | - | MW | Prior Year Actual - Peak Hour Demand | 45987 | 43800 | 43249 | 38921 | 36648 | 54827 | 53509 | 53540 | 43123 | 39225 | 40197 | 44257
2004 | US | NPCC | - | - | MW | Reporting Year Forecast - Peak Hour Demand | 48079 | 43934 | 41755 | 41070 | 44531 | 53052 | 57535 | 56704 | 49886 | 42192 | 44155 | 47187
2004 | US | NPCC | - | - | MW | Year 1 Forecast - Peak Hour Demand | 47986 | 46295 | 43784 | 41626 | 45371 | 54051 | 58624 | 57780 | 50826 | 42820 | 44694 | 47762
2004 | US | NPCC | New England | New England | MW | Prior Year Actual - Peak Hour Demand | 21533 | 20410 | 20223 | 18126 | 16783 | 24494 | 23981 | 24685 | 19339 | 18148 | 18550 | 20774
2004 | US | NPCC | New England | New England | MW | Reporting Year Forecast - Peak Hour Demand | 22817 | 20990 | 19615 | 17455 | 19375 | 23055 | 25735 | 25735 | 21375 | 18145 | 19975 | 21585
2004 | US | NPCC | New England | New England | MW | Year 1 Forecast - Peak Hour Demand | 22370 | 21260 | 19865 | 17680 | 19805 | 23565 | 26305 | 26305 | 21850 | 18380 | 20230 | 21860
2004 | US | NPCC | New York | New York | MW | Prior Year Actual - Peak Hour Demand | 24454 | 23390 | 23026 | 20795 | 19865 | 30333 | 29528 | 28855 | 23784 | 21077 | 21647 | 23483
2004 | US | NPCC | New York | New York | MW | Reporting Year Forecast - Peak Hour Demand | 25262 | 22944 | 22140 | 23615 | 25156 | 29997 | 31800 | 30969 | 28511 | 24047 | 24180 | 25602
2004 | US | NPCC | New York | New York | MW | Year 1 Forecast - Peak Hour Demand | 25616 | 25035 | 23919 | 23946 | 25566 | 30486 | 32319 | 31475 | 28976 | 24440 | 24464 | 25902
2004 | US | SERC | - | - | MW | Prior Year Actual - Peak Hour Demand | 150308 | 126440 | 113665 | 114468 | 128302 | 144421 | 149869 | 153110 | 139630 | 105513 | 114990 | 126485
2004 | US | SERC | - | - | MW | Reporting Year Forecast - Peak Hour Demand | 137972 | 130364 | 122418 | 111828 | 131233 | 148684 | 157269 | 156813 | 145203 | 118260 | 116844 | 128550
2004 | US | SERC | - | - | MW | Year 1 Forecast - Peak Hour Demand | 141176 | 132571 | 122630 | 114167 | 133936 | 152449 | 161255 | 160143 | 148393 | 120692 | 119048 | 130915
2004 | US | SERC | Central | - | MW | Prior Year Actual - Peak Hour Demand | 29997 | 25575 | 23515 | 22929 | 24489 | 26925 | 27666 | 28635 | 25534 | 20313 | 23488 | 24488
2004 | US | SERC | Central | - | MW | Reporting Year Forecast - Peak Hour Demand | 28256 | 28071 | 25342 | 23880 | 26791 | 28732 | 30123 | 29897 | 28895 | 24691 | 25243 | 28103
2004 | US | SERC | Central | - | MW | Year 1 Forecast - Peak Hour Demand | 30143 | 28692 | 25910 | 24432 | 27449 | 29464 | 30870 | 30638 | 29592 | 25269 | 25835 | 28728
2004 | US | SERC | Delta | - | MW | Prior Year Actual - Peak Hour Demand | 22864 | 19989 | 18417 | 19711 | 22520 | 24426 | 25316 | 25614 | 22418 | 18498 | 19004 | 19809
2004 | US | SERC | Delta | - | MW | Reporting Year Forecast - Peak Hour Demand | 21522 | 18887 | 18047 | 19742 | 21000 | 25135 | 25852 | 26239 | 24240 | 20261 | 17907 | 18976
2004 | US | SERC | Delta | - | MW | Year 1 Forecast - Peak Hour Demand | 21829 | 19303 | 19142 | 20118 | 21426 | 25610 | 26353 | 26732 | 24687 | 20442 | 18145 | 19540
2004 | US | SERC | Southeastern | - | MW | Prior Year Actual - Peak Hour Demand | 42109 | 33489 | 29294 | 31898 | 37280 | 40231 | 41947 | 42875 | 40930 | 29311 | 31786 | 34866
2004 | US | SERC | Southeastern | - | MW | Reporting Year Forecast - Peak Hour Demand | 36191 | 34390 | 33615 | 29766 | 36822 | 41180 | 44443 | 44748 | 40364 | 30606 | 30571 | 33818
2004 | US | SERC | Southeastern | - | MW | Year 1 Forecast - Peak Hour Demand | 37164 | 34586 | 31246 | 30334 | 37401 | 42551 | 45947 | 45643 | 41290 | 31352 | 31089 | 34090
2004 | US | SERC | VACAR | - | MW | Prior Year Actual - Peak Hour Demand | 55338 | 47387 | 42439 | 39930 | 44013 | 52839 | 54940 | 55986 | 50748 | 37391 | 40712 | 47322
2004 | US | SERC | VACAR | - | MW | Reporting Year Forecast - Peak Hour Demand | 52003 | 49016 | 45414 | 38440 | 46620 | 53637 | 56851 | 55929 | 51704 | 42702 | 43123 | 47653
2004 | US | SERC | VACAR | - | MW | Year 1 Forecast - Peak Hour Demand | 52040 | 49990 | 46332 | 39283 | 47660 | 54824 | 58085 | 57130 | 52824 | 43629 | 43979 | 48557
2004 | US | SPP | - | - | MW | Prior Year Actual - Peak Hour Demand | 28850 | 27922 | 26026 | 26518 | 32880 | 35810 | 39133 | 40214 | 32876 | 26372 | 25204 | 27259
2004 | US | SPP | - | - | MW | Reporting Year Forecast - Peak Hour Demand | 27453 | 26136 | 25217 | 25820 | 31305 | 36897 | 39651 | 39740 | 35379 | 27160 | 25692 | 27232
2004 | US | SPP | - | - | MW | Year 1 Forecast - Peak Hour Demand | 28146 | 26641 | 25972 | 26396 | 31937 | 37566 | 40369 | 40462 | 36686 | 28050 | 26092 | 27704
2004 | US | WECC | - | - | MW | Prior Year Actual - Peak Hour Demand | 92602 | 93831 | 91002 | 89713 | 110358 | 112627 | 122537 | 119473 | 113594 | 103327 | 94291 | 99793
2004 | US | WECC | - | - | MW | Reporting Year Forecast - Peak Hour Demand | 102840 | 98618 | 94649 | 95838 | 107612 | 115316 | 122066 | 122870 | 113348 | 103897 | 96630 | 102720
2004 | US | WECC | - | - | MW | Year 1 Forecast - Peak Hour Demand | 104393 | 100734 | 96987 | 97470 | 110039 | 118486 | 125512 | 125687 | 115495 | 106400 | 98737 | 104967
2004 | US | WECC | AZN | - | MW | Prior Year Actual - Peak Hour Demand | 14471 | 15132 | 14389 | 14992 | 22900 | 23134 | 25547 | 25376 | 23514 | 20619 | 15023 | 16628
2004 | US | WECC | AZN | - | MW | Reporting Year Forecast - Peak Hour Demand | 17235 | 16484 | 15918 | 18176 | 22281 | 24872 | 26357 | 26182 | 24348 | 19591 | 15795 | 17213
2004 | US | WECC | AZN | - | MW | Year 1 Forecast - Peak Hour Demand | 17828 | 17158 | 16607 | 18573 | 23118 | 25779 | 27215 | 27083 | 25222 | 20290 | 16449 | 17841
2004 | US | WECC | CNV | - | MW | Prior Year Actual - Peak Hour Demand | 36289 | 35277 | 36845 | 37162 | 47144 | 47837 | 51390 | 51045 | 49942 | 43339 | 37249 | 38934
2004 | US | WECC | CNV | - | MW | Reporting Year Forecast - Peak Hour Demand | 38650 | 37265 | 37049 | 38522 | 45956 | 48768 | 51614 | 53121 | 49034 | 44682 | 37580 | 39080
2004 | US | WECC | CNV | - | MW | Year 1 Forecast - Peak Hour Demand | 39318 | 37811 | 37602 | 39087 | 46720 | 49948 | 52939 | 54110 | 49609 | 45382 | 38138 | 39873
2004 | US | WECC | NWPP | - | MW | Prior Year Actual - Peak Hour Demand | 33656 | 34969 | 31762 | 30440 | 31350 | 32583 | 35111 | 33066 | 31708 | 31817 | 34051 | 35456
2004 | US | WECC | NWPP | - | MW | Reporting Year Forecast - Peak Hour Demand | 38557 | 36579 | 33669 | 31727 | 31092 | 32378 | 33827 | 33668 | 31037 | 31699 | 34869 | 37598
2004 | US | WECC | NWPP | - | MW | Year 1 Forecast - Peak Hour Demand | 38681 | 37314 | 34604 | 32247 | 31756 | 33268 | 34878 | 34398 | 31547 | 32631 | 35595 | 38248
2004 | US | WECC | RMPA | - | MW | Prior Year Actual - Peak Hour Demand | 8186 | 8453 | 8006 | 7119 | 8964 | 9073 | 10489 | 9986 | 8430 | 7552 | 7968 | 8775
2004 | US | WECC | RMPA | - | MW | Reporting Year Forecast - Peak Hour Demand | 8398 | 8290 | 8013 | 7413 | 8283 | 9298 | 10268 | 9899 | 8929 | 7925 | 8386 | 8829
2004 | US | WECC | RMPA | - | MW | Year 1 Forecast - Peak Hour Demand | 8566 | 8451 | 8174 | 7563 | 8445 | 9491 | 10480 | 10096 | 9117 | 8097 | 8555 | 9005
2005 | CA | MRO | - | - | MW | Prior Year Actual - Peak Hour Demand | 6803 | 6339 | 6001 | 5191 | 5173 | 5395 | 5552 | 5257 | 5180 | 5446 | 6269 | 6980
2005 | CA | MRO | - | - | MW | Reporting Year Forecast - Peak Hour Demand | 6882 | 6634 | 6235 | 5589 | 5388 | 5550 | 5596 | 5761 | 5445 | 5692 | 6385 | 6948
2005 | CA | MRO | - | - | MW | Year 1 Forecast - Peak Hour Demand | 7009 | 6742 | 6366 | 5706 | 5525 | 5696 | 5740 | 5906 | 5594 | 5827 | 6526 | 7113
2005 | CA | NPCC | - | - | MW | Prior Year Actual - Peak Hour Demand | 66965 | 60425 | 55846 | 50699 | 45888 | 46889 | 47206 | 46596 | 45313 | 46639 | 52813 | 64988
2005 | CA | NPCC | - | - | MW | Reporting Year Forecast - Peak Hour Demand | 64393 | 60346 | 57835 | 51120 | 46722 | 47802 | 48621 | 48303 | 47166 | 49797 | 56301 | 62531
2005 | CA | NPCC | - | - | MW | Year 1 Forecast - Peak Hour Demand | 65718 | 63567 | 59206 | 52197 | 47700 | 48842 | 49638 | 49276 | 47982 | 51121 | 57024 | 63282
2005 | CA | NPCC | Maritimes | Maritimes | MW | Prior Year Actual - Peak Hour Demand | 5760 | 5339 | 4718 | 4156 | 3612 | 3505 | 3443 | 3457 | 3471 | 3924 | 4406 | 5053
2005 | CA | NPCC | Maritimes | Maritimes | MW | Reporting Year Forecast - Peak Hour Demand | 5490 | 5223 | 4738 | 4339 | 3863 | 3555 | 3476 | 3479 | 3576 | 4105 | 4590 | 5227
2005 | CA | NPCC | Maritimes | Maritimes | MW | Year 1 Forecast - Peak Hour Demand | 5443 | 5525 | 4903 | 4406 | 3927 | 3612 | 3537 | 3542 | 3630 | 4173 | 4672 | 5304
2005 | CA | NPCC | Ontario | Ontario | MW | Prior Year Actual - Peak Hour Demand | 24937 | 22608 | 21634 | 19911 | 20327 | 23163 | 23976 | 23159 | 21911 | 19829 | 22066 | 24979
2005 | CA | NPCC | Ontario | Ontario | MW | Reporting Year Forecast - Peak Hour Demand | 24362 | 22322 | 22724 | 20760 | 20306 | 23403 | 23897 | 23532 | 22067 | 20959 | 22940 | 23706
2005 | CA | NPCC | Ontario | Ontario | MW | Year 1 Forecast - Peak Hour Demand | 24508 | 24177 | 23028 | 21222 | 20852 | 23943 | 24432 | 24060 | 22613 | 21969 | 23383 | 24174
2005 | CA | NPCC | Quebec | Quebec | MW | Prior Year Actual - Peak Hour Demand | 36268 | 32478 | 29494 | 26632 | 21949 | 20221 | 19787 | 19980 | 19931 | 22886 | 26341 | 34956
2005 | CA | NPCC | Quebec | Quebec | MW | Reporting Year Forecast - Peak Hour Demand | 34541 | 32801 | 30373 | 26021 | 22553 | 20844 | 21248 | 21292 | 21523 | 24733 | 28771 | 33598
2005 | CA | NPCC | Quebec | Quebec | MW | Year 1 Forecast - Peak Hour Demand | 35767 | 33865 | 31275 | 26569 | 22921 | 21287 | 21669 | 21674 | 21739 | 24979 | 28969 | 33804
2005 | CA | WECC | - | - | MW | Prior Year Actual - Peak Hour Demand | 19177 | 17618 | 16834 | 15850 | 14773 | 15869 | 16201 | 16135 | 15576 | 16633 | 18240 | 18967
2005 | CA | WECC | - | - | MW | Reporting Year Forecast - Peak Hour Demand | 18609 | 17274 | 17869 | 16649 | 15881 | 15968 | 16429 | 16511 | 16336 | 17620 | 19089 | 19971
2005 | CA | WECC | - | - | MW | Year 1 Forecast - Peak Hour Demand | 19815 | 19047 | 18121 | 16942 | 16282 | 16323 | 16733 | 16709 | 16611 | 17782 | 19330 | 20246
2005 | MX | WECC | CA-MX | - | MW | Prior Year Actual - Peak Hour Demand | 1218 | 1211 | 1301 | 1394 | 1470 | 1553 | 1763 | 1799 | 1760 | 1420 | 1290 | 1321
2005 | MX | WECC | CA-MX | - | MW | Reporting Year Forecast - Peak Hour Demand | 1260 | 1243 | 1343 | 1368 | 1668 | 1767 | 1882 | 1898 | 1893 | 1605 | 1404 | 1415
2005 | MX | WECC | CA-MX | - | MW | Year 1 Forecast - Peak Hour Demand | 1389 | 1387 | 1417 | 1444 | 1760 | 1865 | 1986 | 2002 | 1997 | 1693 | 1481 | 1493
2005 | TL | WECC | - | - | MW | Prior Year Actual - Peak Hour Demand | 122444 | 114375 | 113326 | 118898 | 121746 | 128565 | 141100 | 140856 | 134120 | 114482 | 119531 | 121829
2005 | TL | WECC | - | - | MW | Reporting Year Forecast - Peak Hour Demand | 122558 | 115520 | 115964 | 115983 | 125536 | 136799 | 146246 | 145783 | 136061 | 123317 | 120234 | 127382
2005 | TL | WECC | - | - | MW | Year 1 Forecast - Peak Hour Demand | 126400 | 123040 | 118469 | 118536 | 128573 | 139588 | 149847 | 148995 | 138350 | 126392 | 123002 | 130345
2005 | US | ECAR | - | - | MW | Prior Year Actual - Peak Hour Demand | 86854 | 81131 | 76543 | 71732 | 83453 | 94311 | 96333 | 96467 | 85638 | 69295 | 74843 | 88795
2005 | US | ECAR | - | - | MW | Reporting Year Forecast - Peak Hour Demand | 88289 | 85219 | 80579 | 73321 | 82272 | 99518 | 103679 | 103430 | 90378 | 74523 | 79410 | 85969
2005 | US | ECAR | - | - | MW | Year 1 Forecast - Peak Hour Demand | 90464 | 86953 | 82292 | 74843 | 84616 | 102544 | 106753 | 106654 | 94857 | 76833 | 81552 | 88275
2005 | US | TRE | - | ERCOT | MW | Prior Year Actual - Peak Hour Demand | 42698 | 42301 | 34321 | 39131 | 48702 | 54061 | 56489 | 58531 | 55179 | 47714 | 37599 | 44010
2005 | US | TRE | - | ERCOT | MW | Reporting Year Forecast - Peak Hour Demand | 36769 | 39670 | 42888 | 40393 | 48496 | 52697 | 60475 | 57202 | 48570 | 42925 | 38686 | 41672
2005 | US | TRE | - | ERCOT | MW | Year 1 Forecast - Peak Hour Demand | 41379 | 39051 | 43314 | 40812 | 47205 | 54092 | 62148 | 58558 | 53675 | 43400 | 39149 | 42922
2005 | US | FRCC | - | FRCC | MW | Prior Year Actual - Peak Hour Demand | 35545 | 34423 | 30138 | 33895 | 40478 | 42152 | 42383 | 41964 | 40218 | 39063 | 35527 | 36902
2005 | US | FRCC | - | FRCC | MW | Reporting Year Forecast - Peak Hour Demand | 44839 | 38709 | 35441 | 35919 | 40782 | 42557 | 43385 | 43495 | 42093 | 39360 | 36006 | 39744
2005 | US | FRCC | - | FRCC | MW | Year 1 Forecast - Peak Hour Demand | 46717 | 39773 | 36357 | 37001 | 41885 | 43780 | 44558 | 44680 | 43142 | 40265 | 37157 | 41170
2005 | US | MAAC | - | - | MW | Prior Year Actual - Peak Hour Demand | 45625 | 41170 | 39626 | 36212 | 48571 | 51631 | 50483 | 52049 | 44128 | 34614 | 37114 | 47849
2005 | US | MAAC | - | - | MW | Reporting Year Forecast - Peak Hour Demand | 45905 | 43516 | 41790 | 37901 | 44116 | 55209 | 57631 | 56663 | 49502 | 38591 | 40186 | 44355
2005 | US | MAAC | - | - | MW | Year 1 Forecast - Peak Hour Demand | 46785 | 44482 | 42516 | 38571 | 44996 | 56303 | 58785 | 57774 | 50480 | 39264 | 40876 | 45117
2005 | US | MAIN | - | - | MW | Prior Year Actual - Peak Hour Demand | 42231 | 39403 | 37208 | 34812 | 42638 | 50602 | 53315 | 51856 | 46901 | 36023 | 38372 | 42642
2005 | US | MAIN | - | - | MW | Reporting Year Forecast - Peak Hour Demand | 42179 | 39938 | 39049 | 36051 | 42584 | 53479 | 58935 | 58639 | 50245 | 39794 | 39501 | 42869
2005 | US | MAIN | - | - | MW | Year 1 Forecast - Peak Hour Demand | 43406 | 41563 | 40007 | 37094 | 43697 | 54313 | 59973 | 59655 | 51093 | 40399 | 40105 | 43573
2005 | US | MRO | - | - | MW | Prior Year Actual - Peak Hour Demand | 23984 | 22958 | 20847 | 19488 | 21404 | 25927 | 29300 | 27282 | 26517 | 20847 | 22308 | 24582
2005 | US | MRO | - | - | MW | Reporting Year Forecast - Peak Hour Demand | 24202 | 23361 | 22214 | 21027 | 23815 | 28429 | 30105 | 29139 | 27391 | 22414 | 23179 | 24629
2005 | US | MRO | - | - | MW | Year 1 Forecast - Peak Hour Demand | 24766 | 23952 | 22800 | 21572 | 24307 | 28963 | 30681 | 29737 | 27971 | 22781 | 23639 | 25110
2005 | US | NPCC | - | - | MW | Prior Year Actual - Peak Hour Demand | 48080 | 42921 | 41386 | 38412 | 42342 | 51373 | 50926 | 51827 | 46103 | 38536 | 41108 | 48176
2005 | US | NPCC | - | - | MW | Reporting Year Forecast - Peak Hour Demand | 47040 | 44467 | 43924 | 40238 | 44927 | 53798 | 58315 | 57480 | 50514 | 42658 | 44084 | 46662
2005 | US | NPCC | - | - | MW | Year 1 Forecast - Peak Hour Demand | 48180 | 46485 | 44657 | 40914 | 45735 | 54768 | 59370 | 58524 | 51424 | 43271 | 44694 | 47308
2005 | US | NPCC | New England | New England | MW | Prior Year Actual - Peak Hour Demand | 22818 | 19977 | 19246 | 18042 | 18281 | 22940 | 23147 | 24116 | 20829 | 17763 | 19044 | 22635
2005 | US | NPCC | New England | New England | MW | Reporting Year Forecast - Peak Hour Demand | 22140 | 21390 | 19970 | 17770 | 19645 | 23650 | 26355 | 26355 | 21860 | 18490 | 20350 | 22005
2005 | US | NPCC | New England | New England | MW | Year 1 Forecast - Peak Hour Demand | 22830 | 21710 | 20270 | 18040 | 20105 | 24205 | 26970 | 26970 | 22375 | 18770 | 20660 | 22340
2005 | US | NPCC | New York | New York | MW | Prior Year Actual - Peak Hour Demand | 25262 | 22944 | 22140 | 20370 | 24061 | 28433 | 27779 | 27711 | 25274 | 20773 | 22064 | 25541
2005 | US | NPCC | New York | New York | MW | Reporting Year Forecast - Peak Hour Demand | 24900 | 23077 | 23954 | 22468 | 25282 | 30148 | 31960 | 31125 | 28654 | 24168 | 23734 | 24657
2005 | US | NPCC | New York | New York | MW | Year 1 Forecast - Peak Hour Demand | 25350 | 24775 | 24387 | 22874 | 25630 | 30563 | 32400 | 31554 | 29049 | 24501 | 24034 | 24968
2005 | US | SERC | - | - | MW | Prior Year Actual - Peak Hour Demand | 143846 | 129244 | 115301 | 113512 | 143543 | 148556 | 157615 | 155373 | 136089 | 117668 | 117269 | 143866
2005 | US | SERC | - | - | MW | Reporting Year Forecast - Peak Hour Demand | 144337 | 134407 | 122344 | 114522 | 134884 | 154167 | 164887 | 165144 | 151410 | 123469 | 121544 | 133888
2005 | US | SERC | - | - | MW | Year 1 Forecast - Peak Hour Demand | 147019 | 136902 | 124682 | 116962 | 137882 | 157403 | 168181 | 168565 | 154280 | 124166 | 124213 | 137013
2005 | US | SERC | Central | - | MW | Prior Year Actual - Peak Hour Demand | 28118 | 24972 | 22541 | 22071 | 26935 | 27226 | 30063 | 29069 | 25816 | 22126 | 22142 | 28263
2005 | US | SERC | Central | - | MW | Reporting Year Forecast - Peak Hour Demand | 30432 | 28957 | 25914 | 24384 | 27674 | 29705 | 31119 | 30856 | 30011 | 25358 | 26267 | 28578
2005 | US | SERC | Central | - | MW | Year 1 Forecast - Peak Hour Demand | 30975 | 29455 | 26330 | 24775 | 28254 | 30336 | 31757 | 31481 | 30378 | 25826 | 26765 | 29115
2005 | US | SERC | Delta | - | MW | Prior Year Actual - Peak Hour Demand | 21630 | 19863 | 17213 | 18831 | 22685 | 25094 | 26877 | 26404 | 24016 | 21905 | 19797 | 22171
2005 | US | SERC | Delta | - | MW | Reporting Year Forecast - Peak Hour Demand | 22005 | 19435 | 18089 | 20185 | 21690 | 25562 | 27228 | 28018 | 25386 | 19993 | 18515 | 20136
2005 | US | SERC | Delta | - | MW | Year 1 Forecast - Peak Hour Demand | 22195 | 19644 | 18262 | 20457 | 22053 | 25865 | 27394 | 28360 | 25561 | 20107 | 18854 | 20690
2005 | US | SERC | Southeastern | - | MW | Prior Year Actual - Peak Hour Demand | 37841 | 34950 | 31325 | 31817 | 41103 | 42436 | 45171 | 44753 | 39024 | 34319 | 32739 | 38497
2005 | US | SERC | Southeastern | - | MW | Reporting Year Forecast - Peak Hour Demand | 37816 | 34840 | 31924 | 30042 | 37303 | 42719 | 46418 | 46960 | 42303 | 32722 | 31497 | 34819
2005 | US | SERC | Southeastern | - | MW | Year 1 Forecast - Peak Hour Demand | 38801 | 35708 | 32816 | 30940 | 38411 | 43974 | 47806 | 48312 | 43479 | 33789 | 32336 | 35820
2005 | US | SERC | VACAR | - | MW | Prior Year Actual - Peak Hour Demand | 56257 | 49459 | 44222 | 40793 | 52820 | 53800 | 55504 | 55147 | 47233 | 39318 | 42591 | 54935
2005 | US | SERC | VACAR | - | MW | Reporting Year Forecast - Peak Hour Demand | 54084 | 51175 | 46417 | 39911 | 48217 | 56181 | 60122 | 59310 | 53710 | 45396 | 45265 | 50355
2005 | US | SERC | VACAR | - | MW | Year 1 Forecast - Peak Hour Demand | 55048 | 52095 | 47274 | 40790 | 49164 | 57228 | 61224 | 60412 | 54862 | 44444 | 46258 | 51388
2005 | US | SPP | - | - | MW | Prior Year Actual - Peak Hour Demand | 29010 | 27454 | 23566 | 24583 | 32878 | 36137 | 39893 | 39734 | 36117 | 27158 | 26603 | 29782
2005 | US | SPP | - | - | MW | Reporting Year Forecast - Peak Hour Demand | 28232 | 27847 | 25617 | 27605 | 33557 | 37601 | 40703 | 40906 | 37462 | 28812 | 26957 | 29004
2005 | US | SPP | - | - | MW | Year 1 Forecast - Peak Hour Demand | 28949 | 28398 | 26282 | 27484 | 33953 | 38142 | 41521 | 41724 | 37867 | 29360 | 27472 | 29545
2005 | US | WECC | - | - | MW | Prior Year Actual - Peak Hour Demand | 102049 | 95546 | 95191 | 101654 | 105503 | 111143 | 123136 | 122922 | 116784 | 96429 | 100001 | 101541
2005 | US | WECC | - | - | MW | Reporting Year Forecast - Peak Hour Demand | 102689 | 97003 | 96752 | 97966 | 107987 | 119064 | 127935 | 127374 | 117832 | 104092 | 99741 | 105996
2005 | US | WECC | - | - | MW | Year 1 Forecast - Peak Hour Demand | 105196 | 102606 | 98931 | 100150 | 110531 | 121400 | 131128 | 130284 | 119742 | 106917 | 102191 | 108606
2005 | US | WECC | AZN | - | MW | Prior Year Actual - Peak Hour Demand | 16149 | 15797 | 16797 | 17606 | 20109 | 23271 | 25089 | 25634 | 23664 | 18082 | 16293 | 16898
2005 | US | WECC | AZN | - | MW | Reporting Year Forecast - Peak Hour Demand | 16690 | 15354 | 16435 | 18327 | 22897 | 25263 | 26972 | 26635 | 24865 | 20349 | 16262 | 17599
2005 | US | WECC | AZN | - | MW | Year 1 Forecast - Peak Hour Demand | 17862 | 17339 | 16791 | 19037 | 23611 | 26048 | 27880 | 27538 | 25671 | 21001 | 16750 | 18121
2005 | US | WECC | CNV | - | MW | Prior Year Actual - Peak Hour Demand | 37304 | 36697 | 38603 | 47124 | 48563 | 45694 | 52779 | 53197 | 54160 | 40656 | 39383 | 40239
2005 | US | WECC | CNV | - | MW | Reporting Year Forecast - Peak Hour Demand | 38941 | 37207 | 38235 | 40301 | 45581 | 51119 | 55872 | 56242 | 52509 | 43305 | 39579 | 41178
2005 | US | WECC | CNV | - | MW | Year 1 Forecast - Peak Hour Demand | 39355 | 38957 | 38914 | 40952 | 46444 | 51938 | 57119 | 57200 | 52698 | 44453 | 40363 | 41983
2005 | US | WECC | NWPP | - | MW | Prior Year Actual - Peak Hour Demand | 39710 | 34565 | 32096 | 29706 | 28868 | 32621 | 34868 | 34445 | 30274 | 30448 | 35647 | 35433
2005 | US | WECC | NWPP | - | MW | Reporting Year Forecast - Peak Hour Demand | 38164 | 36108 | 33859 | 31510 | 31059 | 32748 | 34237 | 33903 | 30955 | 32323 | 34975 | 37923
2005 | US | WECC | NWPP | - | MW | Year 1 Forecast - Peak Hour Demand | 38891 | 37426 | 34795 | 32127 | 31796 | 33208 | 34982 | 34675 | 31627 | 33164 | 35941 | 38993
2005 | US | WECC | RMPA | - | MW | Prior Year Actual - Peak Hour Demand | 8886 | 8487 | 7695 | 7218 | 7963 | 9557 | 10400 | 9646 | 8686 | 7243 | 8678 | 8971
2005 | US | WECC | RMPA | - | MW | Reporting Year Forecast - Peak Hour Demand | 8894 | 8334 | 8223 | 7828 | 8450 | 9934 | 10854 | 10594 | 9503 | 8115 | 8925 | 9296
2005 | US | WECC | RMPA | - | MW | Year 1 Forecast - Peak Hour Demand | 9088 | 8884 | 8431 | 8034 | 8680 | 10206 | 11147 | 10871 | 9746 | 8299 | 9137 | 9509
2006 | CA | MRO | - | - | MW | Prior Year Actual - Peak Hour Demand | 7099 | 6528 | 6183 | 5402 | 5271 | 5699 | 5707 | 5769 | 5454 | 5428 | 6481 | 6770
2006 | CA | MRO | - | - | MW | Reporting Year Forecast - Peak Hour Demand | 7119 | 6730 | 6355 | 5625 | 5530 | 5671 | 5672 | 5841 | 5562 | 5829 | 6480 | 7024
2006 | CA | MRO | - | - | MW | Year 1 Forecast - Peak Hour Demand | 7226 | 6828 | 6457 | 5742 | 5631 | 5786 | 5786 | 5958 | 5677 | 5929 | 6583 | 7153
2006 | CA | NPCC | - | - | MW | Prior Year Actual - Peak Hour Demand | 64772 | 59406 | 59099 | 48284 | 45004 | 51170 | 50758 | 50639 | 48445 | 49325 | 56315 | 61656
2006 | CA | NPCC | - | - | MW | Reporting Year Forecast - Peak Hour Demand | 60812 | 60795 | 59567 | 50978 | 48125 | 49278 | 50412 | 50192 | 49038 | 50705 | 57149 | 63802
2006 | CA | NPCC | - | - | MW | Year 1 Forecast - Peak Hour Demand | 66805 | 64409 | 59895 | 52561 | 48871 | 49978 | 51214 | 50782 | 49574 | 51158 | 57658 | 64476
2006 | CA | NPCC | Maritimes | Maritimes | MW | Prior Year Actual - Peak Hour Demand | 5492 | 5219 | 4739 | 4110 | 3786 | 3399 | 3408 | 3377 | 3439 | 3771 | 4388 | 4984
2006 | CA | NPCC | Maritimes | Maritimes | MW | Reporting Year Forecast - Peak Hour Demand | 4686 | 4838 | 4720 | 4147 | 3692 | 3366 | 3284 | 3509 | 3603 | 4122 | 4628 | 5243
2006 | CA | NPCC | Maritimes | Maritimes | MW | Year 1 Forecast - Peak Hour Demand | 5429 | 5482 | 4873 | 4358 | 3907 | 3593 | 3516 | 3530 | 3603 | 4119 | 4620 | 5242
2006 | CA | NPCC | Ontario | Ontario | MW | Prior Year Actual - Peak Hour Demand | 24362 | 22322 | 22724 | 19343 | 19007 | 26157 | 26160 | 25816 | 23914 | 20752 | 22564 | 23766
2006 | CA | NPCC | Ontario | Ontario | MW | Reporting Year Forecast - Peak Hour Demand | 23052 | 22321 | 22575 | 20957 | 21743 | 24655 | 25502 | 24905 | 23665 | 21714 | 23281 | 24335
2006 | CA | NPCC | Ontario | Ontario | MW | Year 1 Forecast - Peak Hour Demand | 24897 | 24381 | 23230 | 21216 | 22109 | 24950 | 25858 | 25259 | 24029 | 21938 | 23525 | 24621
2006 | CA | NPCC | Quebec | Quebec | MW | Prior Year Actual - Peak Hour Demand | 34918 | 31865 | 31636 | 24831 | 22211 | 21614 | 21190 | 21446 | 21092 | 24802 | 29363 | 32906
2006 | CA | NPCC | Quebec | Quebec | MW | Reporting Year Forecast - Peak Hour Demand | 33074 | 33636 | 32272 | 25874 | 22690 | 21257 | 21626 | 21778 | 21770 | 24869 | 29240 | 34224
2006 | CA | NPCC | Quebec | Quebec | MW | Year 1 Forecast - Peak Hour Demand | 36479 | 34546 | 31792 | 26987 | 22855 | 21435 | 21840 | 21993 | 21942 | 25101 | 29513 | 34613
2006 | CA | WECC | - | - | MW | Prior Year Actual - Peak Hour Demand | 19827 | 18349 | 17229 | 16623 | 15750 | 15916 | 16533 | 16297 | 16126 | 17086 | 19467 | 20068
2006 | CA | WECC | - | - | MW | Reporting Year Forecast - Peak Hour Demand | 20245 | 19609 | 18306 | 17070 | 16715 | 16847 | 17265 | 17175 | 16890 | 18217 | 19762 | 20980
2006 | CA | WECC | - | - | MW | Year 1 Forecast - Peak Hour Demand | 20811 | 19896 | 18592 | 17323 | 16958 | 17085 | 17611 | 17490 | 17179 | 18474 | 20026 | 21269
2006 | MX | WECC | CA-MX | - | MW | Prior Year Actual - Peak Hour Demand | 1261 | 1238 | 1258 | 1303 | 1535 | 1733 | 1854 | 1849 | 1765 | 1565 | 1365 | 1373
2006 | MX | WECC | CA-MX | - | MW | Reporting Year Forecast - Peak Hour Demand | 1335 | 1337 | 1368 | 1466 | 1618 | 1818 | 1913 | 1965 | 1931 | 1653 | 1440 | 1441
2006 | MX | WECC | CA-MX | - | MW | Year 1 Forecast - Peak Hour Demand | 1401 | 1406 | 1425 | 1507 | 1789 | 1923 | 2022 | 2065 | 2039 | 1778 | 1525 | 1525
2006 | TL | MRO | - | - | MW | Prior Year Actual - Peak Hour Demand | 39335 | 36613 | 34766 | 32102 | 33411 | 43777 | 44989 | 45442 | 40150 | 38402 | 37171 | 39908
2006 | TL | MRO | - | - | MW | Reporting Year Forecast - Peak Hour Demand | 40072 | 38684 | 36709 | 34321 | 37183 | 44671 | 47182 | 46489 | 42716 | 36752 | 38197 | 40610
2006 | TL | MRO | - | - | MW | Year 1 Forecast - Peak Hour Demand | 40877 | 39236 | 37380 | 34976 | 37861 | 45456 | 48011 | 47299 | 43496 | 37278 | 38787 | 41265
2006 | TL | WECC | - | - | MW | Prior Year Actual - Peak Hour Demand | 123552 | 116376 | 109346 | 108549 | 123965 | 133470 | 149147 | 143399 | 131715 | 120121 | 121193 | 128934
2006 | TL | WECC | - | - | MW | Reporting Year Forecast - Peak Hour Demand | 126072 | 122786 | 115567 | 114133 | 129240 | 140659 | 150177 | 149458 | 138948 | 124553 | 121798 | 129634
2006 | TL | WECC | - | - | MW | Year 1 Forecast - Peak Hour Demand | 128591 | 124928 | 117921 | 116236 | 131909 | 143891 | 153848 | 153055 | 141901 | 127421 | 124287 | 132237
2006 | US | TRE | - | ERCOT | MW | Prior Year Actual - Peak Hour Demand | 40966 | 41095 | 36115 | 41219 | 51947 | 58140 | 57319 | 60210 | 59524 | 52107 | 42470 | 47948
2006 | US | TRE | - | ERCOT | MW | Reporting Year Forecast - Peak Hour Demand | 43653 | 43689 | 37511 | 43677 | 53466 | 55907 | 59202 | 61656 | 49498 | 45505 | 38412 | 40263
2006 | US | TRE | - | ERCOT | MW | Year 1 Forecast - Peak Hour Demand | 44704 | 44715 | 38421 | 48188 | 54754 | 56969 | 60700 | 63222 | 50699 | 46640 | 39355 | 41234
2006 | US | FRCC | - | FRCC | MW | Prior Year Actual - Peak Hour Demand | 41247 | 32820 | 34993 | 33596 | 40099 | 42506 | 45229 | 46396 | 42968 | 40621 | 32661 | 33994
2006 | US | FRCC | - | FRCC | MW | Reporting Year Forecast - Peak Hour Demand | 45911 | 39388 | 35803 | 37474 | 42195 | 43965 | 45009 | 45520 | 43491 | 40887 | 37051 | 40370
2006 | US | FRCC | - | FRCC | MW | Year 1 Forecast - Peak Hour Demand | 48296 | 40221 | 36737 | 38488 | 43368 | 45108 | 46192 | 46725 | 44625 | 41938 | 37898 | 41316
2006 | US | MRO | - | - | MW | Prior Year Actual - Peak Hour Demand | 32236 | 30085 | 28583 | 26700 | 28140 | 38078 | 39282 | 39673 | 34696 | 32974 | 30690 | 33138
2006 | US | MRO | - | - | MW | Reporting Year Forecast - Peak Hour Demand | 32953 | 31954 | 30354 | 28696 | 31653 | 39000 | 41510 | 40648 | 37154 | 30923 | 31717 | 33586
2006 | US | MRO | - | - | MW | Year 1 Forecast - Peak Hour Demand | 33651 | 32408 | 30923 | 29234 | 32230 | 39670 | 42225 | 41341 | 37819 | 31349 | 32204 | 34112
2006 | US | NPCC | - | - | MW | Prior Year Actual - Peak Hour Demand | 47041 | 42949 | 43487 | 37399 | 37543 | 55720 | 58960 | 58009 | 50704 | 41854 | 41875 | 46828
2006 | US | NPCC | - | - | MW | Reporting Year Forecast - Peak Hour Demand | 43716 | 44653 | 42957 | 37989 | 41510 | 55769 | 60320 | 60269 | 51515 | 42027 | 42546 | 46699
2006 | US | NPCC | - | - | MW | Year 1 Forecast - Peak Hour Demand | 48861 | 46051 | 44590 | 39210 | 42104 | 56573 | 61186 | 61134 | 52257 | 42370 | 43896 | 48199
2006 | US | NPCC | New England | New England | MW | Prior Year Actual - Peak Hour Demand | 22141 | 19887 | 20178 | 17024 | 16710 | 25231 | 26885 | 25983 | 22425 | 18972 | 19331 | 21768
2006 | US | NPCC | New England | New England | MW | Reporting Year Forecast - Peak Hour Demand | 20566 | 21460 | 20005 | 17720 | 19885 | 24120 | 27025 | 27025 | 22160 | 18275 | 20110 | 21770
2006 | US | NPCC | New England | New England | MW | Year 1 Forecast - Peak Hour Demand | 22550 | 21415 | 19960 | 17680 | 20130 | 24415 | 27355 | 27355 | 22430 | 18235 | 20065 | 21720
2006 | US | NPCC | New York | New York | MW | Prior Year Actual - Peak Hour Demand | 24900 | 23062 | 23309 | 20375 | 20833 | 30489 | 32075 | 32026 | 28279 | 22882 | 22544 | 25060
2006 | US | NPCC | New York | New York | MW | Reporting Year Forecast - Peak Hour Demand | 23150 | 23193 | 22952 | 20269 | 21625 | 31649 | 33295 | 33244 | 29355 | 23752 | 22436 | 24929
2006 | US | NPCC | New York | New York | MW | Year 1 Forecast - Peak Hour Demand | 26311 | 24636 | 24630 | 21530 | 21974 | 32158 | 33831 | 33779 | 29827 | 24135 | 23831 | 26479
2006 | US | RF | - | - | MW | Prior Year Actual - Peak Hour Demand | 154200 | 140100 | 140500 | 119700 | 127500 | 177900 | 187700 | 190200 | 167200 | 140000 | 136300 | 153600
2006 | US | RF | - | - | MW | Reporting Year Forecast - Peak Hour Demand | 151600 | 145700 | 138300 | 126600 | 147400 | 180300 | 191600 | 188500 | 164500 | 130500 | 139100 | 151800
2006 | US | RF | - | - | MW | Year 1 Forecast - Peak Hour Demand | 154800 | 148700 | 141300 | 129400 | 150100 | 183000 | 193900 | 190800 | 166200 | 132300 | 140500 | 153200
2006 | US | SERC | - | - | MW | Prior Year Actual - Peak Hour Demand | 166190 | 146255 | 144150 | 123260 | 146053 | 176444 | 190705 | 183894 | 168762 | 144121 | 136054 | 154799
2006 | US | SERC | - | - | MW | Reporting Year Forecast - Peak Hour Demand | 164638 | 154643 | 140567 | 128303 | 153140 | 174514 | 188763 | 186941 | 171036 | 141178 | 139447 | 153712
2006 | US | SERC | - | - | MW | Year 1 Forecast - Peak Hour Demand | 167811 | 158660 | 143236 | 130720 | 156496 | 178076 | 192895 | 191089 | 174849 | 144113 | 142284 | 156763
2006 | US | SERC | Central | - | MW | Prior Year Actual - Peak Hour Demand | 32555 | 28944 | 28829 | 24225 | 28237 | 32380 | 34722 | 33837 | 31160 | 28471 | 27450 | 30872
2006 | US | SERC | Central | - | MW | Reporting Year Forecast - Peak Hour Demand | 34595 | 33274 | 29366 | 26223 | 30085 | 32544 | 34953 | 34146 | 32812 | 28543 | 28837 | 32179
2006 | US | SERC | Central | - | MW | Year 1 Forecast - Peak Hour Demand | 35188 | 34865 | 29929 | 26761 | 30704 | 33261 | 35852 | 35095 | 33596 | 29358 | 29643 | 33076
2006 | US | SERC | Delta | - | MW | Prior Year Actual - Peak Hour Demand | 21787 | 19682 | 18943 | 19236 | 23770 | 26221 | 27503 | 27335 | 24733 | 20264 | 18949 | 21442
2006 | US | SERC | Delta | - | MW | Reporting Year Forecast - Peak Hour Demand | 22348 | 19596 | 17967 | 18682 | 21586 | 24894 | 26843 | 27628 | 24615 | 21434 | 19863 | 20205
2006 | US | SERC | Delta | - | MW | Year 1 Forecast - Peak Hour Demand | 22828 | 19999 | 18047 | 18795 | 22035 | 25252 | 27315 | 28165 | 25162 | 21712 | 19944 | 20482
2006 | US | SERC | Gateway | - | MW | Prior Year Actual - Peak Hour Demand | 13565 | 12512 | 12059 | 10760 | 13158 | 17810 | 18400 | 17876 | 16245 | 14873 | 13126 | 14511
2006 | US | SERC | Gateway | - | MW | Reporting Year Forecast - Peak Hour Demand | 13163 | 12520 | 11868 | 10170 | 13934 | 16160 | 17884 | 17295 | 15713 | 12667 | 11904 | 13179
2006 | US | SERC | Gateway | - | MW | Year 1 Forecast - Peak Hour Demand | 13348 | 12701 | 12042 | 10338 | 14109 | 16345 | 18091 | 17506 | 15915 | 12818 | 12058 | 13347
2006 | US | SERC | Southeastern | - | MW | Prior Year Actual - Peak Hour Demand | 40858 | 36465 | 35964 | 29587 | 38081 | 44168 | 46993 | 46194 | 43188 | 37217 | 33601 | 37664
2006 | US | SERC | Southeastern | - | MW | Reporting Year Forecast - Peak Hour Demand | 39537 | 36768 | 33357 | 31640 | 38496 | 43757 | 47867 | 47424 | 43286 | 33848 | 32738 | 36725
2006 | US | SERC | Southeastern | - | MW | Year 1 Forecast - Peak Hour Demand | 40595 | 37653 | 34304 | 32346 | 39606 | 44925 | 49278 | 48753 | 44506 | 34621 | 33691 | 37617
2006 | US | SERC | VACAR | - | MW | Prior Year Actual - Peak Hour Demand | 57425 | 48652 | 48355 | 39451 | 42807 | 55865 | 63086 | 58652 | 53436 | 43295 | 42928 | 50310
2006 | US | SERC | VACAR | - | MW | Reporting Year Forecast - Peak Hour Demand | 54995 | 52485 | 48009 | 41588 | 49039 | 57159 | 61217 | 60448 | 54609 | 44686 | 46106 | 51424
2006 | US | SERC | VACAR | - | MW | Year 1 Forecast - Peak Hour Demand | 55852 | 53442 | 48914 | 42480 | 50042 | 58293 | 62359 | 61570 | 55671 | 45604 | 46948 | 52241
2006 | US | SPP | - | - | MW | Prior Year Actual - Peak Hour Demand | 29072 | 27128 | 25247 | 25656 | 34261 | 39437 | 41306 | 40771 | 37772 | 33042 | 27333 | 31764
2006 | US | SPP | - | - | MW | Reporting Year Forecast - Peak Hour Demand | 29628 | 28792 | 26379 | 26489 | 33149 | 38415 | 41081 | 41424 | 38052 | 30014 | 27153 | 29850
2006 | US | SPP | - | - | MW | Year 1 Forecast - Peak Hour Demand | 30183 | 28598 | 26933 | 26999 | 33794 | 39290 | 41786 | 42127 | 38705 | 30612 | 27669 | 30415
2006 | US | WECC | - | - | MW | Prior Year Actual - Peak Hour Demand | 102464 | 96789 | 90859 | 90623 | 106680 | 115821 | 130760 | 125253 | 113824 | 101470 | 100361 | 107493
2006 | US | WECC | - | - | MW | Reporting Year Forecast - Peak Hour Demand | 104492 | 101840 | 95893 | 95597 | 110907 | 121994 | 130999 | 130318 | 120127 | 104683 | 100596 | 107213
2006 | US | WECC | - | - | MW | Year 1 Forecast - Peak Hour Demand | 106379 | 103626 | 97904 | 97406 | 113162 | 124883 | 134215 | 133500 | 122683 | 107169 | 102736 | 109443
2006 | US | WECC | AZN | - | MW | Prior Year Actual - Peak Hour Demand | 16442 | 15109 | 14751 | 15665 | 23555 | 25830 | 27974 | 26191 | 24687 | 20752 | 16010 | 17130
2006 | US | WECC | AZN | - | MW | Reporting Year Forecast - Peak Hour Demand | 18053 | 17326 | 16876 | 18827 | 23435 | 25955 | 28281 | 27718 | 25714 | 20901 | 16738 | 18032
2006 | US | WECC | AZN | - | MW | Year 1 Forecast - Peak Hour Demand | 18189 | 17426 | 17228 | 19214 | 24083 | 26663 | 29089 | 28506 | 26452 | 21582 | 17210 | 18548
2006 | US | WECC | CNV | - | MW | Prior Year Actual - Peak Hour Demand | 38807 | 37090 | 36238 | 36301 | 44101 | 47103 | 55535 | 53166 | 48363 | 42147 | 39120 | 40537
2006 | US | WECC | CNV | - | MW | Reporting Year Forecast - Peak Hour Demand | 38554 | 38128 | 36380 | 36821 | 47010 | 52581 | 56302 | 57072 | 53054 | 42652 | 38886 | 41093
2006 | US | WECC | CNV | - | MW | Year 1 Forecast - Peak Hour Demand | 39280 | 38843 | 37064 | 37515 | 47907 | 53573 | 57385 | 58141 | 54062 | 43460 | 39614 | 41869
2006 | US | WECC | NWPP | - | MW | Prior Year Actual - Peak Hour Demand | 38321 | 36256 | 31837 | 31386 | 30135 | 33334 | 36165 | 35568 | 31682 | 30842 | 36587 | 40298
2006 | US | WECC | NWPP | - | MW | Reporting Year Forecast - Peak Hour Demand | 38527 | 37271 | 34153 | 31919 | 31502 | 33191 | 35093 | 34654 | 31626 | 32828 | 35838 | 38408
2006 | US | WECC | NWPP | - | MW | Year 1 Forecast - Peak Hour Demand | 39388 | 38069 | 34978 | 32439 | 31980 | 33988 | 35997 | 35625 | 32099 | 33556 | 36506 | 39050
2006 | US | WECC | RMPA | - | MW | Prior Year Actual - Peak Hour Demand | 8894 | 8334 | 8033 | 7271 | 8889 | 9554 | 11086 | 10328 | 9092 | 7729 | 8644 | 9528
2006 | US | WECC | RMPA | - | MW | Reporting Year Forecast - Peak Hour Demand | 9358 | 9115 | 8484 | 8030 | 8960 | 10267 | 11323 | 10874 | 9733 | 8302 | 9134 | 9680
2006 | US | WECC | RMPA | - | MW | Year 1 Forecast - Peak Hour Demand | 9522 | 9288 | 8634 | 8238 | 9192 | 10659 | 11744 | 11228 | 10070 | 8571 | 9406 | 9976
2007 | CA | MRO | - | - | MW | Prior Year Actual - Peak Hour Demand | 6662 | 6908 | 6138 | 5494 | 5403 | 5816 | 5853 | 5842 | 5695 | 5787 | 6590 | 6795
2007 | CA | MRO | - | - | MW | Reporting Year Forecast - Peak Hour Demand | 7161 | 6884 | 6469 | 5730 | 5605 | 5930 | 5928 | 6015 | 5656 | 5883 | 6603 | 7174
2007 | CA | MRO | - | - | MW | Year 1 Forecast - Peak Hour Demand | 7291 | 7023 | 6585 | 5855 | 5730 | 6078 | 6089 | 6169 | 5787 | 6008 | 6757 | 7355
2007 | CA | NPCC | - | - | MW | Prior Year Actual - Peak Hour Demand | 60829 | 60795 | 58644 | 49227 | 50078 | 47987 | 50588 | 51583 | 44409 | 47939 | 52774 | 58663
2007 | CA | NPCC | - | - | MW | Reporting Year Forecast - Peak Hour Demand | 66502 | 63624 | 59192 | 51614 | 47362 | 49197 | 50892 | 49867 | 48729 | 50450 | 56860 | 63676
2007 | CA | NPCC | - | - | MW | Year 1 Forecast - Peak Hour Demand | 66462 | 63703 | 59304 | 51683 | 47532 | 49273 | 51077 | 50025 | 48868 | 50474 | 56826 | 63687
2007 | CA | NPCC | Maritimes | Maritimes | MW | Prior Year Actual - Peak Hour Demand | 4686 | 4838 | 4727 | 3776 | 3348 | 3259 | 3243 | 3217 | 3208 | 3971 | 4296 | 4943
2007 | CA | NPCC | Maritimes | Maritimes | MW | Reporting Year Forecast - Peak Hour Demand | 5523 | 5480 | 4922 | 4390 | 3801 | 3500 | 3524 | 3498 | 3624 | 4115 | 4632 | 5266
2007 | CA | NPCC | Maritimes | Maritimes | MW | Year 1 Forecast - Peak Hour Demand | 5567 | 5642 | 5101 | 4469 | 3876 | 3565 | 3600 | 3572 | 3687 | 4187 | 4706 | 5365
2007 | CA | NPCC | Ontario | Ontario | MW | Prior Year Actual - Peak Hour Demand | 23052 | 22321 | 21772 | 19582 | 24857 | 23349 | 26092 | 27005 | 19976 | 19590 | 21267 | 22941
2007 | CA | NPCC | Ontario | Ontario | MW | Reporting Year Forecast - Peak Hour Demand | 24588 | 23689 | 22497 | 20451 | 20883 | 24210 | 25762 | 24600 | 23355 | 21297 | 22863 | 24084
2007 | CA | NPCC | Ontario | Ontario | MW | Year 1 Forecast - Peak Hour Demand | 24356 | 23487 | 22349 | 20378 | 20953 | 24213 | 25797 | 24640 | 23435 | 21234 | 22730 | 23914
2007 | CA | NPCC | Quebec | Quebec | MW | Prior Year Actual - Peak Hour Demand | 33091 | 33636 | 32145 | 25869 | 21873 | 21379 | 21253 | 21361 | 21225 | 24378 | 27211 | 30779
2007 | CA | NPCC | Quebec | Quebec | MW | Reporting Year Forecast - Peak Hour Demand | 36391 | 34455 | 31773 | 26773 | 22678 | 21487 | 21606 | 21769 | 21750 | 25038 | 29365 | 34326
2007 | CA | NPCC | Quebec | Quebec | MW | Year 1 Forecast - Peak Hour Demand | 36539 | 34574 | 31854 | 26836 | 22703 | 21495 | 21680 | 21813 | 21746 | 25053 | 29390 | 34408
2007 | CA | WECC | - | - | MW | Prior Year Actual - Peak Hour Demand | 19072 | 18922 | 18110 | 16360 | 16250 | 16845 | 17028 | 16579 | 16440 | 18042 | 20701 | 19709
2007 | CA | WECC | - | - | MW | Reporting Year Forecast - Peak Hour Demand | 20863 | 19723 | 18730 | 17728 | 17271 | 17157 | 17426 | 17427 | 17208 | 18325 | 20014 | 21680
2007 | CA | WECC | - | - | MW | Year 1 Forecast - Peak Hour Demand | 21454 | 20218 | 19260 | 18081 | 17639 | 17539 | 17867 | 17876 | 17696 | 18811 | 20569 | 22215
2007 | MX | WECC | CA-MX | - | MW | Prior Year Actual - Peak Hour Demand | 1359 | 1341 | 1361 | 1409 | 1659 | 1870 | 2007 | 2001 | 1912 | 1703 | 1482 | 1472
2007 | MX | WECC | CA-MX | - | MW | Reporting Year Forecast - Peak Hour Demand | 1421 | 1401 | 1422 | 1472 | 1732 | 1953 | 2097 | 2091 | 1998 | 1780 | 1549 | 1538
2007 | MX | WECC | CA-MX | - | MW | Year 1 Forecast - Peak Hour Demand | 1506 | 1485 | 1508 | 1561 | 1836 | 2071 | 2223 | 2217 | 2118 | 1886 | 1641 | 1630
2007 | TL | MRO | - | - | MW | Prior Year Actual - Peak Hour Demand | 37056 | 39045 | 35397 | 32868 | 38263 | 43167 | 47892 | 44860 | 37123 | 37711 | 38933 | 40039
2007 | TL | MRO | - | - | MW | Reporting Year Forecast - Peak Hour Demand | 41363 | 40111 | 37956 | 36034 | 39445 | 46903 | 49151 | 48549 | 44462 | 38451 | 39646 | 41841
2007 | TL | MRO | - | - | MW | Year 1 Forecast - Peak Hour Demand | 42232 | 40874 | 38666 | 36792 | 40373 | 48018 | 50356 | 49759 | 45433 | 39486 | 40587 | 42948
2007 | TL | NPCC | - | - | MW | Prior Year Actual - Peak Hour Demand | 104490 | 104406 | 101176 | 86558 | 96191 | 99987 | 110541 | 114824 | 87616 | 88096 | 93923 | 103233
2007 | TL | NPCC | - | - | MW | Reporting Year Forecast - Peak Hour Demand | 112571 | 110321 | 102534 | 90359 | 92922 | 104619 | 111298 | 110944 | 99197 | 92084 | 99835 | 110451
2007 | TL | NPCC | - | - | MW | Year 1 Forecast - Peak Hour Demand | 114856 | 109411 | 103118 | 90848 | 93800 | 105554 | 112153 | 111781 | 100120 | 92584 | 100270 | 110969
2007 | TL | WECC | - | - | MW | Prior Year Actual - Peak Hour Demand | 120002 | 121417 | 116572 | 110867 | 128622 | 148457 | 161131 | 146329 | 140772 | 123542 | 129518 | 129798
2007 | TL | WECC | - | - | MW | Reporting Year Forecast - Peak Hour Demand | 132477 | 124386 | 119601 | 119324 | 133154 | 145273 | 156988 | 155451 | 143695 | 129811 | 125721 | 133291
2007 | TL | WECC | - | - | MW | Year 1 Forecast - Peak Hour Demand | 131919 | 126814 | 122355 | 121943 | 136598 | 148473 | 160374 | 158894 | 146979 | 132133 | 127957 | 135630
2007 | US | TRE | - | ERCOT | MW | Prior Year Actual - Peak Hour Demand | 38604 | 43210 | 38257 | 51800 | 54175 | 57887 | 61660 | 62339 | 56603 | 50890 | 45143 | 46896
2007 | US | TRE | - | ERCOT | MW | Reporting Year Forecast - Peak Hour Demand | 44705 | 45534 | 39744 | 49317 | 55316 | 57946 | 61278 | 63794 | 50602 | 45767 | 38731 | 40797
2007 | US | TRE | - | ERCOT | MW | Year 1 Forecast - Peak Hour Demand | 45483 | 45987 | 40666 | 51160 | 56353 | 59357 | 65135 | 63311 | 51601 | 46770 | 39500 | 41947
2007 | US | FRCC | - | FRCC | MW | Prior Year Actual - Peak Hour Demand | 34464 | 43413 | 33876 | 39132 | 40745 | 44109 | 45008 | 45751 | 42807 | 40155 | 34285 | 33099
2007 | US | FRCC | - | FRCC | MW | Reporting Year Forecast - Peak Hour Demand | 45504 | 40238 | 36747 | 38207 | 43086 | 44961 | 45567 | 46878 | 44762 | 41718 | 37929 | 40903
2007 | US | FRCC | - | FRCC | MW | Year 1 Forecast - Peak Hour Demand | 49526 | 41153 | 37622 | 39178 | 44161 | 46047 | 47385 | 48037 | 45824 | 42743 | 38864 | 41938
2007 | US | MRO | - | - | MW | Prior Year Actual - Peak Hour Demand | 37056 | 39045 | 35397 | 32868 | 38263 | 43167 | 47892 | 44860 | 37123 | 37711 | 38933 | 40039
2007 | US | MRO | - | - | MW | Reporting Year Forecast - Peak Hour Demand | 41363 | 40111 | 37956 | 36034 | 39445 | 46903 | 49151 | 48549 | 44462 | 38451 | 39646 | 41841
2007 | US | MRO | - | - | MW | Year 1 Forecast - Peak Hour Demand | 42232 | 40874 | 38666 | 36792 | 40373 | 48018 | 50356 | 49759 | 45433 | 39486 | 40587 | 42948
2007 | US | NPCC | - | - | MW | Prior Year Actual - Peak Hour Demand | 43661 | 43611 | 42532 | 37331 | 46113 | 52000 | 59953 | 63241 | 43207 | 40157 | 41149 | 44570
2007 | US | NPCC | - | - | MW | Reporting Year Forecast - Peak Hour Demand | 46069 | 46697 | 43342 | 38745 | 45560 | 55422 | 60406 | 61077 | 50468 | 41634 | 42975 | 46775
2007 | US | NPCC | - | - | MW | Year 1 Forecast - Peak Hour Demand | 48394 | 45708 | 43814 | 39165 | 46268 | 56281 | 61076 | 61756 | 51252 | 42110 | 43444 | 47282
2007 | US | NPCC | New England | New England | MW | Prior Year Actual - Peak Hour Demand | 20559 | 20469 | 19598 | 17146 | 19411 | 24070 | 27329 | 28130 | 19168 | 18036 | 18938 | 20701
2007 | US | NPCC | New England | New England | MW | Reporting Year Forecast - Peak Hour Demand | 21039 | 21640 | 20235 | 17895 | 20120 | 24355 | 27630 | 27630 | 22540 | 18655 | 20520 | 22275
2007 | US | NPCC | New England | New England | MW | Year 1 Forecast - Peak Hour Demand | 23070 | 21920 | 20435 | 18070 | 20505 | 24820 | 27885 | 27885 | 22970 | 18840 | 20725 | 22495
2007 | US | NPCC | New York | New York | MW | Prior Year Actual - Peak Hour Demand | 23102 | 23142 | 22934 | 20185 | 26702 | 27930 | 32624 | 35111 | 24039 | 22121 | 22211 | 23869
2007 | US | NPCC | New York | New York | MW | Reporting Year Forecast - Peak Hour Demand | 25030 | 25057 | 23107 | 20850 | 25440 | 31067 | 32776 | 33447 | 27928 | 22979 | 22455 | 24500
2007 | US | NPCC | New York | New York | MW | Year 1 Forecast - Peak Hour Demand | 25324 | 23788 | 23379 | 21095 | 25763 | 31461 | 33191 | 33871 | 28282 | 23270 | 22719 | 24787
2007 | US | RF | - | - | MW | Prior Year Actual - Peak Hour Demand | 134239 | 133885 | 129636 | 117174 | 160442 | 160900 | 187586 | 191920 | 134313 | 124746 | 127774 | 142734
2007 | US | RF | - | - | MW | Reporting Year Forecast - Peak Hour Demand | 149631 | 144411 | 135057 | 127350 | 145286 | 178153 | 188856 | 184789 | 162227 | 128733 | 134285 | 148856
2007 | US | RF | - | - | MW | Year 1 Forecast - Peak Hour Demand | 151597 | 146203 | 136966 | 129054 | 147003 | 180663 | 191929 | 187148 | 165038 | 130819 | 135957 | 150452
2007 | US | SERC | - | - | MW | Prior Year Actual - Peak Hour Demand | 149253 | 158984 | 139168 | 144156 | 173415 | 187089 | 195295 | 198831 | 160862 | 153200 | 144977 | 170295
2007 | US | SERC | - | - | MW | Reporting Year Forecast - Peak Hour Demand | 174207 | 164637 | 148079 | 138203 | 163369 | 186518 | 200632 | 198986 | 180686 | 147640 | 145944 | 164282
2007 | US | SERC | - | - | MW | Year 1 Forecast - Peak Hour Demand | 178337 | 166214 | 151018 | 141356 | 166598 | 191187 | 204311 | 202868 | 183229 | 150770 | 147995 | 167404
2007 | US | SERC | Central | - | MW | Prior Year Actual - Peak Hour Demand | 33383 | 34640 | 31287 | 32167 | 37109 | 40187 | 41794 | 41976 | 34714 | 33323 | 32950 | 39567
2007 | US | SERC | Central | - | MW | Reporting Year Forecast - Peak Hour Demand | 41257 | 38729 | 34803 | 31754 | 36439 | 40225 | 43146 | 42340 | 40082 | 33524 | 33569 | 39001
2007 | US | SERC | Central | - | MW | Year 1 Forecast - Peak Hour Demand | 42191 | 39113 | 35525 | 32504 | 37147 | 40997 | 43795 | 43004 | 40736 | 34183 | 34091 | 39838
2007 | US | SERC | Delta | - | MW | Prior Year Actual - Peak Hour Demand | 19573 | 21240 | 18081 | 22163 | 23821 | 25536 | 27406 | 27620 | 23390 | 22769 | 19996 | 23258
2007 | US | SERC | Delta | - | MW | Reporting Year Forecast - Peak Hour Demand | 22705 | 20394 | 17819 | 18957 | 21969 | 25187 | 26662 | 27722 | 24316 | 21057 | 20036 | 21127
2007 | US | SERC | Delta | - | MW | Year 1 Forecast - Peak Hour Demand | 23126 | 20388 | 18271 | 19620 | 22342 | 26101 | 27043 | 28383 | 23991 | 21602 | 19669 | 21256
2007 | US | SERC | Gateway | - | MW | Prior Year Actual - Peak Hour Demand | 13128 | 13834 | 13426 | 12320 | 15554 | 17526 | 19313 | 19092 | 13796 | 15105 | 13719 | 14711
2007 | US | SERC | Gateway | - | MW | Reporting Year Forecast - Peak Hour Demand | 14413 | 13912 | 13122 | 11562 | 14553 | 17186 | 18984 | 18291 | 16735 | 13317 | 12601 | 14175
2007 | US | SERC | Gateway | - | MW | Year 1 Forecast - Peak Hour Demand | 14631 | 14111 | 13318 | 11729 | 14762 | 17476 | 19293 | 18595 | 17016 | 13513 | 12776 | 14391
2007 | US | SERC | Southeastern | - | MW | Prior Year Actual - Peak Hour Demand | 35199 | 38466 | 31874 | 35620 | 43775 | 46663 | 46959 | 47535 | 41070 | 37788 | 34094 | 40569
2007 | US | SERC | Southeastern | - | MW | Reporting Year Forecast - Peak Hour Demand | 40464 | 37962 | 33728 | 33631 | 40457 | 45745 | 49509 | 49448 | 44534 | 34790 | 33413 | 38116
2007 | US | SERC | Southeastern | - | MW | Year 1 Forecast - Peak Hour Demand | 41619 | 39051 | 34603 | 34555 | 41614 | 47413 | 50784 | 50702 | 45616 | 35617 | 34301 | 39081
2007 | US | SERC | VACAR | - | MW | Prior Year Actual - Peak Hour Demand | 47970 | 50804 | 44500 | 41886 | 53156 | 57177 | 59823 | 62608 | 47892 | 44215 | 44218 | 52190
2007 | US | SERC | VACAR | - | MW | Reporting Year Forecast - Peak Hour Demand | 55368 | 53640 | 48607 | 42299 | 49951 | 58175 | 62331 | 61185 | 55019 | 44952 | 46325 | 51863
2007 | US | SERC | VACAR | - | MW | Year 1 Forecast - Peak Hour Demand | 56770 | 53551 | 49301 | 42948 | 50733 | 59200 | 63396 | 62184 | 55870 | 45855 | 47158 | 52838
2007 | US | SPP | - | - | MW | Prior Year Actual - Peak Hour Demand | 26864 | 28402 | 25548 | 31231 | 36115 | 37754 | 42556 | 42405 | 33342 | 33653 | 29699 | 30331
2007 | US | SPP | - | - | MW | Reporting Year Forecast - Peak Hour Demand | 29591 | 28662 | 26902 | 27918 | 34481 | 39022 | 42605 | 42551 | 37137 | 30576 | 27574 | 30142
2007 | US | SPP | - | - | MW | Year 1 Forecast - Peak Hour Demand | 30163 | 29216 | 27393 | 28613 | 35229 | 39829 | 43530 | 43340 | 37837 | 31344 | 28241 | 30757
2007 | US | WECC | - | - | MW | Prior Year Actual - Peak Hour Demand | 99571 | 101154 | 97101 | 93098 | 110713 | 129742 | 142096 | 127749 | 122420 | 103797 | 107335 | 108617
2007 | US | WECC | - | - | MW | Reporting Year Forecast - Peak Hour Demand | 110138 | 103262 | 99449 | 100124 | 114151 | 126163 | 137465 | 135933 | 124489 | 109706 | 104158 | 110073
2007 | US | WECC | - | - | MW | Year 1 Forecast - Peak Hour Demand | 108959 | 105111 | 101587 | 102301 | 117123 | 128863 | 140284 | 138801 | 127165 | 111436 | 105747 | 111785
2007 | US | WECC | AZ-NM-SNV | - | MW | Prior Year Actual - Peak Hour Demand | 17096 | 16099 | 15825 | 17782 | 24102 | 27670 | 30111 | 27616 | 25969 | 21704 | 17589 | 18448
2007 | US | WECC | AZ-NM-SNV | - | MW | Reporting Year Forecast - Peak Hour Demand | 19120 | 17343 | 17341 | 19170 | 24942 | 28091 | 30338 | 29575 | 27404 | 22484 | 17781 | 19068
2007 | US | WECC | AZ-NM-SNV | - | MW | Year 1 Forecast - Peak Hour Demand | 18756 | 17858 | 17865 | 19703 | 25870 | 28571 | 30879 | 30187 | 27848 | 22859 | 18092 | 19398
2007 | US | WECC | NWPP | - | MW | Prior Year Actual - Peak Hour Demand | 35566 | 38226 | 34987 | 31701 | 33789 | 36751 | 38753 | 35671 | 33147 | 34968 | 39820 | 39363
2007 | US | WECC | NWPP | - | MW | Reporting Year Forecast - Peak Hour Demand | 41307 | 37522 | 34632 | 32008 | 31444 | 33631 | 36053 | 35756 | 32230 | 33409 | 36739 | 39056
2007 | US | WECC | NWPP | - | MW | Year 1 Forecast - Peak Hour Demand | 40003 | 38378 | 35726 | 32964 | 32625 | 34901 | 37124 | 36915 | 33140 | 34102 | 37556 | 39922
2007 | US | WECC | RMPA | - | MW | Prior Year Actual - Peak Hour Demand | 8488 | 8801 | 8421 | 7633 | 8735 | 10631 | 10908 | 10424 | 8298 | 8025 | 9358 | 9272
2007 | US | WECC | RMPA | - | MW | Reporting Year Forecast - Peak Hour Demand | 9347 | 9114 | 8510 | 8081 | 9044 | 10437 | 11547 | 11006 | 9933 | 8436 | 9249 | 9807
2007 | US | WECC | RMPA | - | MW | Year 1 Forecast - Peak Hour Demand | 9523 | 9294 | 8674 | 8248 | 9222 | 10650 | 11759 | 11187 | 10135 | 8619 | 9419 | 9993
2008 | US | TRE | - | ERCOT | MW | Prior Year Actual - Peak Hour Demand | 50404 | 50408 | 38827 | 41710 | 49222 | 56427 | 56754 | 62188 | 55091 | 54102 | 39993 | 44443
2008 | US | TRE | - | ERCOT | MW | Reporting Year Forecast - Peak Hour Demand | 45994 | 45856 | 38995 | 50746 | 56667 | 57811 | 64927 | 62830 | 51256 | 46608 | 38282 | 41244
2008 | US | TRE | - | ERCOT | MW | Year 1 Forecast - Peak Hour Demand | 46717 | 47270 | 37557 | 45488 | 58294 | 58325 | 62416 | 66247 | 52269 | 47559 | 40787 | 41796
2008 | US | FRCC | - | FRCC | MW | Prior Year Actual - Peak Hour Demand | 38352 | 38192 | 33829 | 36137 | 38885 | 43116 | 45430 | 46676 | 44796 | 40993 | 33248 | 33759
2008 | US | FRCC | - | FRCC | MW | Reporting Year Forecast - Peak Hour Demand | 41701 | 40251 | 36549 | 38395 | 43295 | 45360 | 46599 | 47364 | 44999 | 41876 | 37492 | 40318
2008 | US | FRCC | - | FRCC | MW | Year 1 Forecast - Peak Hour Demand | 49601 | 41039 | 37186 | 39101 | 44062 | 46148 | 47408 | 48181 | 45773 | 42606 | 38196 | 41027
2008 | US | MRO | - | - | MW | Prior Year Actual - Peak Hour Demand | 32132 | 32689 | 30046 | 29377 | 31541 | 38877 | 40747 | 39688 | 37674 | 31788 | 31782 | 32764
2008 | US | MRO | - | - | MW | Reporting Year Forecast - Peak Hour Demand | 33711 | 32834 | 31235 | 29978 | 32974 | 39927 | 43159 | 41775 | 37884 | 32203 | 32741 | 34432
2008 | US | MRO | - | - | MW | Year 1 Forecast - Peak Hour Demand | 34615 | 33774 | 32102 | 30613 | 33799 | 41297 | 44775 | 43380 | 39674 | 33586 | 34141 | 35799
2008 | CA | MRO | - | - | MW | Prior Year Actual - Peak Hour Demand | 7073 | 7136 | 6596 | 6052 | 5260 | 5711 | 6249 | 5807 | 5470 | 5511 | 6915 | 6983
2008 | CA | MRO | - | - | MW | Reporting Year Forecast - Peak Hour Demand | 7336 | 6918 | 6519 | 5833 | 5671 | 6052 | 6139 | 6140 | 5780 | 6028 | 6720 | 7330
2008 | CA | MRO | - | - | MW | Year 1 Forecast - Peak Hour Demand | 7337 | 7080 | 6692 | 5956 | 5785 | 6211 | 6283 | 6284 | 5885 | 6165 | 6893 | 7491
2008 | TL | MRO | - | - | MW | Prior Year Actual - Peak Hour Demand | 39205 | 39825 | 36642 | 35429 | 36801 | 44588 | 46996 | 45495 | 43144 | 37299 | 38697 | 39747
2008 | TL | MRO | - | - | MW | Reporting Year Forecast - Peak Hour Demand | 41047 | 39752 | 37754 | 35811 | 38645 | 45979 | 49298 | 47915 | 43664 | 38231 | 39461 | 41762
2008 | TL | MRO | - | - | MW | Year 1 Forecast - Peak Hour Demand | 41952 | 40854 | 38794 | 36569 | 39584 | 47508 | 51058 | 49664 | 45559 | 39751 | 41034 | 43290
2008 | US | NPCC | - | - | MW | Prior Year Actual - Peak Hour Demand | 45002 | 46697 | 45901 | 38936 | 46586 | 57272 | 56073 | 58314 | 51463 | 45066 | 41766 | 46024
2008 | US | NPCC | - | - | MW | Reporting Year Forecast - Peak Hour Demand | 47067 | 45199 | 43746 | 39524 | 45194 | 55029 | 60288 | 61779 | 50181 | 41114 | 42888 | 47518
2008 | US | NPCC | - | - | MW | Year 1 Forecast - Peak Hour Demand | 48621 | 45680 | 44196 | 39914 | 45666 | 55735 | 61141 | 62647 | 50703 | 41543 | 43308 | 48096
2008 | CA | NPCC | - | - | MW | Prior Year Actual - Peak Hour Demand | 63967 | 65688 | 62612 | 51207 | 48838 | 50601 | 49032 | 50567 | 48743 | 47801 | 55917 | 61590
2008 | CA | NPCC | - | - | MW | Reporting Year Forecast - Peak Hour Demand | 64956 | 62821 | 59252 | 51558 | 46664 | 48544 | 49696 | 49280 | 47212 | 49811 | 55945 | 62547
2008 | CA | NPCC | - | - | MW | Year 1 Forecast - Peak Hour Demand | 66254 | 63971 | 59345 | 51911 | 47148 | 49025 | 49935 | 49571 | 47535 | 50268 | 56324 | 62704
2008 | TL | NPCC | - | - | MW | Prior Year Actual - Peak Hour Demand | 108969 | 112385 | 108513 | 90143 | 95424 | 107873 | 105105 | 108881 | 100206 | 92867 | 97683 | 107614
2008 | TL | NPCC | - | - | MW | Reporting Year Forecast - Peak Hour Demand | 112023 | 108020 | 102998 | 91082 | 91858 | 103573 | 109984 | 111059 | 97393 | 90925 | 98833 | 110065
2008 | TL | NPCC | - | - | MW | Year 1 Forecast - Peak Hour Demand | 114875 | 109651 | 103541 | 91825 | 92814 | 104760 | 111076 | 112218 | 98238 | 91811 | 99632 | 110800
2008 | US | NPCC | New England | New England | MW | Prior Year Actual - Peak Hour Demand | 21034 | 21640 | 21439 | 18071 | 20463 | 26055 | 24332 | 26145 | 22570 | 19305 | 19129 | 21305
2008 | US | NPCC | New England | New England | MW | Reporting Year Forecast - Peak Hour Demand | 21774 | 21330 | 20385 | 17845 | 20045 | 24700 | 27970 | 27970 | 22055 | 19055 | 20455 | 23030
2008 | US | NPCC | New England | New England | MW | Year 1 Forecast - Peak Hour Demand | 23030 | 21530 | 20560 | 17980 | 20250 | 25085 | 28480 | 28480 | 22280 | 19250 | 20610 | 23320
2008 | US | NPCC | New York | New York | MW | Prior Year Actual - Peak Hour Demand | 23968 | 25057 | 24462 | 20865 | 26123 | 31217 | 31741 | 32169 | 28893 | 25761 | 22637 | 24719
2008 | US | NPCC | New York | New York | MW | Reporting Year Forecast - Peak Hour Demand | 25293 | 23869 | 23361 | 21679 | 25149 | 30329 | 32318 | 33809 | 28126 | 22059 | 22433 | 24488
2008 | US | NPCC | New York | New York | MW | Year 1 Forecast - Peak Hour Demand | 25591 | 24150 | 23636 | 21934 | 25416 | 30650 | 32661 | 34167 | 28423 | 22293 | 22698 | 24776
2008 | CA | NPCC | Maritimes | Maritimes | MW | Prior Year Actual - Peak Hour Demand | 5553 | 5502 | 5255 | 4343 | 3981 | 3592 | 3569 | 3587 | 3453 | 4038 | 4444 | 5266
2008 | CA | NPCC | Maritimes | Maritimes | MW | Reporting Year Forecast - Peak Hour Demand | 5525 | 5024 | 5203 | 4374 | 3791 | 3500 | 3499 | 3471 | 3603 | 4130 | 4629 | 5211
2008 | CA | NPCC | Maritimes | Maritimes | MW | Year 1 Forecast - Peak Hour Demand | 5532 | 5637 | 5103 | 4403 | 3852 | 3550 | 3553 | 3520 | 3702 | 4187 | 4682 | 5261
2008 | CA | NPCC | Ontario | Ontario | MW | Prior Year Actual - Peak Hour Demand | 23537 | 23935 | 22969 | 20016 | 21490 | 25737 | 24561 | 25584 | 24046 | 19233 | 21814 | 22935
2008 | CA | NPCC | Ontario | Ontario | MW | Reporting Year Forecast - Peak Hour Demand | 22782 | 23054 | 21884 | 20048 | 20211 | 23892 | 24892 | 24175 | 22028 | 20686 | 21905 | 22886
2008 | CA | NPCC | Ontario | Ontario | MW | Year 1 Forecast - Peak Hour Demand | 23441 | 23009 | 21541 | 19885 | 20243 | 23934 | 24754 | 24048 | 21912 | 20650 | 21764 | 22595
2008 | CA | NPCC | Quebec | Quebec | MW | Prior Year Actual - Peak Hour Demand | 34877 | 36251 | 34388 | 26848 | 23367 | 21272 | 20902 | 21396 | 21244 | 24530 | 29659 | 33389
2008 | CA | NPCC | Quebec | Quebec | MW | Reporting Year Forecast - Peak Hour Demand | 36649 | 34743 | 32165 | 27136 | 22662 | 21152 | 21305 | 21634 | 21581 | 24995 | 29411 | 34450
2008 | CA | NPCC | Quebec | Quebec | MW | Year 1 Forecast - Peak Hour Demand | 37281 | 35325 | 32701 | 27623 | 23053 | 21541 | 21628 | 22003 | 21921 | 25431 | 29878 | 34848
2008 | US | RF | - | - | MW | Prior Year Actual - Peak Hour Demand | 138300 | 150700 | 134200 | 117500 | 148100 | 170900 | 173600 | 180000 | 163300 | 153800 | 127100 | 139200
2008 | US | RF | - | - | MW | Reporting Year Forecast - Peak Hour Demand | 139100 | 141800 | 133100 | 126300 | 143400 | 171800 | 184000 | 178400 | 156600 | 125600 | 129300 | 144600
2008 | US | RF | - | - | MW | Year 1 Forecast - Peak Hour Demand | 144500 | 139200 | 130600 | 124100 | 140700 | 174400 | 187100 | 181300 | 159800 | 127800 | 131700 | 146900
2008 | US | RF | MISO | - | MW | Prior Year Actual - Peak Hour Demand | 46119 | 48252 | 43656 | 40708 | 50275 | 57471 | 57593 | 60217 | 56924 | 53084 | 43728 | 46304
2008 | US | RF | MISO | - | MW | Reporting Year Forecast - Peak Hour Demand | 45800 | 48300 | 46500 | 43100 | 50300 | 60000 | 63600 | 63500 | 54200 | 43600 | 45300 | 49600
2008 | US | RF | MISO | - | MW | Year 1 Forecast - Peak Hour Demand | 46900 | 44900 | 42700 | 39500 | 46200 | 60800 | 64400 | 64400 | 55300 | 44300 | 45800 | 50300
2008 | US | RF | PJM | - | MW | Prior Year Actual - Peak Hour Demand | 92124 | 102318 | 90423 | 76670 | 97733 | 113387 | 115920 | 119758 | 106312 | 100598 | 83262 | 92732
2008 | US | RF | PJM | - | MW | Reporting Year Forecast - Peak Hour Demand | 96000 | 96300 | 89200 | 85700 | 95900 | 115200 | 124100 | 118500 | 105500 | 84500 | 86500 | 97900
2008 | US | RF | PJM | - | MW | Year 1 Forecast - Peak Hour Demand | 100400 | 97000 | 90500 | 87000 | 97300 | 117100 | 126400 | 120500 | 107700 | 86000 | 88500 | 99500
2008 | US | SERC | - | - | MW | Prior Year Actual - Peak Hour Demand | 171640 | 174134 | 148192 | 143142 | 161994 | 183132 | 187430 | 209109 | 183365 | 166053 | 142102 | 162692
2008 | US | SERC | - | - | MW | Reporting Year Forecast - Peak Hour Demand | 179888 | 165783 | 151145 | 143170 | 166687 | 189360 | 203320 | 201417 | 182402 | 151111 | 148284 | 169691
2008 | US | SERC | - | - | MW | Year 1 Forecast - Peak Hour Demand | 182055 | 165571 | 154132 | 146030 | 169811 | 193296 | 207649 | 205837 | 186781 | 154082 | 151867 | 173528
2008 | US | SERC | Central | - | MW | Prior Year Actual - Peak Hour Demand | 40649 | 40254 | 33960 | 32140 | 35576 | 38766 | 40230 | 44787 | 40504 | 37952 | 33984 | 37295
2008 | US | SERC | Central | - | MW | Reporting Year Forecast - Peak Hour Demand | 42893 | 39355 | 36252 | 33662 | 38165 | 41196 | 43866 | 43131 | 41076 | 35178 | 35257 | 40871
2008 | US | SERC | Central | - | MW | Year 1 Forecast - Peak Hour Demand | 43376 | 41054 | 36884 | 34188 | 38796 | 42052 | 44651 | 43956 | 41820 | 35704 | 36025 | 41699
2008 | US | SERC | Delta | - | MW | Prior Year Actual - Peak Hour Demand | 22988 | 23356 | 19674 | 20271 | 22056 | 24905 | 25672 | 29106 | 24585 | 22429 | 19019 | 21264
2008 | US | SERC | Delta | - | MW | Reporting Year Forecast - Peak Hour Demand | 23619 | 20773 | 18226 | 19845 | 22609 | 26435 | 27417 | 28440 | 24912 | 21364 | 19749 | 21753
2008 | US | SERC | Delta | - | MW | Year 1 Forecast - Peak Hour Demand | 24156 | 21702 | 18495 | 20407 | 23029 | 27009 | 28078 | 29190 | 25267 | 21550 | 20478 | 22208
2008 | US | SERC | Gateway | - | MW | Prior Year Actual - Peak Hour Demand | 14428 | 14853 | 12200 | 12682 | 14158 | 16731 | 17787 | 19582 | 16950 | 15289 | 12425 | 13643
2008 | US | SERC | Gateway | - | MW | Reporting Year Forecast - Peak Hour Demand | 14760 | 13274 | 12886 | 11945 | 14006 | 16503 | 19233 | 18302 | 15589 | 13012 | 12885 | 14898
2008 | US | SERC | Gateway | - | MW | Year 1 Forecast - Peak Hour Demand | 14970 | 13526 | 13123 | 12143 | 14197 | 17101 | 19481 | 18495 | 15878 | 13211 | 13080 | 15156
2008 | US | SERC | Southeastern | - | MW | Prior Year Actual - Peak Hour Demand | 41005 | 40277 | 35097 | 34909 | 39085 | 45275 | 44314 | 50894 | 44646 | 38805 | 33433 | 38147
2008 | US | SERC | Southeastern | - | MW | Reporting Year Forecast - Peak Hour Demand | 41398 | 38768 | 35449 | 34472 | 41524 | 46718 | 49674 | 50122 | 45560 | 35721 | 34224 | 39127
2008 | US | SERC | Southeastern | - | MW | Year 1 Forecast - Peak Hour Demand | 42414 | 39752 | 36355 | 35179 | 42401 | 47541 | 51078 | 51605 | 47428 | 36814 | 35036 | 40360
2008 | US | SERC | VACAR | - | MW | Prior Year Actual - Peak Hour Demand | 52570 | 55394 | 47261 | 43140 | 51119 | 57455 | 59427 | 64740 | 56680 | 51578 | 43241 | 52343
2008 | US | SERC | VACAR | - | MW | Reporting Year Forecast - Peak Hour Demand | 57218 | 53613 | 48332 | 43246 | 50383 | 58508 | 63130 | 61422 | 55265 | 45836 | 46169 | 53042
2008 | US | SERC | VACAR | - | MW | Year 1 Forecast - Peak Hour Demand | 57139 | 49537 | 49275 | 44113 | 51388 | 59593 | 64361 | 62591 | 56388 | 46803 | 47248 | 54105
2008 | US | SPP | - | - | MW | Prior Year Actual - Peak Hour Demand | 30141 | 31028 | 25629 | 26746 | 31495 | 36775 | 38965 | 43165 | 36887 | 33537 | 26610 | 29560
2008 | US | SPP | - | - | MW | Reporting Year Forecast - Peak Hour Demand | 30972 | 30042 | 27761 | 28546 | 34026 | 39211 | 42479 | 43571 | 38708 | 32634 | 28238 | 30726
2008 | US | SPP | - | - | MW | Year 1 Forecast - Peak Hour Demand | 31655 | 30879 | 28322 | 29362 | 34859 | 40074 | 43436 | 44580 | 39591 | 33525 | 28922 | 31540
2008 | CA | WECC | - | - | MW | Prior Year Actual - Peak Hour Demand | 19926 | 19071 | 18438 | 17308 | 16006 | 16133 | 17265 | 16661 | 15620 | 17426 | 19134 | 20030
2008 | CA | WECC | - | - | MW | Reporting Year Forecast - Peak Hour Demand | 20693 | 20347 | 19354 | 17769 | 17697 | 17644 | 17797 | 17907 | 17617 | 18780 | 20821 | 21664
2008 | CA | WECC | - | - | MW | Year 1 Forecast - Peak Hour Demand | 21400 | 21002 | 19969 | 18352 | 18276 | 18266 | 18418 | 18524 | 18223 | 19371 | 21479 | 22336
2008 | US | WECC | - | - | MW | Prior Year Actual - Peak Hour Demand | 107097 | 101215 | 98234 | 98980 | 107541 | 126064 | 137488 | 139389 | 128226 | 99594 | 100700 | 109607
2008 | US | WECC | - | - | MW | Reporting Year Forecast - Peak Hour Demand | 112700 | 109067 | 105690 | 105640 | 117931 | 131093 | 142032 | 139836 | 130559 | 114763 | 111009 | 116586
2008 | US | WECC | - | - | MW | Year 1 Forecast - Peak Hour Demand | 115043 | 111136 | 107833 | 107992 | 120172 | 133938 | 145217 | 143000 | 133271 | 117105 | 113306 | 118832
2008 | TL | WECC | - | - | MW | Prior Year Actual - Peak Hour Demand | 128413 | 121623 | 118073 | 117694 | 125162 | 144007 | 156690 | 158178 | 145999 | 118714 | 121271 | 131054
2008 | TL | WECC | - | - | MW | Reporting Year Forecast - Peak Hour Demand | 134899 | 130899 | 126552 | 124970 | 137464 | 150808 | 162052 | 159960 | 150294 | 135429 | 133471 | 139880
2008 | TL | WECC | - | - | MW | Year 1 Forecast - Peak Hour Demand | 138024 | 133697 | 129385 | 127982 | 140375 | 154378 | 165969 | 163851 | 153718 | 138456 | 136508 | 142879
2008 | US | WECC | AZ-NM-SNV | - | MW | Prior Year Actual - Peak Hour Demand | 14499 | 12971 | 13695 | 15795 | 18267 | 28984 | 30642 | 30063 | 27987 | 16506 | 13660 | 18558
2008 | US | WECC | AZ-NM-SNV | - | MW | Reporting Year Forecast - Peak Hour Demand | 19336 | 18646 | 18752 | 20409 | 26180 | 29238 | 31551 | 30646 | 28314 | 23464 | 18880 | 20060
2008 | US | WECC | AZ-NM-SNV | - | MW | Year 1 Forecast - Peak Hour Demand | 19863 | 19021 | 19187 | 21157 | 26656 | 30123 | 32620 | 31727 | 29243 | 24211 | 19391 | 20683
2008 | MX | WECC | CA-MX | - | MW | Prior Year Actual - Peak Hour Demand | 1390 | 1337 | 1401 | 1406 | 1615 | 1810 | 1937 | 2128 | 2153 | 1694 | 1437 | 1417
2008 | MX | WECC | CA-MX | - | MW | Reporting Year Forecast - Peak Hour Demand | 1506 | 1485 | 1508 | 1561 | 1836 | 2071 | 2223 | 2217 | 2118 | 1886 | 1641 | 1630
2008 | MX | WECC | CA-MX | - | MW | Year 1 Forecast - Peak Hour Demand | 1581 | 1559 | 1583 | 1638 | 1927 | 2174 | 2334 | 2327 | 2224 | 1980 | 1723 | 1711
2008 | US | WECC | NWPP | - | MW | Prior Year Actual - Peak Hour Demand | 41329 | 38904 | 36048 | 34190 | 33744 | 34998 | 39107 | 37209 | 34334 | 33647 | 38396 | 39947
2008 | US | WECC | NWPP | - | MW | Reporting Year Forecast - Peak Hour Demand | 40525 | 38737 | 35849 | 33089 | 33224 | 35650 | 38125 | 36847 | 33760 | 34300 | 38303 | 40961
2008 | US | WECC | NWPP | - | MW | Year 1 Forecast - Peak Hour Demand | 41457 | 39620 | 36734 | 33873 | 34065 | 36564 | 39110 | 37806 | 34493 | 34998 | 39252 | 41712
2008 | US | WECC | RMPA | - | MW | Prior Year Actual - Peak Hour Demand | 9912 | 9847 | 9071 | 8351 | 8413 | 11403 | 11931 | 11737 | 10271 | 8183 | 9157 | 9855
2008 | US | WECC | RMPA | - | MW | Reporting Year Forecast - Peak Hour Demand | 9974 | 9960 | 9370 | 8751 | 9382 | 11464 | 12285 | 11869 | 10714 | 8979 | 10136 | 10529
2008 | US | WECC | RMPA | - | MW | Year 1 Forecast - Peak Hour Demand | 10270 | 10208 | 9620 | 8971 | 9622 | 11757 | 12586 | 12146 | 10955 | 9213 | 10378 | 10785
2009 | US | TRE | - | ERCOT | MW | Prior Year Actual - Peak Hour Demand | 46099 | 45321.1677 | 42412.0862 | 45872.2092 | 56343.9001 | 59642.1214 | 61119.6066 | 62174.3766 | 56342.6037 | 46574.7272 | 38746.4511 | 47805.6548
2009 | US | TRE | - | ERCOT | MW | Reporting Year Forecast - Peak Hour Demand | 42943 | 43058 | 36071 | 43246 | 54465 | 56118 | 59837 | 63491 | 49227 | 45368 | 39047 | 39996
2009 | US | TRE | - | ERCOT | MW | Year 1 Forecast - Peak Hour Demand | 43325 | 43463 | 36242 | 44445 | 54932 | 56644 | 60371 | 64056 | 49684 | 45782 | 40123 | 40379
2009 | US | FRCC | - | FRCC | MW | Prior Year Actual - Peak Hour Demand | 41705 | 35000 | 33073 | 34896 | 41795 | 43769 | 44361 | 44836 | 43028 | 38413 | 34721 | 34104
2009 | US | FRCC | - | FRCC | MW | Reporting Year Forecast - Peak Hour Demand | 45275 | 44436 | 34744 | 36803 | 41518 | 43592 | 45091 | 45734 | 43689 | 40488 | 34790 | 35980
2009 | US | FRCC | - | FRCC | MW | Year 1 Forecast - Peak Hour Demand | 44446 | 36765 | 34771 | 36867 | 41561 | 43659 | 45141 | 45794 | 43801 | 40582 | 35023 | 36142
2009 | US | MRO | - | - | MW | Prior Year Actual - Peak Hour Demand | 34462.4712 | 33833.6179 | 31773.1575 | 29324.1622 | 29823.6462 | 36298.482 | 40581.9153 | 39712.4934 | 35585.6167 | 30411.6689 | 32025.9937 | 35243.1553
2009 | US | MRO | - | - | MW | Reporting Year Forecast - Peak Hour Demand | 35045.5543 | 34053.9772 | 32089.9942 | 30333.1553 | 32542.0559 | 39682.7329 | 43218.8642 | 42234.7151 | 37943.6221 | 32809.3358 | 33740.2979 | 35951.82
2009 | US | MRO | - | - | MW | Year 1 Forecast - Peak Hour Demand | 36011.1563 | 35045.6011 | 33013.1099 | 31243.8837 | 33692.0105 | 40844.9058 | 44415.552 | 43320.8938 | 39046.0524 | 33624.2487 | 34557.8402 | 36697.79
2009 | CA | MRO | - | - | MW | Prior Year Actual - Peak Hour Demand | 7226.0794 | 7188.2381 | 6807.642 | 5666.5476 | 5296.4559 | 5636.3318 | 5669.1481 | 5834.1495 | 5164.5013 | 5677.7137 | 6571.1075 | 7552.4077
2009 | CA | MRO | - | - | MW | Reporting Year Forecast - Peak Hour Demand | 7488.9853 | 7277.1315 | 6840.9547 | 6194.7079 | 5839.6577 | 6248.8112 | 6386.566 | 6329.471 | 5973.9088 | 6191.7062 | 7020.7723 | 7584.4896
2009 | CA | MRO | - | - | MW | Year 1 Forecast - Peak Hour Demand | 7632.6005 | 7427.1611 | 6990.8491 | 6285.7465 | 5937.4252 | 6354.0858 | 6516.0999 | 6455.5177 | 6077.3867 | 6312.1675 | 7172.5466 | 7734.8168
2009 | TL | MRO | - | - | MW | Prior Year Actual - Peak Hour Demand | 41688.5506 | 41021.856 | 38580.7995 | 34990.7098 | 35120.1021 | 41934.8139 | 46251.0634 | 45546.6429 | 40750.118 | 36089.3826 | 38597.1012 | 42795.563
2009 | TL | MRO | - | - | MW | Reporting Year Forecast - Peak Hour Demand | 42534.5395 | 41331.1087 | 38930.9489 | 36527.8631 | 38381.7136 | 45931.5442 | 49605.4301 | 48564.1862 | 43917.5309 | 39001.042 | 40761.0702 | 43536.3096
2009 | TL | MRO | - | - | MW | Year 1 Forecast - Peak Hour Demand | 43643.7569 | 42472.7623 | 40003.959 | 37529.6302 | 39629.4357 | 47198.9916 | 50931.6519 | 49776.4115 | 45123.4392 | 39936.4162 | 41730.3868 | 44432.6068
2009 | TL | NPCC | - | - | MW | Prior Year Actual - Peak Hour Demand | 110472 | 106169 | 97062 | 88541 | 85732 | 106960 | 104361 | 97418 | 98838 | 88213 | 96910 | 107014
2009 | TL | NPCC | - | - | MW | Reporting Year Forecast - Peak Hour Demand | 111312 | 105690 | 101253 | 90042.7226 | 91271.7123 | 101711.7205 | 108061.6569 | 109068.6928 | 95249.6161 | 88308.1682 | 96309.8649 | 106910.6922
2009 | TL | NPCC | - | - | MW | Year 1 Forecast - Peak Hour Demand | 111718.8709 | 107476.6819 | 101398.6243 | 89205.9617 | 90429.9392 | 101770.8464 | 108261.7495 | 109412.6775 | 96400.8561 | 88323.7015 | 96731.8184 | 107939.9689
2009 | US | NPCC | - | - | MW | Prior Year Actual - Peak Hour Demand | 46803 | 44882 | 40421 | 37426 | 40348 | 58543 | 55919 | 50393 | 50957 | 39251 | 42111 | 45695
2009 | US | NPCC | - | - | MW | Reporting Year Forecast - Peak Hour Demand | 45699 | 44750 | 43218 | 39131 | 44889 | 54579 | 59852 | 61327 | 49899 | 40371 | 42097 | 46302
2009 | US | NPCC | - | - | MW | Year 1 Forecast - Peak Hour Demand | 47071 | 44710 | 43193 | 39108 | 44976 | 54754 | 60127 | 61601 | 49994 | 40369 | 42073 | 46281
2009 | CA | NPCC | - | - | MW | Prior Year Actual - Peak Hour Demand | 63669 | 61287 | 56641 | 51115 | 45384 | 48417 | 48442 | 47025 | 47881 | 48962 | 54799 | 61319
2009 | CA | NPCC | - | - | MW | Reporting Year Forecast - Peak Hour Demand | 65613 | 60940 | 58035 | 50911.7226 | 46382.7123 | 47132.7205 | 48209.6569 | 47741.6928 | 45350.6161 | 47937.1682 | 54212.8649 | 60608.6922
2009 | CA | NPCC | - | - | MW | Year 1 Forecast - Peak Hour Demand | 64647.8709 | 62766.6819 | 58205.6243 | 50097.9617 | 45453.9392 | 47016.8464 | 48134.7495 | 47811.6775 | 46406.8561 | 47954.7015 | 54658.8184 | 61658.9689
2009 | US | NPCC | New York | New York | MW | Prior Year Actual - Peak Hour Demand | 25021 | 24384 | 22044 | 20434 | 22422 | 32432 | 31196 | 28201 | 28753 | 21566 | 22749 | 24673
2009 | US | NPCC | New York | New York | MW | Reporting Year Forecast - Peak Hour Demand | 24998 | 23590 | 23088 | 21426 | 24884 | 30009 | 31977 | 33452 | 27829 | 21826 | 22172 | 24202
2009 | US | NPCC | New York | New York | MW | Year 1 Forecast - Peak Hour Demand | 24971 | 23565 | 23063 | 21403 | 24876 | 29999 | 31967 | 33441 | 27819 | 21819 | 22148 | 24176
2009 | US | NPCC | New England | New England | MW | Prior Year Actual - Peak Hour Demand | 21782 | 20498 | 18377 | 16992 | 17926 | 26111 | 24723 | 22192 | 22204 | 17685 | 19362 | 21022
2009 | US | NPCC | New England | New England | MW | Reporting Year Forecast - Peak Hour Demand | 20701 | 21160 | 20130 | 17705 | 20005 | 24570 | 27875 | 27875 | 22070 | 18545 | 19925 | 22100
2009 | US | NPCC | New England | New England | MW | Year 1 Forecast - Peak Hour Demand | 22100 | 21145 | 20130 | 17705 | 20100 | 24755 | 28160 | 28160 | 22175 | 18550 | 19925 | 22105
2009 | CA | NPCC | Maritimes | Maritimes | MW | Prior Year Actual - Peak Hour Demand | 5535 | 5030 | 4823 | 4379 | 3688 | 3327 | 3435 | 3349 | 3418 | 3935 | 4614 | 5066
2009 | CA | NPCC | Maritimes | Maritimes | MW | Reporting Year Forecast - Peak Hour Demand | 5598 | 5124 | 4945 | 4253 | 3780 | 3527 | 3469 | 3451 | 3543 | 4049 | 4550 | 5222
2009 | CA | NPCC | Maritimes | Maritimes | MW | Year 1 Forecast - Peak Hour Demand | 5512 | 5465 | 4971 | 4281 | 3766 | 3513 | 3415 | 3396 | 3448 | 3982 | 4484 | 5143
2009 | CA | NPCC | Ontario | Ontario | MW | Prior Year Actual - Peak Hour Demand | 22782 | 23054 | 20990 | 19512 | 18650 | 24195 | 23787 | 22707 | 22975 | 19366 | 21279 | 22541
2009 | CA | NPCC | Ontario | Ontario | MW | Reporting Year Forecast - Peak Hour Demand | 22983 | 22110 | 21466 | 20074.7226 | 20351.7123 | 23172.7205 | 24350.6569 | 23669.6928 | 21387.6161 | 19980.1682 | 21105.8649 | 21882.6922
2009 | CA | NPCC | Ontario | Ontario | MW | Year 1 Forecast - Peak Hour Demand | 22885.8709 | 22631.6819 | 21535.6243 | 19028.9617 | 19398.9392 | 22958.8464 | 24159.7495 | 23461.6775 | 22145.8561 | 19610.7015 | 21062.8184 | 22387.9689
2009 | CA | NPCC | Quebec | Quebec | MW | Prior Year Actual - Peak Hour Demand | 35352 | 33203 | 30828 | 27224 | 23046 | 20895 | 21220 | 20969 | 21488 | 25661 | 28906 | 33712
2009 | CA | NPCC | Quebec | Quebec | MW | Reporting Year Forecast - Peak Hour Demand | 37032 | 33706 | 31624 | 26584 | 22251 | 20433 | 20390 | 20621 | 20420 | 23908 | 28557 | 33504
2009 | CA | NPCC | Quebec | Quebec | MW | Year 1 Forecast - Peak Hour Demand | 36250 | 34670 | 31699 | 26788 | 22289 | 20545 | 20560 | 20954 | 20813 | 24362 | 29112 | 34128
2009 | US | RF | MISO | - | MW | Prior Year Actual - Peak Hour Demand | 46671.894 | 46158.247 | 43448.742 | 38649.091 | 39546.398 | 53292.898 | 56727.077 | 54104.858 | 53845.529 | 39742.767 | 41907.565 | 45214.644
2009 | US | RF | MISO | - | MW | Reporting Year Forecast - Peak Hour Demand | 48692.5157 | 47071.6093 | 44898.7442 | 41597.2816 | 48065.7151 | 57795.4426 | 61772.7402 | 62418.9183 | 53088.9788 | 43807.8386 | 45310.0031 | 49050.9011
2009 | US | RF | MISO | - | MW | Year 1 Forecast - Peak Hour Demand | 49022.1492 | 47390.2698 | 45202.6951 | 41878.8825 | 48391.1053 | 58143.2558 | 62048.5031 | 62841.4754 | 54029.7743 | 44088.7581 | 45636.1331 | 49386.1336
2009 | US | RF | PJM | - | MW | Prior Year Actual - Peak Hour Demand | 96190.426 | 94019.636 | 82584.091 | 76758.817 | 79092.395 | 111428.837 | 112357.081 | 107520.068 | 103329.101 | 78860.449 | 86502.878 | 97865.179
2009 | US | RF | PJM | - | MW | Reporting Year Forecast - Peak Hour Demand | 96541 | 92810 | 85164 | 79316 | 88024 | 108203 | 116153 | 110034 | 99261 | 79138 | 83469 | 94259
2009 | US | RF | PJM | - | MW | Year 1 Forecast - Peak Hour Demand | 96644 | 93054 | 85829 | 79859 | 88315 | 109167 | 117496 | 111454 | 100071 | 80316 | 85005 | 95725
2009 | US | RF | - | - | MW | Prior Year Actual - Peak Hour Demand | 142394.601 | 140928.036 | 123663.885 | 114525.811 | 116309.139 | 164457.419 | 169155.158 | 161640.573 | 157334.353 | 118203.217 | 127254.933 | 142948.533
2009 | US | RF | - | - | MW | Reporting Year Forecast - Peak Hour Demand | 145337.5157 | 139984.6093 | 130158.7442 | 121001.2816 | 136177.7151 | 166086.4426 | 178013.7402 | 172540.9183 | 152437.9788 | 123033.8386 | 128867.0031 | 143401.9011
2009 | US | RF | - | - | MW | Year 1 Forecast - Peak Hour Demand | 145770.1492 | 140547.2698 | 131127.6951 | 121825.8825 | 136794.1053 | 167398.2558 | 179632.5031 | 174383.4754 | 154188.7743 | 124492.7581 | 130729.1331 | 145203.1336
2009 | US | SERC | - | - | MW | Prior Year Actual - Peak Hour Demand | 182758 | 168611 | 150031 | 136603 | 156780 | 190933 | 197520 | 196821 | 176589 | 142605 | 155558 | 169325
2009 | US | SERC | - | - | MW | Reporting Year Forecast - Peak Hour Demand | 179451 | 171361 | 150016 | 142493 | 163955 | 186159 | 201368 | 200267 | 182989 | 152496 | 149331 | 170195
2009 | US | SERC | - | - | MW | Year 1 Forecast - Peak Hour Demand | 180696 | 174187 | 152363 | 144968 | 167471 | 189702 | 204879 | 203567 | 185483 | 155538 | 151999 | 174140
2009 | US | SERC | Central | - | MW | Prior Year Actual - Peak Hour Demand | 43090 | 39387 | 34982 | 32264 | 33936 | 39812 | 41851 | 41305 | 39049 | 32387 | 35879 | 40905
2009 | US | SERC | Central | - | MW | Reporting Year Forecast - Peak Hour Demand | 42556 | 40079 | 35072 | 31938 | 35573 | 39451 | 42733 | 41968 | 39434 | 33564 | 34720 | 39468
2009 | US | SERC | Central | - | MW | Year 1 Forecast - Peak Hour Demand | 42240 | 40059 | 35190 | 32099 | 36080 | 39538 | 42902 | 41946 | 39131 | 33875 | 34853 | 39889
2009 | US | SERC | Delta | - | MW | Prior Year Actual - Peak Hour Demand | 23607 | 21205 | 20197 | 20317 | 22724 | 25165 | 27932 | 27182 | 22595 | 21138 | 19049 | 22806
2009 | US | SERC | Delta | - | MW | Reporting Year Forecast - Peak Hour Demand | 22661 | 22639 | 18660 | 21034 | 22826 | 25567 | 26989 | 27865 | 25594 | 22420 | 20935 | 22758
2009 | US | SERC | Delta | - | MW | Year 1 Forecast - Peak Hour Demand | 22674 | 23023 | 18810 | 21186 | 23242 | 26098 | 27374 | 28194 | 26008 | 22675 | 21154 | 23340
2009 | US | SERC | Gateway | - | MW | Prior Year Actual - Peak Hour Demand | 14557 | 14455 | 13114 | 11542 | 13283 | 17164 | 18487 | 19082 | 17057 | 12063 | 12935 | 15087
2009 | US | SERC | Gateway | - | MW | Reporting Year Forecast - Peak Hour Demand | 15293 | 14605 | 12282 | 11868 | 13706 | 16499 | 19065 | 19024 | 16017 | 13700 | 12971 | 14859
2009 | US | SERC | Gateway | - | MW | Year 1 Forecast - Peak Hour Demand | 15696 | 15331 | 12977 | 12566 | 14380 | 17145 | 19515 | 19473 | 16426 | 14089 | 13321 | 15402
2009 | US | SERC | Southeastern | - | MW | Prior Year Actual - Peak Hour Demand | 43034 | 40826 | 35380 | 31709 | 39485 | 46694 | 48336 | 48816 | 43607 | 33912 | 37834 | 37589
2009 | US | SERC | Southeastern | - | MW | Reporting Year Forecast - Peak Hour Demand | 40980 | 39322 | 34556 | 33917 | 41471 | 45784 | 49010 | 49504 | 45470 | 36718 | 33805 | 39222
2009 | US | SERC | Southeastern | - | MW | Year 1 Forecast - Peak Hour Demand | 41869 | 40230 | 35223 | 34700 | 42489 | 47101 | 50400 | 50919 | 46488 | 37928 | 34947 | 40617
2009 | US | SERC | VACAR | - | MW | Prior Year Actual - Peak Hour Demand | 58470 | 52738 | 46358 | 40771 | 47352 | 62098 | 60914 | 60436 | 54281 | 43105 | 49861 | 52938
2009 | US | SERC | VACAR | - | MW | Reporting Year Forecast - Peak Hour Demand | 57961 | 54716 | 49446 | 43736 | 50379 | 58858 | 63571 | 61906 | 56474 | 46094 | 46900 | 53888
2009 | US | SERC | VACAR | - | MW | Year 1 Forecast - Peak Hour Demand | 58217 | 55544 | 50163 | 44417 | 51280 | 59820 | 64688 | 63035 | 57430 | 46971 | 47724 | 54892
2009 | US | SPP | - | - | MW | Prior Year Actual - Peak Hour Demand | 31294 | 30140 | 28268 | 27213 | 33650 | 38629 | 41914 | 43476 | 34823 | 27993 | 27133 | 32361
2009 | US | SPP | - | - | MW | Reporting Year Forecast - Peak Hour Demand | 31259 | 30557 | 28093 | 28419 | 34857 | 40223 | 43794 | 44462 | 38305 | 30991 | 28349 | 31953
2009 | US | SPP | - | - | MW | Year 1 Forecast - Peak Hour Demand | 31958 | 31229 | 28650 | 28887 | 35427 | 40824 | 44439 | 45113 | 38951 | 31637 | 29007 | 32623
2009 | US | WECC | - | - | MW | Prior Year Actual - Peak Hour Demand | 110395 | 104200 | 97743 | 106357 | 120959 | 134781 | 134052 | 134829 | 122386 | 115877 | 100056 | 113605
2009 | US | WECC | - | - | MW | Reporting Year Forecast - Peak Hour Demand | 108821 | 104234 | 99904 | 102350 | 116116 | 129872 | 140533 | 140692 | 127787 | 109690 | 105175 | 111324
2009 | US | WECC | - | - | MW | Year 1 Forecast - Peak Hour Demand | 110236 | 105789 | 101399 | 103845 | 117951 | 131745 | 142624 | 142750 | 129744 | 111430 | 107003 | 113096
2009 | US | WECC | AZ-NM-SNV | - | MW | Prior Year Actual - Peak Hour Demand | 18265 | 17862 | 16109 | 18513 | 25247 | 28336 | 28865 | 28773 | 25500 | 22435 | 17354 | 17715
2009 | US | WECC | AZ-NM-SNV | - | MW | Reporting Year Forecast - Peak Hour Demand | 18595 | 17469 | 17220 | 19064 | 24591 | 28109 | 30452 | 30175 | 27122 | 22123 | 17875 | 18590
2009 | US | WECC | AZ-NM-SNV | - | MW | Year 1 Forecast - Peak Hour Demand | 18868 | 17770 | 17570 | 19439 | 25074 | 28494 | 30946 | 30633 | 27553 | 22519 | 18345 | 18965
2009 | US | WECC | CA-MX | - | MW | Prior Year Actual - Peak Hour Demand | 40253 | 38778 | 36868 | 44130 | 51798 | 58272 | 55674 | 55688 | 55034 | 51423 | 39147 | 41547
2009 | US | WECC | CA-MX | - | MW | Reporting Year Forecast - Peak Hour Demand | 39788 | 38655 | 38417 | 41393 | 48519 | 54579 | 59103 | 61237 | 55949 | 44935 | 39925 | 41922
2009 | US | WECC | CA-MX | - | MW | Year 1 Forecast - Peak Hour Demand | 40339 | 39182 | 38925 | 41929 | 49061 | 55342 | 59860 | 61986 | 56636 | 45305 | 40244 | 42256
2009 | US | WECC | NWPP | - | MW | Prior Year Actual - Peak Hour Demand | 42122 | 38261 | 35968 | 35532 | 35031 | 37838 | 37941 | 38789 | 32747 | 33740 | 34828 | 44045
2009 | US | WECC | NWPP | - | MW | Reporting Year Forecast - Peak Hour Demand | 41064 | 38987 | 35595 | 33729 | 34238 | 36898 | 39754 | 38427 | 35245 | 34476 | 38554 | 41154
2009 | US | WECC | NWPP | - | MW | Year 1 Forecast - Peak Hour Demand | 41681 | 39705 | 36204 | 34276 | 35019 | 37644 | 40586 | 39232 | 36025 | 35079 | 39239 | 41881
2009 | US | WECC | RMPA | - | MW | Prior Year Actual - Peak Hour Demand | 9755 | 9299 | 8798 | 8182 | 8883 | 10335 | 11572 | 11579 | 9105 | 8279 | 8727 | 10298
2009 | US | WECC | RMPA | - | MW | Reporting Year Forecast - Peak Hour Demand | 9374 | 9123 | 8672 | 8164 | 8768 | 10286 | 11224 | 10853 | 9471 | 8156 | 8821 | 9658
2009 | US | WECC | RMPA | - | MW | Year 1 Forecast - Peak Hour Demand | 9348 | 9132 | 8700 | 8201 | 8797 | 10265 | 11232 | 10899 | 9530 | 8527 | 9175 | 9994
2009 | CA | WECC | - | - | MW | Prior Year Actual - Peak Hour Demand | 20132 | 19490 | 18173 | 17244 | 16233 | 16415 | 16613 | 17389 | 16360 | 17000 | 18595 | 20741
2009 | CA | WECC | - | - | MW | Reporting Year Forecast - Peak Hour Demand | 20769 | 20165 | 19228 | 17883 | 17123 | 17486 | 18071 | 17730 | 17435 | 18660 | 20641 | 21548
2009 | CA | WECC | - | - | MW | Year 1 Forecast - Peak Hour Demand | 21271 | 20604 | 19638 | 18226 | 17410 | 17794 | 18402 | 18058 | 17745 | 18963 | 20969 | 21843
2009 | MX | WECC | CA-MX | - | MW | Prior Year Actual - Peak Hour Demand | 1384 | 1363 | 1399 | 1526 | 1837 | 2009 | 2016 | 2037 | 2017 | 1897 | 1408 | 1372
2009 | MX | WECC | CA-MX | - | MW | Reporting Year Forecast - Peak Hour Demand | 1330 | 1323 | 1377 | 1488 | 1758 | 1972 | 2084 | 2115 | 2092 | 1807 | 1480 | 1479
2009 | MX | WECC | CA-MX | - | MW | Year 1 Forecast - Peak Hour Demand | 1417 | 1417 | 1454 | 1528 | 1805 | 2026 | 2140 | 2172 | 2149 | 1855 | 1519 | 1518
2009 | TL | WECC | - | - | MW | Prior Year Actual - Peak Hour Demand | 131911 | 125053 | 117315 | 125127 | 139029 | 153205 | 152681 | 154255 | 140763 | 134774 | 120059 | 135718
2009 | TL | WECC | - | - | MW | Reporting Year Forecast - Peak Hour Demand | 130920 | 125722 | 120509 | 121721 | 134997 | 149330 | 160688 | 160537 | 147314 | 130157 | 127296 | 134351
2009 | TL | WECC | - | - | MW | Year 1 Forecast - Peak Hour Demand | 132924 | 127810 | 122491 | 123599 | 137166 | 151565 | 163166 | 162980 | 149638 | 132248 | 129491 | 136457
2010 | US | TRE | - | ERCOT | MW | Prior Year Actual - Peak Hour Demand | 46165.7808 | 42228 | 40289.2384 | 43488 | 51321 | 62392.6816 | 63517.9408 | 62240.5084 | 55382.6932 | 49089.5112 | 37039.6174 | 46911.6234
2010 | US | TRE | - | ERCOT | MW | Reporting Year Forecast - Peak Hour Demand | 42990 | 43045 | 35486 | 43844 | 54232 | 56206 | 59794 | 63810 | 49083 | 45056 | 39431 | 40045
2010 | US | TRE | - | ERCOT | MW | Year 1 Forecast - Peak Hour Demand | 43758 | 43823 | 36902 | 44671 | 55186 | 57239 | 60866 | 64964 | 49996 | 45885 | 40152 | 40786
2010 | US | FRCC | - | FRCC | MW | Prior Year Actual - Peak Hour Demand | 44945 | 45814 | 34504 | 34525 | 40375 | 46550 | 43876 | 44035 | 41489 | 42853 | 35046 | 33781
2010 | US | FRCC | - | FRCC | MW | Reporting Year Forecast - Peak Hour Demand | 45944 | 39243 | 35268 | 36172 | 40987 | 43856 | 45104 | 46006 | 43751 | 40751 | 35307 | 37091
2010 | US | FRCC | - | FRCC | MW | Year 1 Forecast - Peak Hour Demand | 46235 | 39533 | 35488 | 36237 | 41117 | 43984 | 45260 | 46124 | 43923 | 40899 | 36070 | 37447
2010 | US | MRO | - | - | MW | Prior Year Actual - Peak Hour Demand | 34779.2586 | 32395.6505 | 31908.9624 | 27745.4513 | 28993.4802 | 37962.7817 | 34182.758 | 36996.2197 | 31754.2961 | 28505.4492 | 29787.6902 | 34251.8174
2010 | US | MRO | - | - | MW | Reporting Year Forecast - Peak Hour Demand | 34867.2292 | 33805 | 31984.3728 | 29561.3311 | 31632.4441 | 39272.185 | 42240.4175 | 40869.198 | 37145.2438 | 31628.6811 | 33140.1029 | 35722.4846
2010 | US | MRO | - | - | MW | Year 1 Forecast - Peak Hour Demand | 35628.5035 | 34429.8697 | 32580.5764 | 30213.4397 | 32302.8166 | 39715.2848 | 42733.0818 | 41380.9722 | 37630.2761 | 32099.3023 | 33691.1374 | 36238.4151
2010 | CA | MRO | - | - | MW | Prior Year Actual - Peak Hour Demand | 7517.6 | 6988.4 | 6981.9 | 5665.1 | 5280.5 | 5580.7 | 5345.6 | 5490.3 | 5680.8 | 5600 | 5998.3 | 7515
2010 | CA | MRO | - | - | MW | Reporting Year Forecast - Peak Hour Demand | 7370.1307 | 7146.4244 | 6767.6717 | 5933.252 | 5614.4437 | 6062.3041 | 6189.4087 | 6132.2904 | 5754.1348 | 6052.4534 | 6835.0183 | 7430.1518
2010 | CA | MRO | - | - | MW | Year 1 Forecast - Peak Hour Demand | 7560.2907 | 7389.6217 | 6880.5481 | 6055.045 | 5734.2516 | 6200.8312 | 6336.639 | 6270.511 | 5875.758 | 6179.0744 | 6979.7412 | 7580.7745
2010 | TL | MRO | - | - | MW | Prior Year Actual - Peak Hour Demand | 42296.8586 | 39384.0505 | 38890.8624 | 33410.5513 | 34273.9802 | 43543.4817 | 39528.358 | 42486.5197 | 37435.0961 | 34105.4492 | 35785.9902 | 41766.8174
2010 | TL | MRO | - | - | MW | Reporting Year Forecast - Peak Hour Demand | 42237.3599 | 40951 | 38752.0445 | 35494.5831 | 37246.8877 | 45334.489 | 48429.8262 | 47001.4884 | 42899.3785 | 37681.1345 | 39975.1213 | 43152.6364
2010 | TL | MRO | - | - | MW | Year 1 Forecast - Peak Hour Demand | 43188.7942 | 41819.4914 | 39461.1245 | 36268.4847 | 38037.0682 | 45916.116 | 49069.7208 | 47651.4833 | 43506.0342 | 38278.3767 | 40670.8786 | 43819.1896
2010 | TL | NPCC | - | - | MW | Prior Year Actual - Peak Hour Demand | 110863.5695 | 105433.7404 | 101393.0639 | 89073.0601 | 80717.2232 | 88726.1978 | 93019.2753 | 104264.4121 | 85961.4053 | 85392.7362 | 90451.3811 | 106235.1821
2010 | TL | NPCC | - | - | MW | Reporting Year Forecast - Peak Hour Demand | 105357.7869 | 104523.9498 | 93814.6382 | 84361.1092 | 89588.9632 | 100679.0643 | 106196.9086 | 107304.9444 | 95047.4735 | 87102.3307 | 95784.599 | 107498.3214
2010 | TL | NPCC | - | - | MW | Year 1 Forecast - Peak Hour Demand | 111123.1977 | 107620.6347 | 100523.8622 | 87031.3221 | 88551.8815 | 100543.2268 | 107076.9575 | 108159.9463 | 94508.4175 | 87562.2195 | 96321.0385 | 108093.8177
2010 | US | NPCC | - | - | MW | Prior Year Actual - Peak Hour Demand | 45046.5 | 44457.1 | 43148.3 | 40609.1 | 39260.4 | 42851.4 | 50319.4 | 55943.8 | 41778.1 | 37997.5 | 39746.2 | 44864.4
2010 | US | NPCC | - | - | MW | Reporting Year Forecast - Peak Hour Demand | 43653.7869 | 44599.9498 | 41968.0747 | 37232.6853 | 43743.3268 | 53864.6431 | 58948.6373 | 60215.1088 | 49389.3435 | 39957.1232 | 41369.8182 | 46373.8562
2010 | US | NPCC | - | - | MW | Year 1 Forecast - Peak Hour Demand | 46050.3736 | 44924.9156 | 42246.1203 | 37500.3662 | 43988.8181 | 54311.0223 | 59548.8039 | 60820.4662 | 49736.0487 | 40137.486 | 41473.7033 | 46529.2034
2010 | CA | NPCC | - | - | MW | Prior Year Actual - Peak Hour Demand | 65817.0695 | 60976.6404 | 58244.7639 | 48463.9601 | 41456.8232 | 45874.7978 | 42699.8753 | 48320.6121 | 44183.3053 | 47395.2362 | 50705.1811 | 61370.7821
2010 | CA | NPCC | - | - | MW | Reporting Year Forecast - Peak Hour Demand | 61704 | 59924 | 51846.5635 | 47128.4239 | 45845.6364 | 46814.4212 | 47248.2714 | 47089.8356 | 45658.13 | 47145.2075 | 54414.7808 | 61124.4652
2010 | CA | NPCC | - | - | MW | Year 1 Forecast - Peak Hour Demand | 65072.8241 | 62695.7191 | 58277.7419 | 49530.9558 | 44563.0634 | 46232.2045 | 47528.1536 | 47339.4801 | 44772.3687 | 47424.7335 | 54847.3352 | 61564.6143
2010 | US | NPCC | New York | New York | MW | Prior Year Actual - Peak Hour Demand | 24344.5 | 24114.1 | 23528.3 | 22521.1 | 21527.4 | 24321.4 | 27723.4 | 30843.8 | 23563.1 | 20671.5 | 21811.2 | 24073.4
2010 | US | NPCC | New York | New York | MW | Reporting Year Forecast - Peak Hour Demand | 23752.7869 | 23459.9498 | 22128.0747 | 19852.6853 | 24518.3268 | 29614.6431 | 31758.6373 | 33025.1088 | 27254.3435 | 22047.1232 | 21974.8182 | 24288.8562
2010 | US | NPCC | New York | New York | MW | Year 1 Forecast - Peak Hour Demand | 23965.3736 | 23669.9156 | 22326.1203 | 20030.3662 | 24618.8181 | 29736.0223 | 31888.8039 | 33160.4662 | 27366.0487 | 22137.486 | 21988.7033 | 24304.2034
2010 | US | NPCC | New England | New England | MW | Prior Year Actual - Peak Hour Demand | 20702 | 20343 | 19620 | 18088 | 17733 | 18530 | 22596 | 25100 | 18215 | 17326 | 17935 | 20791
2010 | US | NPCC | New England | New England | MW | Reporting Year Forecast - Peak Hour Demand | 19901 | 21140 | 19840 | 17380 | 19225 | 24250 | 27190 | 27190 | 22135 | 17910 | 19395 | 22085
2010 | US | NPCC | New England | New England | MW | Year 1 Forecast - Peak Hour Demand | 22085 | 21255 | 19920 | 17470 | 19370 | 24575 | 27660 | 27660 | 22370 | 18000 | 19485 | 22225
2010 | CA | NPCC | Maritimes | Maritimes | MW | Prior Year Actual - Peak Hour Demand | 5604.0695 | 5133.6404 | 4818.7639 | 4008.9601 | 3600.8232 | 3393.7978 | 3401.8753 | 3545.6121 | 3311.3053 | 4073.2362 | 4285.1811 | 5225.7821
2010 | CA | NPCC | Maritimes | Maritimes | MW | Reporting Year Forecast - Peak Hour Demand | 5000 | 5320 | 4658.5635 | 4392.0378 | 3894.655 | 3664.4664 | 3523.4002 | 3521.4662 | 3615.5536 | 4082.6021 | 4611.317 | 5297.0949
2010 | CA | NPCC | Maritimes | Maritimes | MW | Year 1 Forecast - Peak Hour Demand | 5654.9428 | 5563.7744 | 4961.9355 | 4367.1825 | 3824.2161 | 3553.4557 | 3502.1091 | 3504.0773 | 3534.6622 | 4033.0133 | 4606.6658 | 5313.0166
2010 | CA | NPCC | Ontario | Ontario | MW | Prior Year Actual - Peak Hour Demand | 22983 | 22110 | 21466 | 18744 | 17560 | 22540 | 20011 | 24380 | 19731 | 18420 | 19710 | 21921
2010 | CA | NPCC | Ontario | Ontario | MW | Reporting Year Forecast - Peak Hour Demand | 22045 | 21367 | 19393 | 18630.3861 | 18658.9814 | 22550.9548 | 23498.3733 | 22972.5225 | 21583.0572 | 18913.1853 | 20800.9021 | 21971.476
2010 | CA | NPCC | Ontario | Ontario | MW | Year 1 Forecast - Peak Hour Demand | 22472.8814 | 22242.7738 | 21083.6377 | 18661.4929 | 18692.4794 | 22254.2773 | 23464.1401 | 22864.4022 | 20453.2494 | 18876.2672 | 20782.0629 | 21798.2262
2010 | CA | NPCC | Quebec | Quebec | MW | Prior Year Actual - Peak Hour Demand | 37230 | 33733 | 31960 | 25711 | 20296 | 19941 | 19287 | 20395 | 21141 | 24902 | 26710 | 34224
2010 | CA | NPCC | Quebec | Quebec | MW | Reporting Year Forecast - Peak Hour Demand | 34659 | 33237 | 27795 | 24106 | 23292 | 20599 | 20226.4979 | 20595.8469 | 20459.5192 | 24149.4201 | 29002.5616 | 33855.8942
2010 | CA | NPCC | Quebec | Quebec | MW | Year 1 Forecast - Peak Hour Demand | 36945 | 34889.1709 | 32232.1687 | 26502.2804 | 22046.3679 | 20424.4715 | 20561.9045 | 20971.0006 | 20784.4571 | 24515.453 | 29458.6065 | 34453.3715
2010 | US | RF | - | - | MW | Prior Year Actual - Peak Hour Demand | 146138.818 | 139289.541 | 133890.492 | 119012.504 | 114625.885 | 154091.504 | 147049.078 | 161241.045 | 126444.374 | 111450.084 | 118737.449 | 137374.189
2010 | US | RF | - | - | MW | Reporting Year Forecast - Peak Hour Demand | 143827.2472 | 138394.2826 | 128524.0177 | 118925.3444 | 131699.6257 | 165402 | 177688 | 172024 | 151117 | 119329.7505 | 123635.3601 | 138552.6688
2010 | US | RF | - | - | MW | Year 1 Forecast - Peak Hour Demand | 143040.3218 | 137505.7981 | 128190.6205 | 121267.1808 | 137783.1131 | 169442.6964 | 181867.4465 | 175955.1881 | 155278.3975 | 123440.4914 | 128001.5186 | 143319.6475
2010 | US | SERC | - | - | MW | Prior Year Actual - Peak Hour Demand | 186066 | 181661 | 165243 | 138009 | 149087 | 185135 | 179442 | 186804 | 159841 | 138852 | 129066 | 159772
2010 | US | SERC | - | - | MW | Reporting Year Forecast - Peak Hour Demand | 181410 | 172835 | 151397 | 140829 | 161709 | 187322 | 199618 | 199145 | 180976 | 148390 | 149954 | 170858
2010 | US | SERC | - | - | MW | Year 1 Forecast - Peak Hour Demand | 182990 | 175684 | 154227 | 144243 | 166442 | 190545 | 203674 | 203109 | 185277 | 151927 | 153915 | 175665
2010 | US | SERC | Central | - | MW | Prior Year Actual - Peak Hour Demand | 44077 | 41590 | 38239 | 30590 | 31418 | 38526 | 36898 | 38967 | 33880 | 29581 | 30577 | 37490
2010 | US | SERC | Central | - | MW | Reporting Year Forecast - Peak Hour Demand | 43172 | 41027 | 36114 | 31747 | 35297 | 40110 | 42364 | 42091 | 39556 | 32235 | 35114 | 39796
2010 | US | SERC | Central | - | MW | Year 1 Forecast - Peak Hour Demand | 43475 | 41319 | 36482 | 32231 | 36087 | 40680 | 43379 | 43055 | 40620 | 32742 | 36008 | 40367
2010 | US | SERC | Delta | - | MW | Prior Year Actual - Peak Hour Demand | 23386 | 22129 | 20411 | 19182 | 21643 | 27713 | 26526 | 26345 | 22846 | 21945 | 17681 | 21808
2010 | US | SERC | Delta | - | MW | Reporting Year Forecast - Peak Hour Demand | 22765 | 22588 | 18734 | 20327 | 22515 | 25572 | 26708 | 27945 | 25555 | 21693 | 20881 | 22658
2010 | US | SERC | Delta | - | MW | Year 1 Forecast - Peak Hour Demand | 22507 | 23131 | 19377 | 21276 | 24025 | 26133 | 27445 | 28575 | 26087 | 22215 | 21299 | 23188
2010 | US | SERC | Gateway | - | MW | Prior Year Actual - Peak Hour Demand | 15323 | 13787 | 12528 | 11094 | 12839 | 18246 | 15803 | 16487 | 13049 | 10824 | 12052 | 14663
2010 | US | SERC | Gateway | - | MW | Reporting Year Forecast - Peak Hour Demand | 15278 | 14696 | 13460 | 12116 | 13257 | 17419 | 19113 | 19078 | 16375 | 12833 | 13204 | 15101
2010 | US | SERC | Gateway | - | MW | Year 1 Forecast - Peak Hour Demand | 15545 | 14950 | 13679 | 12302 | 13449 | 17044 | 18736 | 18699 | 16602 | 13021 | 13412 | 15305
2010 | US | SERC | Southeastern | - | MW | Prior Year Actual - Peak Hour Demand | 43969 | 44545 | 38606 | 32417 | 37369 | 45831 | 44218 | 44730 | 39730 | 35897 | 29257 | 36865
2010 | US | SERC | Southeastern | - | MW | Reporting Year Forecast - Peak Hour Demand | 41837 | 38978 | 33445 | 33473 | 40123 | 45326 | 47977 | 48472 | 43224 | 35345 | 33289 | 38139
2010 | US | SERC | Southeastern | - | MW | Year 1 Forecast - Peak Hour Demand | 42482 | 39827 | 34210 | 34430 | 41263 | 46423 | 49158 | 49705 | 44368 | 36476 | 34647 | 40379
2010 | US | SERC | VACAR | - | MW | Prior Year Actual - Peak Hour Demand | 59311 | 59610 | 55459 | 44726 | 45818 | 54819 | 55997 | 60275 | 50336 | 40605 | 39499 | 48946
2010 | US | SERC | VACAR | - | MW | Reporting Year Forecast - Peak Hour Demand | 58358 | 55546 | 49644 | 43166 | 50517 | 58895 | 63456 | 61559 | 56266 | 46284 | 47466 | 55164
2010 | US | SERC | VACAR | - | MW | Year 1 Forecast - Peak Hour Demand | 58981 | 56457 | 50479 | 44004 | 51618 | 60265 | 64956 | 63075 | 57600 | 47473 | 48549 | 56426
2010 | US | SPP | - | - | MW | Prior Year Actual - Peak Hour Demand | 31870.2165 | 29357.5471 | 27928.3066 | 27342.7961 | 30765.1649 | 41302.4299 | 41465.272 | 40392.9337 | 33748.1323 | 27269.836 | 26077.1558 | 32027.6003
2010 | US | SPP | - | - | MW | Reporting Year Forecast - Peak Hour Demand | 31604.1201 | 30783.3588 | 27151.5659 | 27779.4072 | 32582.4595 | 39895.5044 | 42927.0609 | 43394.8274 | 37430.8052 | 30316.6571 | 27461.773 | 31120.1917
2010 | US | SPP | - | - | MW | Year 1 Forecast - Peak Hour Demand | 31239.0687 | 31414.6918 | 27717.9122 | 28287.1445 | 33132.1757 | 39966.7907 | 43653.6885 | 44005.17 | 37477.502 | 30950.3234 | 28036.8007 | 31759.2059
2010 | US | WECC | - | - | MW | Prior Year Actual - Peak Hour Demand | 100194.513 | 97674.2085 | 91682.1545 | 99806.4834 | 107913.4994 | 116680.3123 | 128245.1008 | 122834.9867 | 122255.8548 | 91636.1673 | 94362.2612 | 109564.885
2010 | US | WECC | - | - | MW | Reporting Year Forecast - Peak Hour Demand | 105522 | 101521 | 96958 | 99387 | 113225 | 126115 | 136888 | 137385 | 124024 | 106447 | 102376 | 108850
2010 | US | WECC | - | - | MW | Year 1 Forecast - Peak Hour Demand | 107203 | 102961 | 98392 | 100989 | 114789 | 127818 | 138781 | 139205 | 125772 | 107975 | 103984 | 110393
2010 | US | WECC | Basin | - | MW | Prior Year Actual - Peak Hour Demand | 10523.5706 | 9764.5529 | 9258.4128 | 8636.2868 | 10620.8172 | 11701.3116 | 12694.8911 | 12249.4736 | 11421.1379 | 9137.5937 | 9721.6119 | 11229.4482
2010 | US | WECC | Basin | - | MW | Reporting Year Forecast - Peak Hour Demand | 10302 | 9940 | 9176 | 8785 | 10763 | 12926 | 14011 | 13437 | 11806 | 9243 | 10083 | 10855
2010 | US | WECC | Basin | - | MW | Year 1 Forecast - Peak Hour Demand | 10655 | 10290 | 9550 | 9173 | 11158 | 13342 | 14488 | 13845 | 12207 | 9535 | 10342 | 11079
2010 | US | WECC | Desert SW | - | MW | Prior Year Actual - Peak Hour Demand | 15974 | 15694 | 14538 | 17926 | 22932 | 25258 | 27968 | 27419 | 24357 | 17953 | 15613 | 16483
2010 | US | WECC | Desert SW | - | MW | Reporting Year Forecast - Peak Hour Demand | 17933 | 17168 | 16388 | 18313 | 23396 | 26140 | 28498 | 28447 | 25406 | 20663 | 17028 | 17832
2010 | US | WECC | Desert SW | - | MW | Year 1 Forecast - Peak Hour Demand | 18174 | 17397 | 16557 | 18631 | 23687 | 26333 | 28700 | 28642 | 25615 | 20851 | 17351 | 18084
2010 | US | WECC | CAL N | - | MW | Prior Year Actual - Peak Hour Demand | 17227.3406 | 16592.8715 | 16150.0851 | 20009.3304 | 21613.276 | 24131.2685 | 24531.8392 | 23687.7705 | 23694.0991 | 16530.7827 | 16381.6568 | 18250.8261
2010 | US | WECC | CAL N | - | MW | Reporting Year Forecast - Peak Hour Demand | 17648 | 17111 | 16757 | 17582 | 20755 | 24212 | 25914 | 25692 | 23108 | 17716 | 17074 | 18270
2010 | US | WECC | CAL N | - | MW | Year 1 Forecast - Peak Hour Demand | 17858 | 17316 | 16959 | 17794 | 20994 | 24459 | 26220 | 25986 | 23387 | 17925 | 17278 | 18488
2010 | US | WECC | CAL S | - | MW | Prior Year Actual - Peak Hour Demand | 21841.5972 | 21779.4917 | 20929.9197 | 27742.8784 | 26098.2452 | 25786.2008 | 32604.4555 | 33049.0501 | 33917.0033 | 25442.4259 | 21881.0469 | 22912.1055
2010 | US | WECC | CAL S | - | MW | Reporting Year Forecast - Peak Hour Demand | 20982 | 20567 | 20703 | 22899 | 26912 | 29349 | 32304 | 34652 | 31954 | 26454 | 22036 | 22657
2010 | US | WECC | CAL S | - | MW | Year 1 Forecast - Peak Hour Demand | 21199 | 20779 | 20918 | 23138 | 27201 | 29665 | 32645 | 35022 | 32303 | 26739 | 22265 | 22895
2010 | US | WECC | NWPP | - | MW | Prior Year Actual - Peak Hour Demand | 29202 | 26811 | 27561 | 23440 | 21090 | 21406 | 25444 | 23977 | 21478 | 23115 | 23728 | 32508
2010 | US | WECC | NWPP | - | MW | Reporting Year Forecast - Peak Hour Demand | 29238 | 27635 | 25221 | 23676 | 22406 | 22969 | 24685 | 24055 | 22124 | 23860 | 27038 | 29269
2010 | US | WECC | NWPP | - | MW | Year 1 Forecast - Peak Hour Demand | 29656 | 27850 | 25477 | 23907 | 22518 | 23257 | 24997 | 24354 | 22404 | 24163 | 27364 | 29589
2010 | US | WECC | RMPA | - | MW | Prior Year Actual - Peak Hour Demand | 9735 | 8781 | 8296 | 8212 | 9135 | 10122 | 10565 | 10457 | 9341 | 8751 | 8969 | 10177
2010 | US | WECC | RMPA | - | MW | Reporting Year Forecast - Peak Hour Demand | 9419 | 9100 | 8713 | 8132 | 8993 | 10519 | 11476 | 11102 | 9626 | 8511 | 9117 | 9967
2010 | US | WECC | RMPA | - | MW | Year 1 Forecast - Peak Hour Demand | 9661 | 9329 | 8931 | 8346 | 9231 | 10762 | 11731 | 11356 | 9856 | 8762 | 9384 | 10258
2010 | CA | WECC | - | - | MW | Prior Year Actual - Peak Hour Demand | 19779 | 18775 | 18597 | 16620 | 15079 | 15640 | 16506 | 16081 | 16204 | 17293 | 18156 | 20874
2010 | CA | WECC | - | - | MW | Reporting Year Forecast - Peak Hour Demand | 20493 | 19693 | 18670 | 17767 | 17033 | 17165 | 17695 | 17897 | 17176 | 18504 | 20310 | 21295
2010 | CA | WECC | - | - | MW | Year 1 Forecast - Peak Hour Demand | 21223 | 20457 | 19490 | 18195 | 17452 | 17556 | 18101 | 18246 | 17558 | 18908 | 20805 | 21800
2010 | MX | WECC | WECC Mex | - | MW | Prior Year Actual - Peak Hour Demand | 1326.526 | 1326.851 | 1340.859 | 1538.115 | 1649.574 | 1852.256 | 2076.907 | 2043.361 | 2012.934 | 1471.832 | 1397.213 | 1370.512
2010 | MX | WECC | WECC Mex | - | MW | Reporting Year Forecast - Peak Hour Demand | 1318 | 1309 | 1346 | 1463 | 1645 | 1916 | 2029 | 2140 | 2073 | 1795 | 1472 | 1425
2010 | MX | WECC | WECC Mex | - | MW | Year 1 Forecast - Peak Hour Demand | 1347 | 1338 | 1392 | 1544 | 1726 | 1978 | 2097 | 2190 | 2139 | 1863 | 1507 | 1452
2010 | TL | WECC | - | - | MW | Prior Year Actual - Peak Hour Demand | 120946.9941 | 117506.3605 | 111188.2575 | 116104.2984 | 123331.1266 | 133745.5093 | 146649.5778 | 140471.5637 | 140422.2498 | 109836.7636 | 113858.3862 | 130924.706
2010 | TL | WECC | - | - | MW | Reporting Year Forecast - Peak Hour Demand | 127333 | 122523 | 116974 | 118617 | 131903 | 145196 | 156612 | 157422 | 143273 | 126746 | 124158 | 131570
2010 | TL | WECC | - | - | MW | Year 1 Forecast - Peak Hour Demand | 129773 | 124756 | 119274 | 120728 | 133967 | 147352 | 158979 | 159641 | 145469 | 128746 | 126296 | 133645
2011 | US | FRCC | - | FRCC | MW | Prior Year Actual - Peak Hour Demand | 53093 | 37949 | 37915 | 31763 | 40029 | 45140 | 44924 | 45722 | 42804 | 38469 | 32934 | 46135
2011 | US | FRCC | - | FRCC | MW | Reporting Year Forecast - Peak Hour Demand | 46839 | 38859 | 35739 | 35979 | 41179 | 43900 | 45144 | 46091 | 43717 | 40541 | 35871 | 37838
2011 | US | FRCC | - | FRCC | MW | Year 1 Forecast - Peak Hour Demand | 47613 | 39183 | 36004 | 36397 | 41672 | 44414 | 45703 | 46658 | 44231 | 41068 | 36912 | 38351
2011 | US | MRO | - | MISO | MW | Prior Year Actual - Peak Hour Demand | 85264.71 | 81835.57 | 74562.29 | 69824.01 | 92068.42 | 98927.17 | 104024.22 | 108346.11 | 93747.63 | 73309.84 | 79454.15 | 90848.02
2011 | US | MRO | - | MISO | MW | Reporting Year Forecast - Peak Hour Demand | 85965.69 | 87676.94 | 76964.05 | 68204.9429 | 75208.6821 | 91832.3495 | 98067.6208 | 96870.9641 | 87569.5525 | 71648.4925 | 72383.3621 | 79051.7854
2011 | US | MRO | - | MISO | MW | Year 1 Forecast - Peak Hour Demand | 75089.656 | 72216.0265 | 68210.6452 | 63550.2035 | 71624.418 | 86987.9389 | 92975.6578 | 91516.6272 | 82502.4824 | 67426.5775 | 68517.3842 | 74788.031
2011 | CA | MRO | - | Manitoba Hydro | MW | Prior Year Actual - Peak Hour Demand | 4261.234 | 4116.4587 | 4321.2978 | 3020.6024 | 2913.5786 | 2932.7418 | 3097.9664 | 3276.0927 | 2860.9359 | 3170.0857 | 3963.8716 | 4205.7852
2011 | CA | MRO | - | Manitoba Hydro | MW | Reporting Year Forecast - Peak Hour Demand | 4450.7436 | 4260.2726 | 3935.9507 | 3468.1945 | 3222.6929 | 3125.112 | 3135.5224 | 3166.679 | 2954.6037 | 3121.3915 | 3938.8414 | 4352.1102
2011 | CA | MRO | - | Manitoba Hydro | MW | Year 1 Forecast - Peak Hour Demand | 4516.6583 | 4323.5379 | 3999.0426 | 3505.1434 | 3251.6334 | 3152.045 | 3162.7038 | 3194.0703 | 2976.9353 | 3148.2338 | 3975.8486 | 4391.5134
2011 | CA | MRO | - | MAPP | MW | Prior Year Actual - Peak Hour Demand | 5108.7239 | 4748.6855 | 4341.0735 | 3438.8968 | 3609.6415 | 4026.9726 | 4439.7551 | 4597.5434 | 3558.6737 | 3708.5284 | 4316.6517 | 4949.5831
2011 | CA | MRO | - | MAPP | MW | Reporting Year Forecast - Peak Hour Demand | 5125.4853 | 4804.7763 | 4517.9492 | 3745.0782 | 3581.5487 | 4277.2668 | 4810.2377 | 4637.8581 | 4036.0137 | 3979.8233 | 4513.0273 | 5117.9717
2011 | CA | MRO | - | MAPP | MW | Year 1 Forecast - Peak Hour Demand | 4993.3741 | 4692.7986 | 4321.4833 | 3839.3594 | 3821.2788 | 4538.0909 | 5036.1835 | 4831.3203 | 4027.4584 | 4045.636 | 4506.4051 | 4985.12
2011 | CA | NPCC | - | Maritimes | MW | Prior Year Actual - Peak Hour Demand | 4842 | 5283 | 4397 | 3972 | 3793 | 3599 | 3541 | 3479 | 3524 | 3813 | 4513 | 4769
2011 | CA | NPCC | - | Maritimes | MW | Reporting Year Forecast - Peak Hour Demand | 5516 | 5215 | 5016 | 4441 | 3890 | 3589 | 3584 | 3570 | 3604 | 4101 | 4679 | 5459
2011 | CA | NPCC | - | Maritimes | MW | Year 1 Forecast - Peak Hour Demand | 5668 | 5637 | 5021 | 4471 | 3915 | 3603 | 3599 | 3586 | 3642 | 4121 | 4704 | 5465
2011 | US | NPCC | - | New England | MW | Prior Year Actual - Peak Hour Demand | 19902 | 19289 | 18202 | 16356 | 22823 | 24237 | 27102 | 25691 | 25902 | 18272 | 18235 | 20627
2011 | US | NPCC | - | New England | MW | Reporting Year Forecast - Peak Hour Demand | 21060 | 21375 | 19935 | 17770 | 19655 | 24635 | 27550 | 27550 | 22530 | 18300 | 19630 | 22255
2011 | US | NPCC | - | New England | MW | Year 1 Forecast - Peak Hour Demand | 22255 | 21585 | 20145 | 17945 | 19890 | 25040 | 28095 | 28095 | 22890 | 18505 | 19825 | 22365
2011 | US | NPCC | - | New York | MW | Prior Year Actual - Peak Hour Demand | 23947 | 22889 | 21456 | 20359 | 27428 | 30235 | 33452 | 31256 | 31475 | 20747 | 21671 | 24654
2011 | US | NPCC | - | New York | MW | Reporting Year Forecast - Peak Hour Demand | 23752 | 23152 | 22659 | 21027 | 24333 | 29345 | 32712 | 31270 | 27213 | 21343 | 21759 | 24533
2011 | US | NPCC | - | New York | MW | Year 1 Forecast - Peak Hour Demand | 23907 | 23303 | 22806 | 21164 | 24683 | 29767 | 33182 | 31719 | 27604 | 21650 | 21901 | 24693
2011 | CA | NPCC | - | Ontario | MW | Prior Year Actual - Peak Hour Demand | 22045 | 21367 | 19393 | 17398 | 22904 | 21527 | 25075 | 24917 | 24444 | 17704 | 19970 | 22114
2011 | CA | NPCC | - | Ontario | MW | Reporting Year Forecast - Peak Hour Demand | 22733 | 21871 | 20667 | 17945 | 20847 | 23107.108 | 23538.8355 | 23196.6756 | 21505.6711 | 18646.2601 | 20939.6064 | 22015.3236
2011 | CA | NPCC | - | Ontario | MW | Year 1 Forecast - Peak Hour Demand | 22494.6715 | 22159.7359 | 21155.0427 | 19024.1992 | 19315.9763 | 23577.1683 | 23711.685 | 23425.5632 | 21232.8314 | 18870.2245 | 21145.1017 | 22241.8891
2011 | CA | NPCC | - | Quebec | MW | Prior Year Actual - Peak Hour Demand | 34659 | 33235 | 27795 | 24100 | 23254 | 20567 | 22092 | 21970 | 21766 | 23774 | 28595 | 33225
2011 | CA | NPCC | - | Quebec | MW | Reporting Year Forecast - Peak Hour Demand | 37717 | 34306 | 32559 | 26479 | 22201.3132 | 20389.7758 | 20468.3759 | 20929.5418 | 20788.9476 | 24437.7474 | 29351.6019 | 34357.1569
2011 | CA | NPCC | - | Quebec | MW | Year 1 Forecast - Peak Hour Demand | 37153 | 35451.5596 | 32816.607 | 27243.7071 | 22398.508 | 20618.4402 | 20699.5332 | 21158.8765 | 20958.8616 | 24653.3428 | 29768.7147 | 35060.4814
2011 | CA | MRO | - | SaskPower | MW | Prior Year Actual - Peak Hour Demand | 2969 | 2971 | 2674 | 2539 | 2649 | 2672 | 2702 | 2680 | 2469 | 2874 | 3051 | 3085
2011 | CA | MRO | - | SaskPower | MW | Reporting Year Forecast - Peak Hour Demand | 3303.9395 | 3238.523 | 3066.0093 | 2791.3401 | 2733.3798 | 2977.5308 | 3045.0933 | 3024.538 | 2914.169 | 2866.9153 | 3221.7122 | 3407.117
2011 | CA | MRO | - | SaskPower | MW | Year 1 Forecast - Peak Hour Demand | 3382.4727 | 3315.5013 | 3138.887 | 2857.6891 | 2798.3511 | 3048.3055 | 3117.4739 | 3096.43 | 2983.4375 | 2935.0606 | 3298.2909 | 3488.1028
2011 | US | RF | - | PJM | MW | Prior Year Actual - Peak Hour Demand | 109179.214 | 104915.345 | 95014.774 | 88409.15 | 110783.366 | 126201.946 | 136465.117 | 131946.462 | 127681.899 | 85652.149 | 90313.391 | 115535
2011 | US | RF | - | PJM | MW | Reporting Year Forecast - Peak Hour Demand | 113912 | 109621 | 99956 | 92104 | 103609 | 139967 | 148941 | 143584 | 126463 | 101712 | 108310 | 122418
2011 | US | RF | - | PJM | MW | Year 1 Forecast - Peak Hour Demand | 130711 | 125895 | 113855 | 107040 | 120087 | 147539 | 158603 | 152964 | 133191 | 109216 | 115251 | 129484
2011 | US | SERC | - | SERC-E | MW | Prior Year Actual - Peak Hour Demand | 42935 | 38334 | 34615 | 30104 | 34848 | 42427 | 42478 | 42812 | 38866 | 29126 | 30505 | 43258
2011 | US | SERC | - | SERC-E | MW | Reporting Year Forecast - Peak Hour Demand | 41570 | 39289 | 35387 | 29815 | 34722 | 40548 | 43249 | 42519 | 38591 | 31402 | 34164 | 39079
2011 | US | SERC | - | SERC-E | MW | Year 1 Forecast - Peak Hour Demand | 42298 | 40243 | 36168 | 30519 | 35511 | 41438 | 44046 | 43317 | 39323 | 32133 | 34948 | 39876
2011 | US | SERC | - | SERC-N | MW | Prior Year Actual - Peak Hour Demand | 45106 | 41400 | 37075 | 30894 | 37366 | 44003 | 43922 | 46701 | 41159 | 30513 | 32173 | 44996
2011 | US | SERC | - | SERC-N | MW | Reporting Year Forecast - Peak Hour Demand | 46308 | 45269 | 38842 | 33615 | 37196 | 43892 | 46846 | 46777 | 42727 | 33898 | 37277 | 42425
2011 | US | SERC | - | SERC-N | MW | Year 1 Forecast - Peak Hour Demand | 47606 | 44513 | 39243 | 34148 | 37734 | 43736 | 46923 | 46789 | 43356 | 33849 | 37570 | 42465
2011 | US | SERC | - | SERC-SE | MW | Prior Year Actual - Peak Hour Demand | 48742 | 42227 | 39381 | 32171 | 41557 | 48458 | 49518 | 48821 | 45103 | 34403 | 32581 | 47762
2011 | US | SERC | - | SERC-SE | MW | Reporting Year Forecast - Peak Hour Demand | 43017 | 40210 | 34856 | 33547 | 40175 | 46545 | 48623 | 49314 | 43720 | 36464 | 33653 | 39026
2011 | US | SERC | - | SERC-SE | MW | Year 1 Forecast - Peak Hour Demand | 44240 | 41541 | 35380 | 34526 | 41527 | 47706 | 49709 | 50470 | 44718 | 37408 | 35216 | 40014
2011 | US | SERC | - | SERC-W | MW | Prior Year Actual - Peak Hour Demand | 22042 | 19080 | 17805 | 16027 | 21444 | 24079 | 23962 | 25027 | 22698 | 18296 | 16619 | 19809
2011 | US | SERC | - | SERC-W | MW | Reporting Year Forecast - Peak Hour Demand | 19134 | 19319 | 16193 | 18544 | 21114 | 22681 | 23545 | 25101 | 22392 | 20106 | 17322 | 20006
2011 | US | SERC | - | SERC-W | MW | Year 1 Forecast - Peak Hour Demand | 19604 | 19317 | 16469 | 19243 | 21324 | 23319 | 24037 | 25588 | 22486 | 20461 | 17434 | 20388
2011 | US | SPP | - | SPP | MW | Prior Year Actual - Peak Hour Demand | 42495.7497 | 37893.1172 | 34099.308 | 30831.8615 | 40925.5271 | 48883.3268 | 49932.5799 | 53076.6219 | 44536.4237 | 33566.0526 | 33815.9823 | 37555.231
2011 | US | SPP | - | SPP | MW | Reporting Year Forecast - Peak Hour Demand | 40445.4593 | 38986.5621 | 34366.4054 | 33287.1317 | 40417.0736 | 48534.6105 | 52612.6621 | 53083.6094 | 44750.0175 | 36146.7116 | 34522.017 | 39242.4856
2011 | US | SPP | - | SPP | MW | Year 1 Forecast - Peak Hour Demand | 41137.6997 | 39294.2533 | 35185.9922 | 34047.3352 | 41163.1661 | 49108.6941 | 53173.0047 | 53632.2466 | 45122.6185 | 36313.1412 | 34941.1118 | 39745.7102
2011 | US | TRE | - | ERCOT | MW | Prior Year Actual - Peak Hour Demand | 55877.8342 | 47194.7947 | 41440.0878 | 40169.1025 | 54725.4972 | 60789.1431 | 60674.1727 | 65776.3264 | 58200.7414 | 45456.3922 | 40220 | 44715.7344
2011 | US | TRE | - | ERCOT | MW | Reporting Year Forecast - Peak Hour Demand | 49829 | 47953 | 44057 | 47797 | 57620 | 60057 | 63376 | 63770 | 58520 | 52458 | 43440 | 51642
2011 | US | TRE | - | ERCOT | MW | Year 1 Forecast - Peak Hour Demand | 51084 | 49395 | 45472 | 48877 | 58656 | 62737 | 65013 | 65406 | 59708 | 55007 | 45168 | 50345
2011 | TL | WECC | - | WECC | MW | Prior Year Actual - Peak Hour Demand | 117864.7495 | 113317.4125 | 110992.3632 | 101512.7089 | 106282.8331 | 132846.7616 | 147025.1801 | 147732.4326 | 136204.2059 | 121016.5659 | 122919.9873 | 122743.9442
2011 | TL | WECC | - | WECC | MW | Reporting Year Forecast - Peak Hour Demand | 127824.1 | 123031.7 | 117590 | 118737 | 131639 | 145066 | 156943 | 157953 | 143337 | 126905 | 124562 | 132501
2011 | TL | WECC | - | WECC | MW | Year 1 Forecast - Peak Hour Demand | 130174.0665 | 125486.2265 | 119642 | 120706 | 133752 | 147697 | 159864 | 160946 | 146057 | 129259 | 126252 | 134670
2011 | CA | WECC | - | AB | MW | Prior Year Actual - Peak Hour Demand | 9806 | 9552 | 9004 | 8665 | 8716 | 9160 | 9343 | 9214 | 8733 | 9090 | 10146 | 10196
2011 | CA | WECC | - | AB | MW | Reporting Year Forecast - Peak Hour Demand | 10444 | 10048 | 9568 | 9084 | 8670.5 | 8718 | 9028.5 | 9115.5 | 8747.5 | 9410 | 10359.5 | 10902
2011 | CA | WECC | - | AB | MW | Year 1 Forecast - Peak Hour Demand | 10797.5 | 10451 | 9900.5 | 9315 | 8902 | 8955.5 | 9286.5 | 9379 | 8979.5 | 9707 | 10611.5 | 11161
2011 | US | WECC | - | BASN | MW | Prior Year Actual - Peak Hour Demand | 10297 | 9681 | 9237 | 8666 | 9026 | 12422 | 12755 | 12605 | 10879 | 9919 | 10466 | 10505
2011 | US | WECC | - | BASN | MW | Reporting Year Forecast - Peak Hour Demand | 10934 | 10457 | 9807 | 9332 | 11448 | 13965 | 15119 | 14435 | 12547 | 9901 | 10449 | 11377
2011 | US | WECC | - | BASN | MW | Year 1 Forecast - Peak Hour Demand | 11162 | 10632 | 9953 | 9564 | 11804 | 14371 | 15564 | 14876 | 13061 | 10170 | 10736 | 11678
2011 | CA | WECC | - | BC | MW | Prior Year Actual - Peak Hour Demand | 9546 | 8952 | 8656 | 7976 | 7377 | 6839 | 7467 | 7614 | 7209 | 7987 | 10716 | 10124
2011 | CA | WECC | - | BC | MW | Reporting Year Forecast - Peak Hour Demand | 10444 | 10048 | 9568 | 9084 | 8670.5 | 8718 | 9028.5 | 9115.5 | 8747.5 | 9410 | 10359.5 | 10902
2011 | CA | WECC | - | BC | MW | Year 1 Forecast - Peak Hour Demand | 10797.5 | 10451 | 9900.5 | 9315 | 8902 | 8955.5 | 9286.5 | 9379 | 8979.5 | 9707 | 10611.5 | 11161
2011 | US | WECC | - | CALN | MW | Prior Year Actual - Peak Hour Demand | 16737.1243 | 16526.4129 | 15975.7862 | 15043.7515 | 15446.5352 | 23811.9063 | 23999.5007 | 26222.7594 | 23804.2037 | 19331.4661 | 17493.0446 | 17305.9218
2011 | US | WECC | - | CALN | MW | Reporting Year Forecast - Peak Hour Demand | 17157 | 16626 | 16199 | 16918 | 20050 | 23285 | 25317 | 25216 | 22222 | 17207 | 16564 | 17840
2011 | US | WECC | - | CALN | MW | Year 1 Forecast - Peak Hour Demand | 17357 | 16826 | 16397 | 17116 | 20265 | 23558 | 25619 | 25520 | 22490 | 17419 | 16761 | 18066
2011 | US | WECC | - | CALS | MW | Prior Year Actual - Peak Hour Demand | 22085.41 | 21649.6497 | 20789.4399 | 20054.0161 | 21825.1392 | 24712.9397 | 32857.6405 | 33306.514 | 35522.9305 | 27512.0539 | 25709.8239 | 22400.494
2011 | US | WECC | - | CALS | MW | Reporting Year Forecast - Peak Hour Demand | 20849 | 20417 | 20530 | 22763 | 26633 | 29090 | 32067 | 34377 | 31719 | 26248 | 21867 | 22490
2011 | US | WECC | - | CALS | MW | Year 1 Forecast - Peak Hour Demand | 21251 | 20817 | 20923 | 23185 | 27117 | 29612 | 32623 | 34970 | 32271 | 26725 | 22283 | 22917
2011 | US | WECC | - | DSW | MW | Prior Year Actual - Peak Hour Demand | 15709.58 | 15322.06 | 14956.06 | 15625 | 19336.58 | 25392.2 | 27877.93 | 26486.84 | 24670.92 | 22312.99 | 16378.15 | 17327.35
2011 | US | WECC | - | DSW | MW | Reporting Year Forecast - Peak Hour Demand | 18281.1 | 17459.7 | 16506 | 18279 | 23374 | 26417 | 28669 | 28669 | 25654 | 20747 | 17356 | 17892
2011 | US | WECC | - | DSW | MW | Year 1 Forecast - Peak Hour Demand | 18415.0665 | 17746.2265 | 16706 | 18473 | 23510 | 26686 | 29061 | 29148 | 26070 | 21110 | 17449 | 18058
2011 | MX | WECC | - | MEXW | MW | Prior Year Actual - Peak Hour Demand | 1326.526 | 1326.851 | 1340.859 | 1538.115 | 1649.574 | 1852.256 | 2076.907 | 2043.361 | 2012.934 | 1471.832 | 1600.832 | 1370.512
2011 | MX | WECC | - | MEXW | MW | Reporting Year Forecast - Peak Hour Demand | 1354 | 1340 | 1369 | 1445 | 1648 | 1898 | 2085 | 2268 | 2046 | 1668 | 1505 | 1400
2011 | MX | WECC | - | MEXW | MW | Year 1 Forecast - Peak Hour Demand | 1378 | 1359 | 1389 | 1487 | 1692 | 2038 | 2211 | 2378 | 2156 | 1706 | 1533 | 1393
2011 | US | WECC | - | NORW | MW | Prior Year Actual - Peak Hour Demand | 25996.485 | 25591.341 | 25137.831 | 23440.793 | 22434.553 | 21473.038 | 23934.243 | 24346.104 | 20939.836 | 22134.816 | 29975.585 | 27495.894
2011 | US | WECC | - | NORW | MW | Reporting Year Forecast - Peak Hour Demand | 29632 | 28165 | 26016 | 24346 | 22913 | 23259 | 25228 | 24844 | 22835 | 24563 | 27459 | 30380
2011 | US | WECC | - | NORW | MW | Year 1 Forecast - Peak Hour Demand | 30141 | 28616 | 26317 | 24607 | 23184 | 23623 | 25640 | 25196 | 23059 | 24792 | 27435 | 30702
2011 | US | WECC | - | ROCK | MW | Prior Year Actual - Peak Hour Demand | 9871 | 9376 | 8661 | 8144 | 9188 | 10491 | 11208 | 10807 | 9440 | 8267 | 9498 | 9767
2011 | US | WECC | - | ROCK | MW | Reporting Year Forecast - Peak Hour Demand | 8729 | 8471 | 8027 | 7486 | 8232 | 9716 | 10401 | 9913 | 8819 | 7751 | 8643 | 9318
2011 | US | WECC | - | ROCK | MW | Year 1 Forecast - Peak Hour Demand | 8875 | 8588 | 8156 | 7644 | 8376 | 9898 | 10573 | 10100 | 8991 | 7923 | 8832 | 9534
2012 | US | FRCC | - | FRCC | MW | Prior Year Actual - Peak Hour Demand | 46086 | 33327 | 31597 | 39766 | 40773 | 44419 | 43915 | 44968 | 40997 | 36523 | 32406 | 29299
2012 | US | FRCC | - | FRCC | MW | Reporting Year Forecast - Peak Hour Demand | 46842 | 38153 | 35343 | 36038 | 40987 | 42589 | 43780 | 45613 | 42303 | 39447 | 35216 | 37817
2012 | US | FRCC | - | FRCC | MW | Year 1 Forecast - Peak Hour Demand | 46864 | 38550 | 35718 | 36527 | 41572 | 43220 | 44453 | 46270 | 42902 | 40017 | 36625 | 38837
2012 | US | MRO | - | MISO | MW | Prior Year Actual - Peak Hour Demand | 85089.896 | 86844.021 | 76248.036 | 70944.878 | 92379.876 | 94895.875 | 102818.925 | 95669.795 | 95737.923 | 65260.852 | 70297.016 | 72738.903
2012 | US | MRO | - | MISO | MW | Reporting Year Forecast - Peak Hour Demand | 70608.513 | 67009.875 | 63371.82 | 58449.317 | 70642.827 | 92958.954 | 96722.346 | 91632.7787 | 81439.9756 | 67054.0189 | 68733.7415 | 75084.8077
2012 | US | MRO | - | MISO | MW | Year 1 Forecast - Peak Hour Demand | 74622.3569 | 72105.778 | 68176.5685 | 63169.1658 | 72807.276 | 86459.4093 | 94279.4696 | 91645.2542 | 81001.2727 | 67039.5016 | 68623.1547 | 75159.7043
2012 | CA | MRO | - | Manitoba Hydro | MW | Prior Year Actual - Peak Hour Demand | 4299.42 | 4254.51 | 4179.94 | 3261.23 | 3016.87 | 3175.76 | 3378.46 | 3284.8 | 3144.07 | 3197.63 | 3808.49 | 4104.96
2012 | CA | MRO | - | Manitoba Hydro | MW | Reporting Year Forecast - Peak Hour Demand | 4371.42 | 4271.15 | 3667.69 | 3494.3656 | 3238.1269 | 3075.3381 | 3095.7666 | 3140.8302 | 2914.7847 | 3124.1306 | 3940.7929 | 4362.2882
2012 | CA | MRO | - | Manitoba Hydro | MW | Year 1 Forecast - Peak Hour Demand | 4567.7762 | 4369.4779 | 4035.0117 | 3569.3889 | 3311.1359 | 3141.8592 | 3163.04 | 3210.0766 | 2976.9875 | 3193.8561 | 4021.9054 | 4449.8514
2012 | US | MRO | - | MAPP | MW | Prior Year Actual - Peak Hour Demand | 4713.7362 | 4743.1137 | 4431.3028 | 3596.9294 | 3428.3849 | 4180.1024 | 4687.0416 | 4630.3255 | 4083.4791 | 3749.8032 | 4145.2455 | 4554.4623
2012 | US | MRO | - | MAPP | MW | Reporting Year Forecast - Peak Hour Demand | 4783.2652 | 4591.3204 | 4363.1347 | 3793.9516 | 3813.4845 | 4417.8137 | 4767.5832 | 4753.6895 | 4252.7331 | 4021.056 | 4549.9449 | 4871.6468
2012 | US | MRO | - | MAPP | MW | Year 1 Forecast - Peak Hour Demand | 5083.4031 | 4932.8019 | 4638.0232 | 4031.1744 | 4024.0393 | 4628.1408 | 4977.9362 | 4950.721 | 4438.5296 | 4161.5883 | 4715.5323 | 5028.8384
2012 | CA | MRO | - | SaskPower | MW | Prior Year Actual - Peak Hour Demand | 3107 | 3133 | 3035 | 2574 | 2466 | 2823 | 2988 | 2927 | 2906 | 2590 | 3005 | 3090
2012 | CA | MRO | - | SaskPower | MW | Reporting Year Forecast - Peak Hour Demand | 3358.1813 | 3346.9514 | 3127.3375 | 2871.9415 | 2842.1029 | 3043.7015 | 3134.1015 | 3080.2008 | 2964.8387 | 2978.6331 | 3323.6486 | 3502.3697
2012 | CA | MRO | - | SaskPower | MW | Year 1 Forecast - Peak Hour Demand | 3509.3884 | 3497.6529 | 3268.1505 | 3001.255 | 2970.0728 | 3180.7487 | 3275.2191 | 3218.8915 | 3098.335 | 3112.7505 | 3473.3008 | 3660.0691
2012 | CA | NPCC | - | Maritimes | MW | Prior Year Actual - Peak Hour Demand | 5528 | 5225 | 5021 | 4172 | 3940 | 3325 | 3348 | 3358 | 3256 | 3725 | 4311 | 4743
2012 | CA | NPCC | - | Maritimes | MW | Reporting Year Forecast - Peak Hour Demand | 5079 | 5120 | 4672 | 4097 | 3556 | 3238 | 3218 | 3188 | 3285 | 3680 | 4333 | 5166
2012 | CA | NPCC | - | Maritimes | MW | Year 1 Forecast - Peak Hour Demand | 5384 | 5361 | 4656 | 3996 | 3523 | 3292 | 3146 | 3224 | 3405 | 3688 | 4322 | 5113
2012 | US | NPCC | - | New England | MW | Prior Year Actual - Peak Hour Demand | 21053 | 19980 | 18790 | 16590 | 19847 | 23322 | 27707 | 23344 | 20315 | 17270 | 17819 | 19341
2012 | US | NPCC | - | New England | MW | Reporting Year Forecast - Peak Hour Demand | 19905 | 18319 | 20125 | 19010 | 19645 | 24720 | 27440 | 27440 | 22845 | 18460 | 19995 | 22355
2012 | US | NPCC | - | New England | MW | Year 1 Forecast - Peak Hour Demand | 22355 | 21485 | 20175 | 19060 | 19750 | 24945 | 27765 | 27765 | 23045 | 18520 | 20050 | 22510
2012 | US | NPCC | - | New York | MW | Prior Year Actual - Peak Hour Demand | 24341.6 | 23442.9 | 21964.2 | 20172.5 | 27737.3 | 30775.4 | 33865.6 | 30404.1 | 25360.1 | 21441.2 | 21541.4 | 22879.7
2012 | US | NPCC | - | New York | MW | Reporting Year Forecast - Peak Hour Demand | 23901 | 22132 | 21808 | 21128 | 26013 | 28943 | 33295 | 30317 | 27270 | 21321 | 22016.1979 | 24005.9461
2012 | US | NPCC | - | New York | MW | Year 1 Forecast - Peak Hour Demand | 24832 | 23852.3285 | 22667.8111 | 21348.8065 | 26326 | 29292 | 33696 | 30683 | 27598 | 21578 | 22102.1987 | 24099.7193
2012 | CA | NPCC | - | Ontario | MW | Prior Year Actual - Peak Hour Demand | 22733 | 21871 | 20667 | 17945 | 20847 | 22765 | 25450 | 22051 | 21552 | 18234 | 19673 | 20204
2012 | CA | NPCC | - | Ontario | MW | Reporting Year Forecast - Peak Hour Demand | 21847 | 19956 | 20332 | 18557.5062 | 18870.6775 | 22569.1521 | 23298.1422 | 22956.5741 | 20801.4263 | 18470.789 | 20719.6649 | 21798.404
2012 | CA | NPCC | - | Ontario | MW | Year 1 Forecast - Peak Hour Demand | 22192.182 | 21934.8265 | 20881.1442 | 18766.2357 | 19336.2363 | 22755.1838 | 23300.5845 | 22705.7022 | 20888.4134 | 18586.2713 | 20831.123 | 21890.2106
2012 | CA | NPCC | - | Quebec | MW | Prior Year Actual - Peak Hour Demand | 37717 | 34308 | 32561 | 26479 | 23370 | 20674 | 21356 | 20025 | 20302 | 24425 | 28288 | 32756
2012 | CA | NPCC | - | Quebec | MW | Reporting Year Forecast - Peak Hour Demand | 35481 | 32174 | 31310 | 25011 | 21915 | 21413 | 21120 | 21129.8338 | 21281.2966 | 24809.3742 | 29526.1772 | 34594.6924
2012 | CA | NPCC | - | Quebec | MW | Year 1 Forecast - Peak Hour Demand | 37540.381 | 36164.8217 | 32902.4484 | 26794.556 | 22282.5916 | 20785.6664 | 20934.0334 | 21114.6332 | 21058.3643 | 24720.6037 | 29304.9793 | 34686.8824
2012 | US | RF | - | PJM | MW | Prior Year Actual - Peak Hour Demand | 110510.812 | 107116.223 | 94216.411 | 86649.73 | 123649.267 | 144325.058 | 158042.509 | 143290.092 | 121236.487 | 93224.417 | 101556.643 | 107088.212
2012 | US | RF | - | PJM | MW | Reporting Year Forecast - Peak Hour Demand | 122563 | 113998 | 111822 | 104381 | 117302 | 143028 | 153782 | 147557 | 129163 | 105685 | 111768 | 126401
2012 | US | RF | - | PJM | MW | Year 1 Forecast - Peak Hour Demand | 130222 | 125061 | 113238 | 106160 | 119076 | 144538 | 156254 | 149730 | 131764 | 107442 | 112405 | 126770
2012 | US | SERC | - | SERC-E | MW | Prior Year Actual - Peak Hour Demand | 42075.02 | 37519.183 | 31148 | 30347.325 | 40260.069 | 41156.574 | 43252.875 | 42967.925 | 37590.635 | 28205.801 | 31300.432 | 33581.375
2012 | US | SERC | - | SERC-E | MW | Reporting Year Forecast - Peak Hour Demand | 42717.5 | 40222.4 | 36251 | 30678.8 | 35655.1 | 41323.7 | 43255.4 | 42815.6 | 39083.2 | 32278.9 | 34605.4 | 40143.2
2012 | US | SERC | - | SERC-E | MW | Year 1 Forecast - Peak Hour Demand | 43150.3 | 40382.1 | 36610 | 31340.7 | 36188.3 | 41591.3 | 43733.2 | 43171.8 | 39675.2 | 32898.7 | 35105.6 | 40354.3
2012 | US | SERC | - | SERC-N | MW | Prior Year Actual - Peak Hour Demand | 43795.1 | 43774.3 | 33113 | 31740.4 | 40140.2 | 41953.4 | 45405.2 | 45579.1 | 43402 | 29583.1 | 34672.7 | 36582.8
2012 | US | SERC | - | SERC-N | MW | Reporting Year Forecast - Peak Hour Demand | 46065.6 | 42364.5 | 38318 | 32027.5 | 37909.2 | 42004.7 | 44220.8 | 45101.9 | 40859.4 | 32594.1 | 35386.7 | 40110.7
2012 | US | SERC | - | SERC-N | MW | Year 1 Forecast - Peak Hour Demand | 45080.7 | 41519.9 | 37225 | 30791.7 | 37073.4 | 42632.1 | 44709.6 | 45749.7 | 41389.9 | 33033.2 | 35820.7 | 40601.7
2012 | US | SERC | - | SERC-SE | MW | Prior Year Actual - Peak Hour Demand | 47175.786 | 41961.8 | 32818 | 35143.1 | 44941 | 47853.1 | 48131 | 50309 | 45093 | 31367 | 34951 | 38569
2012 | US | SERC | - | SERC-SE | MW | Reporting Year Forecast - Peak Hour Demand | 44729 | 42351 | 36024 | 34323 | 41244 | 46732 | 48676 | 48895 | 44508 | 36497 | 35647 | 40670
2012 | US | SERC | - | SERC-SE | MW | Year 1 Forecast - Peak Hour Demand | 45620 | 43153 | 37398 | 35127 | 41697 | 47512 | 49527 | 49799 | 45592 | 38140 | 35559 | 41528
2012 | US | SERC | - | SERC-W | MW | Prior Year Actual - Peak Hour Demand | 21892.55 | 21656.32 | 15926 | 18774 | 22118.98 | 23875.73 | 24667.49 | 25585 | 23116 | 18424 | 17927 | 19868
2012 | US | SERC | - | SERC-W | MW | Reporting Year Forecast - Peak Hour Demand | 19790 | 19193 | 16375 | 18807 | 21009 | 23041 | 24037 | 25403 | 22083 | 20091 | 17592 | 19726
2012 | US | SERC | - | SERC-W | MW | Year 1 Forecast - Peak Hour Demand | 20008 | 20176 | 16491 | 18960 | 21272 | 23303 | 24313 | 25921 | 22687 | 20802 | 17754 | 20052
2012 | US | SPP | - | SPP | MW | Prior Year Actual - Peak Hour Demand | 40790.6244 | 42213.8018 | 32888.7795 | 33590.9524 | 42637.0924 | 50891.0099 | 54139.5662 | 55816.9546 | 50693.1726 | 34826.8567 | 33914.8566 | 38034.0235
2012 | US | SPP | - | SPP | MW | Reporting Year Forecast - Peak Hour Demand | 39026.3053 | 39220.0689 | 34260.5801 | 33780.2653 | 41236.582 | 49073.4384 | 53720.6493 | 54435.5287 | 46154.0876 | 35989.9445 | 34563.8068 | 39126.3967
2012 | US | SPP | - | SPP | MW | Year 1 Forecast - Peak Hour Demand | 40314.9452 | 40029.6295 | 35152.7195 | 34266.6662 | 41893.3693 | 49775.673 | 54537.021 | 55179.7617 | 46684.8869 | 36584.0371 | 35051.3673 | 39816.0589
2012 | US | TRE | - | ERCOT | MW | Prior Year Actual - Peak Hour Demand | 51463.0669 | 57984.3901 | 40373 | 50786.1422 | 57520.4288 | 63220.4889 | 65500.5658 | 68416.4383 | 63214.44 | 49757.3619 | 41991.3286 | 50969.1019
2012 | US | TRE | - | ERCOT | MW | Reporting Year Forecast - Peak Hour Demand | 50992 | 45113 | 41363 | 49460 | 58312 | 59690 | 60815 | 66076 | 56625 | 53227 | 38478 | 52909
2012 | US | TRE | - | ERCOT | MW | Year 1 Forecast - Peak Hour Demand | 50776 | 45065 | 44364 | 50422 | 58722 | 61021 | 62333 | 67168 | 58239 | 54708 | 39524 | 54630
2012 | TL | WECC | - | WECC | MW | Prior Year Actual - Peak Hour Demand | 129551 | 129447 | 120085 | 116022 | 119605 | 140467 | 149568 | 150563 | 149100 | 128574 | 120862 | 131096
2012 | TL | WECC | - | WECC | MW | Reporting Year Forecast - Peak Hour Demand | 130859 | 127246 | 120843 | 121887 | 133284 | 148849 | 160860 | 161776 | 147239 | 130866 | 127898 | 135637
2012 | TL | WECC | - | WECC | MW | Year 1 Forecast - Peak Hour Demand | 133923 | 129973 | 123259 | 124169 | 135832 | 151656 | 164115 | 164845 | 149989 | 133413 | 130501 | 138503
2012 | CA | WECC | - | AB | MW | Prior Year Actual - Peak Hour Demand | 10226 | 9978 | 9990 | 8796 | 8567 | 9063 | 9552 | 9455 | 9376 | 9112 | 10064 | 10186
2012 | CA | WECC | - | AB | MW | Reporting Year Forecast - Peak Hour Demand | 10609 | 10483 | 9963 | 9651 | 9549 | 9726 | 10138 | 10408 | 9696 | 9920 | 10568 | 10861
2012 | CA | WECC | - | AB | MW | Year 1 Forecast - Peak Hour Demand | 11076 | 11063 | 10531 | 10265 | 10025 | 10192 | 10784 | 10941 | 10174 | 10484 | 11169 | 11529
2012 | US | WECC | - | BASN | MW | Prior Year Actual - Peak Hour Demand | 10830 | 10789 | 9686 | 9021 | 8931 | 12341 | 12978 | 12938 | 11579 | 9922 | 10127 | 10848
2012 | US | WECC | - | BASN | MW | Reporting Year Forecast - Peak Hour Demand | 10652 | 10197 | 9603 | 9294 | 11143 | 13397 | 14513 | 14095 | 12254 | 9901 | 10526 | 11086
2012 | US | WECC | - | BASN | MW | Year 1 Forecast - Peak Hour Demand | 10845 | 10379 | 9738 | 9483 | 11417 | 13688 | 14924 | 14517 | 12610 | 10229 | 10874 | 11413
2012 | CA | WECC | - | BC | MW | Prior Year Actual - Peak Hour Demand | 10413 | 10203 | 9650 | 8272 | 7622 | 6880 | 7052 | 7267 | 7413 | 8399 | 9742 | 10212
2012 | CA | WECC | - | BC | MW | Reporting Year Forecast - Peak Hour Demand | 10984 | 10396 | 9829 | 8956 | 8235 | 8177 | 8418 | 8332 | 8242 | 9476 | 10635 | 11432
2012 | CA | WECC | - | BC | MW | Year 1 Forecast - Peak Hour Demand | 10972 | 10381 | 9868 | 8986 | 8263 | 8206 | 8449 | 8362 | 8270 | 9508 | 10617 | 11416
2012 | US | WECC | - | CALN | MW | Prior Year Actual - Peak Hour Demand | 17818 | 16914 | 15347 | 15351 | 18107 | 24389 | 24010 | 21988 | 22272 | 17212 | 17020 | 18009
2012 | US | WECC | - | CALN | MW | Reporting Year Forecast - Peak Hour Demand | 17826 | 17328 | 16874 | 17628 | 20805 | 24710 | 26650 | 26563 | 23475 | 17946 | 17288 | 18551
2012 | US | WECC | - | CALN | MW | Year 1 Forecast - Peak Hour Demand | 18205 | 17692 | 17239 | 18010 | 21250 | 25212 | 27210 | 27121 | 23956 | 18315 | 17653 | 18952
2012 | US | WECC | - | CALS | MW | Prior Year Actual - Peak Hour Demand | 21386 | 20821 | 22662 | 22969 | 24180 | 25802 | 31422 | 32270 | 34991 | 28504 | 21471 | 22784
2012 | US | WECC | - | CALS | MW | Reporting Year Forecast - Peak Hour Demand | 21221 | 20794 | 20936 | 23254 | 27245 | 29750 | 32773 | 35026 | 32407 | 26798 | 22275 | 22948
2012 | US | WECC | - | CALS | MW | Year 1 Forecast - Peak Hour Demand | 21670 | 21217 | 21384 | 23761 | 27816 | 30392 | 33463 | 35766 | 33096 | 27397 | 22735 | 23425
2012 | US | WECC | - | DSW | MW | Prior Year Actual - Peak Hour Demand | 17366 | 19176 | 16048 | 17321 | 20297 | 27510 | 27156 | 28550 | 26803 | 21249 | 15879 | 18193
2012 | US | WECC | - | DSW | MW | Reporting Year Forecast - Peak Hour Demand | 17909 | 17582 | 16504 | 18146 | 22018 | 26399 | 28676 | 28283 | 25525 | 21343 | 17349 | 18029
2012 | US | WECC | - | DSW | MW | Year 1 Forecast - Peak Hour Demand | 18284 | 18015 | 16771 | 18099 | 22220 | 26581 | 28881 | 28427 | 25648 | 21477 | 17639 | 18389
2012 | MX | WECC | - | MEXW | MW | Prior Year Actual - Peak Hour Demand | 1395 | 1388 | 1466 | 1486 | 1557 | 2020 | 2112 | 2236 | 2177 | 1752 | 1640 | 1447
2012 | MX | WECC | - | MEXW | MW | Reporting Year Forecast - Peak Hour Demand | 1425 | 1395 | 1470 | 1526 | 1610 | 2040 | 2146 | 2297 | 2220 | 1782 | 1645 | 1455
2012 | MX | WECC | - | MEXW | MW | Year 1 Forecast - Peak Hour Demand | 1463 | 1432 | 1509 | 1567 | 1653 | 2094 | 2203 | 2358 | 2279 | 1829 | 1689 | 1494
2012 | US | WECC | - | NORW | MW | Prior Year Actual - Peak Hour Demand | 30010 | 29505 | 26027 | 24763 | 22044 | 21391 | 23108 | 24027 | 23275 | 23685 | 25878 | 29086
2012 | US | WECC | - | NORW | MW | Reporting Year Forecast - Peak Hour Demand | 30675 | 29515 | 26844 | 25290 | 23687 | 23756 | 25756 | 25475 | 23440 | 25088 | 28633 | 31520
2012 | US | WECC | - | NORW | MW | Year 1 Forecast - Peak Hour Demand | 31643 | 30017 | 27200 | 25669 | 24036 | 24137 | 26216 | 25885 | 23796 | 25421 | 28992 | 31931
2012 | US | WECC | - | ROCK | MW | Prior Year Actual - Peak Hour Demand | 10107 | 10673 | 9209 | 8043 | 8300 | 11071 | 12178 | 11832 | 11214 | 8739 | 9041 | 10331
2012 | US | WECC | - | ROCK | MW | Reporting Year Forecast - Peak Hour Demand | 9558 | 9556 | 8820 | 8142 | 8992 | 10894 | 11790 | 11297 | 9980 | 8612 | 8979 | 9755
2012 | US | WECC | - | ROCK | MW | Year 1 Forecast - Peak Hour Demand | 9765 | 9777 | 9019 | 8329 | 9152 | 11154 | 11985 | 11468 | 10160 | 8753 | 9133 | 9954
2013 | US | TRE | - | ERCOT | MW | Prior Year Actual - Peak Hour Demand | 46908.4905 | 42090.0469 | 42611.0462 | 48774.0356 | 58947.0194 | 66548 | 65807.6913 | 66509 | 64862.2074 | 48274.2721 | 41625.6633 | 45544.7859
2013 | US | TRE | - | ERCOT | MW | Reporting Year Forecast - Peak Hour Demand | 52231 | 47482 | 40707 | 45423 | 57617 | 61957 | 63819 | 67998 | 62968 | 49414 | 39420 | 54390
2013 | US | TRE | - | ERCOT | MW | Year 1 Forecast - Peak Hour Demand | 53339 | 48532 | 41636 | 46495 | 59031 | 63516 | 65472 | 69807 | 64680 | 50752 | 40543 | 55957
2013 | US | FRCC | - | FRCC | MW | Prior Year Actual - Peak Hour Demand | 39959 | 37639 | 32547 | 36255 | 40367 | 41898 | 43517 | 43503 | 40756 | 38819 | 29203 | 32982
2013 | US | FRCC | - | FRCC | MW | Reporting Year Forecast - Peak Hour Demand | 44056 | 37847 | 34857 | 36074 | 41033 | 43682 | 44783 | 45643 | 43083 | 40055 | 35519 | 37926
2013 | US | FRCC | - | FRCC | MW | Year 1 Forecast - Peak Hour Demand | 46445 | 38928 | 35788 | 36926 | 41815 | 44298 | 45431 | 46300 | 43743 | 40758 | 35739 | 38114
2013 | US | MRO | - | MISO | MW | Prior Year Actual - Peak Hour Demand | 70600 | 67013 | 63375 | 58449 | 70656 | 92955 | 96769 | 89327 | 83877 | 61312 | 66201 | 69270
2013 | US | MRO | - | MISO | MW | Reporting Year Forecast - Peak Hour Demand | 76464.063 | 74414.3422 | 69968.7812 | 64893.5181 | 76085.2949 | 89340.3687 | 96192 | 95379.3108 | 84234.4184 | 69259.2088 | 70187.3809 | 77364.4004
2013 | US | MRO | - | MISO | MW | Year 1 Forecast - Peak Hour Demand | 77009.8487 | 74945.4974 | 70468.2048 | 65356.7155 | 76628.377 | 89978.0629 | 96878.5998 | 96060.1098 | 84835.6674 | 69753.5675 | 70688.3648 | 77916.6124
2013 | CA | MRO | - | Manitoba Hydro | MW | Prior Year Actual - Peak Hour Demand | 4371.4 | 4271.1 | 3667.7 | 3384.7 | 2887.8 | 3281.7 | 3382.4 | 3374.8 | 3025.3 | 3396.6 | 4102.4 | 4410.7
2013 | CA | MRO | - | Manitoba Hydro | MW | Reporting Year Forecast - Peak Hour Demand | 4552.6 | 4532.3 | 4044.8 | 3548.3514 | 3310.6535 | 3260.3722 | 3364.6806 | 3267.6943 | 3229.5483 | 3662.1161 | 4100.2991 | 4433.0118
2013 | CA | MRO | - | Manitoba Hydro | MW | Year 1 Forecast - Peak Hour Demand | 4524.153 | 4443.6913 | 4178.2233 | 3573.4697 | 3335.0213 | 3283.3357 | 3389.4903 | 3292.0797 | 3254.2873 | 3693.8285 | 4138.2829 | 4477.1305
2013 | US | MRO | - | MAPP | MW | Prior Year Actual - Peak Hour Demand | 5133.6454 | 4837.1015 | 4372.2795 | 3878.4889 | 3684.9181 | 4570.3318 | 5037.3557 | 4894.922 | 4362.1036 | 3906.3902 | 4584.477 | 5002.9863
2013 | US | MRO | - | MAPP | MW | Reporting Year Forecast - Peak Hour Demand | 5520.0595 | 5311.5052 | 4947.9799 | 4411.7689 | 3989.123 | 4656.5252 | 5099.1581 | 5046.4038 | 4503.0162 | 4282.2142 | 5142.0312 | 5489.6765
2013 | US | MRO | - | MAPP | MW | Year 1 Forecast - Peak Hour Demand | 5703.1873 | 5488.892 | 5116.1622 | 4555.7129 | 4107.4137 | 4786.7305 | 5237.9973 | 5182.803 | 4635.8772 | 4416.6937 | 5318.6205 | 5676.2394
2013 | CA | MRO | - | SaskPower | MW | Prior Year Actual - Peak Hour Demand | 3241 | 3016 | 2852 | 2658 | 2658 | 2908 | 3000 | 2909 | 3004 | 2929 | 3108 | 3219
2013 | CA | MRO | - | SaskPower | MW | Reporting Year Forecast - Peak Hour Demand | 3351 | 3260 | 3087 | 2790 | 2755 | 2998 | 3093 | 3035 | 2967 | 2932 | 3222 | 3444
2013 | CA | MRO | - | SaskPower | MW | Year 1 Forecast - Peak Hour Demand | 3471 | 3376 | 3197 | 2890 | 2853 | 3106 | 3204 | 3143 | 3073 | 3036 | 3337 | 3567
2013 | CA | NPCC | - | Maritimes | MW | Prior Year Actual - Peak Hour Demand | 5077 | 5124 | 4678 | 3794 | 3436 | 3196 | 3120 | 3148 | 3104 | 3700 | 4644 | 4673
2013 | CA | NPCC | - | Maritimes | MW | Reporting Year Forecast - Peak Hour Demand | 5502 | 5462 | 4841 | 4041 | 3659 | 3264 | 3242 | 3283 | 3407 | 3639 | 4474 | 4921
2013 | CA | NPCC | - | Maritimes | MW | Year 1 Forecast - Peak Hour Demand | 5424 | 5323 | 4811 | 4059 | 3697 | 3282 | 3260 | 3301 | 3425 | 3658 | 4492 | 4942
2013 | US | NPCC | - | New England | MW | Prior Year Actual - Peak Hour Demand | 19926 | 18333 | 18371 | 16412 | 19869 | 25678 | 25880 | 24751 | 21439 | 16681 | 18792 | 19119
2013 | US | NPCC | - | New England | MW | Reporting Year Forecast - Peak Hour Demand | 19629 | 18311 | 18834 | 16604 | 18594 | 23765 | 26690 | 26690 | 21775 | 17229 | 18599 | 21299
2013 | US | NPCC | - | New England | MW | Year 1 Forecast - Peak Hour Demand | 21087 | 20222 | 18787 | 16527 | 18572 | 23884 | 26929 | 26929 | 21839 | 17157 | 18552 | 21272
2013 | US | NPCC | - | New York | MW | Prior Year Actual - Peak Hour Demand | 23901 | 22132 | 21808 | 21128 | 28242 | 32128 | 32439 | 30989 | 28127 | 21479 | 22282 | 23037
2013 | US | NPCC | - | New York | MW | Reporting Year Forecast - Peak Hour Demand | 24658.2 | 23384.7 | 22318.7 | 20209.5 | 27825 | 31071 | 33279 | 30908 | 28344 | 21239 | 22200.0414 | 23680.9978
2013 | US | NPCC | - | New York | MW | Year 1 Forecast - Peak Hour Demand | 24709 | 23206.6213 | 22109.7421 | 20900.0226 | 28198 | 31488 | 33725 | 31322 | 28723 | 21524 | 22297.9735 | 23785.4629
2013 | CA | NPCC | - | Ontario | MW | Prior Year Actual - Peak Hour Demand | 21847 | 19956 | 20332 | 17874 | 21106 | 24107 | 24636 | 23188 | 21183 | 18829 | 20144 | 20382
2013 | CA | NPCC | - | Ontario | MW | Reporting Year Forecast - Peak Hour Demand | 22610 | 21426 | 19825 | 18854 | 19042.1 | 22499.3 | 23212.9 | 22359.8 | 20405.2 | 18346.9 | 20278.3 | 21391.5
2013 | CA | NPCC | - | Ontario | MW | Year 1 Forecast - Peak Hour Demand | 22238.7 | 21077.2 | 20044.7 | 17855.3 | 18942.6 | 22318.1 | 22936.9 | 21581.8 | 18975.3 | 18651.6 | 20456.1 | 21187.5
2013 | CA | NPCC | - | Quebec | MW | Prior Year Actual - Peak Hour Demand | 35481 | 32175 | 31293 | 25024 | 21938 | 21439 | 21139 | 21276 | 20745 | 23048 | 32272 | 31658
2013 | CA | NPCC | - | Quebec | MW | Reporting Year Forecast - Peak Hour Demand | 38797 | 36577 | 32356 | 29813 | 21675 | 20676 | 21188.8356 | 21294.1606 | 21033.2036 | 24522.3993 | 28931.5822 | 34235.3608
2013 | CA | NPCC | - | Quebec | MW | Year 1 Forecast - Peak Hour Demand | 37233.0521 | 35368.4862 | 32380.1622 | 26800.2563 | 22452.8288 | 20916.8584 | 20728.2256 | 20944.4014 | 20871.3995 | 24289.9787 | 29137.6603 | 34357.436
2013 | US | RF | - | PJM | MW | Prior Year Actual - Peak Hour Demand | 122565.442 | 113997.637 | 107528.11 | 97821.804 | 130557.665 | 147915.071 | 154338.726 | 144486.456 | 129958.527 | 98761.609 | 107454.811 | 109947.899
2013 | US | RF | - | PJM | MW | Reporting Year Forecast - Peak Hour Demand | 128735 | 123745 | 111597 | 104213 | 117065 | 144032 | 155553 | 149170 | 131098 | 106732 | 112121 | 126868
2013 | US | RF | - | PJM | MW | Year 1 Forecast - Peak Hour Demand | 132229 | 127000 | 115281 | 108036 | 120443 | 147739 | 158717 | 152002 | 134884 | 109035 | 114228 | 130162
2013 | US | SERC | - | SERC-E | MW | Prior Year Actual - Peak Hour Demand | 41293.3 | 39097.1 | 34005.1 | 31055.5 | 37151.9 | 44458.2 | 44839.1 | 41795.2 | 39210 | 31554.5 | 36298.4 | 35625.7
2013 | US | SERC | - | SERC-E | MW | Reporting Year Forecast - Peak Hour Demand | 41761 | 38750 | 34696 | 29143 | 34306 | 40534 | 43094 | 42801 | 37739 | 30531 | 33836 | 38262
2013 | US | SERC | - | SERC-E | MW | Year 1 Forecast - Peak Hour Demand | 42359 | 39318 | 35233 | 29614 | 34937 | 41211 | 43786 | 43465 | 38263 | 31007 | 34377 | 37723
2013 | US | SERC | - | SERC-N | MW | Prior Year Actual - Peak Hour Demand | 39297 | 39668 | 32858 | 33416 | 38396 | 44978 | 44606 | 43374 | 40672 | 30424 | 35065 | 36112
2013 | US | SERC | - | SERC-N | MW | Reporting Year Forecast - Peak Hour Demand | 45362 | 42441 | 36745 | 31839 | 36667 | 39222 | 42043 | 42119 | 37098 | 29524 | 31524 | 37142
2013 | US | SERC | - | SERC-N | MW | Year 1 Forecast - Peak Hour Demand | 41397 | 38746 | 33237 | 29009 | 34217 | 39855 | 42771 | 42855 | 37720 | 30043 | 32077 | 37742
2013 | US | SERC | - | SERC-SE | MW | Prior Year Actual - Peak Hour Demand | 41149 | 39605 | 31358 | 37199 | 40910 | 46731 | 46538 | 44531 | 41732 | 31819 | 33850 | 34056
2013 | US | SERC | - | SERC-SE | MW | Reporting Year Forecast - Peak Hour Demand | 45120 | 40243 | 36386 | 33957 | 40179 | 46555 | 47402 | 48056 | 43698 | 35845 | 34895 | 39707
2013 | US | SERC | - | SERC-SE | MW | Year 1 Forecast - Peak Hour Demand | 45956 | 41032 | 36665 | 34165 | 41941 | 47344 | 48337 | 48813 | 43718 | 35638 | 36608 | 40423
2013 | US | SERC | - | SERC-W | MW | Prior Year Actual - Peak Hour Demand | 19354 | 18307 | 16819 | 18773 | 22716 | 25139 | 25111 | 24678 | 23724 | 18595 | 16717 | 18422
2013 | US | SERC | - | SERC-W | MW | Reporting Year Forecast - Peak Hour Demand | 21495 | 20910 | 16923 | 19303 | 21477 | 23987 | 25763 | 25637 | 23334 | 20536 | 19417 | 21385
2013 | US | SERC | - | SERC-W | MW | Year 1 Forecast - Peak Hour Demand | 19457 | 17932 | 15726 | 17921 | 19869 | 22177 | 24003 | 23764 | 21565 | 18884 | 16858 | 19371
2013 | US | SPP | - | SPP | MW | Prior Year Actual - Peak Hour Demand | 33842.303 | 31830.66 | 29140.979 | 34423.618 | 39911.427 | 48847.069 | 49847.517 | 50246.133 | 47241.858 | 30623.088 | 30312.402 | 33281.505
2013 | US | SPP | - | SPP | MW | Reporting Year Forecast - Peak Hour Demand | 34915.9283 | 34915.9283 | 34915.9283 | 39157.7063 | 39157.7063 | 53971.434 | 53971.434 | 53971.434 | 53971.434 | 38479.4997 | 38479.4997 | 41300.5256
2013 | US | SPP | - | SPP | MW | Year 1 Forecast - Peak Hour Demand | 41300.5256 | 41300.5256 | 41300.5256 | 39622.1638 | 39622.1638 | 54703.3047 | 54703.3047 | 54703.3047 | 54703.3047 | 39092.1831 | 39092.1831 | 41831.1343
2013 | CA | WECC | - | CAN | MW | Prior Year Actual - Peak Hour Demand | 21326 | 19334 | 18552 | 17177 | 16104 | 16230 | 17264 | 17339 | 16029 | 17710 | 19538 | 20261
2013 | CA | WECC | - | CAN | MW | Reporting Year Forecast - Peak Hour Demand | 21035 | 20443 | 19648 | 17900 | 16728 | 16994 | 17893 | 17757 | 17314 | 18779 | 20724 | 21681
2013 | CA | WECC | - | CAN | MW | Year 1 Forecast - Peak Hour Demand | 21913 | 21328 | 20427 | 18399 | 17376 | 17778 | 18717 | 18544 | 18165 | 19640 | 21512 | 22598
2013 | CA | WECC | - | AB | MW | Prior Year Actual - Peak Hour Demand | 10609 | 9877 | 9611 | 9050 | 9018 | 9185 | 9885 | 9878 | 9098 | 9541 | 10353 | 10599
2013 | CA | WECC | - | AB | MW | Reporting Year Forecast - Peak Hour Demand | 10915 | 10631 | 10307 | 9457 | 9210 | 9669 | 10022 | 9912 | 9783 | 9850 | 10794 | 10920
2013 | CA | WECC | - | AB | MW | Year 1 Forecast - Peak Hour Demand | 11319 | 11007 | 10643 | 9671 | 9466 | 10030 | 10388 | 10315 | 10173 | 10306 | 11066 | 11382
2013 | US | WECC | - | BASN | MW | Prior Year Actual - Peak Hour Demand | 8948 | 8536 | 8385.9 | 8786 | 9688 | 11198 | 12169 | 11835 | 9881 | 8599 | 8571.1 | 9274.1
2013 | US | WECC | - | BASN | MW | Reporting Year Forecast - Peak Hour Demand | 10329.5 | 9718.3 | 9301.6 | 8894.1 | 11524.4 | 13535.7 | 13995.4 | 14001.9 | 12127.5 | 10018.3 | 10412.4 | 10863.3
2013 | US | WECC | - | BASN | MW | Year 1 Forecast - Peak Hour Demand | 10514.2 | 10114.5 | 9394.3 | 8974.1 | 11365.8 | 13168.5 | 14160.9 | 13773.1 | 11991.5 | 10083.4 | 10573.6 | 11001.1
2013 | CA | WECC | - | BC | MW | Prior Year Actual - Peak Hour Demand | 10918 | 9513 | 9073 | 8213 | 7475 | 7084 | 7517 | 7774 | 7191 | 8326 | 9393 | 9840
2013 | CA | WECC | - | BC | MW | Reporting Year Forecast - Peak Hour Demand | 10387 | 9812 | 9341 | 8518 | 7846 | 7668 | 7934 | 7845 | 7831 | 8929 | 10132 | 10907
2013 | CA | WECC | - | BC | MW | Year 1 Forecast - Peak Hour Demand | 10915 | 10330 | 9815 | 8900 | 8196 | 8071 | 8353 | 8267 | 8189 | 9334 | 10590 | 11368
2013 | US | WECC | - | CALN | MW | Prior Year Actual - Peak Hour Demand | 17364 | 16728 | 16739 | 17294 | 20590 | 22706 | 24365 | 25201 | 21081 | 22470 | 16917 | 17820
2013 | US | WECC | - | CALN | MW | Reporting Year Forecast - Peak Hour Demand | 17852.4 | 17090.5 | 16979.9 | 17430.2 | 20677 | 24042.7 | 26165.4 | 26522.3 | 23401 | 17499.7 | 16327.4 | 17577.1
2013 | US | WECC | - | CALN | MW | Year 1 Forecast - Peak Hour Demand | 18208 | 17701.7 | 17327.1 | 17763.8 | 21075 | 24453 | 26670.3 | 26476.1 | 23759.1 | 17969.4 | 16561.7 | 17907.1
2013 | US | WECC | - | CALS | MW | Prior Year Actual - Peak Hour Demand | 21240 | 21096 | 20181 | 22325 | 25303 | 25635 | 29863 | 34008 | 33530 | 32428 | 23053 | 22242
2013 | US | WECC | - | CALS | MW | Reporting Year Forecast - Peak Hour Demand | 21212.4 | 20698.1 | 20858.3 | 23022.7 | 26851 | 29463 | 32540 | 34910.6 | 31999 | 26848 | 22073.7 | 22813.9
2013 | US | WECC | - | CALS | MW | Year 1 Forecast - Peak Hour Demand | 21679.1 | 21039.3 | 21244.6 | 23710.1 | 27461.3 | 30384.8 | 33274 | 35748 | 33092.8 | 27088.4 | 22415.3 | 23327.1
2013 | US | WECC | - | DSW | MW | Prior Year Actual - Peak Hour Demand | 16781 | 15661.2 | 15327.2 | 20510.6 | 24351.3 | 27214.2 | 27339.7 | 28425.5 | 24702.1 | 21168.7 | 15906.8 | 16283.7
2013 | US | WECC | - | DSW | MW | Reporting Year Forecast - Peak Hour Demand | 17193.5 | 16864.4 | 16313 | 18695.7 | 23065.6 | 26399.8 | 27813 | 28021 | 25526.9 | 20522.8 | 16647.8 | 16900.6
2013 | US | WECC | - | DSW | MW | Year 1 Forecast - Peak Hour Demand | 17672.6 | 17170.6 | 16969.3 | 18981.5 | 23661.2 | 26912.8 | 28334.2 | 28222.4 | 25909 | 20119.14 | 17035.6 | 17329.4
2013 | MX | WECC | - | MEXW | MW | Prior Year Actual - Peak Hour Demand | 1425.187 | 1421.163 | 1420.345 | 1574.878 | 1866.175 | 2063.799 | 2183.048 | 2302.232 | 2156.537 | 1981.965 | 1524.327 | 1465.985
2013 | MX | WECC | - | MEXW | MW | Reporting Year Forecast - Peak Hour Demand | 1480 | 1392 | 1461 | 1587 | 1810 | 2121 | 2261 | 2400 | 2284 | 1866 | 1542 | 1513
2013 | MX | WECC | - | MEXW | MW | Year 1 Forecast - Peak Hour Demand | 1470 | 1460 | 1483 | 1650 | 1972 | 2181 | 2307 | 2393 | 2279 | 2094 | 1573 | 1512
2013 | US | WECC | - | NORW | MW | Prior Year Actual - Peak Hour Demand | 28220.3173 | 26611.3105 | 26427.1595 | 23222.3869 | 21433.1327 | 21183.5804 | 23882.3748 | 24615.61 | 21880.415 | 23071.3966 | 24976.1232 | 27297.9701
2013 | US | WECC | - | NORW | MW | Reporting Year Forecast - Peak Hour Demand | 30525.37 | 29266.48 | 26581.46 | 25167.25 | 23325.49 | 23483.2 | 25167.74 | 24688.24 | 22060.85 | 24942.04 | 28772.7 | 30185.1
2013 | US | WECC | - | NORW | MW | Year 1 Forecast - Peak Hour Demand | 30637.88 | 29294.75 | 26670.17 | 25206.78 | 23295.48 | 23002.65 | 25679.89 | 25207.5 | 23370.49 | 24867.16 | 29118.9 | 30517.4
2013 | US | WECC | - | ROCK | MW | Prior Year Actual - Peak Hour Demand | 9507 | 8985 | 8609 | 7853 | 8860 | 11666 | 11587 | 10993 | 9732 | 8275 | 8953 | 10016
2013 | US | WECC | - | ROCK | MW | Reporting Year Forecast - Peak Hour Demand | 9222 | 9021 | 8258 | 7790 | 8717 | 10700 | 11610 | 10718 | 9563 | 8418 | 8841 | 9780
2013 | US | WECC | - | ROCK | MW | Year 1 Forecast - Peak Hour Demand | 9620 | 9363 | 8818 | 8207 | 9165 | 11473 | 12270 | 11599 | 10079 | 8808 | 9214 | 10180
2014 | US | FRCC | - | FRCC | MW | Prior Year Actual (Peak Hour Demand) | 36733 | 36395 | 36123 | 36861 | 39702 | 43388 | 42497 | 44653 | 42317 | 39124 | 35417 | 32428
2014 | US | FRCC | - | FRCC | MW | Reporting Year Actual (Peak Hour Demand) | Jan: 38701; Feb: 33791.7
2014 | US | FRCC | - | FRCC | MW | Reporting Year Forecast (Total Internal Demand) | 41094 | 38046 | 34723 | 36140 | 41002 | 43809 | 44973 | 45759 | 42915 | 39960 | 34523 | 36860
2014 | US | FRCC | - | FRCC | MW | Year 1 Forecast (Total Internal Demand) | 44636 | 38762 | 35464 | 36883 | 41838 | 44711 | 45897 | 46719 | 44187 | 40913 | 35385 | 37631
2014 | US | FRCC | - | FRCC | MW | Year 2 Forecast (Total Internal Demand) | Jan: 45668; Feb: 39392.45
2014 | US | MRO | - | MISO | MW | Prior Year Actual (Peak Hour Demand) | 93797.6 | 92559.6 | 85284.1 | 79153.6 | 98121.9 | 110585.9 | 121124.3 | 117842.9 | 115803.6 | 89798.7 | 90021 | 95803.3
2014 | US | MRO | - | MISO | MW | Reporting Year Actual (Peak Hour Demand) | Jan: 109400; Feb: 102449.6
2014 | US | MRO | - | MISO | MW | Reporting Year Forecast (Total Internal Demand) | Jun: 114281.4; Jul: 127247.5; Aug: 126276.5; Sep: 108383.2; Oct: 87835.9; Nov: 88840.1; Dec: 95064.5
2014 | US | MRO | - | MISO | MW | Year 1 Forecast (Total Internal Demand) | 102787.3 | 95886.5 | 90480.6 | 86509.4 | 97351.3 | 118477.1 | 128570.7 | 127590.2 | 113566 | 93419.7 | 91733.1 | 99488.9
2014 | US | MRO | - | MISO | MW | Year 2 Forecast (Total Internal Demand) | Jan: 104414.2; Feb: 97362.9
2014 | CA | MRO | - | Manitoba Hydro | MW | Prior Year Actual (Peak Hour Demand) | 4552.613 | 4532.27 | 4050.817 | 3652.005 | 3216.539 | 3245.647 | 3312.153 | 3406.321 | 3354.38 | 3511.333 | 4092.563 | 4650.003
2014 | CA | MRO | - | Manitoba Hydro | MW | Reporting Year Actual (Peak Hour Demand) | Jan: 4744.678; Feb: 4579.085
2014 | CA | MRO | - | Manitoba Hydro | MW | Reporting Year Forecast (Total Internal Demand) | 4570 | 4487 | 4105 | 3363 | 3111 | 3228 | 3408 | 3346 | 3175 | 3382 | 3976 | 4578
2014 | CA | MRO | - | Manitoba Hydro | MW | Year 1 Forecast (Total Internal Demand) | 4624 | 4540 | 4155 | 3387 | 3122 | 3254 | 3434 | 3372 | 3198 | 3408 | 3998 | 4605
2014 | CA | MRO | - | Manitoba Hydro | MW | Year 2 Forecast (Total Internal Demand) | Jan: 4652; Feb: 4567
2014 | US | MRO | - | MAPP | MW | Prior Year Actual (Peak Hour Demand) | 4810.0874 | 4632.9311 | 4296.6859 | 3857.1507 | 3429.3544 | 3966.804 | 4533.8214 | 4755.464 | 4359.8911 | 4153.2245 | 4580.0766 | 5112.1457
2014 | US | MRO | - | MAPP | MW | Reporting Year Actual (Peak Hour Demand) | Jan: 5303.6558; Feb: 5205.8404
2014 | US | MRO | - | MAPP | MW | Reporting Year Forecast (Total Internal Demand) | 5175.4009 | 4943.2735 | 4607.176 | 3913.0862 | 3832.7032 | 4328.1839 | 4822.7285 | 4852.2337 | 4276.4455 | 4208.9526 | 4696.2053 | 5138.0708
2014 | US | MRO | - | MAPP | MW | Year 1 Forecast (Total Internal Demand) | 5323.5007 | 5089.5228 | 4748.3484 | 4097.8376 | 3943.5597 | 4503.2314 | 4996.0707 | 5027.7387 | 4444.1553 | 4358.7836 | 4861.0305 | 5317.3364
2014 | US | MRO | - | MAPP | MW | Year 2 Forecast (Total Internal Demand) | Jan: 5457.1093; Feb: 5160.4025
2014 | CA | MRO | - | SaskPower | MW | Prior Year Actual (Peak Hour Demand) | 3290 | 3266 | 3034 | 2900 | 2670 | 2730 | 3086 | 3097 | 3149 | 2962 | 3210 | 3464
2014 | CA | MRO | - | SaskPower | MW | Reporting Year Actual (Peak Hour Demand) | Jan: 3406; Feb: 3320
2014 | CA | MRO | - | SaskPower | MW | Reporting Year Forecast (Total Internal Demand) | 3471 | 3376 | 3197 | 2890 | 2853 | 3106 | 3204 | 3143 | 3073 | 3036 | 3337 | 3567
2014 | CA | MRO | - | SaskPower | MW | Year 1 Forecast (Total Internal Demand) | 3468.7253 | 3372.782 | 3189.3055 | 2918.4512 | 2853.9159 | 3053.0143 | 3207.9859 | 3148.9288 | 3162.8151 | 3062.4507 | 3356.4168 | 3557
2014 | CA | MRO | - | SaskPower | MW | Year 2 Forecast (Total Internal Demand) | Jan: 3556.4918; Feb: 3458.1209
2014 | CA | NPCC | - | Maritimes | MW | Prior Year Actual (Peak Hour Demand) | 5496.8 | 5457.8 | 4675 | 4168.7 | 3281.3 | 3103.9 | 3250 | 3212.1 | 3203.8 | 3885.2 | 4421.2 | 5102
2014 | CA | NPCC | - | Maritimes | MW | Reporting Year Actual (Peak Hour Demand) | Jan: 5528.2; Feb: 5126.7
2014 | CA | NPCC | - | Maritimes | MW | Reporting Year Forecast (Total Internal Demand) | 5426.5 | 5305.1 | 5018.2 | 4091 | 3688.3 | 3280.6 | 3272.8 | 3321.8 | 3396 | 3653.5 | 4527.4 | 5034.5
2014 | CA | NPCC | - | Maritimes | MW | Year 1 Forecast (Total Internal Demand) | 5477.6 | 5465.3 | 4852.4 | 4114.4 | 3710.1 | 3304.1 | 3297.9 | 3337.5 | 3419.9 | 3669.2 | 4549.6 | 5072.1
2014 | CA | NPCC | - | Maritimes | MW | Year 2 Forecast (Total Internal Demand) | Jan: 5477.1; Feb: 5463.3
2014 | US | NPCC | - | New England | MW | Prior Year Actual (Peak Hour Demand) | 20887 | 19463 | 18460 | 16781 | 22479 | 25129 | 27379 | 22416 | 24451 | 17207 | 19058 | 21448
2014 | US | NPCC | - | New England | MW | Reporting Year Actual (Peak Hour Demand) | Jan: 21293; Feb: 19636
2014 | US | NPCC | - | New England | MW | Reporting Year Forecast (Total Internal Demand) | 20828 | 19993 | 18578 | 16513 | 18638 | 23763 | 26658 | 26658 | 21833 | 17091 | 18786 | 21086
2014 | US | NPCC | - | New England | MW | Year 1 Forecast (Total Internal Demand) | 21086 | 20001 | 18536 | 16476 | 18656 | 23930 | 26930 | 26930 | 21970 | 17067 | 18782 | 20807
2014 | US | NPCC | - | New England | MW | Year 2 Forecast (Total Internal Demand) | Jan: 21092; Feb: 19997
2014 | US | NPCC | - | New York | MW | Prior Year Actual (Peak Hour Demand) | 24658.2 | 23384.7 | 22318.7 | 20209.5 | 27934.9 | 30025.9 | 33955.8 | 27870.7 | 31201.6 | 22315.4 | 22637.6 | 24460.1
2014 | US | NPCC | - | New York | MW | Reporting Year Actual (Peak Hour Demand) | Jan: 25737.6; Feb: 23486.2
2014 | US | NPCC | - | New York | MW | Reporting Year Forecast (Total Internal Demand) | 24709 | 22948 | 22471 | 20333 | 28177 | 31204 | 33666 | 29974 | 28437 | 21905 | 22128.1128 | 23431.774
2014 | US | NPCC | - | New York | MW | Year 1 Forecast (Total Internal Demand) | 24737 | 22974 | 22496 | 20356 | 28512 | 31575 | 34066 | 30330 | 28775 | 22165 | 22179.9958 | 23486.7136
2014 | US | NPCC | - | New York | MW | Year 2 Forecast (Total Internal Demand) | Jan: 24795; Feb: 23028.1693
2014 | CA | NPCC | - | Ontario | MW | Prior Year Actual (Peak Hour Demand) | 22610 | 21426 | 19825 | 18854 | 20488 | 22662 | 24927 | 22833 | 22682 | 18445 | 20615 | 22556
2014 | CA | NPCC | - | Ontario | MW | Reporting Year Actual (Peak Hour Demand) | Jan: 22774; Feb: 21905; Mar: 21656; Apr: 18557
2014 | CA | NPCC | - | Ontario | MW | Reporting Year Forecast (Total Internal Demand) | 22319.8106 | 20964.0592 | 19906 | 17649 | 19051.37 | 22469.55 | 22948.69 | 21403.44 | 18933.24 | 18588.6 | 20335.99 | 21151.03
2014 | CA | NPCC | - | Ontario | MW | Year 1 Forecast (Total Internal Demand) | 22272.5 | 20926.32 | 19646.42 | 17915.63 | 19285.04 | 22398.32 | 22725.52 | 21278.93 | 18273.05 | 18061.04 | 20103.09 | 20984.96
2014 | CA | NPCC | - | Ontario | MW | Year 2 Forecast (Total Internal Demand) | Jan: 21900.6138; Feb: 20907.097
2014 | CA | NPCC | - | Quebec | MW | Prior Year Actual (Peak Hour Demand) | 38797 | 36577 | 32358 | 29814 | 21674 | 20678 | 21702 | 21077 | 20668 | 25772 | 32053 | 36655
2014 | CA | NPCC | - | Quebec | MW | Reporting Year Actual (Peak Hour Demand) | Jan: 39031; Feb: 35594
2014 | CA | NPCC | - | Quebec | MW | Reporting Year Forecast (Total Internal Demand) | 37591.8935 | 35160.1955 | 32035.9541 | 26945.4444 | 21867.651 | 20919.752 | 21042.7148 | 21233.546 | 21233.546 | 24351.3495 | 29821.2869 | 34582.144
2014 | CA | NPCC | - | Quebec | MW | Year 1 Forecast (Total Internal Demand) | 37984.9684 | 35506.8644 | 32381.7568 | 27099.9279 | 21895.8963 | 20889.2997 | 21049.3079 | 21087.1149 | 21436.3413 | 24741.9229 | 30206.4714 | 35049.5917
2014 | CA | NPCC | - | Quebec | MW | Year 2 Forecast (Total Internal Demand) | Jan: 38315.521; Feb: 35828.168
2014 | US | RF | - | PJM | MW | Prior Year Actual (Peak Hour Demand) | 126725 | 118740 | 109671 | 101046 | 129053 | 139781 | 157509 | 137625 | 143461 | 108826 | 114699 | 124072
2014 | US | RF | - | PJM | MW | Reporting Year Actual (Peak Hour Demand) | Jan: 140510; Feb: 129686
2014 | US | RF | - | PJM | MW | Reporting Year Forecast (Total Internal Demand) | 131719 | 126351 | 113834 | 106251 | 119229 | 146502 | 157279 | 150193 | 133022 | 106932 | 112273 | 128615
2014 | US | RF | - | PJM | MW | Year 1 Forecast (Total Internal Demand) | 133509 | 128328 | 116808 | 109076 | 121325 | 149528 | 160259 | 152754 | 136499 | 108552 | 114980 | 130994
2014 | US | RF | - | PJM | MW | Year 2 Forecast (Total Internal Demand) | Jan: 135526; Feb: 130580
2014 | US | SERC | - | SERC-E | MW | Prior Year Actual (Peak Hour Demand) | 37652 | 38064 | 35581 | 28650 | 33451 | 39645 | 39306 | 39748 | 37227 | 30624 | 36254 | 36834
2014 | US | SERC | - | SERC-E | MW | Reporting Year Actual (Peak Hour Demand)
2014 | US | SERC | - | SERC-E | MW | Reporting Year Forecast (Total Internal Demand) | 41368 | 38926 | 33736 | 29547 | 36120 | 41830 | 43547 | 43220 | 38636 | 30270 | 33188 | 38088
2014 | US | SERC | - | SERC-E | MW | Year 1 Forecast (Total Internal Demand) | 41903 | 39391 | 34170 | 29883 | 36410 | 42327 | 44086 | 43670 | 39023 | 30738 | 33579 | 38395
2014 | US | SERC | - | SERC-E | MW | Year 2 Forecast (Total Internal Demand) | Jan: 42466; Feb: 39872
2014 | US | SERC | - | SERC-N | MW | Prior Year Actual (Peak Hour Demand) | 36893 | 36397 | 33646 | 29266 | 33644 | 38550 | 39328 | 37672 | 36851 | 30343 | 32942 | 35969
2014 | US | SERC | - | SERC-N | MW | Reporting Year Actual (Peak Hour Demand)
2014 | US | SERC | - | SERC-N | MW | Reporting Year Forecast (Total Internal Demand) | 40376 | 37714 | 32585 | 28136 | 32841 | 39495 | 41798 | 41730 | 37301 | 28782 | 31347 | 35657
2014 | US | SERC | - | SERC-N | MW | Year 1 Forecast (Total Internal Demand) | 40306 | 37974 | 32819 | 28354 | 33081 | 39711 | 42100 | 42030 | 37498 | 28945 | 31487 | 35837
2014 | US | SERC | - | SERC-N | MW | Year 2 Forecast (Total Internal Demand) | Jan: 40288; Feb: 37861
2014 | US | SERC | - | SERC-SE | MW | Prior Year Actual (Peak Hour Demand) | 35246 | 35343 | 37031 | 30938 | 36907 | 42734 | 42051 | 42243 | 40667 | 34355 | 36065 | 37063
2014 | US | SERC | - | SERC-SE | MW | Reporting Year Actual (Peak Hour Demand)
2014 | US | SERC | - | SERC-SE | MW | Reporting Year Forecast (Total Internal Demand) | 43485 | 39507 | 34510 | 32775 | 39874 | 45285 | 46488 | 46312 | 42269 | 33190 | 33740 | 37816
2014 | US | SERC | - | SERC-SE | MW | Year 1 Forecast (Total Internal Demand) | 44183 | 40135 | 34777 | 33248 | 40425 | 46023 | 47116 | 46921 | 42965 | 33747 | 34283 | 38492
2014 | US | SERC | - | SERC-SE | MW | Year 2 Forecast (Total Internal Demand) | Jan: 44692; Feb: 40482
2014 | US | SPP | - | SPP | MW | Prior Year Actual (Peak Hour Demand) | 35317.3983 | 33891.1213 | 32610.9656 | 31552.57 | 36513.0421 | 46218.6872 | 47449.8503 | 47647.3996 | 45067.1659 | 35909.0872 | 33549.6435 | 37044.8793
2014 | US | SPP | - | SPP | MW | Reporting Year Actual (Peak Hour Demand) | Jan: 39167.6137; Feb: 38114.3754
2014 | US | SPP | - | SPP | MW | Reporting Year Forecast (Total Internal Demand) | 35122.906 | 33938.968 | 31532.284 | 31869.11 | 37743.23 | 45226.02 | 49586.726 | 49240.1 | 42937.72 | 33663.49 | 31713.388 | 35771.862
2014 | US | SPP | - | SPP | MW | Year 1 Forecast (Total Internal Demand) | 36497.846 | 35245.112 | 31544.632 | 31940.16 | 37773.904 | 45377.92 | 49710.304 | 49305.956 | 43176.056 | 33878.992 | 31938.886 | 35869.274
2014 | US | SPP | - | SPP | MW | Year 2 Forecast (Total Internal Demand) | Jan: 36702.225; Feb: 35405.3518
2014 | US | TRE | - | ERCOT | MW | Prior Year Actual (Peak Hour Demand) | 50664.8051 | 40406.9964 | 41709.7986 | 45601.9335 | 56209.2205 | 64418.2945 | 64814 | 67244.5294 | 63387.8513 | 54709.5348 | 46954.2002 | 53642.4399
2014 | US | TRE | - | ERCOT | MW | Reporting Year Actual (Peak Hour Demand) | Jan: 57256.3073; Feb: 57010.71
2014 | US | TRE | - | ERCOT | MW | Reporting Year Forecast (Total Internal Demand) | 51966.5438 | 49788.8687 | 44210.1206 | 46374.7008 | 60978.5914 | 62134.6689 | 63275.3281 | 68095.6734 | 57035.6221 | 48697.0951 | 44553.9327 | 46356.3496
2014 | US | TRE | - | ERCOT | MW | Year 1 Forecast (Total Internal Demand) | 52837.006 | 50661.7481 | 45096.691 | 47329.1693 | 61957.4679 | 63076.8181 | 64215.3522 | 69056.8043 | 58006.4572 | 49708.9491 | 45439.1982 | 47269.9762
2014 | US | TRE | - | ERCOT | MW | Year 2 Forecast (Total Internal Demand) | Jan: 53719.121; Feb: 51530.7594
2014 | US/MX | WECC | - | CAMX | MW | Prior Year Actual (Peak Hour Demand) | 38233.797 | 35984.71 | 35022.489 | 37871.604 | 46838.717 | 52729.684 | 52630.431 | 52712.882 | 51227.95 | 37107.271 | 36027.35 | 38996.845
2014 | US/MX | WECC | - | CAMX | MW | Reporting Year Actual (Peak Hour Demand)
2014 | US/MX | WECC | - | CAMX | MW | Reporting Year Forecast (Total Internal Demand) | 37582 | 38885 | 38466 | 40412 | 44320 | 49329 | 52353 | 54537 | 53052 | 44011 | 37988 | 39910
2014 | US/MX | WECC | - | CAMX | MW | Year 1 Forecast (Total Internal Demand) | 37885 | 39192 | 38759 | 40734 | 44668 | 48598 | 56554 | 57606 | 53474 | 44397 | 38172 | 40189
2014 | US/MX | WECC | - | CAMX | MW | Year 2 Forecast (Total Internal Demand) | Jan: 37895; Feb: 39686
2014 | US/CA | WECC | - | NWPP | MW | Prior Year Actual (Peak Hour Demand) | 65772.4724 | 58747.8691 | 57238.5216 | 53221.4579 | 54524.4147 | 63505.7989 | 67643.9754 | 62361.2472 | 58470.2733 | 54836.2129 | 61127.98 | 69913.7849
2014 | US/CA | WECC | - | NWPP | MW | Reporting Year Actual (Peak Hour Demand)
2014 | US/CA | WECC | - | NWPP | MW | Reporting Year Forecast (Total Internal Demand) | 65585.3 | 64992.9 | 60504.5 | 49005.61 | 54448.68 | 63043.4 | 66076.8 | 62875 | 62016 | 54221.1 | 65977.8 | 69491.8
2014 | US/CA | WECC | - | NWPP | MW | Year 1 Forecast (Total Internal Demand) | 67379.6 | 66456.5 | 61870.7 | 50349.42 | 56012.25 | 64946 | 66283.1 | 62660.49 | 63075.2 | 55393.9 | 67333.5 | 70778.1
2014 | US/CA | WECC | - | NWPP | MW | Year 2 Forecast (Total Internal Demand) | Jan: 68103.3; Feb: 66807.7
2014 | US | WECC | - | RMRG | MW | Prior Year Actual (Peak Hour Demand) | 10301 | 9486 | 9184 | 8847 | 8970 | 12071 | 12041 | 11804 | 11660 | 8532 | 9635 | 10508
2014 | US | WECC | - | RMRG | MW | Reporting Year Actual (Peak Hour Demand)
2014 | US | WECC | - | RMRG | MW | Reporting Year Forecast (Total Internal Demand) | 9530 | 9165 | 8577 | 7488 | 9202 | 10413 | 11943 | 10340 | 10486 | 8653 | 9254 | 9892
2014 | US | WECC | - | RMRG | MW | Year 1 Forecast (Total Internal Demand) | 9667 | 9300 | 8706 | 7623 | 9342 | 11217 | 9899 | 10145 | 10640 | 8805 | 9417 | 10061
2014 | US | WECC | - | RMRG | MW | Year 2 Forecast (Total Internal Demand) | Jan: 9811; Feb: 9499
2014 | US | WECC | - | SRSG | MW | Prior Year Actual (Peak Hour Demand) | 16162 | 14670 | 13072 | 16721 | 18500 | 22959 | 23040 | 22841 | 21805 | 16020 | 13040 | 14386
2014 | US | WECC | - | SRSG | MW | Reporting Year Actual (Peak Hour Demand)
2014 | US | WECC | - | SRSG | MW | Reporting Year Forecast (Total Internal Demand) | 13669.67 | 13369.2 | 13653.2 | 15356.5 | 19177.3 | 22189.4 | 22706 | 23194.5 | 21441.6 | 17641.4 | 13046.5 | 15398.7
2014 | US | WECC | - | SRSG | MW | Year 1 Forecast (Total Internal Demand) | 14000.2 | 13648.7 | 13932.9 | 15617.6 | 19460.5 | 22635 | 22356.7 | 22016.3 | 21843.7 | 17883.2 | 13319.9 | 15649.9
2014 | US | WECC | - | SRSG | MW | Year 2 Forecast (Total Internal Demand) | Jan: 14201.5; Feb: 14126.7
2015 | US | FRCC | - | FRCC | MW | Prior Year Actual (Peak Hour Demand) | 38895 | 34230 | 31032 | 39349 | 40777 | 43819 | 44913 | 46025 | 42987 | 40731 | 36018 | 33340
2015 | US | FRCC | - | FRCC | MW | Reporting Year Actual (Peak Hour Demand) | Jan: 42822; Feb: 42800
2015 | US | FRCC | - | FRCC | MW | Reporting Year Forecast (Total Internal Demand) | 45188 | 47848 | 35811 | 37515 | 42250 | 44920 | 45673 | 46452 | 44104 | 40842 | 35670 | 37536
2015 | US | FRCC | - | FRCC | MW | Year 1 Forecast (Total Internal Demand) | 45600 | 39383 | 36442 | 38192 | 42979 | 45676 | 46448 | 47304 | 44834 | 41548 | 36302 | 38115
2015 | US | FRCC | - | FRCC | MW | Year 2 Forecast (Total Internal Demand) | Jan: 46019; Feb: 40289
2015 | US | MRO | - | MISO | MW | Prior Year Actual (Peak Hour Demand) | 107927.3 | 101304.4 | 96058.7 | 80236 | 92600.3 | 109196.2 | 113506.9 | 113429.2 | 109527.4 | 87007 | 95703 | 91339
2015 | US | MRO | - | MISO | MW | Reporting Year Actual (Peak Hour Demand) | Jan: 104713; Feb: 99116
2015 | US | MRO | - | MISO | MW | Reporting Year Forecast (Total Internal Demand) | 102787.3 | 95886.5 | 90480.6 | 86509.4 | 97351.3 | 117346.2 | 125143.6 | 126256.8 | 113168.3 | 91750.8 | 90295.6 | 97888.8
2015 | US | MRO | - | MISO | MW | Year 1 Forecast (Total Internal Demand) | 103610.8 | 96405.3 | 90849.3 | 86641.4 | 97632.2 | 119052.1 | 126862.4 | 128087.4 | 114872.8 | 93363.9 | 91761.9 | 99724.5
2015 | US | MRO | - | MISO | MW | Year 2 Forecast (Total Internal Demand) | Jan: 105407; Feb: 97707.4
2015 | CA | MRO | - | Manitoba Hydro | MW | Prior Year Actual (Peak Hour Demand) | 4497.7 | 4333.1 | 4307.3 | 3576.1 | 2816.2 | 2877.5 | 3012.8 | 3069.6 | 2871.3 | 3210.2 | 4158.5 | 4287.7
2015 | CA | MRO | - | Manitoba Hydro | MW | Reporting Year Actual (Peak Hour Demand) | Jan: 4465.4; Feb: 4328.2
2015 | CA | MRO | - | Manitoba Hydro | MW | Reporting Year Forecast (Total Internal Demand) | 4396.2825 | 4285.2825 | 3959.2896 | 3206.6143 | 2897.116 | 3034.4305 | 3144.2238 | 3125.5134 | 2928.851 | 3180.7316 | 3816.4573 | 4345.1843
2015 | CA | MRO | - | Manitoba Hydro | MW | Year 1 Forecast (Total Internal Demand) | 4659.1843 | 4545.1843 | 4230.6673 | 3444.2333 | 3135.9369 | 3280.5439 | 3388.3685 | 3364.7576 | 3172.2598 | 3426.9807 | 4081.599 | 4605.6375
2015 | CA | MRO | - | Manitoba Hydro | MW | Year 2 Forecast (Total Internal Demand) | Jan: 4678.6375; Feb: 4563.6375
2015 | US | MRO | - | MAPP | MW | Prior Year Actual (Peak Hour Demand) | 5220.6567 | 5127.4065 | 5006.2011 | 4270.6007 | 3885.2738 | 3769.931 | 4487.6352 | 4094.0062 | 3970.7794 | 4298.8467 | 4913.7124 | 5095.6344
2015 | US | MRO | - | MAPP | MW | Reporting Year Actual (Peak Hour Demand) | Jan: 5294.0475; Feb: 5161.5169
2015 | US | MRO | - | MAPP | MW | Reporting Year Forecast (Total Internal Demand) | 5355.3875 | 5151.7969 | 4813.9992 | 4097.554 | 3929.9051 | 4409.8856 | 4938.4728 | 4964.7653 | 4372.808 | 4386.8128 | 4936.5363 | 5435.2875
2015 | US | MRO | - | MAPP | MW | Year 1 Forecast (Total Internal Demand) | 5567.9175 | 5273.007 | 5032.1683 | 4295.8701 | 4105.3647 | 4633.9575 | 5131.1403 | 5153.958 | 4553.0549 | 4521.2586 | 5090.262 | 5599.5869
2015 | US | MRO | - | MAPP | MW | Year 2 Forecast (Total Internal Demand) | Jan: 5731.5775; Feb: 5508.3398
2015 | CA | MRO | - | SaskPower | MW | Prior Year Actual (Peak Hour Demand) | 3410 | 3325 | 3258 | 2962 | 2823 | 2824 | 3071 | 3093 | 3049 | 2999 | 3488 | 3472
2015 | CA | MRO | - | SaskPower | MW | Reporting Year Actual (Peak Hour Demand) | Jan: 3534; Feb: 3434
2015 | CA | MRO | - | SaskPower | MW | Reporting Year Forecast (Total Internal Demand) | 3468.7253 | 3372.782 | 3189.3055 | 2918.4512 | 2853.9159 | 3053.0143 | 3207.9859 | 3148.9288 | 3162.8151 | 3062.4507 | 3356.4168 | 3557
2015 | CA | MRO | - | SaskPower | MW | Year 1 Forecast (Total Internal Demand) | 3553.6 | 3455.3 | 3267.3 | 2989.8 | 2923.7 | 3127.7 | 3286.4 | 3225.9 | 3240.1 | 3137.4 | 3438.5 | 3644
2015 | CA | MRO | - | SaskPower | MW | Year 2 Forecast (Total Internal Demand) | Jan: 3632.6; Feb: 3532.1
2015 | CA | NPCC | - | Maritimes | MW | Prior Year Actual (Peak Hour Demand) | 5530.6 | 5133.7 | 5032 | 4184.5 | 3620.4 | 3025.2 | 3147.8 | 3095.8 | 3128.2 | 3396.3 | 4291.8 | 5112.6
2015 | CA | NPCC | - | Maritimes | MW | Reporting Year Actual (Peak Hour Demand) | Jan: 5412; Feb: 5425
2015 | CA | NPCC | - | Maritimes | MW | Reporting Year Forecast (Total Internal Demand) | 5446.1 | 5330.7 | 4773.7 | 4011.2 | 3656.1 | 3281.8 | 3179.6 | 3179.4 | 3345.1 | 3686.2 | 4265.4 | 4883.6
2015 | CA | NPCC | - | Maritimes | MW | Year 1 Forecast (Total Internal Demand) | 5388.6 | 5257.4 | 4717.8 | 4014.8 | 3661.2 | 3286.8 | 3192.2 | 3187.9 | 3350.8 | 3682.2 | 4246.5 | 4890.7
2015 | CA | NPCC | - | Maritimes | MW | Year 2 Forecast (Total Internal Demand) | Jan: 5400.4; Feb: 5292
2015 | US | NPCC | - | New England | MW | Prior Year Actual (Peak Hour Demand) | 21334 | 19654 | 19696 | 16011 | 16222 | 21263 | 24443 | 22694 | 23715 | 17053 | 18348 | 19812
2015 | US | NPCC | - | New England | MW | Reporting Year Actual (Peak Hour Demand) | Jan: 20556; Feb: 20070
2015 | US | NPCC | - | New England | MW | Reporting Year Forecast (Total Internal Demand) | 20831 | 19861 | 18146 | 16246 | 18416 | 23545 | 26566 | 26566 | 21475 | 17007 | 18687 | 21077
2015 | US | NPCC | - | New England | MW | Year 1 Forecast (Total Internal Demand) | 21077 | 19842 | 18107 | 16207 | 18345 | 23625 | 26835 | 26835 | 21500 | 17118 | 18848 | 21268
2015 | US | NPCC | - | New England | MW | Year 2 Forecast (Total Internal Demand) | Jan: 21268; Feb: 20023
2015 | US | NPCC | - | New York | MW | Prior Year Actual (Peak Hour Demand) | 25738 | 23486 | 23440 | 19800 | 23198 | 27183 | 29331 | 27252 | 29782 | 21125 | 22466 | 23095
2015 | US | NPCC | - | New York | MW | Reporting Year Actual (Peak Hour Demand) | Jan: 24648; Feb: 24144
2015 | US | NPCC | - | New York | MW | Reporting Year Forecast (Total Internal Demand) | 24500 | 22754 | 22281 | 20160 | 28094 | 31113 | 33567 | 29886 | 28354 | 21841 | 21929 | 23221
2015 | US | NPCC | - | New York | MW | Year 1 Forecast (Total Internal Demand) | 24515 | 22768 | 22294 | 20173 | 28152 | 31177 | 33636 | 29947 | 28412 | 21886 | 21937 | 23230
2015 | US | NPCC | - | New York | MW | Year 2 Forecast (Total Internal Demand) | Jan: 24524; Feb: 22776
2015 | CA | NPCC | - | Ontario | MW | Prior Year Actual (Peak Hour Demand) | 22774 | 21905 | 21656 | 18557 | 18844 | 20807 | 21300 | 21363 | 21123 | 17784 | 20102 | 20938
2015 | CA | NPCC | - | Ontario | MW | Reporting Year Actual (Peak Hour Demand) | Jan: 21814; Feb: 21494; Mar: 20827; Apr: 18462
2015 | CA | NPCC | - | Ontario | MW | Reporting Year Forecast (Total Internal Demand) | 22368.67 | 21011.65 | 19840.31 | 18101.32 | 19336.02 | 22276.64 | 22888.49 | 21463.69 | 18470.35 | 18288.43 | 20289.75 | 21009.24
2015 | CA | NPCC | - | Ontario | MW | Year 1 Forecast (Total Internal Demand) | 22379.58 | 21001.14 | 19872.09 | 17502.26 | 19374.87 | 22474.33 | 22848.71 | 21399.58 | 18165.25 | 18247.05 | 20452.51 | 21035.58
2015 | CA | NPCC | - | Ontario | MW | Year 2 Forecast (Total Internal Demand) | Jan: 21960.8144; Feb: 20894.9431
2015 | CA | NPCC | - | Quebec | MW | Prior Year Actual (Peak Hour Demand) | 39031 | 35581 | 34630 | 27477 | 23055 | 19960 | 20443 | 21112 | 20745 | 22364 | 29004 | 33667
2015 | CA | NPCC | - | Quebec | MW | Reporting Year Actual (Peak Hour Demand) | Jan: 38743; Feb: 37675
2015 | CA | NPCC | - | Quebec | MW | Reporting Year Forecast (Total Internal Demand) | 38004.7411 | 35436.889 | 32461.1932 | 27104.1759 | 21979.0344 | 20670.381 | 20895.4008 | 20885.9731 | 21155.2656 | 24540.4521 | 29999.5814 | 34945.3271
2015 | CA | NPCC | - | Quebec | MW | Year 1 Forecast (Total Internal Demand) | 38251.9651 | 35484.9651 | 32654.6976 | 27245.9592 | 22097.6718 | 20566.4935 | 20767.4698 | 20833.0318 | 20815.9585 | 24687.2943 | 30353.9531 | 35254.9073
2015 | CA | NPCC | - | Quebec | MW | Year 2 Forecast (Total Internal Demand) | Jan: 38650.3225; Feb: 35831.1659
2015 | US | RF | - | PJM | MW | Prior Year Actual (Peak Hour Demand) | 140510.233 | 129690.523 | 126638.86 | 99179.552 | 119741.906 | 141677.933 | 139379.87 | 133390.98 | 138157.144 | 95919.772 | 120847.897 | 114047.334
2015 | US | RF | - | PJM | MW | Reporting Year Actual (Peak Hour Demand) | Jan: 136184.519; Feb: 143085.952; Mar: 125615.986; Apr: 96363.784; May: 113131.979
2015 | US | RF | - | PJM | MW | Reporting Year Forecast (Total Internal Demand) | 129711 | 124616 | 113628 | 105222 | 116599 | 145028 | 155544 | 148129 | 131839 | 103932 | 111166 | 127026
2015 | US | RF | - | PJM | MW | Year 1 Forecast (Total Internal Demand) | 131721 | 126830 | 115555 | 106500 | 119795 | 147744 | 157912 | 151020 | 133638 | 105670 | 113198 | 128988
2015 | US | RF | - | PJM | MW | Year 2 Forecast (Total Internal Demand) | Jan: 133442; Feb: 128238
2015 | US | SERC | - | SERC-E | MW | Prior Year Actual (Peak Hour Demand) | 45494 | 37941 | 37501 | 28287 | 36105 | 39889 | 40541 | 39738 | 39994 | 29746 | 39772 | 36041
2015 | US | SERC | - | SERC-E | MW | Reporting Year Actual (Peak Hour Demand) | Jan: 45123; Feb: 47462
2015 | US | SERC | - | SERC-E | MW | Reporting Year Forecast (Total Internal Demand) | 41382 | 39004 | 33997 | 29849 | 35931 | 41192 | 42825 | 42683 | 38247 | 30867 | 33739 | 38301
2015 | US | SERC | - | SERC-E | MW | Year 1 Forecast (Total Internal Demand) | 41922 | 39523 | 34467 | 30216 | 36312 | 41644 | 43370 | 43177 | 38745 | 31137 | 34159 | 38780
2015 | US | SERC | - | SERC-E | MW | Year 2 Forecast (Total Internal Demand) | Jan: 42455; Feb: 39967
2015 | US | SERC | - | SERC-N | MW | Prior Year Actual (Peak Hour Demand) | 44376 | 37804 | 36735 | 28874 | 32551 | 37666 | 38094 | 38752 | 36761 | 30063 | 36306 | 33711
2015 | US | SERC | - | SERC-N | MW | Reporting Year Actual (Peak Hour Demand) | Jan: 44311; Feb: 43608
2015 | US | SERC | - | SERC-N | MW | Reporting Year Forecast (Total Internal Demand) | 40169 | 38264 | 32843 | 28291 | 33231 | 39826 | 41987 | 42097 | 37414 | 29014 | 31657 | 36087
2015 | US | SERC | - | SERC-N | MW | Year 1 Forecast (Total Internal Demand) | 40989 | 38648 | 33230 | 28694 | 33664 | 40367 | 42618 | 42688 | 37983 | 29343 | 31939 | 36467
2015 | US | SERC | - | SERC-N | MW | Year 2 Forecast (Total Internal Demand) | Jan: 41366; Feb: 39157
2015 | US | SERC | - | SERC-SE | MW | Prior Year Actual (Peak Hour Demand) | 47811 | 39035 | 34626 | 30955 | 38747 | 42497 | 43962 | 44573 | 42309 | 34919 | 41880 | 36482
2015 | US | SERC | - | SERC-SE | MW | Reporting Year Actual (Peak Hour Demand) | Jan: 46921; Feb: 43451
2015 | US | SERC | - | SERC-SE | MW | Reporting Year Forecast (Total Internal Demand) | 43584 | 40018 | 33380 | 32848 | 40037 | 44894 | 46113 | 46473 | 42066 | 33333 | 33289 | 37544
2015 | US | SERC | - | SERC-SE | MW | Year 1 Forecast (Total Internal Demand) | 43973 | 41924 | 36087 | 32955 | 40461 | 45599 | 46785 | 47173 | 43157 | 33762 | 33178 | 38055
2015 | US | SERC | - | SERC-SE | MW | Year 2 Forecast (Total Internal Demand) | Jan: 44659; Feb: 42221
2015 | US | SPP | - | SPP | MW | Prior Year Actual (Peak Hour Demand) | 37845.281 | 37136.5569 | 36109.779 | 29294.3007 | 36730.194 | 41515.712 | 45053.4279 | 46076.2335 | 42660.1387 | 34267.451 | 34554.224 | 33526.536
2015 | US | SPP | - | SPP | MW | Reporting Year Actual (Peak Hour Demand) | Jan: 36927.093; Feb: 35049.103
2015 | US | SPP | - | SPP | MW | Reporting Year Forecast (Total Internal Demand) | 33445.162 | 32884.4693 | 31916.5576 | 30378.053 | 36801.0444 | 43396.7205 | 48016.3891 | 47362.9036 | 42443.7428 | 34254.3809 | 32485.3664 | 35060.5953
2015 | US | SPP | - | SPP | MW | Year 1 Forecast (Total Internal Demand) | 36198.0307 | 35527.1744 | 32470.4575 | 30973.3603 | 37437.5082 | 43914.2007 | 48546.94 | 48073.2341 | 42882.7693 | 34105.2126 | 32890.1918 | 35420.3374
2015 | US | SPP | - | SPP | MW | Year 2 Forecast (Total Internal Demand) | Jan: 33180.3489; Feb: 32574.4214
2015 | US | TRE | - | ERCOT | MW | Prior Year Actual (Peak Hour Demand) | 57256.3073 | 57010.71 | 54587.4097 | 48400.126 | 52615.3527 | 59785.7728 | 63531.9867 | 66453.6387 | 64439.5577 | 58419.1941 | 50807.3407 | 48361.715
2015 | US | TRE | - | ERCOT | MW | Reporting Year Actual (Peak Hour Demand) | Jan: 56831.7803; Feb: 54539.4251
2015 | US | TRE | - | ERCOT | MW | Reporting Year Forecast (Total Internal Demand) | 52837.006 | 50661.7481 | 45096.691 | 47329.1693 | 61957.4679 | 63076.8181 | 64215.3522 | 69056.8043 | 58006.4572 | 49708.9491 | 45439.1982 | 47269.9762
2015 | US | TRE | - | ERCOT | MW | Year 1 Forecast (Total Internal Demand) | 53719.121 | 51530.7594 | 45968.1961 | 48298.8767 | 62956.9091 | 64005.0935 | 65149.8703 | 70014.4076 | 58944.8753 | 50755.0112 | 46314.3458 | 48166.4151
2015 | US | TRE | - | ERCOT | MW | Year 2 Forecast (Total Internal Demand) | Jan: 54579.312; Feb: 52436.2828
2015 | US/MX | WECC | - | CAMX | MW | Prior Year Actual (Peak Hour Demand) | 35771 | 35160 | 34580 | 39521 | 49525 | 47421 | 52385 | 51609 | 53911 | 45041 | 36767 | 37009
2015 | US/MX | WECC | - | CAMX | MW | Reporting Year Actual (Peak Hour Demand) | Jan: 35819; Feb: 35118
2015 | US/MX | WECC | - | CAMX | MW | Reporting Year Forecast (Total Internal Demand) | 38500 | 37347 | 37196 | 39038 | 43110 | 47652 | 51243 | 54751 | 51721 | 43597 | 38411 | 39101
2015 | US/MX | WECC | - | CAMX | MW | Year 1 Forecast (Total Internal Demand) | 38469 | 37406 | 37229 | 39057 | 43000 | 47413 | 51248 | 54621 | 51991 | 43961 | 38373 | 39121
2015 | US/MX | WECC | - | CAMX | MW | Year 2 Forecast (Total Internal Demand) | Jan: 38543; Feb: 37348
2015 | CA | WECC | - | NWPP-CA | MW | Prior Year Actual (Peak Hour Demand) | 20936 | 21608 | 20276 | 17964 | 16671 | 17105 | 18552 | 18489 | 17177 | 18207 | 21135 | 21526
2015 | CA | WECC | - | NWPP-CA | MW | Reporting Year Actual (Peak Hour Demand) | Jan: 20634; Feb: 18931
2015 | CA | WECC | - | NWPP-CA | MW | Reporting Year Forecast (Total Internal Demand) | 21885 | 20859 | 20075 | 18667 | 17845 | 17895 | 19070 | 19049 | 17921 | 19738 | 21688 | 22791
2015 | CA | WECC | - | NWPP-CA | MW | Year 1 Forecast (Total Internal Demand) | 22552 | 21301 | 20653 | 19363 | 18534 | 18563 | 19770 | 19721 | 18976 | 20260 | 22389 | 23751
2015 | CA | WECC | - | NWPP-CA | MW | Year 2 Forecast (Total Internal Demand) | Jan: 23777; Feb: 22662
2015 | US | WECC | - | NWPP-US | MW | Prior Year Actual (Peak Hour Demand) | 44046 | 48249 | 40334 | 38554 | 42119 | 45684 | 50957 | 49228 | 43794 | 38422 | 44465 | 46652
2015 | US | WECC | - | NWPP-US | MW | Reporting Year Actual (Peak Hour Demand) | Jan: 38776; Feb: 37971
2015 | US | WECC | - | NWPP-US | MW | Reporting Year Forecast (Total Internal Demand) | 45662 | 44557.9999 | 40851 | 38632 | 40101 | 47138 | 49278.0001 | 48618 | 43312 | 38838 | 44325.9999 | 47429
2015 | US | WECC | - | NWPP-US | MW | Year 1 Forecast (Total Internal Demand) | 46041 | 44844.0001 | 41388 | 39027 | 40328.9999 | 47448 | 50001 | 49297 | 43803 | 39985 | 44667 | 47887
2015 | US | WECC | - | NWPP-US | MW | Year 2 Forecast (Total Internal Demand) | Jan: 46165; Feb: 45300.0001
2015 | US | WECC | - | RMRG | MW | Prior Year Actual (Peak Hour Demand) | 10077 | 10436 | 9194 | 8348 | 9641 | 10732 | 12001 | 11406 | 10981 | 8415 | 10129 | 10875
2015 | US | WECC | - | RMRG | MW | Reporting Year Actual (Peak Hour Demand) | Jan: 10037; Feb: 9807
2015 | US | WECC | - | RMRG | MW | Reporting Year Forecast (Total Internal Demand) | 9931 | 9709 | 9208 | 8606 | 9508 | 11301 | 12447 | 11658 | 10680 | 8814 | 9516 | 10394
2015 | US | WECC | - | RMRG | MW | Year 1 Forecast (Total Internal Demand) | 10110 | 9896 | 9342 | 8820 | 9661 | 11416 | 12613 | 11971 | 10827 | 8923 | 9754 | 10495
2015 | US | WECC | - | RMRG | MW | Year 2 Forecast (Total Internal Demand) | Jan: 10221; Feb: 10087
2015 | US | WECC | - | SRSG | MW | Prior Year Actual (Peak Hour Demand) | 14592 | 14351 | 13637 | 16201 | 20346 | 22651 | 23791 | 22042 | 21754 | 16575 | 13426 | 14912
2015 | US | WECC | - | SRSG | MW | Reporting Year Actual (Peak Hour Demand) | Jan: 14602; Feb: 12530
2015 | US | WECC | - | SRSG | MW | Reporting Year Forecast (Total Internal Demand) | 15486 | 14969 | 14450 | 15776 | 19297 | 22169 | 23548.9999 | 23405.9999 | 21743.0001 | 17616 | 14256 | 15256
2015 | US | WECC | - | SRSG | MW | Year 1 Forecast (Total Internal Demand) | 15363 | 14516 | 14173 | 15794 | 19689 | 22240 | 23773 | 23698 | 21918 | 17028 | 14388 | 15388
2015 | US | WECC | - | SRSG | MW | Year 2 Forecast (Total Internal Demand) | Jan: 15308; Feb: 14839
2016 | US | FRCC | - | FRCC | MW | Prior Year Actual (Peak Hour Demand) | 42703 | 42660 | 34437 | 39566 | 42056 | 45645 | 44392 | 45938 | 44678 | 40246 | 39765 | 34562
2016 | US | FRCC | - | FRCC | MW | Reporting Year Actual (Peak Hour Demand) | Jan: 38283; Feb: 37250
2016 | US | FRCC | - | FRCC | MW | Reporting Year Forecast (Total Internal Demand) | 44110 | 38511 | 35560 | 37907 | 42339 | 45644 | 46690 | 47654 | 44594 | 41172 | 35494 | 36990
2016 | US | FRCC | - | FRCC | MW | Year 1 Forecast (Total Internal Demand) | 45521 | 38911 | 35949 | 38213 | 42748 | 46073 | 47175 | 48125 | 45075 | 41648 | 35908 | 37439
2016 | US | FRCC | - | FRCC | MW | Year 2 Forecast (Total Internal Demand) | Jan: 45962; Feb: 39242
2016 | US | MRO | - | MISO | MW | Prior Year Actual (Peak Hour Demand) | 104723 | 99159 | 95741 | 78291 | 92464 | 106054 | 118325 | 113012 | 111857 | 83186 | 82367 | 85296
2016 | US | MRO | - | MISO | MW | Reporting Year Actual (Peak Hour Demand) | Jan: 95920; Feb: 91655
2016 | US | MRO | - | MISO | MW | Reporting Year Forecast (Total Internal Demand) | 105084.4 | 97588.3 | 92179 | 88086 | 99144.78 | 116748.3 | 124784.3 | 125912.9 | 111890.7 | 91993.7 | 90436.8 | 98563.1
2016 | US | MRO | - | MISO | MW | Year 1 Forecast (Total Internal Demand) | 103877.8 | 95405.4 | 92338.3 | 86027.5 | 97850.9 | 118242.2 | 126198.5 | 127640.9 | 113587.2 | 93354.4 | 92136.7 | 100179.9
2016 | US | MRO | - | MISO | MW | Year 2 Forecast (Total Internal Demand) | Jan: 105217.6; Feb: 96267.6
2016 | CA | MRO | - | Manitoba Hydro | MW | Prior Year Actual (Peak Hour Demand) | 4691 | 4554.7 | 4392.1 | 3527.3 | 3134.4 | 3255.8 | 3493.5 | 3460.8 | 3548.5 | 3227.9 | 3911.3 | 4044.1
2016 | CA | MRO | - | Manitoba Hydro | MW | Reporting Year Actual (Peak Hour Demand) | Jan: 4476; Feb: 4437.7
2016 | CA | MRO | - | Manitoba Hydro | MW | Reporting Year Forecast (Total Internal Demand) | 4628 | 4628 | 4203 | 3364 | 3089 | 3194 | 3285 | 3302 | 3066 | 3403 | 4110 | 4709
2016 | CA | MRO | - | Manitoba Hydro | MW | Year 1 Forecast (Total Internal Demand) | 4709 | 4709 | 4292.6503 | 3387 | 3108 | 3352 | 3444 | 3459 | 3222 | 3555 | 4263 | 4826
2016 | CA | MRO | - | Manitoba Hydro | MW | Year 2 Forecast (Total Internal Demand) | Jan: 4826; Feb: 4826
2016 | CA | MRO | - | SaskPower | MW | Prior Year Actual (Peak Hour Demand) | 3534 | 3434 | 3334 | 2894 | 2909 | 3101 | 3224 | 3269 | 3134 | 2859 | 3337 | 3432
2016 | CA | MRO | - | SaskPower | MW | Reporting Year Actual (Peak Hour Demand) | Jan: 2268.334; Feb: 2048.038
2016 | CA | MRO | - | SaskPower | MW | Reporting Year Forecast (Total Internal Demand) | 3546.4 | 3497.5 | 3310.9 | 3012.7 | 2953.2 | 3150.9 | 3308.7 | 3261.4 | 3203.6 | 3108.6 | 3484.8 | 3635.5
2016 | CA | MRO | - | SaskPower | MW | Year 1 Forecast (Total Internal Demand) | 3633.1 | 3583 | 3392 | 3086.4 | 3025.4 | 3228 | 3389.7 | 3341.1 | 3282 | 3184.6 | 3570 | 3724.4
2016 | CA | MRO | - | SaskPower | MW | Year 2 Forecast (Total Internal Demand) | Jan: 3668.5; Feb: 3617.9
2016 | CA | NPCC | - | Maritimes | MW | Prior Year Actual (Peak Hour Demand) | 5423 | 5439.2 | 4935.7 | 4089.7 | 3611.6 | 3261.1 | 3140 | 3269.8 | 3134.6 | 3698.8 | 4406.8 | 4821.4
2016 | CA | NPCC | - | Maritimes | MW | Reporting Year Actual (Peak Hour Demand) | Jan: 4894.3; Feb: 5222.7
2016 | CA | NPCC | - | Maritimes | MW | Reporting Year Forecast (Total Internal Demand) | 5447.5 | 5242.3 | 4825.9 | 4037.1 | 3485.1 | 3220.8 | 3220.3 | 3183.9 | 3302.5 | 3713.9 | 4409.7 | 5044.1
2016 | CA | NPCC | - | Maritimes | MW | Year 1 Forecast (Total Internal Demand) | 5560.2 | 5334.3 | 4818.2 | 4046.3 | 3553.2 | 3256.3 | 3250.8 | 3216.8 | 3319.1 | 3734 | 4454 | 5074.3
2016 | CA | NPCC | - | Maritimes | MW | Year 2 Forecast (Total Internal Demand) | Jan: 5584.2; Feb: 5365.9
2016 | US | NPCC | - | New England | MW | Prior Year Actual (Peak Hour Demand) | 20583 | 20108 | 18848 | 16455 | 19544 | 20923 | 24437 | 24216 | 24368 | 16247 | 17643 | 18157
2016 | US | NPCC | - | New England | MW | Reporting Year Actual (Peak Hour Demand) | Jan: 19421; Feb: 19524
2016 | US | NPCC | - | New England | MW | Reporting Year Forecast (Total Internal Demand) | 20884 | 20161 | 19522 | 16172 | 18160 | 22988 | 26704 | 26704 | 21412 | 16674 | 18199 | 20353
2016 | US | NPCC | - | New England | MW | Year 1 Forecast (Total Internal Demand) | 21340 | 20410 | 19732 | 16158 | 18103 | 22942 | 26698 | 26698 | 21349 | 16532 | 18103 | 20350
2016 | US | NPCC | - | New England | MW | Year 2 Forecast (Total Internal Demand) | Jan: 21338; Feb: 20474
2016 | US | NPCC | - | New York | MW | Prior Year Actual (Peak Hour Demand) | 24648 | 24144 | 23122 | 19521 | 24285 | 28100 | 31138 | 30543 | 31058 | 20088 | 21086 | 21254
2016 | US | NPCC | - | New York | MW | Reporting Year Actual (Peak Hour Demand) | Jan: 23317; Feb: 23301
2016 | US | NPCC | - | New York | MW | Reporting Year Forecast (Total Internal Demand) | 24220 | 22425 | 21624 | 20593 | 25716 | 31114 | 33360 | 31529 | 28569 | 23142 | 21627 | 23651
2016 | US | NPCC | - | New York | MW | Year 1 Forecast (Total Internal Demand) | 24445 | 22633 | 21825 | 20785 | 25718 | 31117 | 33363 | 31532 | 28572 | 23144 | 21669 | 23698
2016 | US | NPCC | - | New York | MW | Year 2 Forecast (Total Internal Demand) | Jan: 24493; Feb: 22678
2016 | CA | NPCC | - | Ontario | MW | Prior Year Actual (Peak Hour Demand) | 21814 | 21494 | 20827 | 18462 | 19158 | 19339 | 22516 | 22383 | 22063 | 17667 | 19239 | 19161
2016 | CA | NPCC | - | Ontario | MW | Reporting Year Actual (Peak Hour Demand) | Jan: 20836; Feb: 20766; Mar: 20063; Apr: 17821
2016 | CA | NPCC | - | Ontario | MW | Reporting Year Forecast (Total Internal Demand) | 20836 | 20766 | 20063 | 17821 | 19235.65 | 22315.7305 | 22599.9414 | 21440.3166 | 18302.4926 | 18165.7614 | 20406.3475 | 20913.0228
2016 | CA | NPCC | - | Ontario | MW | Year 1 Forecast (Total Internal Demand) | 22201.3748 | 21077.6935 | 20265.4062 | 18009.2077 | 19169.811 | 22268.6435 | 22680.2164 | 22413.3257 | 19418.2599 | 18282.3655 | 20544.6315 | 21035.6977
2016 | CA | NPCC | - | Ontario | MW | Year 2 Forecast (Total Internal Demand) | Jan: 21854.4929; Feb: 20634.7858
2016 | CA | NPCC | - | Quebec | MW | Prior Year Actual (Peak Hour Demand) | 38743 | 37677 | 34129 | 27981 | 20547 | 19811 | 20197 | 20764 | 20809 | 25183 | 29580 | 31434
2016 | CA | NPCC | - | Quebec | MW | Reporting Year Actual (Peak Hour Demand) | Jan: 34494; Feb: 37349
2016 | CA | NPCC | - | Quebec | MW | Reporting Year Forecast (Total Internal Demand) | 37800.4103 | 35447.6553 | 32425.6213 | 26564.6503 | 21505.8927 | 20135.1244 | 20347.2425 | 20523.3787 | 20387.7133 | 23985.7252 | 29381.4177 | 34202.4137
2016 | CA | NPCC | - | Quebec | MW | Year 1 Forecast (Total Internal Demand) | 37869.9781 | 35293 | 32498.8617 | 26608.7826 | 21443.7791 | 20045.7919 | 20355.2336 | 20526.5891 | 20328.7054 | 23852.5644 | 29348.2007 | 34312.3308
2016 | CA | NPCC | - | Quebec | MW | Year 2 Forecast (Total Internal Demand) | Jan: 38149.826; Feb: 35603.6685
2016 | US | RF | - | PJM | MW | Prior Year Actual (Peak Hour Demand) | 136197 | 143129 | 125701 | 96382 | 120840 | 137287 | 143633 | 139649 | 141209 | 94824 | 104505 | 104494
2016 | US | RF | - | PJM | MW | Reporting Year Actual (Peak Hour Demand) | Jan: 129771; Feb: 121307
2016 | US | RF | - | PJM | MW | Reporting Year Forecast (Total Internal Demand) | 130243 | 124357 | 114674 | 108204 | 119518 | 144073 | 152131 | 147904 | 128424 | 105965 | 110896 | 125824
2016 | US | RF | - | PJM | MW | Year 1 Forecast (Total Internal Demand) | 132482 | 126550 | 115740 | 107929 | 121445 | 146155 | 154149 | 14900 | 129761 | 108770 | 112969 | 127831
2016 | US | RF | - | PJM | MW | Year 2 Forecast (Total Internal Demand) | Jan: 134645; Feb: 128586
2016 | US | SERC | - | SERC-E | MW | Prior Year Actual (Peak Hour Demand) | 45123 | 47462 | 35562 | 28133 | 35271 | 42429 | 42056 | 41317 | 38998 | 27582 | 33518 | 31887
2016 | US | SERC | - | SERC-E | MW | Reporting Year Actual (Peak Hour Demand) | Jan: 41834; Feb: 39768
2016 | US | SERC | - | SERC-E | MW | Reporting Year Forecast (Total Internal Demand) | 42503 | 39932 | 34797 | 29597 | 36215 | 41258 | 42755 | 42492 | 38322 | 30604 | 34437 | 38701
2016 | US | SERC | - | SERC-E | MW | Year 1 Forecast (Total Internal Demand) | 43018 | 40374 | 35231 | 29925 | 36696 | 41739 | 43213 | 42947 | 38738 | 30969 | 34880 | 39132
2016 | US | SERC | - | SERC-E | MW | Year 2 Forecast (Total Internal Demand) | Jan: 43597; Feb: 40842
2016 | US | SERC | - | SERC-N | MW | Prior Year Actual (Peak Hour Demand) | . | 43608 | 37702 | 26518 | 30348 | 38976 | 39637 | 39183 | 37294 | 28149 | 31506 | 31099
2016 | US | SERC | - | SERC-N | MW | Reporting Year Actual (Peak Hour Demand) | Jan: 40322; Feb: 36217
2016 | US | SERC | - | SERC-N | MW | Reporting Year Forecast (Total Internal Demand) | 41063 | 38797 | 34138 | 29495 | 33981 | 39802 | 41450 | 42148 | 37796 | 30012 | 32616 | 38445
2016 | US | SERC | - | SERC-N | MW | Year 1 Forecast (Total Internal Demand) | 41699 | 39141 | 34444 | 29759 | 34288 | 40159 | 41825 | 42540 | 38136 | 30287 | 32918 | 38795
2016 | US | SERC | - | SERC-N | MW | Year 2 Forecast (Total Internal Demand) | Jan: 42056; Feb: 39477
2016 | US | SERC | - | SERC-SE | MW | Prior Year Actual (Peak Hour Demand) | 46934 | 43466 | 36638 | 32192 | 38910 | 45350 | 45676 | 45492 | 41794 | 31377 | 32624 | 32948
2016 | US | SERC | - | SERC-SE | MW | Reporting Year Actual (Peak Hour Demand) | Jan: 35188; Feb: 40634
2016 | US | SERC | - | SERC-SE | MW | Reporting Year Forecast (Total Internal Demand) | 45030 | 43216 | 36263 | 30754 | 40341 | 44576 | 47091 | 46687 | 43516 | 34379 | 34635 | 39561
2016 | US | SERC | - | SERC-SE | MW | Year 1 Forecast (Total Internal Demand) | 45647 | 42938 | 36901 | 31262 | 40917 | 45249 | 47762 | 47308 | 44201 | 34905 | 35131 | 40171
2016 | US | SERC | - | SERC-SE | MW | Year 2 Forecast (Total Internal Demand) | Jan: 45500; Feb: 43300
2016 | US | SPP | - | SPP | MW | Prior Year Actual (Peak Hour Demand) | 40231.5182 | 38125.3484 | 36927.1383 | 31192.2295 | 33906.8316 | 45318.0901 | 48894.0035 | 47929.0768 | 45258.9904 | 35404.2545 | 32167.9548 | 50846.9524
2016 | US | SPP | - | SPP | MW | Reporting Year Actual (Peak Hour Demand) | Jan: 36697.4378; Feb: 34994.2616; Mar: 62.45
2016 | US | SPP | - | SPP | MW | Reporting Year Forecast (Total Internal Demand) | 37673.6935 | 37067.1812 | 34107.6392 | 32809.748 | 37936.3043 | 46125.3174 | 51202.3976 | 49975.6981 | 44584.3883 | 35372.2286 | 34245.6096 | 37813.5461
2016 | US | SPP | - | SPP | MW | Year 1 Forecast (Total Internal Demand) | 40618.2819 | 39658.5876 | 34971.5393 | 33481.0668 | 38769.4353 | 46826.2754 | 51936.4678 | 50902.6297 | 45441.5013 | 36866.2293 | 35039.1808 | 38657.207
2016 | US | SPP | - | SPP | MW | Year 2 Forecast (Total Internal Demand) | Jan: 41379.0179; Feb: 40220.9072
2016 | US | TRE | - | ERCOT | MW | Prior Year Actual (Peak Hour Demand) | 56831.7803 | 54539.4251 | 53179.5284 | 45227.4211 | 53389.3965 | 61732.2719 | 67650.277 | 69877.0467 | 64458.1963 | 59186.5655 | 44945.1434 | 44934.2488
2016 | US | TRE | - | ERCOT | MW | Reporting Year Actual (Peak Hour Demand) | Jan: 49262.5579; Feb: 47416.4923
2016 | US | TRE | - | ERCOT | MW | Reporting Year Forecast (Total Internal Demand) | 57691 | 56550 | 45965 | 49607 | 63158 | 63325 | 66802 | 70588 | 59636 | 54437 | 49799 | 49799
2016 | US | TRE | - | ERCOT | MW | Year 1 Forecast (Total Internal Demand) | 58591 | 57311 | 46965 | 50266 | 63884 | 64128 | 67742 | 71416 | 60679 | 55484 | 51357 | 52164
2016 | US | TRE | - | ERCOT | MW | Year 2 Forecast (Total Internal Demand) | Jan: 59597; Feb: 58187
2016 | CA | WECC | - | AB | MW | Prior Year Actual (Peak Hour Demand) | 11229 | 10956 | 10743 | 9672 | 9312 | 10319 | 10520 | 10515 | 9780 | 9958 | 10857 | 10994
2016 | CA | WECC | - | AB | MW | Reporting Year Actual (Peak Hour Demand) | Jan: 10965; Feb: 10643
2016 | CA | WECC | - | AB | MW | Reporting Year Forecast (Total Internal Demand) | 11811 | 11075 | 10766 | 10183 | 10301 | 10390 | 11170 | 11119 | 10676 | 10562 | 11583 | 11937
2016 | CA | WECC | - | AB | MW | Year 1 Forecast (Total Internal Demand) | 11863 | 11839 | 11618 | 10971 | 9976 | 10371 | 11061 | 11261 | 10560 | 10583 | 11806 | 12057
2016 | CA | WECC | - | AB | MW | Year 2 Forecast (Total Internal Demand) | Jan: 12253; Feb: 12222
2016 | CA | WECC | - | BC | MW | Prior Year Actual (Peak Hour Demand) | 9953 | 9151 | 8842 | 8133 | 7513 | 7959 | 8272 | 8281 | 7536 | 8138 | 10041 | 10246
2016 | CA | WECC | - | BC | MW | Reporting Year Actual (Peak Hour Demand) | Jan: 10482; Feb: 9806
2016 | CA | WECC | - | BC | MW | Reporting Year Forecast (Total Internal Demand) | 10809 | 10316 | 9800 | 8769 | 8030 | 7891 | 8253 | 8199 | 8083 | 9173 | 10452 | 11249
2016 | CA | WECC | - | BC | MW | Year 1 Forecast (Total Internal Demand) | 10874 | 10309 | 9788 | 9015 | 8257 | 8114 | 8484 | 8043 | 8285 | 9435 | 10715 | 11532
2016 | CA | WECC | - | BC | MW | Year 2 Forecast (Total Internal Demand) | Jan: 11147; Feb: 10568
2016 | US/MX | WECC | - | CAMX | MW | Prior Year Actual (Peak Hour Demand) | 34670 | 35089 | 36792 | 40240 | 39025 | 49183 | 49578 | 55546 | 55620 | 49221 | 35782 | 37036
2016 | US/MX | WECC | - | CAMX | MW | Reporting Year Actual (Peak Hour Demand) | Jan: 34218; Feb: 33562
2016 | US/MX | WECC | - | CAMX | MW | Reporting Year Forecast (Total Internal Demand) | 38178 | 37359 | 37192 | 39307 | 43425 | 49119 | 51593 | 54497 | 54696 | 44543 | 38433 | 39528
2016 | US/MX | WECC | - | CAMX | MW | Year 1 Forecast (Total Internal Demand) | 38166 | 37257 | 37161 | 29296 | 43515 | 48766 | 51673 | 54774 | 54328 | 44475 | 37762 | 39529
2016 | US/MX | WECC | - | CAMX | MW | Year 2 Forecast (Total Internal Demand) | Jan: 37941; Feb: 37042
2016 | US | WECC | - | NWPP-US | MW | Prior Year Actual (Peak Hour Demand) | 42430 | 40617 | 40336 | 36608 | 38046 | 51291 | 50416 | 46081 | 43515 | 36625 | 44092 | 42996
2016 | US | WECC | - | NWPP-US | MW | Reporting Year Actual (Peak Hour Demand) | Jan: 41839; Feb: 40203
2016 | US | WECC | - | NWPP-US | MW | Reporting Year Forecast (Total Internal Demand) | 45048 | 43974 | 40530 | 38419 | 39705 | 47261 | 49420 | 49191 | 43187 | 38679 | 43754 | 46922
2016 | US | WECC | - | NWPP-US | MW | Year 1 Forecast (Total Internal Demand) | 45158 | 44431 | 41379 | 39468 | 40116 | 47448 | 50013 | 49282 | 43386 | 38999 | 44939 | 47822
2016 | US | WECC | - | NWPP-US | MW | Year 2 Forecast (Total Internal Demand) | Jan: 45937; Feb: 45191
2016 | US | WECC | - | RMRG | MW | Prior Year Actual (Peak Hour Demand) | 9643 | 9682 | 9535 | 8224 | 8179 | 11591 | 11818 | 11835 | 11056 | 8878 | 9880 | 10218
2016 | US | WECC | - | RMRG | MW | Reporting Year Actual (Peak Hour Demand) | Jan: 10037; Feb: 9880
2016 | US | WECC | - | RMRG | MW | Reporting Year Forecast (Total Internal Demand) | 9676 | 9522 | 8874 | 8206 | 8969 | 11703 | 12195 | 11956 | 10693 | 8797 | 9367 | 10311
2016 | US | WECC | - | RMRG | MW | Year 1 Forecast (Total Internal Demand) | 9885 | 9715 | 9110 | 8414 | 9116 | 11857 | 12392 | 11955 | 10793 | 8919 | 9757 | 10451
2016 | US | WECC | - | RMRG | MW | Year 2 Forecast (Total Internal Demand) | Jan: 10002; Feb: 9850
2016 | US | WECC | - | SRSG | MW | Prior Year Actual (Peak Hour Demand) | 14549 | 12471 | 14393 | 15704 | 18595 | 22651 | 21331 | 23467 | 19898 | 19270 | 13317 | 15047
2016 | US | WECC | - | SRSG | MW | Reporting Year Actual (Peak Hour Demand) | Jan: 13616; Feb: 15913
2016 | US | WECC | - | SRSG | MW | Reporting Year Forecast (Total Internal Demand) | 14585 | 14040 | 13481 | 14901 | 18990 | 21647 | 23219 | 23134 | 21371 | 16580 | 14031 | 14737
2016 | US | WECC | - | SRSG | MW | Year 1 Forecast (Total Internal Demand) | 14567 | 14332 | 13468 | 14977 | 18794 | 22022 | 22974 | 23207 | 21431 | 17560 | 14196 | 14925
2016 | US | WECC | - | SRSG | MW | Year 2 Forecast (Total Internal Demand) | Jan: 14858; Feb: 14529
2017 | US | FRCC | - | FRCC | MW | Prior Year Actual (Peak Hour Demand) | 37977 | 37022 | 36092 | 39914 | 40817 | 45555 | 47614 | 47746 | 43194 | 40491 | 33411 | 34350
2017 | US | FRCC | - | FRCC | MW | Reporting Year Actual (Peak Hour Demand) | Jan: 36770; Feb: 33217
2017 | US | FRCC | - | FRCC | MW | Reporting Year Forecast (Total Internal Demand) | 43506 | 38443 | 34879 | 38145 | 42475 | 45577 | 46569 | 47508 | 44556 | 41559 | 35973 | 37525
2017 | US | FRCC | - | FRCC | MW | Year 1 Forecast (Total Internal Demand) | 44836 | 38806 | 35207 | 38578 | 42948 | 46134 | 47104 | 48042 | 45107 | 42005 | 36384 | 37962
2017 | US | FRCC | - | FRCC | MW | Year 2 Forecast (Total Internal Demand) | Jan: 45350; Feb: 39335
2017 | US | MRO | - | MISO | MW | Prior Year Actual (Peak Hour Demand) | 95920 | 91654 | 81073 | 78230 | 93952 | 111350 | 119506 | 118413 | 113557 | 89127 | 80912 | 99054
2017 | US | MRO | - | MISO | MW | Reporting Year Actual (Peak Hour Demand) | Jan: 98111; Feb: 85383
2017 | US | MRO | - | MISO | MW | Reporting Year Forecast (Total Internal Demand) | 103867 | 95220.8 | 92406.4 | 86298.6 | 98473.7 | 116607.8 | 125000.3 | 124809.9 | 111790.7 | 91213.6 | 90038.6 | 97900.5
2017 | US | MRO | - | MISO | MW | Year 1 Forecast (Total Internal Demand) | 103730.7 | 95341.4 | 91310.6 | 85249.8 | 95920.1 | 117056.7 | 125313.6 | 125568.1 | 112646.4 | 91984.3 | 90780.5 | 98608.8
2017 | US | MRO | - | MISO | MW | Year 2 Forecast (Total Internal Demand) | Jan: 104294.6; Feb: 95823.5
2017 | CA | MRO | - | Manitoba Hydro | MW | Prior Year Actual (Peak Hour Demand) | 4475.998 | 4437.711 | 4280.231 | 3737.57 | 3068.957 | 3237.256 | 3445.93 | 3244.216 | 3088.727 | 3274.299 | 3698.489 | 4608.279
2017 | CA | MRO | - | Manitoba Hydro | MW | Reporting Year Actual (Peak Hour Demand) | Jan: 4814.685; Feb: 4476.881
2017 | CA | MRO | - | Manitoba Hydro | MW | Reporting Year Forecast (Total Internal Demand) | 4617 | 4616.8003 | 4364.5596 | 3428.6809 | 3088.8232 | 3217 | 3323.2 | 3331.2 | 3120.059 | 3390.8465 | 4080.6902 | 4612.1
2017 | CA | MRO | - | Manitoba Hydro | MW | Year 1 Forecast (Total Internal Demand) | 4612.4899 | 4612.1253 | 4384.4484 | 3414.4791 | 3074.4828 | 3362 | 3471 | 3483 | 3263 | 3537 | 4222 | 4760
2017 | CA | MRO | - | Manitoba Hydro | MW | Year 2 Forecast (Total Internal Demand) | Jan: 4760; Feb: 4760
2017 | CA | MRO | - | SaskPower | MW | Prior Year Actual (Peak Hour Demand) | 3640 | 3377 | 3211 | 3004 | 3072 | 3248 | 3217 | 3270 | 3257 | 3057 | 3506 | 3729
2017 | CA | MRO | - | SaskPower | MW | Reporting Year Actual (Peak Hour Demand) | Jan: 3747; Feb: 3540
2017 | CA | MRO | - | SaskPower | MW | Reporting Year Forecast (Total Internal Demand) | 3646 | 3559 | 3377 | 3074 | 3011 | 3205 | 3373 | 3325 | 3266 | 3155 | 3547 | 3726
2017 | CA | MRO | - | SaskPower | MW | Year 1 Forecast (Total Internal Demand) | 3703 | 3615 | 3430 | 3123 | 3058 | 3256 | 3426 | 3377 | 3317 | 3205 | 3603 | 3784
2017 | CA | MRO | - | SaskPower | MW | Year 2 Forecast (Total Internal Demand) | Jan: 3733; Feb: 3644
2017 | CA | NPCC | - | Maritimes | MW | Prior Year Actual (Peak Hour Demand) | 4898.3 | 5102.7 | 4869.6 | 4484.1 | 3484.3 | 3152.7 | 3183.7 | 3196.6 | 3284.6 | 3584.4 | 4073.2 | 5488.6
2017 | CA | NPCC | - | Maritimes | MW | Reporting Year Actual (Peak Hour Demand) | Jan: 5269.1; Feb: 4971.5
2017 | CA | NPCC | - | Maritimes | MW | Reporting Year Forecast (Total Internal Demand) | 5532.8 | 5299.2 | 4820.5 | 4011 | 3433.1 | 3164.2 | 3195.2 | 3148.5 | 3270.1 | 3650.4 | 4363.6 | 5004.8
2017 | CA | NPCC | - | Maritimes | MW | Year 1 Forecast (Total Internal Demand) | 5555.05 | 5317.84 | 4820.015 | 4033.365 | 3461.73 | 3172.23 | 3201.485 | 3151.77 | 3248.53 | 3647.56 | 4366.595 | 5004.05
2017 | CA | NPCC | - | Maritimes | MW | Year 2 Forecast (Total Internal Demand) | Jan: 5565; Feb: 5327.2
2017 | US | NPCC | - | New England | MW | Prior Year Actual (Peak Hour Demand) | 19451 | 19561 | 17341 | 16963 | 19029 | 19966 | 24416 | 25596 | 23142 | 16298 | 17517 | 19581
2017 | US | NPCC | - | New England | MW | Reporting Year Actual (Peak Hour Demand) | Jan: 19581; Feb: 18130
2017 | US | NPCC | - | New England | MW | Reporting Year Forecast (Total Internal Demand) | 21340 | 20340 | 19583 | 15795 | 17645 | 22706 | 26482 | 26482 | 21103 | 16481 | 18028 | 21197
2017 | US | NPCC | - | New England | MW | Year 1 Forecast (Total Internal Demand) | 21197 | 20335 | 19559 | 15689 | 17484 | 22637 | 26458 | 26458 | 21013 | 16349 | 17921 | 21009
2017 | US | NPCC | - | New England | MW | Year 2 Forecast (Total Internal Demand) | Jan: 21009; Feb: 20157
2017 | US | NPCC | - | New York | MW | Prior Year Actual (Peak Hour Demand) | 23317.4 | 23301.3 | 21234.2 | 20173.1 | 25060.6 | 26285.5 | 31187.3 | 32075.5 | 29636.8 | 21142.6 | 21612.5 | 24164
2017 | US | NPCC | - | New York | MW | Reporting Year Actual (Peak Hour Demand) | Jan: 23525.7; Feb: 22215.2
2017 | US | NPCC | - | New York | MW | Reporting Year Forecast (Total Internal Demand) | 24416 | 22951 | 22292 | 20314 | 25879 | 30325 | 33178 | 31718 | 28467 | 22296 | 21855 | 23805
2017 | US | NPCC | - | New York | MW | Year 1 Forecast (Total Internal Demand) | 24365 | 22903 | 22245 | 20272 | 25801 | 30233 | 33078 | 31623 | 28381 | 22228 | 21792 | 23735
2017 | US | NPCC | - | New York | MW | Year 2 Forecast (Total Internal Demand) | Jan: 24294; Feb: 22836
2017 | CA | NPCC | - | Ontario | MW | Prior Year Actual (Peak Hour Demand) | 20836 | 20766 | 20063 | 17821 | 19885 | 21692 | 22659 | 23100 | 23213 | 18189 | 19369 | 20688
2017 | CA | NPCC | - | Ontario | MW | Reporting Year Actual (Peak Hour Demand) | Jan: 20372; Feb: 19838
2017 | CA | NPCC | - | Ontario | MW | Reporting Year Forecast (Total Internal Demand) | 21921.98 | 20996.34 | 20137.3 | 17969.79 | 19059.86 | 22454.87 | 22492.73 | 22376.43 | 19328.32 | 17984.95 | 20247.95 | 20909.46
2017 | CA | NPCC | - | Ontario | MW | Year 1 Forecast (Total Internal Demand) | 21726.72 | 20350.57 | 19769.98 | 17835.83 | 19082.17 | 22313.54 | 22380.87 | 22224.84 | 19192.98 | 17939.54 | 20067.84 | 20756.44
2017 | CA | NPCC | - | Ontario | MW | Year 2 Forecast (Total Internal Demand) | Jan: 21557.5603; Feb: 20258.9903
2017 | CA | NPCC | - | Quebec | MW | Prior Year Actual (Peak Hour Demand) | 34533 | 37349 | 33642 | 30335 | 22623 | 20150 | 20514 | 21187 | 20422 | 24540 | 27446 | 36797
2017 | CA | NPCC | - | Quebec | MW | Reporting Year Actual (Peak Hour Demand) | Jan: 36005; Feb: 34692
2017 | CA | NPCC | - | Quebec | MW | Reporting Year Forecast (Total Internal Demand) | 37876.6901 | 35351.4885 | 32709.9408 | 26652.6721 | 21418.8929 | 20222.911 | 20492.5154 | 20610.2281 | 20278.0785 | 23802.9945 | 29332.2019 | 34320.4363
2017 | CA | NPCC | - | Quebec | MW | Year 1 Forecast (Total Internal Demand) | 37921.1297 | 35518.0981 | 32718.1709 | 26736.9325 | 21310.5729 | 19865.7756 | 20258.7882 | 20534.2551 | 20135.3205 | 23641.7218 | 29309.924 | 34324.2124
2017 | CA | NPCC | - | Quebec | MW | Year 2 Forecast (Total Internal Demand) | Jan: 38183.8353; Feb: 35771.5977
2017 | US | RF | - | PJM | MW | Prior Year Actual (Peak Hour Demand) | 129775 | 121307 | 106497 | 99868 | 121539 | 134752 | 150826 | 152177 | 142092 | 102277 | 105171 | 131021
2017 | US | RF | - | PJM | MW | Reporting Year Actual (Peak Hour Demand) | Jan: 127547; Feb: 115834
2017 | US | RF | - | PJM | MW | Reporting Year Forecast (Total Internal Demand) | 131391 | 125630 | 115099 | 105560 | 120074 | 144469 | 152999 | 148808 | 129257 | 107258 | 111523 | 125798
2017 | US | RF | - | PJM | MW | Year 1 Forecast (Total Internal Demand) | 132652 | 126874 | 115332 | 110453 | 121060 | 145187 | 153951 | 149526 | 129112 | 110657 | 112483 | 127154
2017 | US | RF | - | PJM | MW | Year 2 Forecast (Total Internal Demand) | Jan: 133394; Feb: 127154
2017 | US | SERC | - | SERC-E | MW | Prior Year Actual (Peak Hour Demand) | 41834 | 39768 | 30876 | 31114 | 33510 | 39927 | 43231 | 42057 | 38751 | 30986 | 31652 | 37635
2017 | US | SERC | - | SERC-E | MW | Reporting Year Actual (Peak Hour Demand) | Jan: 0; Feb: 0
2017 | US | SERC | - | SERC-E | MW | Reporting Year Forecast (Total Internal Demand) | 44651 | 42429 | 37032 | 31366 | 38465 | 43281 | 44408 | 44203 | 40864 | 32476 | 36610 | 41128
2017 | US | SERC | - | SERC-E | MW | Year 1 Forecast (Total Internal Demand) | 45189 | 42869 | 37488 | 31750 | 38956 | 43847 | 44967 | 44802 | 41420 | 32896 | 37102 | 41602
2017 | US | SERC | - | SERC-E | MW | Year 2 Forecast (Total Internal Demand) | Jan: 45636; Feb: 43258
2017 | US | SERC | - | SERC-N | MW | Prior Year Actual (Peak Hour Demand) | 40322 | 36217 | 29129 | 28665 | 32811 | 39613 | 40494 | 39433 | 38097 | 31134 | 29582 | 36284
2017 | US | SERC | - | SERC-N | MW | Reporting Year Actual (Peak Hour Demand) | Jan: 0; Feb: 0
2017 | US | SERC | - | SERC-N | MW | Reporting Year Forecast (Total Internal Demand) | 40381 | 38707 | 33939 | 29015 | 33942 | 39910 | 41388 | 41978 | 37372 | 29936 | 32729 | 38649
2017 | US | SERC | - | SERC-N | MW | Year 1 Forecast (Total Internal Demand) | 41051 | 39067 | 34265 | 29539 | 34272 | 40111 | 41659 | 42208 | 37635 | 29871 | 32862 | 38877
2017 | US | SERC | - | SERC-N | MW | Year 2 Forecast (Total Internal Demand) | Jan: 41516; Feb: 39296
2017 | US | SERC | - | SERC-SE | MW | Prior Year Actual (Peak Hour Demand) | 35188 | 40634 | 30757 | 34433 | 40230 | 44793 | 45260 | 44522 | 42027 | 35043 | 30931 | 35897
2017 | US | SERC | - | SERC-SE | MW | Reporting Year Actual (Peak Hour Demand) | Jan: 0; Feb: 0
2017 | US | SERC | - | SERC-SE | MW | Reporting Year Forecast (Total Internal Demand) | 44274 | 40412 | 34640 | 31800 | 39523 | 44250 | 46423 | 46059 | 42823 | 33630 | 34565 | 38764
2017 | US | SERC | - | SERC-SE | MW | Year 1 Forecast (Total Internal Demand) | 44805 | 39296 | 34572 | 31768 | 39514 | 44392 | 46453 | 46120 | 42872 | 33654 | 34609 | 38893
2017 | US | SERC | - | SERC-SE | MW | Year 2 Forecast (Total Internal Demand) | Jan: 44315; Feb: 40865
2017 | US | SPP | - | SPP | MW | Prior Year Actual (Peak Hour Demand) | 38748.23 | 36562.031 | 32928.927 | 32909.973 | 37424.912 | 49559.558 | 51802.681 | 51882.931 | 45676.56 | 38354.744 | 34484.872 | 41533.675
2017 | US | SPP | - | SPP | MW | Reporting Year Actual (Peak Hour Demand)
2017 | US | SPP | - | SPP | MW | Reporting Year Forecast (Total Internal Demand) | 40786.3211 | 39769.5716 | 35922.7366 | 34670.5726 | 39868.4572 | 47893.1823 | 52403.4784 | 52103.8139 | 46244.4528 | 38021.8896 | 35875.6841 | 39984.5833
2017 | US | SPP | - | SPP | MW | Year 1 Forecast (Total Internal Demand) | 41215.1771 | 40329.9259 | 35913.8106 | 34630.61 | 39763.159 | 48300.956 | 52553.7458 | 52486.3212 | 46597.6529 | 38299.63 | 36194.4462 | 40855.4696
2017 | US | SPP | - | SPP | MW | Year 2 Forecast (Total Internal Demand) | Jan: 40923.0971; Feb: 39777.7632
2017 | US | TRE | - | ERCOT | MW | Prior Year Actual (Peak Hour Demand) | 49262.5579 | 47416.4923 | 43347.1873 | 50932.0834 | 57223.8273 | 64896.2601 | 67468.9318 | 71110.1039 | 66948.5662 | 59864.268 | 50012.3511 | 57932.4325
2017 | US | TRE | - | ERCOT | MW | Reporting Year Actual (Peak Hour Demand) | Jan: 59649.9652; Feb: 42727.9452
2017 | US | TRE | - | ERCOT | MW | Reporting Year Forecast (Total Internal Demand) | 54417.0887 | 52494.9767 | 46877.7555 | 51622.3562 | 58907.8584 | 66915.332 | 68657.2995 | 72933.5504 | 64448.5906 | 56096.8287 | 45791.0068 | 52669.4305
2017 | US | TRE | - | ERCOT | MW | Year 1 Forecast (Total Internal Demand) | 55003.0884 | 53084.3897 | 47485.5148 | 52357.5752 | 59695.2148 | 67905.3064 | 69666.6232 | 74149.3873 | 65482.9627 | 57090.4945 | 46784.4113 | 53494.8957
2017 | US | TRE | - | ERCOT | MW | Year 2 Forecast (Total Internal Demand) | Jan: 56043.4754; Feb: 54124.6408
2017 | CA | WECC | - | AB | MW | Prior Year Actual (Peak Hour Demand) | 10834 | 10507 | 10021 | 9001 | 9303 | 9963 | 10158 | 10211 | 9832 | 10001 | 10830 | 11455
2017 | CA | WECC | - | AB | MW | Reporting Year Actual (Peak Hour Demand) | Jan: 11432; Feb: 11176
2017 | CA | WECC | - | AB | MW | Reporting Year Forecast (Total Internal Demand) | 11863 | 11839 | 11618 | 10971 | 9976 | 10371 | 11061 | 11261 | 10530 | 10583 | 11806 | 12057
2017 | CA | WECC | - | AB | MW | Year 1 Forecast (Total Internal Demand) | 12253 | 12222 | 11812 | 11307 | 10274 | 10684 | 11486 | 11594 | 10870 | 10907 | 12311 | 12398
2017 | CA | WECC | - | AB | MW | Year 2 Forecast (Total Internal Demand) | Jan: 12456; Feb: 12581
2017 | CA | WECC | - | BC | MW | Prior Year Actual (Peak Hour Demand) | 10482 | 9734 | 8960 | 7661 | 7450 | 7845 | 8088 | 7800 | 7267 | 8167 | 9206 | 11008
2017 | CA | WECC | - | BC | MW | Reporting Year Actual (Peak Hour Demand) | Jan: 10125; Feb: 9709
2017 | CA | WECC | - | BC | MW | Reporting Year Forecast (Total Internal Demand) | 10794 | 10193 | 9713 | 8864 | 8028 | 7909 | 8282 | 8218 | 8056 | 9161 | 10443 | 11220
2017 | CA | WECC | - | BC | MW | Year 1 Forecast (Total Internal Demand) | 10858 | 10250 | 9762 | 8855 | 8095 | 7975 | 8352 | 8287 | 8123 | 9238 | 10531 | 11315
2017 | CA | WECC | - | BC | MW | Year 2 Forecast (Total Internal Demand) | Jan: 10950; Feb: 10336
2017 | US/MX | WECC | - | CAMX | MW | Prior Year Actual (Peak Hour Demand) | 35993 | 35453 | 34542 | 37366 | 39446 | 53294 | 54218 | 52008 | 50958 | 38911 | 38742 | 36005
2017 | US/MX | WECC | - | CAMX | MW | Reporting Year Actual (Peak Hour Demand) | Jan: 36855; Feb: 35579
2017 | US/MX | WECC | - | CAMX | MW | Reporting Year Forecast (Total Internal Demand) | 38610 | 37649 | 37568 | 39782 | 43879 | 49446 | 52269 | 55498 | 54941 | 45086 | 38353 | 39786
2017 | US/MX | WECC | - | CAMX | MW | Year 1 Forecast (Total Internal Demand) | 38319 | 37594 | 37267 | 39570 | 43562 | 50435 | 51932 | 54112 | 53291 | 45071 | 37915 | 39494
2017 | US/MX | WECC | - | CAMX | MW | Year 2 Forecast (Total Internal Demand) | Jan: 38124; Feb: 37386
2017 | US | WECC | - | NWPP-US | MW | Prior Year Actual (Peak Hour Demand) | 42975 | 41351 | 37416 | 34456 | 39754 | 48374 | 50591 | 47132 | 39934 | 35022 | 39260 | 45617
2017 | US | WECC | - | NWPP-US | MW | Reporting Year Actual (Peak Hour Demand) | Jan: 48230; Feb: 42727
2017 | US | WECC | - | NWPP-US | MW | Reporting Year Forecast (Total Internal Demand) | 44519 | 43824 | 40957 | 39095 | 39061 | 46545 | 49459 | 48302 | 42008 | 38432 | 44184 | 46760
2017 | US | WECC | - | NWPP-US | MW | Year 1 Forecast (Total Internal Demand) | 45130 | 43579 | 40520 | 38995 | 39680 | 45982 | 49902 | 49891 | 46431 | 39450 | 44058 | 47437
2017 | US | WECC | - | NWPP-US | MW | Year 2 Forecast (Total Internal Demand) | Jan: 45721; Feb: 44110
2017 | US | WECC | - | RMRG | MW | Prior Year Actual (Peak Hour Demand) | 9741 | 9880 | 8667 | 8179 | 8159 | 12224 | 12179 | 12314 | 10297 | 8322 | 9568 | 10518
2017 | US | WECC | - | RMRG | MW | Reporting Year Actual (Peak Hour Demand) | Jan: 10620; Feb: 9859
2017 | US | WECC | - | RMRG | MW | Reporting Year Forecast (Total Internal Demand) | 9859 | 9753 | 8856 | 8455 | 9248 | 11844 | 12361 | 11768 | 10308 | 8716 | 9552 | 10418
2017 | US | WECC | - | RMRG | MW | Year 1 Forecast (Total Internal Demand) | 10015 | 9872 | 8894 | 8490 | 8358 | 12001 | 12528 | 11917 | 10375 | 8774 | 9659 | 10579
2017 | US | WECC | - | RMRG | MW | Year 2 Forecast (Total Internal Demand) | Jan: 10159; Feb: 10000
2017 | US | WECC | - | SRSG | MW | Prior Year Actual (Peak Hour Demand) | 14776 | 14925 | 13093 | 14641 | 17247 | 23764 | 23683 | 22178 | 20256 | 16010 | 13258 | 12918
2017 | US | WECC | - | SRSG | MW | Reporting Year Actual (Peak Hour Demand) | Jan: 14125; Feb: 12607
2017 | US | WECC | - | SRSG | MW | Reporting Year Forecast (Total Internal Demand) | 14769 | 14350 | 13317 | 15380 | 18785 | 22556 | 23064 | 23357 | 21481 | 17775 | 14140 | 15193
2017 | US | WECC | - | SRSG | MW | Year 1 Forecast (Total Internal Demand) | 15121 | 14572 | 13595 | 15791 | 19417 | 22906 | 23517 | 23883 | 21400 | 17826 | 14549 | 15594
2017 | US | WECC | - | SRSG | MW | Year 2 Forecast (Total Internal Demand) | Jan: 15426; Feb: 14848
2018 | US | FRCC | - | FRCC | MW | Prior Year Actual (Peak Hour Demand) | 36360 | 33308 | 36198 | 42027 | 44340 | 44725 | 46398 | 46680 | 45408 | 42322 | 34288 | 35643
2018 | US | FRCC | - | FRCC | MW | Reporting Year Actual (Peak Hour Demand) | Jan: 44167; Feb: 27108
2018 | US | FRCC | - | FRCC | MW | Reporting Year Forecast (Total Internal Demand) | 44100 | 39555 | 36318 | 38207 | 42723 | 45687 | 46315 | 47505 | 44598 | 41715 | 36058 | 37500
2018 | US | FRCC | - | FRCC | MW | Year 1 Forecast (Total Internal Demand) | 44190 | 40134 | 36875 | 38777 | 43361 | 46342 | 47047 | 48264 | 45288 | 42340 | 36614 | 38107
2018 | US | FRCC | - | FRCC | MW | Year 2 Forecast (Total Internal Demand) | Jan: 44667; Feb: 40631
2018 | US | MRO | - | MISO | MW | Prior Year Actual (Peak Hour Demand) | 98111 | 85323 | 86422 | 79561 | 91170 | 109735 | 119413 | 107789 | 113379 | 87446 | 82524 | 96765
2018 | US | MRO | - | MISO | MW | Reporting Year Actual (Peak Hour Demand) | 104535 | 92329 | 0 | 0 | 0 | 0 | 0 | 0 | 0 | 0 | 0 | 0
2018 | US | MRO | - | MISO | MW | Reporting Year Forecast (Total Internal Demand) | 104294.6 | 95823.5 | 92296.5 | 86240.1 | 97336.35 | 115832.4 | 124012.3 | 124817.1 | 112519.8 | 91687.9 | 90592.5 | 96851.1
2018 | US | MRO | - | MISO | MW | Year 1 Forecast (Total Internal Demand) | 103180.8 | 94455.1 | 91160.2 | 86151 | 96898.3 | 116211.9 | 124365.8 | 125284.3 | 113461 | 92754.9 | 91007.7 | 97250.7
2018 | US | MRO | - | MISO | MW | Year 2 Forecast (Total Internal Demand) | 103706.7 | 94927.3 | 91513.9 | 87068.6 | 98176.9 | 0 | 0 | 0 | 0 | 0 | 0 | 0
2018 | CA | MRO | - | Manitoba Hydro | MW | Prior Year Actual (Peak Hour Demand) | 4814.3 | 4476.5 | 4421.5 | 3412.8 | 2878.2 | 3207.6 | 3418.1 | 3289.6 | 3338.8 | 3579.5 | 4050.1 | 4660.2
2018 | CA | MRO | - | Manitoba Hydro | MW | Reporting Year Actual (Peak Hour Demand) | 4729 | 4723.3 | 3944.9 | 0 | 0 | 0 | 0 | 0 | 0 | 0 | 0 | 0
2018 | CA | MRO | - | Manitoba Hydro | MW | Reporting Year Forecast (Total Internal Demand) | 0 | 0 | 0 | 3365.6 | 2989.1 | 3154.6 | 3278 | 3236.4 | 2951.3 | 3211.8 | 3831.7 | 4194.5
2018 | CA | MRO | - | Manitoba Hydro | MW | Year 1 Forecast (Total Internal Demand) | 4387.5 | 4269.6 | 4192.4 | 3247.9 | 2872 | 3055.2 | 3354.9 | 3404.3 | 3116.9 | 3377.1 | 3988.5 | 4328.5
2018 | CA | MRO | - | Manitoba Hydro | MW | Year 2 Forecast (Total Internal Demand) | 4523.9 | 4405 | 4355.9 | 3405.4 | 3031.4 | 3210.7 | 3340.4 | 3389.5 | 3103.1 | 3365.4 | 3969.7 | 4284.3
2018 | CA | MRO | - | SaskPower | MW | Prior Year Actual (Peak Hour Demand) | 3747 | 3540 | 3486 | 3012 | 3044 | 3203 | 3419 | 3470 | 3302 | 3144 | 3499 | 3792
2018 | CA | MRO | - | SaskPower | MW | Reporting Year Actual (Peak Hour Demand) | Jan: 3733; Feb: 3669
2018 | CA | MRO | - | SaskPower | MW | Reporting Year Forecast (Total Internal Demand) | 3760.43 | 3670.4 | 3483.4 | 3170.9 | 3105.322 | 3306 | 3479 | 3429.4 | 3368.05 | 3254.34 | 3659.53 | 3842.63
2018 | CA | MRO | - | SaskPower | MW | Year 1 Forecast (Total Internal Demand) | 3839.5 | 3747.7 | 3556.7 | 3237.6 | 3170.6 | 3375.6 | 3552.2 | 3501.6 | 3438.9 | 3322.8 | 3735.5 | 3923.5
2018 | CA | MRO | - | SaskPower | MW | Year 2 Forecast (Total Internal Demand) | Jan: 3887.6; Feb: 3794.5
2018 | CA | NPCC | - | Maritimes | MW | Prior Year Actual (Peak Hour Demand) | 5265.5 | 4972.4 | 4956.2 | 3981.1 | 3497.4 | 3092.1 | 3115.7 | 3155.4 | 3164.4 | 3399.2 | 4392.1 | 5353.2
2018 | CA | NPCC | - | Maritimes | MW | Reporting Year Actual (Peak Hour Demand) | 5412.2 | 5162.2 | 0 | 0 | 0 | 0 | 0 | 0 | 0 | 0 | 0 | 0
2018 | CA | NPCC | - | Maritimes | MW | Reporting Year Forecast (Total Internal Demand) | 5552 | 5334.7 | 2493 | 4003.4 | 3428.3 | 3160 | 3222.8 | 3166.7 | 3279.6 | 3657.5 | 4392 | 5037.8
2018 | CA | NPCC | - | Maritimes | MW | Year 1 Forecast (Total Internal Demand) | 5574.714 | 5357.072 | 4838.572 | 4005.672 | 3440.83 | 3171.13 | 3204.052 | 3156.592 | 3259.63 | 3661.652 | 4413.192 | 5082.514
2018 | CA | NPCC | - | Maritimes | MW | Year 2 Forecast (Total Internal Demand) | 5594.8803 | 5363.5954 | 0 | 0 | 0 | 0 | 0 | 0 | 0 | 0 | 0 | 0
2018 | US | NPCC | - | New England | MW | Prior Year Actual (Peak Hour Demand) | 19592 | 18165 | 17502 | 15843 | 19712 | 23868 | 23372 | 22769 | 20999 | 17255 | 17079 | 20476
2018 | US | NPCC | - | New England | MW | Reporting Year Actual (Peak Hour Demand) | Jan: 20599; Feb: 18256
2018 | US | NPCC | - | New England | MW | Reporting Year Forecast (Total Internal Demand) | 20761 | 19833 | 18945 | 15473 | 17449 | 21710 | 25728 | 25720 | 20159.6614 | 15576 | 17192 | 20357
2018 | US | NPCC | - | New England | MW | Year 1 Forecast (Total Internal Demand) | 20357 | 19075 | 18811 | 15295 | 17242 | 21463 | 25511 | 25505 | 19896 | 15771 | 16880 | 20272
2018 | US | NPCC | - | New England | MW | Year 2 Forecast (Total Internal Demand) | Jan: 19956; Feb: 18927
2018 | US | NPCC | - | New York | MW | Prior Year Actual (Peak Hour Demand) | 23525.7 | 22215.2 | 21689.3 | 19192.1 | 25578.4 | 29125.5 | 29699.4 | 28967.6 | 27442.3 | 22237.6 | 20711.8 | 24256.3
2018 | US | NPCC | - | New York | MW | Reporting Year Actual (Peak Hour Demand) | Jan: 25080.5; Feb: 22641.6
2018 | US | NPCC | - | New York | MW | Reporting Year Forecast (Total Internal Demand) | 24265 | 22809 | 22154 | 20188 | 25665 | 30074 | 32904 | 31456 | 28232 | 22111 | 21769 | 23711
2018 | US | NPCC | - | New York | MW | Year 1 Forecast (Total Internal Demand) | 24269 | 22813 | 22158 | 20192 | 25628 | 30031 | 32857 | 31411 | 28191 | 22080 | 21649 | 23580
2018 | US | NPCC | - | New York | MW | Year 2 Forecast (Total Internal Demand) | Jan: 24135; Feb: 22687
2018 | CA | NPCC | - | Ontario | MW | Prior Year Actual (Peak Hour Demand) | 20372 | 19838 | 19174 | 17349 | 17738 | 21168 | 20627 | 20158 | 21786 | 17418 | 19115 | 20306
2018 | CA | NPCC | - | Ontario | MW | Reporting Year Actual (Peak Hour Demand) | Jan: 20906; Feb: 20076; Mar: 18462; Apr: 18011
2018 | CA | NPCC | - | Ontario | MW | Reporting Year Forecast (Total Internal Demand) | 21616.0001 | 20288.0001 | 19633.0001 | 17775.0001 | 18983.0001 | 21890.0001 | 22076.0001 | 21946.0001 | 19013.0001 | 17799.0001 | 19752.0001 | 20450.0001
2018 | CA | NPCC | - | Ontario | MW | Year 1 Forecast (Total Internal Demand) | 21328.0001 | 20026.0001 | 19398.0001 | 17567.0001 | 18694.0001 | 21523.0001 | 22016.0001 | 21548.0001 | 18890.0001 | 17659.0001 | 19588.0001 | 20303.0001
2018 | CA | NPCC | - | Ontario | MW | Year 2 Forecast (Total Internal Demand) | Jan: 21317; Feb: 20018
2018 | CA | NPCC | - | Quebec | MW | Prior Year Actual (Peak Hour Demand) | 36005 | 34833 | 34545 | 26202 | 23088 | 20633 | 20330 | 19979 | 21170 | 21665 | 30608 | 38410
2018 | CA | NPCC | - | Quebec | MW | Reporting Year Actual (Peak Hour Demand) | 37995 | 34555 | 31596 | 29695 | 0 | 0 | 0 | 0 | 0 | 0 | 0 | 0
2018 | CA | NPCC | - | Quebec | MW | Reporting Year Forecast (Total Internal Demand) | 0 | 0 | 0 | 0 | 21360.1219 | 19964.8434 | 20380.5483 | 20503.1105 | 20330.6721 | 24090.4678 | 29783.7257 | 34976.5595
2018 | CA | NPCC | - | Quebec | MW | Year 1 Forecast (Total Internal Demand) | 38460.7037 | 35678.6658 | 33129.0236 | 27527.5176 | 22109.7098 | 20593.3872 | 20947.4542 | 21091.4757 | 20762.8617 | 24331.25 | 29959.6685 | 34981.824
2018 | CA | NPCC | - | Quebec | MW | Year 2 Forecast (Total Internal Demand) | 38782.4347 | 36017.5523 | 33440.2949 | 27789.104 | 22293.2966 | 20645.4032 | 21051.8446 | 21227.1254 | 20900.4195 | 24557.169 | 30216.4 | 35171.4908
2018 | US | RF | - | PJM | MW | Prior Year Actual (Peak Hour Demand) | 127546.53 | 115855 | 117775.96 | 93250.339 | 123725.132 | 140954.875 | 145637.464 | 135611.974 | 131998.214 | 108947.098 | 101777.919 | 125625.55
2018 | US | RF | - | PJM | MW | Reporting Year Actual (Peak Hour Demand) | Jan: 137465; Feb: 119159
2018 | US | RF | - | PJM | MW | Reporting Year Forecast (Total Internal Demand) | 131463 | 125261 | 111587 | 107062 | 119510 | 143149 | 152108 | 147690 | 127594 | 108345 | 110462 | 125741
2018 | US | RF | - | PJM | MW | Year 1 Forecast (Total Internal Demand) | 132357 | 126529 | 112239 | 107902 | 119735 | 143477 | 152479 | 148058 | 128826 | 108611 | 109753 | 125274
2018 | US | RF | - | PJM | MW | Year 2 Forecast (Total Internal Demand) | Jan: 132039; Feb: 125647
2018 | US | SERC | - | SERC-E | MW | Prior Year Actual (Peak Hour Demand) | 43045 | 33960 | 38361 | 31757 | 35191 | 38474 | 41639 | 41841 | 37329 | 35020 | 32246 | 37442
2018 | US | SERC | - | SERC-E | MW | Reporting Year Actual (Peak Hour Demand) | Jan: 46911; Feb: 35722
2018 | US | SERC | - | SERC-E | MW | Reporting Year Forecast (Total Internal Demand) | 43117 | 39506 | 35518 | 31038 | 36629 | 41446 | 42620 | 42265 | 39200 | 30463 | 34556 | 37150
2018 | US | SERC | - | SERC-E | MW | Year 1 Forecast (Total Internal Demand) | 43284 | 39671 | 35662 | 31161 | 36747 | 41508 | 42684 | 42298 | 39257 | 30600 | 34768 | 37353
2018 | US | SERC | - | SERC-E | MW | Year 2 Forecast (Total Internal Demand) | Jan: 43583; Feb: 39929
2018 | US | SERC | - | SERC-N | MW | Prior Year Actual (Peak Hour Demand) | 38959 | 32829 | 33918 | 29662 | 33211 | 37188 | 41048 | 38963 | 35490 | 31873 | 31061 | 36877
2018 | US | SERC | - | SERC-N | MW | Reporting Year Actual (Peak Hour Demand) | Jan: 44559; Feb: 36168
2018 | US | SERC | - | SERC-N | MW | Reporting Year Forecast (Total Internal Demand) | 41246 | 37861 | 33098 | 29327 | 33425 | 39557 | 41285 | 41454 | 37386 | 29510 | 32008 | 37754
2018 | US | SERC | - | SERC-N | MW | Year 1 Forecast (Total Internal Demand) | 41274 | 38102 | 33316 | 29254 | 33534 | 39694 | 41438 | 41526 | 37499 | 29823 | 32026 | 37720
2018 | US | SERC | - | SERC-N | MW | Year 2 Forecast (Total Internal Demand) | Jan: 41335; Feb: 37749
2018 | US | SERC | - | SERC-SE | MW | Prior Year Actual (Peak Hour Demand) | 41212 | 33473 | 38173 | 35084 | 39660 | 40338 | 43949 | 44227 | 40265 | 38544 | 33266 | 39512
2018 | US | SERC | - | SERC-SE | MW | Reporting Year Actual (Peak Hour Demand) | Jan: 44702; Feb: 33468
2018 | US | SERC | - | SERC-SE | MW | Reporting Year Forecast (Total Internal Demand) | 44829 | 41270 | 34875 | 32496 | 40512 | 45598 | 47370 | 47143 | 44382 | 34900 | 34956 | 40228
2018 | US | SERC | - | SERC-SE | MW | Year 1 Forecast (Total Internal Demand) | 45042 | 41609 | 35261 | 33068 | 40998 | 46142 | 47896 | 47504 | 43818 | 35153 | 35158 | 40446
2018 | US | SERC | - | SERC-SE | MW | Year 2 Forecast (Total Internal Demand) | Jan: 45497; Feb: 42139
2018 | US | SPP | - | SPP | MW | Prior Year Actual (Peak Hour Demand) | 41456.729 | 36152.3177 | 35658.7513 | 33187.3191 | 40118.8667 | 47484.2323 | 51824.8793 | 46562.6606 | 46073.088 | 38252.7134 | 34523.6456 | 40236.0271
2018 | US | SPP | - | SPP | MW | Reporting Year Actual (Peak Hour Demand) | Jan: 0; Feb: 0
2018 | US | SPP | - | SPP | MW | Reporting Year Forecast (Total Internal Demand) | 40900.6108 | 38805.154 | 36053.7608 | 32975.0697 | 38951.7015 | 46617.615 | 52056 | 50277.007 | 45172.9705 | 36898.3207 | 35582.9953 | 39769.2526
2018 | US | SPP | - | SPP | MW | Year 1 Forecast (Total Internal Demand) | 40509.7793 | 38805.154 | 35909.7172 | 33387.3475 | 39367.7493 | 47255.792 | 52695 | 50984.5774 | 45717.6021 | 37330.6309 | 35969.486 | 39467.7995
2018 | US | SPP | - | SPP | MW | Year 2 Forecast (Total Internal Demand) | Jan: 40653.8835; Feb: 38858.3649
2018 | US | TRE | - | ERCOT | MW | Prior Year Actual (Peak Hour Demand) | 59649.9652 | 42743.1155 | 47116.0625 | 53486.2844 | 59263.6452 | 67632.9948 | 69512.1546 | 67889.1391 | 63648.7889 | 62332.8822 | 50734.5688 | 54431.8531
2018 | US | TRE | - | ERCOT | MW | Reporting Year Actual (Peak Hour Demand) | Jan: 65914.6978; Feb: 55163.3408
2018 | US | TRE | - | ERCOT | MW | Reporting Year Forecast (Total Internal Demand) | 56143.1082 | 54681.4942 | 46908.9674 | 53115.0509 | 59600.8648 | 68019.3575 | 70029.6001 | 72756 | 66229.6547 | 58618.9682 | 46954.7432 | 54171.1443
2018 | US | TRE | - | ERCOT | MW | Year 1 Forecast (Total Internal Demand) | 58229.1783 | 55694.1415 | 48038.6287 | 54238.3576 | 60750.4946 | 69359.0143 | 71602.8836 | 74202.654 | 67415.0296 | 59874.1195 | 48276.7473 | 55372.1745
2018 | US | TRE | - | ERCOT | MW | Year 2 Forecast (Total Internal Demand) | Jan: 59004.3521; Feb: 56729.3651
2018 | CA | WECC | - | AB | MW | Prior Year Actual (Peak Hour Demand) | 11432 | 11176 | 10730 | 9514 | 10084 | 10372 | 10852 | 10587 | 10524 | 9994 | 11098 | 11473
2018 | CA | WECC | - | AB | MW | Reporting Year Actual (Peak Hour Demand) | 0 | 0 | 0 | 0 | 0 | 0 | 0 | 0 | 0 | 0 | 0 | 0
2018 | CA | WECC | - | AB | MW | Reporting Year Forecast (Total Internal Demand) | 11479.37 | 11465.84 | 11086.88 | 10607.53 | 9677.01 | 10050.04 | 10824.69 | 10941.23 | 10279.51 | 10325.55 | 11651.55 | 11737.4
2018 | CA | WECC | - | AB | MW | Year 1 Forecast (Total Internal Demand) | 11641.57 | 11704.75 | 11676.97 | 10807.54 | 9839.04 | 10212.86 | 11111.44 | 10882.68 | 10434.6 | 10561.04 | 11856.23 | 11938.67
2018 | CA | WECC | - | AB | MW | Year 2 Forecast (Total Internal Demand) | 11763.2 | 11824.84 | 11610.26 | 10603.44 | 9936.05 | 10766 | 11212.95 | 10976.53 | 10529.13 | 10655.47 | 11976.19 | 12018.05
2018 | CA | WECC | - | BC | MW | Prior Year Actual (Peak Hour Demand) | 11182 | 10711 | 9952 | 8482 | 7831 | 7651 | 8073 | 8412 | 7917 | 8411 | 9770 | 10541
2018 | CA | WECC | - | BC | MW | Reporting Year Actual (Peak Hour Demand) | 0 | 0 | 0 | 0 | 0 | 0 | 0 | 0 | 0 | 0 | 0 | 0
2018 | CA | WECC | - | BC | MW | Reporting Year Forecast (Total Internal Demand) | 10866.4283 | 10251.3354 | 9768.4329 | 8881.818 | 8116.5788 | 8007.5804 | 8382.4 | 8323.8771 | 8146.4984 | 9255.6271 | 10531.182 | 11374.463
2018 | CA | WECC | - | BC | MW | Year 1 Forecast (Total Internal Demand) | 10972.978 | 10351.3025 | 9863.8787 | 8912.1489 | 8144.0456 | 8034.7143 | 8411.2691 | 8352.4003 | 8173.8749 | 9287.3786 | 10568.0217 | 11468.1067
2018 | CA | WECC | - | BC | MW | Year 2 Forecast (Total Internal Demand) | 11064.6 | 11440.2 | 9951.3 | 9004.9333 | 8233.1967 | 8123.2835 | 8501.8637 | 8442.5702 | 8262.932 | 9478.25 | 10765.234 | 11615.7929
2018 | US/MX | WECC | - | CAMX | MW | Prior Year Actual (Peak Hour Demand) | 36848.8406 | 35778.7486 | 35308.8393 | 35122.8468 | 42800.9154 | 52672.38 | 53246 | 55120 | 52873 | 47230.9038 | 37252.9174 | 36314.7115
2018 | US/MX | WECC | - | CAMX | MW | Reporting Year Actual (Peak Hour Demand) | 0 | 0 | 0 | 0 | 0 | 0 | 0 | 0 | 0 | 0 | 0 | 0
2018 | US/MX | WECC | - | CAMX | MW | Reporting Year Forecast (Total Internal Demand) | 37881.693 | 37215.9126 | 37031.954 | 41680.5644 | 42443.8879 | 44168.7129 | 53246.5572 | 55120.2689 | 52873.306 | 44462.6065 | 38060.617 | 39541.8412
2018 | US/MX | WECC | - | CAMX | MW | Year 1 Forecast (Total Internal Demand) | 38144.2836 | 37495.839 | 37183.7269 | 41740.7837 | 42461.3249 | 45684.8873 | 53126.9978 | 55108.7166 | 53570.7142 | 44295.3451 | 37974.4362 | 39614.804
2018 | US/MX | WECC | - | CAMX | MW | Year 2 Forecast (Total Internal Demand) | 38003.22 | 37355.1527 | 37054.5051 | 41545.4525 | 42116.7433 | 45399.3697 | 52483.5386 | 55247.0228 | 53775.1086 | 41388.1922 | 38017.6647 | 39426.2177
2018 | US | WECC | - | NWPP-US | MW | Prior Year Actual (Peak Hour Demand) | 49234.5406 | 49234.5406 | 49234.5406 | 49234.5406 | 49234.5406 | 49234.5406 | 49234.5406 | 49234.5406 | 49234.5406 | 49234.5406 | 49234.5406 | 49234.5406
2018 | US | WECC | - | NWPP-US | MW | Reporting Year Actual (Peak Hour Demand) | 0 | 0 | 0 | 0 | 0 | 0 | 0 | 0 | 0 | 0 | 0 | 0
2018 | US | WECC | - | NWPP-US | MW | Reporting Year Forecast (Total Internal Demand) | 47045.6415 | 47045.6415 | 47045.6415 | 47045.6415 | 47045.6415 | 47045.6415 | 47045.6415 | 47045.6415 | 47045.6415 | 47045.6415 | 47045.6415 | 47045.6415
2018 | US | WECC | - | NWPP-US | MW | Year 1 Forecast (Total Internal Demand) | 47642.816 | 47642.816 | 47642.816 | 47642.816 | 47642.816 | 47642.816 | 47642.816 | 47642.816 | 47642.816 | 47642.816 | 47642.816 | 47642.816
2018 | US | WECC | - | NWPP-US | MW | Year 2 Forecast (Total Internal Demand) | 47737.3874 | 47737.3874 | 47737.3874 | 47737.3874 | 47737.3874 | 47737.3874 | 47737.3874 | 47737.3874 | 47737.3874 | 47737.3874 | 47737.3874 | 47737.3874
2018 | US | WECC | - | RMRG | MW | Prior Year Actual (Peak Hour Demand) | 10271.4412 | 9398.2051 | 9112.6071 | 8215.4797 | 8204.5414 | 11748.5668 | 12338.9957 | 11056.5995 | 10643.1852 | 8635.0599 | 9021.0783 | 10013.2195
2018 | US | WECC | - | RMRG | MW | Reporting Year Actual (Peak Hour Demand) | 0 | 0 | 0 | 0 | 0 | 0 | 0 | 0 | 0 | 0 | 0 | 0
2018 | US | WECC | - | RMRG | MW | Reporting Year Forecast (Total Internal Demand) | 9840.4 | 9567.5558 | 9001.7173 | 8257.3465 | 8684.82 | 11438.9268 | 12065.911 | 11450.8815 | 10400.9676 | 8657.4155 | 9308.6209 | 10206.7216
2018 | US | WECC | - | RMRG | MW | Year 1 Forecast (Total Internal Demand) | 9999.3 | 9704.1664 | 9142.6972 | 8376.8577 | 8763.6951 | 11566.484 | 12182.3762 | 11589.9141 | 10522.6344 | 8766.9129 | 9450.5766 | 10355.3213
2018 | US | WECC | - | RMRG | MW | Year 2 Forecast (Total Internal Demand) | 10144.8858 | 9843.1099 | 9276.5452 | 8487.8474 | 8887.8629 | 11729.3586 | 12346.8413 | 11743.0389 | 10656.084 | 8899.8214 | 9565.9384 | 10476.1145
2018 | US | WECC | - | SRSG | MW | Prior Year Actual (Peak Hour Demand) | 14684.3 | 13025.4584 | 15049.7206 | 15588.721 | 18886.4909 | 25046.4188 | 24317.3678 | 22563.1856 | 22075.8456 | 17184.0641 | 13035.8222 | 14089.0635
2018 | US | WECC | - | SRSG | MW | Reporting Year Actual (Peak Hour Demand) | 0 | 0 | 0 | 0 | 0 | 0 | 0 | 0 | 0 | 0 | 0 | 0
2018 | US | WECC | - | SRSG | MW | Reporting Year Forecast (Total Internal Demand) | 15439.5901 | 14256.0996 | 14475.6647 | 15722.2643 | 19445.9147 | 23836.4029 | 24050.2468 | 23363.9108 | 21765.3333 | 17529.5669 | 14284.776 | 15302.3619
2018 | US | WECC | - | SRSG | MW | Year 1 Forecast (Total Internal Demand) | 15647.4702 | 14603.1296 | 14307.8072 | 16114.5668 | 19545.893 | 23134.4538 | 24286.3979 | 24142.112 | 21835.5872 | 18276.1859 | 14610.8563 | 15852.0814
2018 | US | WECC | - | SRSG | MW | Year 2 Forecast (Total Internal Demand) | 15917.3 | 14791.7762 | 14560.4265 | 16405.8822 | 19763.9878 | 23440.8166 | 24613.3956 | 24479.6703 | 22125.2121 | 18580.675 | 14896.2943 | 16137.9702
2019 | US | SPP-RE | - | SPP | MW | Prior Year Actual (Peak Hour Demand) | 44590.463 | 39578.125 | 34907.053 | 34467.144 | 45456.925 | 49996.65 | 53031.811 | 50103.854 | 46431.645 | 39999.152 | 37922.166 | 39000.808
2019 | US | SPP-RE | - | SPP | MW | Reporting Year Actual (Peak Hour Demand) | Jan: 42169; Feb: 40626.299
2019 | US | SPP-RE | - | SPP | MW | Reporting Year Forecast (Total Internal Demand) | 42169 | 40626.299 | 36757.794 | 34332.052 | 40656.446 | 48119.452 | 53217.66 | 52362.934 | 47231.386 | 38908.863 | 36812.585 | 40053.952
2019 | US | SPP-RE | - | SPP | MW | Year 1 Forecast (Total Internal Demand) | 42399.03 | 40688.519 | 37110.378 | 34323.629 | 40477.244 | 48432.032 | 53478.396 | 52600.627 | 47581.063 | 39884.189 | 37242.085 | 40368.256
2019 | US | SPP-RE | - | SPP | MW | Year 2 Forecast (Total Internal Demand) | Jan: 43495.955; Feb: 42211.412
2019 | US | TRE-ERCOT | - | TRE-ERCOT | MW | Prior Year Actual (Peak Hour Demand) | 65914.6978 | 55163.3408 | 46812.4691 | 47898.7 | 67265.1165 | 69122.8213 | 73473.0281 | 69918.5302 | 64630.2459 | 60827.2713 | 56316.5379 | 51955.9447
2019 | US | TRE-ERCOT | - | TRE-ERCOT | MW | Reporting Year Actual (Peak Hour Demand) | Jan: 54693.0216; Feb: 53752.2794
2019 | US | TRE-ERCOT | - | TRE-ERCOT | MW | Reporting Year Forecast (Total Internal Demand) | 58196.0718 | 56234.7515 | 49612.4777 | 54108.1185 | 61991.8919 | 70088.7011 | 72543.297 | 74853.2073 | 68803.3557 | 61034.1844 | 49585.0722 | 58026.5811
2019 | US | TRE-ERCOT | - | TRE-ERCOT | MW | Year 1 Forecast (Total Internal Demand) | 61149.762 | 58470.9234 | 51837.8415 | 56364.8739 | 64233.1332 | 72309.3806 | 74529.3571 | 76845.4656 | 70767.9939 | 62989.0247 | 51232.8133 | 59660.26
2019 | US | TRE-ERCOT | - | TRE-ERCOT | MW | Year 2 Forecast (Total Internal Demand) | Jan: 62782.2869; Feb: 59950.3259
2019 | CA | MRO | - | MRO-Manitoba Hydro | MW | Prior Year Actual (Peak Hour Demand) | 4728.989 | 4723.326 | 3944.875 | 4074.873 | 3262.163 | 3361.996 | 3390.735 | 3353.663 | 2935.253 | 3433.554 | 4097.86 | 4293.627
2019 | CA | MRO | - | MRO-Manitoba Hydro | MW | Reporting Year Actual (Peak Hour Demand) | Jan: 4908.193; Feb: 4605.068; Mar: 4213.124
2019 | CA | MRO | - | MRO-Manitoba Hydro | MW | Reporting Year Forecast (Total Internal Demand) | 0 | 0 | 0 | 3231.0311 | 2865.1059 | 3043.0704 | 3175.2652 | 3224.4522 | 2977.191 | 3238.2988 | 3780.2019 | 4241.847
2019 | CA | MRO | - | MRO-Manitoba Hydro | MW | Year 1 Forecast (Total Internal Demand) | 4505.4163 | 4332.079 | 4120.6103 | 3240.528 | 2872.2686 | 3053.2142 | 3190.4026 | 3240.3043 | 2988.163 | 3256.2403 | 3796.1589 | 4250.2492
2019 | CA | MRO | - | MRO-Manitoba Hydro | MW | Year 2 Forecast (Total Internal Demand) | Jan: 4517.7823; Feb: 4342.032
2019 | CA | NPCC | - | NPCC-Maritimes | MW | Prior Year Actual (Peak Hour Demand) | 5417.4 | 5103.1 | 4798.1 | 4037.9 | 3440.3 | 3158.5 | 3250 | 3250.4 | 3104.9 | 3566.3 | 4720.3 | 5308.7
2019 | CA | NPCC | - | NPCC-Maritimes | MW | Reporting Year Actual (Peak Hour Demand) | Jan: 5360.3; Feb: 5424.8
2019 | CA | NPCC | - | NPCC-Maritimes | MW | Reporting Year Forecast (Total Internal Demand) | 5662.3 | 5460.4 | 4836 | 4183.9 | 3526.6 | 3232.6 | 3311.9 | 3367.3 | 3336.4 | 3769.2 | 4584.6 | 5228.2
2019 | CA | NPCC | - | NPCC-Maritimes | MW | Year 1 Forecast (Total Internal Demand) | 5684.2 | 5426.5 | 4906.2 | 4179.5 | 3528.6 | 3264.3 | 3328.9 | 3358.2 | 3338.7 | 3777.5 | 4584.8 | 5169.4
2019 | CA | NPCC | - | NPCC-Maritimes | MW | Year 2 Forecast (Total Internal Demand) | Jan: 5644.3; Feb: 5394.7
2019 | US | MRO | - | MRO-MISO | MW | Prior Year Actual (Peak Hour Demand) | 105525.95 | 93826.26 | 84781.26 | 80635.31 | 111239.81 | 121232.73 | 116247.48 | 116410.03 | 114292.1 | 96026.44 | 91542.02 | 93258.92
2019 | US | MRO | - | MRO-MISO | MW | Reporting Year Actual (Peak Hour Demand) | Jan: 100603.21; Feb: 93236.66
2019 | US | MRO | - | MRO-MISO | MW | Reporting Year Forecast (Total Internal Demand) | 103180.7966 | 94455.055 | 91160.1588 | 86150.9623 | 96898.2903 | 115950.3029 | 124321.0813 | 122552.9857 | 111518.206 | 89745.2335 | 91580.3469 | 99431.4982
2019 | US | MRO | - | MRO-MISO | MW | Year 1 Forecast (Total Internal Demand) | 103754.5233 | 98405.5899 | 92825.551 | 85015.8776 | 98941.0593 | 116339.9272 | 124808.5438 | 123057.0586 | 112058.6681 | 90137.6423 | 92148.269 | 100061.9254
2019 | US | MRO | - | MRO-MISO | MW | Year 2 Forecast (Total Internal Demand) | Jan: 104257.252; Feb: 98299.0144
2019 | CA | MRO | - | MRO-SaskPower | MW | Prior Year Actual (Peak Hour Demand) | 3733 | 3669 | 3383 | 3361 | 3308 | 3358 | 3410 | 3524 | 3072 | 3137 | 3544 | 3617
2019 | CA | MRO | - | MRO-SaskPower | MW | Reporting Year Actual (Peak Hour Demand) | Jan: 3684; Feb: 3723
2019 | CA | MRO | - | MRO-SaskPower | MW | Reporting Year Forecast (Total Internal Demand) | 3716 | 3606 | 3440 | 3111 | 3068 | 3264 | 3416 | 3398 | 3330 | 3221 | 3595 | 3803
2019 | CA | MRO | - | MRO-SaskPower | MW | Year 1 Forecast (Total Internal Demand) | 3758 | 3646 | 3479 | 3146 | 3103 | 3301 | 3455 | 3437 | 3367 | 3258 | 3636 | 3846
2019 | CA | MRO | - | MRO-SaskPower | MW | Year 2 Forecast (Total Internal Demand) | Jan: 3791; Feb: 3679
2019 | US | NPCC | - | NPCC-New England | MW | Prior Year Actual (Peak Hour Demand) | 20669 | 18320 | 16943 | 15778 | 17534 | 21076 | 24512 | 26024 | 24475 | 17479 | 17591 | 18408
2019 | US | NPCC | - | NPCC-New England | MW | Reporting Year Actual (Peak Hour Demand) | Jan: 20740; Feb: 18547
2019 | US | NPCC | - | NPCC-New England | MW | Reporting Year Forecast (Total Internal Demand) | 20013 | 19338 | 17456 | 15376 | 18064 | 21967 | 25323 | 25323 | 20355 | 15600 | 17458 | 19294
2019 | US | NPCC | - | NPCC-New England | MW | Year 1 Forecast (Total Internal Demand) | 20476 | 19625 | 17461 | 15365 | 17761 | 21613 | 25025 | 25025 | 20041 | 15193 | 17054 | 18932
2019 | US | NPCC | - | NPCC-New England | MW | Year 2 Forecast (Total Internal Demand) | Jan: 20215; Feb: 19115
2019 | US | NPCC | - | NPCC-New York | MW | Prior Year Actual (Peak Hour Demand) | 25080.5 | 22641.6 | 20755.7 | 19534 | 24440.6 | 28166.3 | 31292.8 | 31860.9 | 31456 | 22927.3 | 21502.8 | 22079.7
2019 | US | NPCC | - | NPCC-New York | MW | Reporting Year Actual (Peak Hour Demand) | Jan: 24727.6; Feb: 23158.3
2019 | US | NPCC | - | NPCC-New York | MW | Reporting Year Forecast (Total Internal Demand) | 24114 | 22595 | 21196 | 19098 | 25096 | 27849 | 32382 | 31054 | 30471 | 22085 | 20698 | 22386
2019 | US | NPCC | - | NPCC-New York | MW | Year 1 Forecast (Total Internal Demand) | 24123 | 22603 | 21204 | 19105 | 24957 | 27694 | 32202 | 30882 | 30302 | 21962 | 20373 | 22035
2019 | US | NPCC | - | NPCC-New York | MW | Year 2 Forecast (Total Internal Demand) | Jan: 23745; Feb: 22249
2019 | CA | NPCC | - | NPCC-Ontario | MW | Prior Year Actual (Peak Hour Demand) | 20906 | 20076 | 18462 | 18011 | 20473 | 21369 | 23046 | 21990 | 23240 | 18205 | 20152 | 19891
2019 | CA | NPCC | - | NPCC-Ontario | MW | Reporting Year Actual (Peak Hour Demand) | Jan: 21525; Feb: 20500; Mar: 20263; Apr: 17645; May: 16784
2019 | CA | NPCC | - | NPCC-Ontario | MW | Reporting Year Forecast (Total Internal Demand) | 21506 | 20008 | 19457 | 17605 | 18660 | 21698 | 22061 | 21200 | 19469.84 | 17535 | 19734 | 20437
2019 | CA | NPCC | - | NPCC-Ontario | MW | Year 1 Forecast (Total Internal Demand) | 21106 | 19697 | 19137 | 17088 | 18121 | 21123 | 22094 | 21130 | 18544.912 | 17173 | 19684 | 20404
2019 | CA | NPCC | - | NPCC-Ontario | MW | Year 2 Forecast (Total Internal Demand) | Jan: 21185.1038; Feb: 20341.8657
2019 | CA | NPCC | - | NPCC-Quebec | MW | Prior Year Actual (Peak Hour Demand) | 37978 | 34507 | 31618 | 29726 | 20593 | 20457 | 21493 | 21004 | 21113 | 25251 | 33500 | 34948
2019 | CA | NPCC | - | NPCC-Quebec | MW | Reporting Year Actual (Peak Hour Demand) | Jan: 38364; Feb: 36124; Mar: 33688; Apr: 28318
2019 | CA | NPCC | - | NPCC-Quebec | MW | Reporting Year Forecast (Total Internal Demand) | 0 | 0 | 0 | 0 | 21729.7508 | 20107.0471 | 20602.9256 | 20897.0226 | 20565.7252 | 23950.6085 | 29962.4567 | 35170.8281
2019 | CA | NPCC | - | NPCC-Quebec | MW | Year 1 Forecast (Total Internal Demand) | 38665.4577 | 36742.3441 | 34057.3675 | 27902.4545 | 22573.2843 | 21115.3251 | 21486.4035 | 21757.6502 | 21409.1996 | 24764.6924 | 30700.2523 | 35914.0472
2019 | CA | NPCC | - | NPCC-Quebec | MW | Year 2 Forecast (Total Internal Demand) | 39657.0285 | 37594.5189 | 34810.0607 | 28560.4377 | 23167.0145 | 21666.7855 | 22044.6033 | 22320.3511 | 21992.0142 | 25413.9864 | 31430.9025 | 36688.5935
2019 | US | RF | - | PJM | MW | Prior Year Actual (Peak Hour Demand) | 137465 | 119162 | 109382 | 99875 | 125838 | 148462 | 145671 | 150670 | 148852 | 116605 | 113589 | 116968
2019 | US | RF | - | PJM | MW | Reporting Year Actual (Peak Hour Demand) | Jan: 138069; Feb: 131656
2019 | US | RF | - | PJM | MW | Reporting Year Forecast (Total Internal Demand) | 131082 | 125072 | 112448 | 108258 | 119042 | 141576 | 151358 | 146061 | 128031 | 108129 | 108448 | 124562
2019 | US | RF | - | PJM | MW | Year 1 Forecast (Total Internal Demand) | 131148 | 124603 | 114735 | 110282 | 117941 | 141766 | 150870 | 144312 | 129892 | 107204 | 108658 | 124562
2019 | US | RF | - | PJM | MW | Year 2 Forecast (Total Internal Demand) | Jan: 131660; Feb: 125492
2019 | US | SERC | - | SERC-C | MW | Prior Year Actual (Peak Hour Demand) | 44559 | 36168 | 32134 | 29345 | 36155 | 39395 | 39801 | 39310 | 38595 | 35014 | 36026 | 36007
2019 | US | SERC | - | SERC-C | MW | Reporting Year Actual (Peak Hour Demand) | Jan: 39158; Feb: 33089
2019 | US | SERC | - | SERC-C | MW | Reporting Year Forecast (Total Internal Demand) | 40949 | 38049 | 33055 | 28594 | 33409 | 38962 | 40298 | 40781 | 36206 | 29336 | 31367 | 36516
2019 | US | SERC | - | SERC-C | MW | Year 1 Forecast (Total Internal Demand) | 40907 | 37729 | 33139 | 28781 | 33325 | 38915 | 40290 | 40761 | 36200 | 29309 | 31367 | 36488
2019 | US | SERC | - | SERC-C | MW | Year 2 Forecast (Total Internal Demand) | Jan: 41076; Feb: 38029
2019 | US | SERC | - | SERC-E | MW | Prior Year Actual (Peak Hour Demand) | 46911 | 35722 | 35586 | 27933 | 36390 | 42372 | 41570 | 41162 | 39647 | 36801 | 37001 | 37491
2019 | US | SERC | - | SERC-E | MW | Reporting Year Actual (Peak Hour Demand) | Jan: 41485; Feb: 37458
2019 | US | SERC | - | SERC-E | MW | Reporting Year Forecast (Total Internal Demand) | 45100 | 41844 | 33921 | 31243 | 35348 | 39879 | 43704 | 41715 | 37390 | 30747 | 37666 | 42078
2019 | US | SERC | - | SERC-E | MW | Year 1 Forecast (Total Internal Demand) | 45334 | 42050 | 34053 | 31337 | 35451 | 40017 | 43852 | 41777 | 37610 | 30795 | 37790 | 42265
2019 | US | SERC | - | SERC-E | MW | Year 2 Forecast (Total Internal Demand) | Jan: 45119; Feb: 41891
2019 | US | SERC | - | SERC-SE | MW | Prior Year Actual (Peak Hour Demand) | 44702 | 33468 | 34983 | 29160 | 39093 | 43913 | 44033 | 43999 | 43561 | 39935 | 38625 | 38998
2019 | US | SERC | - | SERC-SE | MW | Reporting Year Actual (Peak Hour Demand) | Jan: 41135; Feb: 36007
2019 | US | SERC | - | SERC-SE | MW | Reporting Year Forecast (Total Internal Demand) | 45115 | 40374 | 35325 | 33050 | 40915 | 45392 | 47311 | 46803 | 42852 | 34692 | 33929 | 39464
2019 | US | SERC | - | SERC-SE | MW | Year 1 Forecast (Total Internal Demand) | 45863 | 40958 | 35540 | 33526 | 41086 | 45547 | 47655 | 47232 | 42988 | 34835 | 34046 | 39646
2019 | US | SERC | - | SERC-SE | MW | Year 2 Forecast (Total Internal Demand) | Jan: 46320; Feb: 41151
2019 | CA | WECC | - | WECC-AB | MW | Prior Year Actual (Peak Hour Demand) | 11697 | 11333 | 10932 | 10239 | 10294 | 10430 | 11099 | 11169 | 10049 | 10327 | 11081 | 11184.0461
2019 | CA | WECC | - | WECC-AB | MW | Reporting Year Actual (Peak Hour Demand) | Jan: 0; Feb: 0
2019 | CA | WECC | - | WECC-AB | MW | Reporting Year Forecast (Total Internal Demand) | 11641.57 | 11704.75 | 11676.97 | 10807.54 | 9839.04 | 10212.86 | 11111.44 | 10882.68 | 10434.6 | 10561.04 | 11856.23 | 11938.67
2019 | CA | WECC | - | WECC-AB | MW | Year 1 Forecast (Total Internal Demand) | 11763.2015 | 11824.8365 | 11610.258 | 10603.4353 | 9936.0529 | 10766.0008 | 11212.9529 | 10976.5285 | 10529.1323 | 10655.4675 | 11976.1926 | 12018.0541
2019 | CA | WECC | - | WECC-AB | MW | Year 2 Forecast (Total Internal Demand) | Jan: 11887.1319; Feb: 11950.1423
2019 | CA | WECC | - | WECC-BC | MW | Prior Year Actual (Peak Hour Demand) | 10490 | 10389 | 9439 | 8530 | 7764 | 8040 | 8752 | 8758 | 7566 | 8358 | 9309 | 10104
2019 | CA | WECC | - | WECC-BC | MW | Reporting Year Actual (Peak Hour Demand) | Jan: 0; Feb: 0
2019 | CA | WECC | - | WECC-BC | MW | Reporting Year Forecast (Total Internal Demand) | 10972.978 | 10351.3025 | 9863.8787 | 8912.1489 | 8144.0456 | 8034.7143 | 8411.2691 | 8352.4003 | 8173.8749 | 9287.3786 | 10568.0217 | 11468.1067
2019 | CA | WECC | - | WECC-BC | MW | Year 1 Forecast (Total Internal Demand) | 11132.69 | 10498.19 | 10004.31 | 9048.25 | 8282.35 | 8176.08 | 8553.8 | 8505.2 | 8318.91 | 9526.88 | 10821.82 | 11648.66
2019 | CA | WECC | - | WECC-BC | MW | Year 2 Forecast (Total Internal Demand) | Jan: 11286.1; Feb: 10648.04
2019 | US/MX | WECC | - | WECC-CAMX | MW | Prior Year Actual (Peak Hour Demand) | 36201.4186 | 36853.8731 | 35272.8505 | 38458.492 | 41272.0712 | 49678.6329 | 59643.1315 | 58202.5164 | 49161.1272 | 44497.8605 | 37659.3021 | 36736.2003
2019 | US/MX | WECC | - | WECC-CAMX | MW | Reporting Year Actual (Peak Hour Demand) | Jan: 0; Feb: 0
2019 | US/MX | WECC | - | WECC-CAMX | MW | Reporting Year Forecast (Total Internal Demand) | 38144.2836 | 37495.839 | 37183.7269 | 41740.7837 | 42461.3249 | 45684.8873 | 53126.9978 | 55108.7166 | 53570.7142 | 44295.3451 | 37974.4362 | 39614.804
2019 | US/MX | WECC | - | WECC-CAMX | MW | Year 1 Forecast (Total Internal Demand) | 38301.7558 | 37483.6732 | 36982.5108 | 39027.652 | 43309.3429 | 46685.7894 | 52807.6022 | 54213.7458 | 52179.1529 | 43267.5388 | 38211.5295 | 39539.1121
2019 | US/MX | WECC | - | WECC-CAMX | MW | Year 2 Forecast (Total Internal Demand) | Jan: 38636.1611; Feb: 37341.2753
2019 | US | WECC | - | WECC-NWPP-US | MW | Prior Year Actual (Peak Hour Demand) | 43307.4508 | 45696.4917 | 41314.1157 | 39241.7074 | 41044.1953 | 48461.9827 | 52152.1697 | 51016.8639 | 43635.6297 | 37722.4982 | 40947.8046 | 44754.6795
2019 | US | WECC | - | WECC-NWPP-US | MW | Reporting Year Actual (Peak Hour Demand) | Jan: 0; Feb: 0
2019 | US | WECC | - | WECC-NWPP-US | MW | Reporting Year Forecast (Total Internal Demand) | 47642.816 | 47642.816 | 47642.816 | 47642.816 | 47642.816 | 47642.816 | 47642.816 | 47642.816 | 47642.816 | 47642.816 | 47642.816 | 47642.816
2019 | US | WECC | - | WECC-NWPP-US | MW | Year 1 Forecast (Total Internal Demand) | 47127.4953 | 45403.2366 | 42066.2743 | 38727.9057 | 40323.6777 | 44915.8599 | 51855.3936 | 51722.9309 | 45491.2054 | 39477.4226 | 44658.3983 | 47810.6771
2019 | US | WECC | - | WECC-NWPP-US | MW | Year 2 Forecast (Total Internal Demand) | Jan: 48195.7131; Feb: 46001.5048
2019 | US | WECC | - | WECC-RMRG | MW | Prior Year Actual (Peak Hour Demand) | 9860.8922 | 9845.1728 | 9085.3269 | 8424.2883 | 9708.7439 | 12394.8331 | 12574.4497 | 11366.8081 | 11061.9338 | 9028.8004 | 9450.0979 | 10173.6741
2019 | US | WECC | - | WECC-RMRG | MW | Reporting Year Actual (Peak Hour Demand) | Jan: 0; Feb: 0
2019 | US | WECC | - | WECC-RMRG | MW | Reporting Year Forecast (Total Internal Demand) | 9999.3 | 9704.1664 | 9142.6972 | 8376.8577 | 8763.6951 | 11566.484 | 12182.3762 | 11589.9141 | 10522.6344 | 8766.9129 | 9450.5766 | 10355.3213
2019 | US | WECC | - | WECC-RMRG | MW | Year 1 Forecast (Total Internal Demand) | 10422.5346 | 10193.8999 | 9589.6918 | 8797.6942 | 9743.5144 | 12539.6952 | 12982.1699 | 12053.4955 | 11171.7719 | 9044.4616 | 9932.1487 | 10686.039
2019 | US | WECC | - | WECC-RMRG | MW | Year 2 Forecast (Total Internal Demand) | Jan: 10538.9102; Feb: 10338.995
2019 | US | WECC | - | WECC-SRSG | MW | Prior Year Actual (Peak Hour Demand) | 13603.1155 | 13247.4848 | 12797.3796 | 16010.2955 | 18610.9112 | 21541.2466 | 23991.0516 | 23340.499 | 20986.3931 | 15206.9584 | 12405.8469 | 13898.3967
2019 | US | WECC | - | WECC-SRSG | MW | Reporting Year Actual (Peak Hour Demand) | Jan: 0; Feb: 0
2019 | US | WECC | - | WECC-SRSG | MW | Reporting Year Forecast (Total Internal Demand) | 15647.4702 | 14603.1296 | 14307.8072 | 16114.5668 | 19545.893 | 23134.4538 | 24286.3979 | 24142.112 | 21835.5872 | 18276.1859 | 14610.8563 | 15852.0814
2019 | US | WECC | - | WECC-SRSG | MW | Year 1 Forecast (Total Internal Demand) | 15704.5124 | 14508.1159 | 14155.1038 | 15917.8684 | 18633.1997 | 23699.6669 | 24475.9298 | 24571.1192 | 22474.3089 | 18278.5573 | 14385.2546 | 15570.6641
2019 | US | WECC | - | WECC-SRSG | MW | Year 2 Forecast (Total Internal Demand) | Jan: 16023.1369; Feb: 14872.3851
2019 | US | SERC | - | SERC-FP | MW | Prior Year Actual (Peak Hour Demand) | 42962 | 34611 | 34620 | 36570 | 39827 | 44673 | 44763 | 45401 | 46014 | 43343 | 38117 | 36382
2019 | US | SERC | - | SERC-FP | MW | Reporting Year Actual (Peak Hour Demand) | Jan: 43592; Feb: 40167
2019 | US | SERC | - | SERC-FP | MW | Reporting Year Forecast (Total Internal Demand) | 42771 | 39335 | 36296 | 38301 | 42783 | 45765 | 46408 | 47670 | 44642 | 41735 | 36033 | 37601
2019 | US | SERC | - | SERC-FP | MW | Year 1 Forecast (Total Internal Demand) | 43962 | 39726 | 36633 | 38651 | 43185 | 46202 | 46985 | 48139 | 48153 | 42195 | 36439 | 38035
2019 | US | SERC | - | SERC-FP | MW | Year 2 Forecast (Total Internal Demand) | Jan: 43770; Feb: 38191
2020 | US | MRO | - | SPP | MW | Prior Year Actual (Peak Hour Demand) | 44590.463 | 39578.125 | 34907.053 | 34467.144 | 45456.925 | 49996.65 | 53031.811 | 50103.854 | 46431.645 | 39999.152 | 37922.166 | 39000.808
2020 | US | MRO | - | SPP | MW | Prior Year Actual (Peak Hour Demand) | 39793.1254 | 39442.97 | 40054.9681 | 32900.675 | 38023.5833 | 45569.3346 | 49416.7876 | 49806.5047 | 46053.7484 | 40878.607 | 37729.5302 | 37803.4304
2020 | US | MRO | - | SPP | MW | Reporting Year Actual (Peak Hour Demand) | Jan: 39890; Feb: 40056
2020 | US | MRO | - | SPP | MW | Reporting Year Forecast (Total Internal Demand) | 41102.2421 | 40237.0102 | 37246.5673 | 33731.1816 | 39689.9166 | 46973.9219 | 51951.2546 | 51314.9778 | 45544.2821 | 38470.4667 | 36858.2044 | 40327.6443
2020 | US | MRO | - | SPP | MW | Year 1 Forecast (Total Internal Demand) | 42062.3643 | 40910.7207 | 38222.7463 | 34431.7825 | 40385.6811 | 47130.4278 | 52248.9834 | 51956.3812 | 46165.6627 | 38811.5296 | 37231.8647 | 40613.1854
2020 | US | MRO | - | SPP | MW | Year 2 Forecast (Total Internal Demand) | Jan: 42326.2382; Feb: 41381.2057
2020 | US | TRE-ERCOT | - | TRE-ERCOT | MW | Prior Year Actual (Peak Hour Demand) | 54693.0216 | 53752.2794 | 60756.4143 | 51639.5731 | 60831.7408 | 68159.2479 | 70969.6008 | 74819.7146 | 69121.7127 | 65303.777 | 56446.4369 | 56080.311
2020 | US | TRE-ERCOT | - | TRE-ERCOT | MW | Reporting Year Actual (Peak Hour Demand) | Jan: 49072.1973; Feb: 56127.6102
2020 | US | TRE-ERCOT | - | TRE-ERCOT | MW | Reporting Year Forecast (Total Internal Demand) | 57179.166 | 56694.5345 | 49681.3798 | 54234.8432 | 63840.0579 | 70744.3905 | 72410.2365 | 75199.65 | 69105.2641 | 60500.9945 | 50930.5688 | 56111.2459
2020 | US | TRE-ERCOT | - | TRE-ERCOT | MW | Year 1 Forecast (Total Internal Demand) | 59566.9368 | 58852.5412 | 51964.4401 | 56706.5848 | 66421.854 | 73743.2821 | 75523.6341 | 78298.6666 | 72262.0204 | 63636.6627 | 53905.4989 | 58988.9912
2020 | US | TRE-ERCOT | - | TRE-ERCOT | MW | Year 2 Forecast (Total Internal Demand) | Jan: 61053.2862; Feb: 60395.8551
2020 | CA | MRO | - | MRO-Manitoba Hydro | MW | Prior Year Actual (Peak Hour Demand) | 4908.193 | 4605.068 | 4213.124 | 3440.708 | 3166.483 | 3174.057 | 3280.929 | 3311.454 | 3141.719 | 3607.405 | 4027.919 | 4558.255
2020 | CA | MRO | - | MRO-Manitoba Hydro | MW | Reporting Year Actual (Peak Hour Demand) | Jan: 4703.016; Feb: 4571.363; Mar: 4096.55
2020 | CA | MRO | - | MRO-Manitoba Hydro | MW | Reporting Year Forecast (Total Internal Demand) |  |  |  | 3380.7088 | 2957.5674 | 3271.8753 | 3271.8753 | 3271.8753 | 3271.8753 | 3361.0565 | 3883.3038 | 4582.0643
2020 | CA | MRO | - | MRO-Manitoba Hydro | MW | Year 1 Forecast (Total Internal Demand) | 4582.0643 | 4582.0643 | 4172.3311 | 3388.7055 | 2972.5134 | 3246.809 | 3246.809 | 3246.809 | 3246.809 | 3353.7145 | 3979.8799 | 4667.288
2020 | CA | MRO | - | MRO-Manitoba Hydro | MW | Year 2 Forecast (Total Internal Demand) | Jan: 4667.288; Feb: 4667.288
2020 | CA | NPCC | - | NPCC-Maritimes | MW | Prior Year Actual (Peak Hour Demand) | 5359.852 | 5424.548 | 5036.314 | 4202.419 | 3711.116 | 3017.756 | 3257.968 | 3267.874 | 3157.98 | 3469.052 | 4471.343 | 4882.438
2020 | CA | NPCC | - | NPCC-Maritimes | MW | Reporting Year Actual (Peak Hour Demand) | Jan: 5291.367; Feb: 5339.872
2020 | CA | NPCC | - | NPCC-Maritimes | MW | Reporting Year Forecast (Total Internal Demand) | 5689.167 | 5568.372 | 4999.9987 | 4144.6617 | 3564.476 | 3289.1348 | 3344.0659 | 3306.0237 | 3368.2231 | 3762.8885 | 4560.7647 | 5191.1927
2020 | CA | NPCC | - | NPCC-Maritimes | MW | Year 1 Forecast (Total Internal Demand) | 5713.6447 | 5615.1432 | 5003.7318 | 4191.6073 | 3593.8694 | 3297.0979 | 3373.1099 | 3334.3544 | 3380.3892 | 3804.3769 | 4606.0389 | 5230.6346
2020 | CA | NPCC | - | NPCC-Maritimes | MW | Year 2 Forecast (Total Internal Demand) | Jan: 5687.9419; Feb: 5591.3309
2020 | US | MRO | - | MRO-MISO | MW | Prior Year Actual (Peak Hour Demand) | 100603.21 | 93236.66 | 96972.02 | 82562.03 | 92272.19 | 107330.3 | 120508.36 | 113356.17 | 106369.74 | 100834.96 | 94611.97 | 94689.5
2020 | US | MRO | - | MRO-MISO | MW | Reporting Year Actual (Peak Hour Demand) | Jan: 93941.91; Feb: 95527.2; Mar: 79499.43; Apr: 73232.05; May: 88831.63
2020 | US | MRO | - | MRO-MISO | MW | Reporting Year Forecast (Total Internal Demand) | 103754.5233 | 98405.5899 | 92825.551 | 85015.8776 | 98941.0593 | 116471.1707 | 124147.8323 | 122147.0605 | 112116.0474 | 89839.6622 | 90279.8858 | 98618.5139
2020 | US | MRO | - | MRO-MISO | MW | Year 1 Forecast (Total Internal Demand) | 103166.6907 | 97516.5158 | 90936.0952 | 84843.4898 | 99411.7414 | 116986.9077 | 124484.7165 | 122127.1027 | 112498.9881 | 90438.1091 | 90813.1818 | 98846.7815
2020 | US | MRO | - | MRO-MISO | MW | Year 2 Forecast (Total Internal Demand) | Jan: 103964.6198; Feb: 98310.8947; Mar: 91950.298; Apr: 85422.3627; May: 100120.532
2020 | CA | MRO | - | MRO-SaskPower | MW | Prior Year Actual (Peak Hour Demand) | 3684.3979 | 3722.957 | 3521.606 | 3127.1587 | 3222.2798 | 3359.3057 | 3434.4453 | 3437.0542 | 3275.5928 | 3401.1616 | 3409.5071 | 3512.887
2020 | CA | MRO | - | MRO-SaskPower | MW | Reporting Year Actual (Peak Hour Demand) | Jan: 3722.2856; Feb: 3600.0896
2020 | CA | MRO | - | MRO-SaskPower | MW | Reporting Year Forecast (Total Internal Demand) | 3489.18 | 3384.17 | 3222.49 | 2944.31 | 2906.81 | 3064.19 | 3203.7 | 3194.02 | 3128.13 | 3022.77 | 3378.74 | 3536.32
2020 | CA | MRO | - | MRO-SaskPower | MW | Year 1 Forecast (Total Internal Demand) | 3528.29 | 3422.11 | 3258.61 | 2977.31 | 2939.39 | 3098.54 | 3239.61 | 3229.82 | 3163.19 | 3056.65 | 3416.62 | 3575.96
2020 | CA | MRO | - | MRO-SaskPower | MW | Year 2 Forecast (Total Internal Demand) | Jan: 3549.07; Feb: 3442.27
2020 | US | NPCC | - | NPCC-New England | MW | Prior Year Actual (Peak Hour Demand) | 20773 | 18585 | 17876 | 15034 | 15748 | 19913 | 24361 | 23365 | 19162 | 16138 | 17548 | 19065
2020 | US | NPCC | - | NPCC-New England | MW | Reporting Year Actual (Peak Hour Demand) | Jan: 18076; Feb: 16961
2020 | US | NPCC | - | NPCC-New England | MW | Reporting Year Forecast (Total Internal Demand) | 20255 | 19698 | 17962 | 15531 | 18385 | 21945 | 25125 | 23336 | 20040 | 15433 | 17234 | 19163
2020 | US | NPCC | - | NPCC-New England | MW | Year 1 Forecast (Total Internal Demand) | 20166 | 19173 | 17577 | 15304 | 18265 | 21789 | 24981 | 23170 | 19857 | 15252 | 17028 | 18982
2020 | US | NPCC | - | NPCC-New England | MW | Year 2 Forecast (Total Internal Demand) | Jan: 19818; Feb: 19090
2020 | US | NPCC | - | NPCC-New York | MW | Prior Year Actual (Peak Hour Demand) | 24727.6 | 23158.3 | 22256.7 | 18776.6 | 20523.5 | 27189.6 | 30396.9 | 28487.6 | 26079.9 | 23773.6 | 21323.7 | 23253.1
2020 | US | NPCC | - | NPCC-New York | MW | Reporting Year Actual (Peak Hour Demand) | Jan: 21895.2; Feb: 21027.1
2020 | US | NPCC | - | NPCC-New York | MW | Reporting Year Forecast (Total Internal Demand) | 24123 | 22603 | 21180 | 19105 | 25223 | 27936 | 32296 | 31133 | 30294 | 22026 | 20704 | 22393
2020 | US | NPCC | - | NPCC-New York | MW | Year 1 Forecast (Total Internal Demand) | 24130 | 22610 | 21186 | 19111 | 25093 | 27792 | 32129 | 30972 | 30137 | 21912 | 20766 | 22460
2020 | US | NPCC | - | NPCC-New York | MW | Year 2 Forecast (Total Internal Demand) | Jan: 24203; Feb: 22678
2020 | CA | NPCC | - | NPCC-Ontario | MW | Prior Year Actual (Peak Hour Demand) | 21525 | 20500 | 20263 | 17645 | 16784 | 20248 | 21791 | 21354 | 19717 | 18329 | 19625 | 20974
2020 | CA | NPCC | - | NPCC-Ontario | MW | Reporting Year Actual (Peak Hour Demand) | Jan: 19928; Feb: 19630; Mar: 18183; Apr: 15350; May: 20649
2020 | CA | NPCC | - | NPCC-Ontario | MW | Reporting Year Forecast (Total Internal Demand) | 21059 | 19813 | 19161 | 16164 | 17426 | 20612.4401 | 22364.4404 | 21631.4406 | 20312.4408 | 16560.4413 | 18730.4416 | 19574.4417
2020 | CA | NPCC | - | NPCC-Ontario | MW | Year 1 Forecast (Total Internal Demand) | 20558.4422 | 20132.4423 | 18834.4426 | 16488.4429 | 18257.4434 | 21561.4437 | 22103.4441 | 21870.4443 | 20929.4445 | 17049.445 | 19240.4453 | 20478.4455
2020 | CA | NPCC | - | NPCC-Ontario | MW | Year 2 Forecast (Total Internal Demand) | Jan: 20492.6058; Feb: 20118.1334
2020 | CA | NPCC | - | NPCC-Quebec | MW | Prior Year Actual (Peak Hour Demand) | 38103.9186 | 35917.0981 | 33363.5897 | 28157.217 | 22908.8176 | 20567.4824 | 20567.4824 | 20152.2869 | 19579.4657 | 22069.9225 | 31043.6935 | 35851.0877
2020 | CA | NPCC | - | NPCC-Quebec | MW | Reporting Year Actual (Peak Hour Demand) | Jan: 35229.4178; Feb: 35065.6696
2020 | CA | NPCC | - | NPCC-Quebec | MW | Reporting Year Forecast (Total Internal Demand) | 38665.4577 | 36742.3441 | 34057.3675 | 27902.4545 | 22573.2843 | 21115.3251 | 21486.4035 | 21757.6502 | 21409.1996 | 24764.6924 | 30700.2523 | 35914.0472
2020 | CA | NPCC | - | NPCC-Quebec | MW | Year 1 Forecast (Total Internal Demand) | 38694.2338 | 36595.2825 | 33975.4563 | 27872.3153 | 22667.6262 | 21016.372 | 21353.8947 | 21550.5023 | 21066.3115 | 24556.9724 | 30497.0414 | 35779.8708
2020 | CA | NPCC | - | NPCC-Quebec | MW | Year 2 Forecast (Total Internal Demand) | Jan: 39308.3588; Feb: 37081.1994
2020 | US | RF | - | PJM | MW | Prior Year Actual (Peak Hour Demand) | 138069 | 126784 | 119933 | 101853 | 114400 | 135684 | 151570 | 141389 | 138832 | 125688 | 113344 | 120656
2020 | US | RF | - | PJM | MW | Reporting Year Actual (Peak Hour Demand) | Jan: 119543; Feb: 114990
2020 | US | RF | - | PJM | MW | Reporting Year Forecast (Total Internal Demand) | 131287 | 122381 | 117903 | 103419 | 117797 | 139763 | 148092 | 141909 | 127281 | 97632 | 105832 | 122901
2020 | US | RF | - | PJM | MW | Year 1 Forecast (Total Internal Demand) | 132175 | 123540 | 119441 | 104049 | 118381 | 141492 | 149616 | 143981 | 128707 | 98485 | 107516 | 123448
2020 | US | RF | - | PJM | MW | Year 2 Forecast (Total Internal Demand) | Jan: 133562; Feb: 124494
2020 | US | SERC | - | SERC-C | MW | Prior Year Actual (Peak Hour Demand) | 39158 | 33089 | 37918 | 29057 | 35808 | 36798 | 39952 | 40510 | 39211 | 38499 | 37493 | 35444
2020 | US | SERC | - | SERC-C | MW | Reporting Year Actual (Peak Hour Demand) | Jan: 37000; Feb: 35467
2020 | US | SERC | - | SERC-C | MW | Reporting Year Forecast (Total Internal Demand) | 40982 | 38042 | 33518 | 28913 | 33116 | 39017 | 40242 | 40799 | 36334 | 29725 | 31430 | 36564
2020 | US | SERC | - | SERC-C | MW | Year 1 Forecast (Total Internal Demand) | 41170 | 38230 | 33618 | 29079 | 33543 | 39169 | 40256 | 40952 | 36202 | 29897 | 31587 | 36570
2020 | US | SERC | - | SERC-C | MW | Year 2 Forecast (Total Internal Demand) | Jan: 41425; Feb: 38394
2020 | US | SERC | - | SERC-E | MW | Prior Year Actual (Peak Hour Demand) | 41485 | 37458 | 36589 | 31457 | 40860 | 39943 | 42520 | 42157 | 40649 | 40423 | 35595 | 37720
2020 | US | SERC | - | SERC-E | MW | Reporting Year Actual (Peak Hour Demand) | Jan: 38756; Feb: 36573
2020 | US | SERC | - | SERC-E | MW | Reporting Year Forecast (Total Internal Demand) | 45635 | 40013 | 35240 | 31596 | 36861 | 40743 | 43702 | 42661 | 39124 | 32158 | 37319 | 40444
2020 | US | SERC | - | SERC-E | MW | Year 1 Forecast (Total Internal Demand) | 45606 | 39995 | 35216 | 31536 | 36737 | 40688 | 43624 | 42605 | 39068 | 32096 | 37259 | 40604
2020 | US | SERC | - | SERC-E | MW | Year 2 Forecast (Total Internal Demand) | Jan: 45887; Feb: 40039
2020 | US | SERC | - | SERC-SE | MW | Prior Year Actual (Peak Hour Demand) | 41135 | 36007 | 37966 | 34531 | 43318 | 42954 | 44738 | 46636 | 44882 | 44159 | 38754 | 38501
2020 | US | SERC | - | SERC-SE | MW | Reporting Year Actual (Peak Hour Demand) | Jan: 41096; Feb: 36562
2020 | US | SERC | - | SERC-SE | MW | Reporting Year Forecast (Total Internal Demand) | 45843 | 41980 | 35798 | 33710 | 41426 | 45770 | 47311 | 47097 | 43167 | 34296 | 34691 | 40993
2020 | US | SERC | - | SERC-SE | MW | Year 1 Forecast (Total Internal Demand) | 46889 | 42085 | 36602 | 34533 | 41920 | 46239 | 47748 | 47557 | 43569 | 34604 | 35095 | 41477
2020 | US | SERC | - | SERC-SE | MW | Year 2 Forecast (Total Internal Demand) | Jan: 47108; Feb: 41799
2020 | CA | WECC | - | WECC-AB | MW | Prior Year Actual (Peak Hour Demand) | 11347.7698 | 11471 | 11086.4041 | 9916 | 10023 | 10471 | 10760 | 10809.3238 | 10225 | 10562 | 11051.5676 | 11393
2020 | CA | WECC | - | WECC-AB | MW | Reporting Year Actual (Peak Hour Demand) | Jan: 11927.7083; Feb: 11857.9157
2020 | CA | WECC | - | WECC-AB | MW | Reporting Year Forecast (Total Internal Demand) | 11927.7083 | 11857.9157 | 11394.2438 | 10287.1424 | 10220.3038 | 11109.0536 | 11463.9104 | 11500.1309 | 10948.8285 | 10592.8178 | 11572.6452 | 12247.7821
2020 | CA | WECC | - | WECC-AB | MW | Year 1 Forecast (Total Internal Demand) | 12084.6814 | 11978.5847 | 11755.7456 | 10385.2598 | 10362.8278 | 11513.9356 | 11469.0547 | 11391.8497 | 10871.1489 | 10698.2342 | 11656.5953 | 12329.2823
2020 | CA | WECC | - | WECC-AB | MW | Year 2 Forecast (Total Internal Demand) | Jan: 12219.7576; Feb: 12098.2611
2020 | CA | WECC | - | WECC-BC | MW | Prior Year Actual (Peak Hour Demand) | 10083 | 10996 | 9817 | 7955 | 7456 | 8208 | 7800 | 8231 | 7813 | 9070 | 9869 | 10206
2020 | CA | WECC | - | WECC-BC | MW | Reporting Year Actual (Peak Hour Demand) | Jan: 10815.5813; Feb: 10278.0785
2020 | CA | WECC | - | WECC-BC | MW | Reporting Year Forecast (Total Internal Demand) | 10815.5813 | 10278.0785 | 9743.0198 | 8663.8915 | 7957.6206 | 7892.4416 | 8277.7298 | 8271.1618 | 8006.2545 | 9004.3363 | 10326.7843 | 11150.877
2020 | CA | WECC | - | WECC-BC | MW | Year 1 Forecast (Total Internal Demand) | 10806.7493 | 10269.3938 | 9734.5794 | 8606.0374 | 7904.7216 | 7841.0572 | 8224.9332 | 8218.3447 | 7953.2818 | 8944.031 | 10258.0954 | 11076.8057
2020 | CA | WECC | - | WECC-BC | MW | Year 2 Forecast (Total Internal Demand) | Jan: 10734.1257; Feb: 10200.0605
2020 | US/MX | WECC | - | WECC-CAMX | MW | Prior Year Actual (Peak Hour Demand) | 35196.8759 | 35617.475 | 34185.2812 | 38222.183 | 35902.1296 | 51686.7327 | 52802.8053 | 54795.7923 | 54225.7735 | 41059.3581 | 36107.7174 | 36371.5238
2020 | US/MX | WECC | - | WECC-CAMX | MW | Reporting Year Actual (Peak Hour Demand) | Jan: 0; Feb: 0
2020 | US/MX | WECC | - | WECC-CAMX | MW | Reporting Year Forecast (Total Internal Demand) | 37664.5182 | 36946.2097 | 36201.3167 | 39510.211 | 44456.7267 | 50949.5835 | 53869 | 56175.4333 | 55743.1053 | 45330.6571 | 38114.5192 | 39382
2020 | US/MX | WECC | - | WECC-CAMX | MW | Year 1 Forecast (Total Internal Demand) | 37841.6386 | 37013.8099 | 36421.1441 | 39804.1263 | 44582.93 | 50771.9275 | 53437 | 55721.1774 | 55394.0367 | 45503.9626 | 38240.5082 | 39513
2020 | US/MX | WECC | - | WECC-CAMX | MW | Year 2 Forecast (Total Internal Demand) | Jan: 38016.8754; Feb: 37199.5132
2020 | US | WECC | - | WECC-NWPP-US and RMRG | MW | Prior Year Actual (Peak Hour Demand) | 54431.0636 | 57955.6393 | 54687.9234 | 47941.8879 | 47481.6402 | 60135.8692 | 63910.8107 | 64193.8432 | 59911.9792 | 53406.3859 | 53549.5346 | 54484.5476
2020 | US | WECC | - | WECC-NWPP-US and RMRG | MW | Reporting Year Actual (Peak Hour Demand) | Jan: 0; Feb: 0
2020 | US | WECC | - | WECC-NWPP-US and RMRG | MW | Reporting Year Forecast (Total Internal Demand) | 57976.0401 | 56624.015 | 52952.3173 | 47463.6133 | 50515.6585 | 57242.4601 | 63810.067 | 63557.3821 | 57448.9478 | 50565.1475 | 54736.8176 | 58645.673
2020 | US | WECC | - | WECC-NWPP-US and RMRG | MW | Year 1 Forecast (Total Internal Demand) | 58278.5927 | 57221.3268 | 53355.7289 | 47754.5366 | 52815.8115 | 57667.0061 | 64257.5266 | 64109.6442 | 57640.8632 | 57976.0401 | 50947.6439 | 54946.3639
2020 | US | WECC | - | WECC-NWPP-US and RMRG | MW | Year 2 Forecast (Total Internal Demand) | Jan: 58951.4675; Feb: 58205.4371
2020 | US | WECC | - | WECC-SRSG | MW | Prior Year Actual (Peak Hour Demand) | 15122.3242 | 14792.2841 | 12152.8112 | 15772.7544 | 16218.0076 | 21316.7414 | 23242.9354 | 23874.6525 | 22494.8954 | 16011.1613 | 12735.528 | 13469.3057
2020 | US | WECC | - | WECC-SRSG | MW | Reporting Year Actual (Peak Hour Demand) | Jan: 0; Feb: 0
2020 | US | WECC | - | WECC-SRSG | MW | Reporting Year Forecast (Total Internal Demand) | 16036 | 14310.2334 | 13616.3254 | 15802.075 | 18793.0578 | 22769.6769 | 25132 | 23646.9455 | 21351.5312 | 17006.9532 | 13769.5077 | 14789.9336
2020 | US | WECC | - | WECC-SRSG | MW | Year 1 Forecast (Total Internal Demand) | 16355 | 14739.0049 | 14021.9686 | 16412.8467 | 19204.8038 | 23301.5469 | 25652 | 24206.7347 | 21750.2055 | 17476.5556 | 14201.1362 | 15156.3431
2020 | US | WECC | - | WECC-SRSG | MW | Year 2 Forecast (Total Internal Demand) | Jan: 16698; Feb: 15096.4094
2020 | US | SERC | - | SERC-FP | MW | Prior Year Actual (Peak Hour Demand) | 35167 | 35164 | 35868 | 34924 | 41222 | 42057 | 45840 | 44752 | 45851 | 41768 | 36332 | 32899
2020 | US | SERC | - | SERC-FP | MW | Reporting Year Actual (Peak Hour Demand) | Jan: 38284; Feb: 35296
2020 | US | SERC | - | SERC-FP | MW | Reporting Year Forecast (Total Internal Demand) | 45304 | 41353 | 38207 | 39473 | 44067 | 47398 | 48209 | 49286 | 46664 | 43525 | 37712 | 39783
2020 | US | SERC | - | SERC-FP | MW | Year 1 Forecast (Total Internal Demand) | 44625 | 40947 | 37937 | 39263 | 43785 | 46896 | 47702 | 49026 | 45824 | 42764 | 37029 | 39252
2020 | US | SERC | - | SERC-FP | MW | Year 2 Forecast (Total Internal Demand) | Jan: 44625; Feb: 40947
2021 | US | MRO | - | SPP | MW | Prior Year Actual (Peak Hour Demand) | 37759.29 | 38508.78 | 32721.75 | 32773.61 | 34204.76 | 44835.44 | 47809.91 | 48532.43 | 42965.2 | 36341.5 | 33121.88 | 36339.24
2021 | US | MRO | - | SPP | MW | Reporting Year Actual (Peak Hour Demand) | Jan: 38510; Feb: 43661
2021 | US | MRO | - | SPP | MW | Reporting Year Forecast (Total Internal Demand) | 40828.1043 | 39661.4746 | 36621.3612 | 33969.5359 | 39573.26 | 46293.9976 | 50986.304 | 50704.1035 | 45917.5721 | 38032.2527 | 36279.0005 | 39795.5
2021 | US | MRO | - | SPP | MW | Year 1 Forecast (Total Internal Demand) | 41669.249 | 40592.0223 | 36818.3103 | 34364.4595 | 40140.3107 | 47205.754 | 51910.7207 | 51568.143 | 46367.9005 | 38427.7049 | 37018.7609 | 40653.6978
2021 | US | MRO | - | SPP | MW | Year 2 Forecast (Total Internal Demand) | Jan: 42431.82; Feb: 41372.8
2021 | US | TRE-ERCOT | - | TRE-ERCOT | MW | Prior Year Actual (Peak Hour Demand) | 49072.1973 | 56127.6102 | 52833.4707 | 55291.6984 | 64410.804 | 68146.2887 | 74344.0699 | 74375.8462 | 64834.9062 | 63064.2233 | 49020.3408 | 55916.1918
2021 | US | TRE-ERCOT | - | TRE-ERCOT | MW | Reporting Year Actual (Peak Hour Demand) | Jan: 58606.3472; Feb: 69811.9544
2021 | US | TRE-ERCOT | - | TRE-ERCOT | MW | Reporting Year Forecast (Total Internal Demand) | 60073.618 | 59379.5635 | 52441.172 | 55039.2105 | 64642.1288 | 72561.6492 | 74153.2488 | 77143.6379 | 71101.2616 | 62681.5994 | 54160.5751 | 59500.1777
2021 | US | TRE-ERCOT | - | TRE-ERCOT | MW | Year 1 Forecast (Total Internal Demand) | 62000.5315 | 61252.4653 | 53958.3158 | 56426.0812 | 66042.5285 | 74081.9154 | 75677.3535 | 78665.2515 | 72631.626 | 64306.1332 | 55923.4872 | 61653.7317
2021 | US | TRE-ERCOT | - | TRE-ERCOT | MW | Year 2 Forecast (Total Internal Demand) | Jan: 64472.0935; Feb: 63671.2346
2021 | CA | MRO | - | MRO-Manitoba Hydro | MW | Prior Year Actual (Peak Hour Demand) | 4703.0157 | 4571.3626 | 4096.5498 | 3557.8153 | 2943.2811 | 3445.182 | 3453.1326 | 3340.6468 | 2841.2649 | 3549.9657 | 3880.9812 | 4405.1637
2021 | CA | MRO | - | MRO-Manitoba Hydro | MW | Reporting Year Actual (Peak Hour Demand) | Jan: 4651.207; Feb: 4879.3176; Mar: 4465.8315
2021 | CA | MRO | - | MRO-Manitoba Hydro | MW | Reporting Year Forecast (Total Internal Demand) | 0 | 0 | 0 | 3280.7 | 2822.8 | 2965 | 2965 | 2965 | 2965 | 3243.8 | 3835.2 | 4496.7
2021 | CA | MRO | - | MRO-Manitoba Hydro | MW | Year 1 Forecast (Total Internal Demand) | 4496.7 | 4496.7 | 4017.3 | 3280.6 | 2800.1 | 2960.5 | 2960.5 | 2960.5 | 2960.5 | 3246.1 | 3838 | 4493.2
2021 | CA | MRO | - | MRO-Manitoba Hydro | MW | Year 2 Forecast (Total Internal Demand) | Jan: 4493.2; Feb: 4493.2
2021 | CA | NPCC | - | NPCC-Maritimes | MW | Prior Year Actual (Peak Hour Demand) | 5291.4 | 5339.9 | 4695.6 | 3873.4 | 3518.9 | 3025.2 | 3368 | 3401.3 | 3329.3 | 3886.9 | 4433.7 | 5024.4
2021 | CA | NPCC | - | NPCC-Maritimes | MW | Reporting Year Actual (Peak Hour Demand) | Jan: 4918.9; Feb: 5102.5
2021 | CA | NPCC | - | NPCC-Maritimes | MW | Reporting Year Forecast (Total Internal Demand) | 5697.1 | 5606.8 | 4939.3 | 4189.1 | 3523.8 | 3269.5 | 3372.5 | 3350.3 | 3294.1 | 3800.3 | 4540.6 | 5141.1
2021 | CA | NPCC | - | NPCC-Maritimes | MW | Year 1 Forecast (Total Internal Demand) | 5703.9 | 5585.9 | 4958.6 | 4157.4 | 3546 | 3286.6 | 3351.9 | 3343.4 | 3319.1 | 3812.7 | 4548.9 | 5163.4
2021 | CA | NPCC | - | NPCC-Maritimes | MW | Year 2 Forecast (Total Internal Demand) | Jan: 5727.1; Feb: 5608.8
2021 | US | MRO | - | MRO-MISO | MW | Prior Year Actual (Peak Hour Demand) | 93941.91 | 95527.2 | 79499.43 | 73232.05 | 91170.32 | 106883.39 | 114027.05 | 116794.67 | 95623.08 | 79950.71 | 85799.75 | 89941.3
2021 | US | MRO | - | MRO-MISO | MW | Reporting Year Actual (Peak Hour Demand) | Jan: 90765; Feb: 107754
2021 | US | MRO | - | MRO-MISO | MW | Reporting Year Forecast (Total Internal Demand) | 107520.1 | 101631.5 | 94773.4 | 88423.7 | 103606.7 | 113038.4769 | 121816.9009 | 117933.3204 | 108733.1334 | 90139.2021 | 87298.5905 | 94360.7246
2021 | US | MRO | - | MRO-MISO | MW | Year 1 Forecast (Total Internal Demand) | 100811.7152 | 94454.7028 | 88523.5354 | 82740.2651 | 97833.3637 | 114139.8262 | 121782.0625 | 118840.4479 | 109631.9073 | 91099.9637 | 88228.9753 | 95556.0521
2021 | US | MRO | - | MRO-MISO | MW | Year 2 Forecast (Total Internal Demand) | Jan: 107031.3; Feb: 100228.4
2021 | CA | MRO | - | MRO-SaskPower | MW | Prior Year Actual (Peak Hour Demand) | 3663 | 3540 | 3197 | 2988 | 2719 | 3057 | 3400 | 3376 | 2971 | 3022 | 3306 | 3466
2021 | CA | MRO | - | MRO-SaskPower | MW | Reporting Year Actual (Peak Hour Demand) | Jan: 3588; Feb: 3664
2021 | CA | MRO | - | MRO-SaskPower | MW | Reporting Year Forecast (Total Internal Demand) | 3672 | 3594 | 3406 | 3114 | 3096 | 3242 | 3391 | 3391 | 3292 | 3212 | 3565 | 3689
2021 | CA | MRO | - | MRO-SaskPower | MW | Year 1 Forecast (Total Internal Demand) | 3715 | 3636 | 3446 | 3150 | 3132 | 3280 | 3430 | 3430 | 3330 | 3249 | 3607 | 3732
2021 | CA | MRO | - | MRO-SaskPower | MW | Year 2 Forecast (Total Internal Demand) | Jan: 3727; Feb: 3648
2021 | US | NPCC | - | NPCC-New England | MW | Prior Year Actual (Peak Hour Demand) | 18097 | 16991 | 15888 | 14254 | 16593 | 21519 | 25121 | 24335 | 19260 | 15616 | 17157 | 18922
2021 | US | NPCC | - | NPCC-New England | MW | Reporting Year Actual (Peak Hour Demand) | Jan: 18816; Feb: 18155
2021 | US | NPCC | - | NPCC-New England | MW | Reporting Year Forecast (Total Internal Demand) | 19457 | 18625 | 17518 | 15195 | 17833 | 21607 | 24810 | 23101 | 19828 | 15554 | 17276 | 18817
2021 | US | NPCC | - | NPCC-New England | MW | Year 1 Forecast (Total Internal Demand) | 19710 | 18647 | 17503 | 15232 | 17986 | 21642 | 24789 | 23067 | 19806 | 15609 | 17192 | 18749
2021 | US | NPCC | - | NPCC-New England | MW | Year 2 Forecast (Total Internal Demand) | Jan: 19693; Feb: 18642
2021 | US | NPCC | - | NPCC-New York | MW | Prior Year Actual (Peak Hour Demand) | 21895.2 | 21027.1 | 19277.3 | 16594.5 | 20123.5 | 26979.6 | 30660.1 | 29684.5 | 24237.1 | 18699.5 | 20470.1 | 22541.5
2021 | US | NPCC | - | NPCC-New York | MW | Reporting Year Actual (Peak Hour Demand) | Jan: 22499.9; Feb: 21746.5
2021 | US | NPCC | - | NPCC-New York | MW | Reporting Year Forecast (Total Internal Demand) | 23890 | 22050 | 20832 | 18610 | 24407 | 27995 | 32327 | 31002 | 28900 | 21788 | 20902 | 22800
2021 | US | NPCC | - | NPCC-New York | MW | Year 1 Forecast (Total Internal Demand) | 24025 | 22175 | 20950 | 18715 | 24294 | 27866 | 32178 | 30859 | 28767 | 21688 | 20937 | 22838
2021 | US | NPCC | - | NPCC-New York | MW | Year 2 Forecast (Total Internal Demand) | Jan: 24065; Feb: 22212
2021 | CA | NPCC | - | NPCC-Ontario | MW | Prior Year Actual (Peak Hour Demand) | 19928 | 19630 | 18183 | 15350 | 20649 | 21292 | 24903 | 23823 | 20225 | 17679 | 19147 | 20738
2021 | CA | NPCC | - | NPCC-Ontario | MW | Reporting Year Actual (Peak Hour Demand) | Jan: 20150; Feb: 20318; Mar: 19344; Apr: 16644; May: 19443
2021 | CA | NPCC | - | NPCC-Ontario | MW | Reporting Year Forecast (Total Internal Demand) | 21176.0005 | 20760.0005 | 19384.0005 | 16953.0005 | 17941.0005 | 22162.0009 | 22500.0009 | 22332.0009 | 21307.0009 | 17200.0009 | 19368.3342 | 20178.6676
2021 | CA | NPCC | - | NPCC-Ontario | MW | Year 1 Forecast (Total Internal Demand) | 21033.0009 | 20371.0009 | 19486.6676 | 17204.0009 | 18149.3342 | 22262.0009 | 22580.0009 | 22448.0009 | 21361.0009 | 17286.0009 | 19513.0009 | 20062.0009
2021 | CA | NPCC | - | NPCC-Ontario | MW | Year 2 Forecast (Total Internal Demand) | Jan: 21758.8692; Feb: 21151.7578
2021 | CA | NPCC | - | NPCC-Quebec | MW | Prior Year Actual (Peak Hour Demand) | 35334.0237 | 35195.4388 | 30744.9685 | 25881.4845 | 21636.633 | 21284.6411 | 22048.9226 | 21096.3655 | 20321.6912 | 26301.7516 | 29342.9845 | 35866.6401
2021 | CA | NPCC | - | NPCC-Quebec | MW | Reporting Year Actual (Peak Hour Demand) | Jan: 34853.9497; Feb: 36365.9671
2021 | CA | NPCC | - | NPCC-Quebec | MW | Reporting Year Forecast (Total Internal Demand) | 38694.2338 | 36595.2825 | 33975.4563 | 27872.3153 | 22667.6262 | 21016.372 | 21353.8947 | 21550.5023 | 21066.3115 | 24556.9724 | 30497.0414 | 35779.8708
2021 | CA | NPCC | - | NPCC-Quebec | MW | Year 1 Forecast (Total Internal Demand) | 39385.8327 | 37250.1402 | 33922.849 | 28497.7097 | 22827.1593 | 21334.5737 | 21841.3017 | 22385.7993 | 21380.7973 | 24984.7701 | 30999.2124 | 36332.7574
2021 | CA | NPCC | - | NPCC-Quebec | MW | Year 2 Forecast (Total Internal Demand) | Jan: 39758.4225; Feb: 37570.9581
2021 | US | RF | - | PJM | MW | Prior Year Actual (Peak Hour Demand) | 119543 | 114990 | 97314 | 84700 | 107927 | 130870 | 144588 | 141039 | 126682 | 90830 | 100142 | 114452
2021 | US | RF | - | PJM | MW | Reporting Year Actual (Peak Hour Demand) | Jan: 117381; Feb: 116675
2021 | US | RF | - | PJM | MW | Reporting Year Forecast (Total Internal Demand) | 132027 | 124386 | 115378 | 99521 | 113604 | 141263 | 149224 | 143830 | 124827 | 95827 | 104603 | 122094
2021 | US | RF | - | PJM | MW | Year 1 Forecast (Total Internal Demand) | 132632 | 124795 | 116014 | 100158 | 116977 | 142067 | 149966 | 145376 | 125101 | 96522 | 105182 | 122085
2021 | US | RF | - | PJM | MW | Year 2 Forecast (Total Internal Demand) | Jan: 132785; Feb: 124937
2021 | US | SERC | - | SERC-C | MW | Prior Year Actual (Peak Hour Demand) | 37000 | 35467 | 27380 | 25608 | 29894 | 35930 | 39987 | 38294 | 36807 | 28273 | 32395 | 35704
2021 | US | SERC | - | SERC-C | MW | Reporting Year Actual (Peak Hour Demand) | Jan: 36126; Feb: 40536
2021 | US | SERC | - | SERC-C | MW | Reporting Year Forecast (Total Internal Demand) | 40107 | 37453 | 32746 | 28917 | 33019 | 38284 | 39919 | 40341 | 36175 | 29775 | 31198 | 36157
2021 | US | SERC | - | SERC-C | MW | Year 1 Forecast (Total Internal Demand) | 40320 | 37596 | 32963 | 29110 | 33125 | 38311 | 39731 | 40181 | 36428 | 29558 | 31113 | 36026
2021 | US | SERC | - | SERC-C | MW | Year 2 Forecast (Total Internal Demand) | Jan: 40643; Feb: 37967
2021 | US | SERC | - | SERC-E | MW | Prior Year Actual (Peak Hour Demand) | 38756 | 36573 | 32372 | 27717 | 31003 | 38154 | 42252 | 40367 | 41629 | 29125 | 31224 | 36543
2021 | US | SERC | - | SERC-E | MW | Reporting Year Actual (Peak Hour Demand) | Jan: 31883; Feb: 32456
2021 | US | SERC | - | SERC-E | MW | Reporting Year Forecast (Total Internal Demand) | 43714 | 39673 | 34226 | 30291 | 35170 | 39231 | 42680 | 41426 | 37815 | 31177 | 36565 | 39539
2021 | US | SERC | - | SERC-E | MW | Year 1 Forecast (Total Internal Demand) | 44175 | 40025 | 34572 | 30648 | 35605 | 39602 | 43058 | 41793 | 38127 | 31443 | 36838 | 39788
2021 | US | SERC | - | SERC-E | MW | Year 2 Forecast (Total Internal Demand) | Jan: 44266; Feb: 40174
2021 | US | SERC | - | SERC-SE | MW | Prior Year Actual (Peak Hour Demand) | 41096 | 36562 | 30616 | 29246 | 34893 | 42716 | 45101 | 43420 | 43960 | 33141 | 32743 | 39647
2021 | US | SERC | - | SERC-SE | MW | Reporting Year Actual (Peak Hour Demand) | Jan: 34442; Feb: 37629
2021 | US | SERC | - | SERC-SE | MW | Reporting Year Forecast (Total Internal Demand) | 45048 | 41120 | 35007 | 33564 | 40044 | 45074 | 46631 | 46263 | 41878 | 33253 | 35236 | 40645
2021 | US | SERC | - | SERC-SE | MW | Year 1 Forecast (Total Internal Demand) | 46232 | 41132 | 35298 | 34254 | 41800 | 46226 | 47352 | 46940 | 42142 | 33390 | 35754 | 41234
2021 | US | SERC | - | SERC-SE | MW | Year 2 Forecast (Total Internal Demand) | Jan: 46455; Feb: 41344
2021 | CA | WECC | - | WECC-AB | MW | Prior Year Actual (Peak Hour Demand) | 11698 | 11114 | 10785 | 10272 | 9239 | 9918 | 10385 | 10430 | 9645 | 10532 | 11136 | 11503
2021 | CA | WECC | - | WECC-AB | MW | Reporting Year Actual (Peak Hour Demand) | Jan: 11698; Feb: 11114
2021 | CA | WECC | - | WECC-AB | MW | Reporting Year Forecast (Total Internal Demand) | 11698 | 11114 | 10785 | 10272 | 9239 | 9918 | 10385 | 10430 | 9645 | 10532 | 11136 | 11503
2021 | CA | WECC | - | WECC-AB | MW | Year 1 Forecast (Total Internal Demand) | 11569.0043 | 11481.1149 | 11423.3426 | 10002.0823 | 9846.7826 | 10588.1868 | 10894.5668 | 11085.3355 | 10572.9921 | 10221.3073 | 11397.5446 | 11445.5648
2021 | CA | WECC | - | WECC-AB | MW | Year 2 Forecast (Total Internal Demand) | Jan: 11771.3412; Feb: 11667.1638
2021 | CA | WECC | - | WECC-BC | MW | Prior Year Actual (Peak Hour Demand) | 11558 | 10424 | 9318 | 8405 | 7183 | 7575 | 8430 | 8795 | 7853 | 8940 | 9795 | 10101
2021 | CA | WECC | - | WECC-BC | MW | Reporting Year Actual (Peak Hour Demand) | Jan: 10586.0645; Feb: 10099.6697
2021 | CA | WECC | - | WECC-BC | MW | Reporting Year Forecast (Total Internal Demand) | 10586.0645 | 10099.6697 | 9491.5579 | 8652.4715 | 7924.3421 | 7929.4989 | 8305.9089 | 8312.9642 | 7974.0688 | 8988.9318 | 10324.733 | 11212.7773
2021 | CA | WECC | - | WECC-BC | MW | Year 1 Forecast (Total Internal Demand) | 10860.1981 | 10361.1999 | 9737.5059 | 8811.9869 | 8069.8761 | 8074.338 | 8457.0867 | 8464.2064 | 8120.4763 | 9154.7993 | 10515.2342 | 11420.1306
2021 | CA | WECC | - | WECC-BC | MW | Year 2 Forecast (Total Internal Demand) | Jan: 11054.2779; Feb: 10546.4459
2021 | US/MX | WECC | - | WECC-CAMX | MW | Prior Year Actual (Peak Hour Demand) | 34784.1205 | 35244.0825 | 33825.6514 | 38056.797 | 45815.5993 | 49127.8448 | 51822.016 | 57870.3417 | 57147.2472 | 51416.2656 | 36492.0586 | 35521.338
2021 | US/MX | WECC | - | WECC-CAMX | MW | Reporting Year Actual (Peak Hour Demand) | Jan: 38377; Feb: 37425
2021 | US/MX | WECC | - | WECC-CAMX | MW | Reporting Year Forecast (Total Internal Demand) | 38377 | 37425 | 36701 | 39188 | 47039 | 50947 | 53578 | 54912 | 55409 | 45908 | 38321 | 39779
2021 | US/MX | WECC | - | WECC-CAMX | MW | Year 1 Forecast (Total Internal Demand) | 38560 | 37415 | 37358 | 39741 | 47547 | 51486 | 53915 | 55315 | 55790 | 46523 | 38850 | 40330
2021 | US/MX | WECC | - | WECC-CAMX | MW | Year 2 Forecast (Total Internal Demand) | Jan: 39632; Feb: 38763
2021 | US | WECC | - | WECC-NWPP-US and RMRG | MW | Prior Year Actual (Peak Hour Demand) | 56779.5674 | 56114.3175 | 52203.1638 | 51108.9097 | 56298.3075 | 61721.8617 | 67020.6088 | 67147.9027 | 61991.1619 | 55028.6782 | 53323.5491 | 56108.2171
2021 | US | WECC | - | WECC-NWPP-US and RMRG | MW | Reporting Year Actual (Peak Hour Demand) | Jan: 61274.4766; Feb: 59148.2674
2021 | US | WECC | - | WECC-NWPP-US and RMRG | MW | Reporting Year Forecast (Total Internal Demand) | 61274.4766 | 59148.2674 | 55481.4945 | 53322.6355 | 57036.661 | 65298.1357 | 69448.4973 | 68585.2035 | 61837.4046 | 55327.9811 | 57592.9599 | 62821.6552
2021 | US | WECC | - | WECC-NWPP-US and RMRG | MW | Year 1 Forecast (Total Internal Demand) | 62436.1157 | 60100.4756 | 56365.875 | 54212.054 | 57804.6738 | 66184.8742 | 70393.3029 | 69346.4158 | 62439.8034 | 55993.1 | 58295.7266 | 63363.8736
2021 | US | WECC | - | WECC-NWPP-US and RMRG | MW | Year 2 Forecast (Total Internal Demand) | Jan: 62997.818; Feb: 60814.6384
2021 | US | WECC | - | WECC-SRSG | MW | Prior Year Actual (Peak Hour Demand) | 13193.472 | 14020.609 | 11087.645 | 16793.25 | 20404.86 | 21392.704 | 24504.469 | 24174.061 | 22731.67 | 18287.05 | 14181.785 | 13080.425
2021 | US | WECC | - | WECC-SRSG | MW | Reporting Year Actual (Peak Hour Demand) | Jan: 14539; Feb: 14231
2021 | US | WECC | - | WECC-SRSG | MW | Reporting Year Forecast (Total Internal Demand) | 14539 | 14231 | 13568 | 15842 | 18970 | 23646 | 24751 | 24559 | 23114 | 18567 | 13542 | 14542
2021 | US | WECC | - | WECC-SRSG | MW | Year 1 Forecast (Total Internal Demand) | 14910 | 14515 | 13460 | 15707 | 19308 | 24063 | 25203 | 24943 | 23511 | 18854 | 13857 | 14872
2021 | US | WECC | - | WECC-SRSG | MW | Year 2 Forecast (Total Internal Demand) | Jan: 15406; Feb: 14770
2021 | US | SERC | - | SERC-FP | MW | Prior Year Actual (Peak Hour Demand) | 38284 | 35296 | 39940 | 41453 | 43378 | 48288 | 47675 | 47712 | 48027 | 43228 | 36603 | 34763
2021 | US | SERC | - | SERC-FP | MW | Reporting Year Actual (Peak Hour Demand) | Jan: 34963; Feb: 40233
2021 | US | SERC | - | SERC-FP | MW | Reporting Year Forecast (Total Internal Demand) | 47592 | 41734 | 39112 | 41530 | 46413 | 49981 | 50753 | 51822 | 49405 | 45795 | 39553 | 41905
2021 | US | SERC | - | SERC-FP | MW | Year 1 Forecast (Total Internal Demand) | 46074 | 42044 | 38822 | 40674 | 45085 | 48126 | 48712 | 49817 | 47402 | 43976 | 38060 | 39076
2021 | US | SERC | - | SERC-FP | MW | Year 2 Forecast (Total Internal Demand) | Jan: 46262; Feb: 42162
2022 | US | MRO | - | SPP | MW | Prior Year Actual (Peak Hour Demand) | 36436.06 | 43415.12 | 32944.16 | 32367.86 | 37394.54 | 48009.58 | 49910.18 | 50198.24 | 46495.03 | 37423.29 | 32980.14 | 35117.59
2022 | US | MRO | - | SPP | MW | Reporting Year Actual (Peak Hour Demand) | Jan: 42314; Feb: 42150
2022 | US | MRO | - | SPP | MW | Reporting Year Forecast (Total Internal Demand) | 40912.65 | 40803.81 | 36748.57 | 34304.17 | 39897.44 | 46933.58 | 51495.32 | 51242.99 | 46220.01 | 38170.31 | 36774.3 | 39222.01
2022 | US | MRO | - | SPP | MW | Year 1 Forecast (Total Internal Demand) | 41650.02 | 41567.73 | 37473.78 | 35054.68 | 40676.57 | 48027.58 | 52397.93 | 52052.2 | 47209.2 | 39310.95 | 37427.52 | 39982.29
2022 | US | MRO | - | SPP | MW | Year 2 Forecast (Total Internal Demand) | Jan: 42174.29; Feb: 42016.07
2022 | US | TRE-ERCOT | - | TRE-ERCOT | MW | Prior Year Actual (Peak Hour Demand) | 58606.3472 | 69811.9544 | 45380.1922 | 52813.692 | 62831.9688 | 70257.3057 | 73145.1529 | 73687.1049 | 72370.1996 | 62475.6705 | 48983.4476 | 49191.6878
2022 | US | TRE-ERCOT | - | TRE-ERCOT | MW | Reporting Year Actual (Peak Hour Demand) | Jan: 63541.3851; Feb: 68967.6626
2022 | US | TRE-ERCOT | - | TRE-ERCOT | MW | Reporting Year Forecast (Total Internal Demand) | 62624.6605 | 58512.9724 | 54734.4079 | 56641.151 | 65068.8325 | 72528.9677 | 75512.3275 | 77732.7575 | 72056.0689 | 65016.9023 | 55431.7453 | 59742.4498
2022 | US | TRE-ERCOT | - | TRE-ERCOT | MW | Year 1 Forecast (Total Internal Demand) | 64960.8128 | 60796.5122 | 56957.9429 | 58607.048 | 66951.3981 | 74044.1258 | 77071.4147 | 79328.6254 | 73583.7224 | 66598.7831 | 57144.3915 | 61487.7231
2022 | US | TRE-ERCOT | - | TRE-ERCOT | MW | Year 2 Forecast (Total Internal Demand) | Jan: 66454.2891; Feb: 62276.5117
2022 | CA | MRO | - | MRO-Manitoba Hydro | MW | Prior Year Actual (Peak Hour Demand) | 4651.207 | 4879.3176 | 4465.8315 | 3424.639 | 3070.952 | 3502.963 | 3550.132 | 3410.276 | 3141.241 | 3251.993 | 4233.429 | 4684.293
2022 | CA | MRO | - | MRO-Manitoba Hydro | MW | Reporting Year Actual (Peak Hour Demand) | Jan: 4762.353; Feb: 4760.404; Mar: 4389.719
2022 | CA | MRO | - | MRO-Manitoba Hydro | MW | Reporting Year Forecast (Total Internal Demand) | 0 | 0 | 0 | 3294 | 2749 | 3059 | 3059 | 3059 | 2900 | 3272 | 3786 | 4588
2022 | CA | MRO | - | MRO-Manitoba Hydro | MW | Year 1 Forecast (Total Internal Demand) | 4588 | 4588 | 4027 | 3333 | 2780 | 3058 | 3058 | 3058 | 2902 | 3278 | 3802 | 4622
2022 | CA | MRO | - | MRO-Manitoba Hydro | MW | Year 2 Forecast (Total Internal Demand) | Jan: 4622; Feb: 4622
2022 | CA | NPCC | - | NPCC-Maritimes | MW | Prior Year Actual (Peak Hour Demand) | 4918.914 | 5102.543 | 5123.239 | 4112.281 | 3619.269 | 3310.645 | 3265.772 | 3514.547 | 3210.629 | 3559.086 | 4487.756 | 5220.79
2022 | CA | NPCC | - | NPCC-Maritimes | MW | Reporting Year Actual (Peak Hour Demand) | Jan: 6015.671; Feb: 5724.268
2022 | CA | NPCC | - | NPCC-Maritimes | MW | Reporting Year Forecast (Total Internal Demand) | 5621.0041 | 5505.8141 | 4982.1296 | 4197.2268 | 3595.8924 | 3333.0184 | 3359.1426 | 3345.4502 | 3361.5383 | 3775.5523 | 4559.695 | 5197.758
2022 | CA | NPCC | - | NPCC-Maritimes | MW | Year 1 Forecast (Total Internal Demand) | 5636.2433 | 5529.2012 | 5008.0706 | 4210.7222 | 3621.1156 | 3355.5403 | 3358.0834 | 3349.4261 | 3361.5383 | 3779.8365 | 4590.5174 | 5215.0284
2022 | CA | NPCC | - | NPCC-Maritimes | MW | Year 2 Forecast (Total Internal Demand) | Jan: 5636.2433; Feb: 5552.53
2022 | US | MRO | - | MRO-MISO | MW | Prior Year Actual (Peak Hour Demand) | 90887.51 | 102601.29 | 82723.53 | 77601.02 | 97592.67 | 112258.63 | 118081.6 | 118259.09 | 97235.92 | 86946.66 | 83953.08 | 88232.83
2022 | US | MRO | - | MRO-MISO | MW | Reporting Year Actual (Peak Hour Demand) | Jan: 99614.36; Feb: 95668.27
2022 | US | MRO | - | MRO-MISO | MW | Reporting Year Forecast (Total Internal Demand) | 100811.7152 | 94454.7028 | 88523.5354 | 82740.2651 | 97833.3637 | 115947.1172 | 124019.1634 | 121330.5002 | 111002.3995 | 91621.9132 | 89873.1165 | 96760.3916
2022 | US | MRO | - | MRO-MISO | MW | Year 1 Forecast (Total Internal Demand) | 102379.9308 | 96644.3563 | 90186.1329 | 84438.7818 | 100201.3133 | 116549.597 | 124950.0893 | 121944.0355 | 111424.914 | 92296.5425 | 90570.7221 | 97603.3537
2022 | US | MRO | - | MRO-MISO | MW | Year 2 Forecast (Total Internal Demand) | Jan: 102502.6956; Feb: 96720.3512; Mar: 90385.7098; Apr: 84755.0188; May: 100304.8991
2022 | CA | MRO | - | MRO-SaskPower | MW | Prior Year Actual (Peak Hour Demand) | 3689 | 3722 | 3347 | 3124 | 3210 | 3547 | 3547 | 3326 | 3118 | 3179 | 3421 | 3910
2022 | CA | MRO | - | MRO-SaskPower | MW | Reporting Year Actual (Peak Hour Demand) | Jan: 3801; Feb: 3598
2022 | CA | MRO | - | MRO-SaskPower | MW | Reporting Year Forecast (Total Internal Demand) | 3695 | 3681 | 3434 | 3165 | 3164 | 3373 | 3500 | 3473 | 3229 | 3233 | 3529 | 3781
2022 | CA | MRO | - | MRO-SaskPower | MW | Year 1 Forecast (Total Internal Demand) | 3717 | 3703 | 3455 | 3184 | 3183 | 3393 | 3521 | 3494 | 3249 | 3252 | 3551 | 3804
2022 | CA | MRO | - | MRO-SaskPower | MW | Year 2 Forecast (Total Internal Demand) | Jan: 3740; Feb: 3726
2022 | US | NPCC | - | NPCC-New England | MW | Prior Year Actual (Peak Hour Demand) | 18839 | 18185 | 17767 | 14684 | 18882 | 25801 | 22937 | 25128 | 20032 | 15218 | 17003 | 17943
2022 | US | NPCC | - | NPCC-New England | MW | Reporting Year Actual (Peak Hour Demand) | Jan: 19729; Feb: 18530
2022 | US | NPCC | - | NPCC-New England | MW | Reporting Year Forecast (Total Internal Demand) | 19623 | 18810 | 17778 | 15649 | 17959 | 21642 | 24686 | 23186 | 19742 | 16129 | 17511 | 19212
2022 | US | NPCC | - | NPCC-New England | MW | Year 1 Forecast (Total Internal Demand) | 20009 | 18868 | 17815 | 15756 | 18104 | 21608 | 24633 | 23116 | 19723 | 16314 | 17517 | 19268
2022 | US | NPCC | - | NPCC-New England | MW | Year 2 Forecast (Total Internal Demand) | Jan: 20090; Feb: 19138
2022 | US | NPCC | - | NPCC-New York | MW | Prior Year Actual (Peak Hour Demand) | 22499.8949 | 21746.4829 | 20795.3358 | 17623.499 | 22627.2342 | 30918.9381 | 28358.6339 | 30309.0483 | 24612.749 | 19593.6611 | 20689.8798 | 21145.9255
2022 | US | NPCC | - | NPCC-New York | MW | Reporting Year Actual (Peak Hour Demand) | Jan: 23236.6009; Feb: 22476.837
2022 | US | NPCC | - | NPCC-New York | MW | Reporting Year Forecast (Total Internal Demand) | 24025 | 22170.5502 | 21591.2204 | 18568.6072 | 24246.705 | 29525.9821 | 31765 | 30804.3349 | 26929.2919 | 21477.3814 | 20800.4182 | 22655.6665
2022 | US | NPCC | - | NPCC-New York | MW | Year 1 Forecast (Total Internal Demand) | 23893 | 22048.739 | 21472.5923 | 18466.5861 | 24439.8237 | 29761.1489 | 32018 | 31049.6835 | 27143.7768 | 21648.4431 | 21143.421 | 23029.2626
2022 | US | NPCC | - | NPCC-New York | MW | Year 2 Forecast (Total Internal Demand) | Jan: 24287; Feb: 22412.3268
2022 | CA | NPCC | - | NPCC-Ontario | MW | Prior Year Actual (Peak Hour Demand) | 20154 | 20361 | 19485 | 16767 | 19291 | 22193 | 21748 | 22909 | 18786 | 17270 | 19612 | 20443
2022 | CA | NPCC | - | NPCC-Ontario | MW | Reporting Year Actual (Peak Hour Demand) | Jan: 21420; Feb: 20783
2022 | CA | NPCC | - | NPCC-Ontario | MW | Reporting Year Forecast (Total Internal Demand) | 21030.1145 | 20506.3113 | 19527.1065 | 17328.9896 | 18274.8916 | 21043.5049 | 22470.3953 | 21531.2356 | 20359.6676 | 17647.1352 | 19429.8872 | 20417.9585
2022 | CA | NPCC | - | NPCC-Ontario | MW | Year 1 Forecast (Total Internal Demand) | 21404.5216 | 20799.1238 | 19496.8235 | 17581.6712 | 18577.833 | 21739.758 | 22930.4729 | 21906.6456 | 20954.268 | 17810.1552 | 19710.8666 | 20678.9021
2022 | CA | NPCC | - | NPCC-Ontario | MW | Year 2 Forecast (Total Internal Demand) | Jan: 22041.9616; Feb: 21664.2806
2022 | CA | NPCC | - | NPCC-Quebec | MW | Prior Year Actual (Peak Hour Demand) | 35334.0237 | 35195.4388 | 30744.9685 | 25881.4845 | 21636.633 | 21284.6411 | 22048.9226 | 21096.3655 | 20321.6912 | 26301.7516 | 29342.9845 | 35866.6401
2022 | CA | NPCC | - | NPCC-Quebec | MW | Reporting Year Actual (Peak Hour Demand) | Jan: 39521.6525; Feb: 37743.3502
2022 | CA | NPCC | - | NPCC-Quebec | MW | Reporting Year Forecast (Total Internal Demand) | 39570.1755 | 37887.322 | 35694.0363 | 28467.1254 | 22769.1252 | 21245.2251 | 21659.144 | 22542.1888 | 21385.7786 | 25048.1101 | 30886.4766 | 36312.6017
2022 | CA | NPCC | - | NPCC-Quebec | MW | Year 1 Forecast (Total Internal Demand) | 39975.8798 | 37752.0556 | 34463.25 | 28945.0579 | 23283.2441 | 21648.8905 | 22208.2542 | 22793.8053 | 21806.3802 | 25465.9521 | 31597.1527 | 36610.1435
2022 | CA | NPCC | - | NPCC-Quebec | MW | Year 2 Forecast (Total Internal Demand) | Jan: 40389.8442; Feb: 38103.0931
2022 | US | RF | - | PJM | MW | Prior Year Actual (Peak Hour Demand) | 117381 | 116675 | 106502 | 96068 | 119628 | 146855 | 146014 | 148770 | 132477 | 102951 | 104809 | 109265
2022 | US | RF | - | PJM | MW | Reporting Year Actual (Peak Hour Demand) | Jan: 129319; Feb: 123823
2022 | US | RF | - | PJM | MW | Reporting Year Forecast (Total Internal Demand) | 132102 | 125165 | 115516 | 100445 | 116437 | 137073 | 148938 | 144008 | 125392 | 96731 | 105800 | 123240
2022 | US | RF | - | PJM | MW | Year 1 Forecast (Total Internal Demand) | 132980 | 125818 | 115857 | 100090 | 116869 | 137326 | 149351 | 144323 | 125874 | 98173 | 107085 | 124434
2022 | US | RF | - | PJM | MW | Year 2 Forecast (Total Internal Demand) | Jan: 134360; Feb: 127053
2022 | US | SERC | - | SERC-C | MW | Prior Year Actual (Peak Hour Demand) | 36126 | 40536 | 30542 | 28785 | 34900 | 39364 | 41490 | 41506 | 36222 | 31349 | 33333 | 33027
2022 | US | SERC | - | SERC-C | MW | Reporting Year Actual (Peak Hour Demand) | Jan: 39653; Feb: 36663
2022 | US | SERC | - | SERC-C | MW | Reporting Year Forecast (Total Internal Demand) | 39776 | 37119 | 34759 | 29653 | 33460 | 38579 | 40059 | 41267 | 36752 | 31083 | 32415 | 36484
2022 | US | SERC | - | SERC-C | MW | Year 1 Forecast (Total Internal Demand) | 41745 | 38486 | 34827 | 29413 | 33054 | 38534 | 40148 | 41343 | 36743 | 31012 | 32442 | 36431
2022 | US | SERC | - | SERC-C | MW | Year 2 Forecast (Total Internal Demand) | Jan: 42119; Feb: 38675
2022 | US | SERC | - | SERC-E | MW | Prior Year Actual (Peak Hour Demand) | 31883 | 32456 | 28956 | 30461 | 37575 | 39436 | 41509 | 41990 | 36612 | 31517 | 35980 | 34368
2022 | US | SERC | - | SERC-E | MW | Reporting Year Actual (Peak Hour Demand) | Jan: 39038; Feb: 38065
2022 | US | SERC | - | SERC-E | MW | Reporting Year Forecast (Total Internal Demand) | 44453 | 39925 | 33615 | 30921 | 35227 | 39622 | 42883 | 40861 | 37702 | 31155 | 37267 | 39984
2022 | US | SERC | - | SERC-E | MW | Year 1 Forecast (Total Internal Demand) | 44648 | 40160 | 33844 | 31188 | 35440 | 39762 | 43123 | 41091 | 37948 | 31369 | 37317 | 40083
2022 | US | SERC | - | SERC-E | MW | Year 2 Forecast (Total Internal Demand) | Jan: 44878; Feb: 40291
2022 | US | SERC | - | SERC-SE | MW | Prior Year Actual (Peak Hour Demand) | 38114 | 41639 | 32947 | 32073 | 39869 | 42246 | 45704 | 44412 | 41417 | 36899 | 36774 | 36062
2022 | US | SERC | - | SERC-SE | MW | Reporting Year Actual (Peak Hour Demand) | Jan: 42596; Feb: 40740
2022 | US | SERC | - | SERC-SE | MW | Reporting Year Forecast (Total Internal Demand) | 46962 | 42125 | 36108 | 33720 | 41035 | 45451 | 47258 | 46581 | 43349 | 33933 | 35399 | 42299
2022 | US | SERC | - | SERC-SE | MW | Year 1 Forecast (Total Internal Demand) | 46513 | 38592 | 34755 | 33245 | 40245 | 44590 | 46082 | 45490 | 41743 | 32936 | 34848 | 41777
2022 | US | SERC | - | SERC-SE | MW | Year 2 Forecast (Total Internal Demand) | Jan: 46451; Feb: 41593
2022 | CA | WECC | - | WECC-AB | MW | Prior Year Actual (Peak Hour Demand) | 11401 | 11729 | 10652 | 9730 | 9894 | 11721 | 11307 | 11023 | 9927 | 10256 | 11108 | 11696
2022 | CA | WECC | - | WECC-AB | MW | Reporting Year Actual (Peak Hour Demand) | Jan: 11771.3412; Feb: 11667.1638
2022 | CA | WECC | - | WECC-AB | MW | Reporting Year Forecast (Total Internal Demand) | 11771.3412 | 11667.1638 | 11569.4702 | 10144.5807 | 10010.1447 | 10741.7542 | 11064.0818 | 11253.8304 | 10773.8076 | 10406.7332 | 11548.9639 | 11661.6794
2022 | CA | WECC | - | WECC-AB | MW | Year 1 Forecast (Total Internal Demand) | 11900.7055 | 11838.6542 | 11729.3002 | 10225.4855 | 10166.1756 | 10874.5784 | 11152.0659 | 11206.0545 | 10756.5614 | 10541.2998 | 11622.8146 | 11740.5375
2022 | CA | WECC | - | WECC-AB | MW | Year 2 Forecast (Total Internal Demand) | Jan: 11961.1208; Feb: 11908.0067
2022 | CA | WECC | - | WECC-BC | MW | Prior Year Actual (Peak Hour Demand) | 10152 | 11057 | 9149 | 8620 | 7700 | 9542 | 8953 | 9122 | 7891 | 8596 | 9677 | 11817
2022 | CA | WECC | - | WECC-BC | MW | Reporting Year Actual (Peak Hour Demand) | Jan: 10846.4647; Feb: 10349.2351
2022 | CA | WECC | - | WECC-BC | MW | Reporting Year Forecast (Total Internal Demand) | 10846.4647 | 10349.2351 | 9726.6858 | 8801.2222 | 8053.2078 | 8065.976 | 8445.8397 | 8454.8314 | 8118.6575 | 9146.9114 | 10481.1943 | 11395.4835
2022 | CA | WECC | - | WECC-BC | MW | Year 1 Forecast (Total Internal Demand) | 11044.0865 | 10537.8839 | 9904.273 | 8921.7277 | 8163.1956 | 8175.2006 | 8559.5441 | 8568.5641 | 8229.2952 | 9272.1614 | 10624.6071 | 11551.5132
2022 | CA | WECC | - | WECC-BC | MW | Year 2 Forecast (Total Internal Demand) | Jan: 11199.5546; Feb: 10686.2235
2022 | US/MX | WECC | - | WECC-CAMX | MW | Prior Year Actual (Peak Hour Demand) | 34767.72 | 32489.8747 | 33343.2763 | 36454.5548 | 38165.217 | 49719.5248 | 51782.0872 | 51543.6847 | 52612.7834 | 39946.6442 | 36309.8924 | 37103.7622
2022 | US/MX | WECC | - | WECC-CAMX | MW | Reporting Year Actual (Peak Hour Demand) | Jan: 37522.2617; Feb: 36492.5107
2022 | US/MX | WECC | - | WECC-CAMX | MW | Reporting Year Forecast (Total Internal Demand) | 37522.2617 | 36492.5107 | 35664.2988 | 39490.1494 | 44441.9734 | 51103.0575 | 55442.6854 | 56375.0045 | 56377.3567 | 45889.415 | 37884.7973 | 38978.209
2022 | US/MX | WECC | - | WECC-CAMX | MW | Year 1 Forecast (Total Internal Demand) | 38098.5683 | 37048.1491 | 36274.9801 | 40162.1745 | 45078.0673 | 51564.2908 | 55806.3328 | 57072.8354 | 57090.9703 | 46747.0816 | 38494.4343 | 39585.1007
2022 | US/MX | WECC | - | WECC-CAMX | MW | Year 2 Forecast (Total Internal Demand) | Jan: 38666.9121; Feb: 37653.4228
2022 | US | WECC | - | WECC-WPP | MW | Prior Year Actual (Peak Hour Demand) | 51426.187 | 52908.7603 | 48653.6994 | 47747.5493 | 47952.2505 | 63747.8472 | 63345.2592 | 62239.0349 | 55800.7912 | 47437.9044 | 49024.3862 | 56169.1717
2022 | US | WECC | - | WECC-WPP | MW | Reporting Year Actual (Peak Hour Demand) | Jan: 56934.7639; Feb: 54962.6572
2022 | US | WECC | - | WECC-WPP | MW | Reporting Year Forecast (Total Internal Demand) | 56934.7639 | 54962.6572 | 51946.5937 | 49458.0055 | 52864.708 | 62520.6049 | 66400.8469 | 64838.6287 | 57711.7346 | 51974.8015 | 53309.0905 | 58605.1248
2022 | US | WECC | - | WECC-WPP | MW | Year 1 Forecast (Total Internal Demand) | 58120.3076 | 56353.9277 | 53252.9852 | 50523.8055 | 53772.0315 | 63436.3601 | 67257.98 | 65852.0937 | 58664.4348 | 52903.8849 | 54135.3174 | 59505.6084
2022 | US | WECC | - | WECC-WPP | MW | Year 2 Forecast (Total Internal Demand) | Jan: 59070.2675; Feb: 57267.6704
2022 | US | WECC | - | WECC-SRSG | MW | Prior Year Actual (Peak Hour Demand) | 14683.6296 | 13663.6114 | 13606.4475 | 16107.2842 | 19065.4414 | 26049.4619 | 25191.899 | 25036.0053 | 23056.3869 | 17250.8584 | 13735.7889 | 13895.669
2022 | US | WECC | - | WECC-SRSG | MW | Reporting Year Actual (Peak Hour Demand) | Jan: 15091.2537; Feb: 14788.4206
2022 | US | WECC | - | WECC-SRSG | MW | Reporting Year Forecast (Total Internal Demand) | 15091.2537 | 14788.4206 | 14063.6737 | 16731.1798 | 20349.543 | 24953.0823 | 26411.4167 | 25712.7223 | 23123.8268 | 18282.2694 | 14331.399 | 15338.0088
2022 | US | WECC | - | WECC-SRSG | MW | Year 1 Forecast (Total Internal Demand) | 16004.0869 | 15125.8766 | 14481.6175 | 17043.5699 | 20873.4725 | 25638.9332 | 27038.8919 | 26344.6722 | 23740.8456 | 18778.0242 | 14914.8906 | 15843.6623
2022 | US | WECC | - | WECC-SRSG | MW | Year 2 Forecast (Total Internal Demand) | Jan: 16587.9438; Feb: 15649.586
2022 | US | SERC | - | SERC-FP | MW | Prior Year Actual (Peak Hour Demand) | 34963 | 40233 | 39333 | 40255 | 44871 | 44898 | 46989 | 47691 | 43951 | 43837 | 33154 | 33755
2022 | US | SERC | - | SERC-FP | MW | Reporting Year Actual (Peak Hour Demand) | Jan: 21919; Feb: 17911
2022 | US | SERC | - | SERC-FP | MW | Reporting Year Forecast (Total Internal Demand) | 47798 | 42794 | 39852 | 42011 | 47369 | 50488 | 51024 | 52172 | 49724 | 45856 | 40359 | 41353
2022 | US | SERC | - | SERC-FP | MW | Year 1 Forecast (Total Internal Demand) | 48582 | 43470 | 40535 | 42212 | 47628 | 50726 | 51282 | 52427 | 49930 | 46052 | 40555 | 42020
2022 | US | SERC | - | SERC-FP | MW | Year 2 Forecast (Total Internal Demand) | Jan: 49014; Feb: 43671
2023 | US | MRO | - | MRO-MISO | MW | Prior Year Actual (Peak Hour Demand) | 97370 | 93475 | 82046 | 75752 | 101344 | 117057 | 115050 | 109068 | 104652 | 77066 | 85452 | 103156
2023 | US | MRO | - | MRO-MISO | MW | Reporting Year Actual (Peak Hour Demand) | Jan: 89445; Feb: 92465
2023 | US | MRO | - | MRO-MISO | MW | Reporting Year Forecast (Total Internal Demand) | 98497.2452 | 93139.5889 | 87951.0128 | 82497.9065 | 97455.4149 | 116328.2707 | 123732.5415 | 121464.9549 | 109480.4552 | 91922.3129 | 90994.2812 | 96453.4551
2023 | US | MRO | - | MRO-MISO | MW | Year 1 Forecast (Total Internal Demand) | 102075 | 97634.6706 | 92357.0935 | 85910.7722 | 99910.6352 | 115030.8041 | 121932.5931 | 119971.2637 | 107987.6135 | 90346.8383 | 88821.3067 | 93839.7015
2023 | US | MRO | - | MRO-MISO | MW | Year 2 Forecast (Total Internal Demand) | Jan: 98622.0089; Feb: 94166.4207
2023 | CA | NPCC | - | NPCC-Maritimes | MW | Prior Year Actual (Peak Hour Demand) | 6015.7 | 5724.3 | 5441.8 | 4272.2 | 3601.5 | 3206.2 | 3476.2 | 3494.9 | 3244.6 | 3441.4 | 4643.8 | 5046.2
2023 | CA | NPCC | - | NPCC-Maritimes | MW | Reporting Year Actual (Peak Hour Demand) | Jan: 5237.222; Feb: 6409.847
2023 | CA | NPCC | - | NPCC-Maritimes | MW | Reporting Year Forecast (Total Internal Demand) | 5762.1523 | 5667.489 | 5157.1019 | 4246.8459 | 3602.0802 | 3302.9093 | 3406.8868 | 3331.958 | 3370.3994 | 3758.008 | 4613.6238 | 5184.3405
2023 | CA | NPCC | - | NPCC-Maritimes | MW | Year 1 Forecast (Total Internal Demand) | 5862.8714 | 5754.7978 | 5242.0683 | 4285.0715 | 3641.1029 | 3328.8388 | 3441.2364 | 3378.8119 | 3407.7236 | 3794.3383 | 4660.2521 | 5230.3395
2023 | CA | NPCC | - | NPCC-Maritimes | MW | Year 2 Forecast (Total Internal Demand) | Jan: 5910.52; Feb: 5785.1074
2023 | CA | MRO | - | MRO-Manitoba Hydro | MW | Prior Year Actual (Peak Hour Demand) | 4762.353 | 4760.404 | 4389.719 | 3630.546 | 3405.36 | 3457.988 | 3559.598 | 3468.716 | 3452.517 | 3475.347 | 4249.882 | 4751.869
2023 | CA | MRO | - | MRO-Manitoba Hydro | MW | Reporting Year Actual (Peak Hour Demand) | Jan: 4819.182; Feb: 4752.382; Mar: 4421.602
2023 | CA | MRO | - | MRO-Manitoba Hydro | MW | Reporting Year Forecast (Total Internal Demand) |  |  |  | 3329.5626 | 2773.6904 | 3055.6867 | 3058.8052 | 3057.4881 | 2874.9659 | 3270.7525 | 3807.2809 | 4621.0259
2023 | CA | MRO | - | MRO-Manitoba Hydro | MW | Year 1 Forecast (Total Internal Demand) | 4621.8704 | 4623.2921 | 4075.0775 | 3350.9189 | 2782.8147 | 3047.1547 | 3049.8702 | 3049.0818 | 2897.1591 | 3278.15 | 3816.6862 | 4626.0185
2023 | CA | MRO | - | MRO-Manitoba Hydro | MW | Year 2 Forecast (Total Internal Demand) | Jan: 4627.8285; Feb: 4629.2502
2023 | CA | MRO | - | MRO-SaskPower | MW | Prior Year Actual (Peak Hour Demand) | 3801 | 3598 | 3470 | 3213 | 3034 | 303 | 3551 | 3597 | 3506 | 3222 | 3679 | 3800
2023 | CA | MRO | - | MRO-SaskPower | MW | Reporting Year Actual (Peak Hour Demand) | Jan: 3628; Feb: 3693
2023 | CA | MRO | - | MRO-SaskPower | MW | Reporting Year Forecast (Total Internal Demand) | 3831.3 | 3731.2 | 3433.6 | 3179.7 | 3067.6 | 3401.1 | 3601 | 3520 | 3271.6 | 3238.6 | 3585.3 | 3839.1
2023 | CA | MRO | - | MRO-SaskPower | MW | Year 1 Forecast (Total Internal Demand) | 3784 | 3685.1 | 3391.2 | 3140.5 | 3029.8 | 3359.1 | 3556.5 | 3476.6 | 3231.2 | 3198.8 | 3541 | 3791.8
2023 | CA | MRO | - | MRO-SaskPower | MW | Year 2 Forecast (Total Internal Demand) | Jan: 3880.2; Feb: 3778.8
2023 | US | NPCC | - | NPCC-New England | MW | Prior Year Actual (Peak Hour Demand) | 19756 | 18500 | 16932 | 14438 | 18939 | 19972 | 24644 | 24780 | 17749 | 14688 | 16904 | 17949
2023 | US | NPCC | - | NPCC-New England | MW | Reporting Year Actual (Peak Hour Demand) | Jan: 17294; Feb: 19645
2023 | US | NPCC | - | NPCC-New England | MW | Reporting Year Forecast (Total Internal Demand) | 19714 | 18894 | 17812 | 15580 | 17866 | 21541 | 24605 | 23354 | 19565 | 16005 | 17616 | 19385
2023 | US | NPCC | - | NPCC-New England | MW | Year 1 Forecast (Total Internal Demand) | 20269 | 19279 | 18016 | 15768 | 17984 | 21530 | 24633 | 23372 | 19583 | 16233 | 17826 | 19612
2023 | US | NPCC | - | NPCC-New England | MW | Year 2 Forecast (Total Internal Demand) | Jan: 20207; Feb: 19351
2023 | US | NPCC | - | NPCC-New York | MW | Prior Year Actual (Peak Hour Demand) | 23236.6009 | 22476.837 | 20449.5258 | 18249.2113 | 27046.1518 | 24563.0369 | 30504.6425 | 30221.2801 | 23264.2823 | 18326.2527 | 20358.0397 | 22003.9061
2023 | US | NPCC | - | NPCC-New York | MW | Reporting Year Actual (Peak Hour Demand) | Jan: 20641.3596; Feb: 23368.7758
2023 | US | NPCC | - | NPCC-New York | MW | Reporting Year Forecast (Total Internal Demand) | 23893 | 22787.8918 | 20971.07 | 18515.5646 | 23919.252 | 29184.167 | 32048 | 31304.0238 | 26302.8472 | 20528.4177 | 21694.1975 | 22569.3469
2023 | US | NPCC | - | NPCC-New York | MW | Year 1 Forecast (Total Internal Demand) | 24220 | 23099.7673 | 21258.0804 | 18768.9689 | 24092.4068 | 29395.4353 | 32280 | 31530.6381 | 26493.2572 | 20677.0259 | 21971.8689 | 22858.2196
2023 | US | NPCC | - | NPCC-New York | MW | Year 2 Forecast (Total Internal Demand) | Jan: 24530; Feb: 23395.429
2023 | CA | NPCC | - | NPCC-Ontario | MW | Prior Year Actual (Peak Hour Demand) | 21420 | 20783 | 19657 | 17058 | 21305 | 21826 | 22713 | 21697 | 20305 | 16960 | 19219 | 20246
2023 | CA | NPCC | - | NPCC-Ontario | MW | Reporting Year Actual (Peak Hour Demand) | Jan: 20341; Feb: 21301
2023 | CA | NPCC | - | NPCC-Ontario | MW | Reporting Year Forecast (Total Internal Demand) | 21220.0035 | 20630.1571 | 19674.8481 | 17674.2825 | 18733.0791 | 21938.1589 | 22879.8266 | 22469.3426 | 20560.0615 | 17943.4197 | 19511.0046 | 20441.3628
2023 | CA | NPCC | - | NPCC-Ontario | MW | Year 1 Forecast (Total Internal Demand) | 21963.2029 | 21293.6997 | 20484.6047 | 17975.5444 | 19230.9176 | 21428.4854 | 23236.362 | 23076.3574 | 21190.9863 | 18098.7802 | 19328.0428 | 20749.4338
2023 | CA | NPCC | - | NPCC-Ontario | MW | Year 2 Forecast (Total Internal Demand) | Jan: 22832.7821; Feb: 21947.7937
2023 | CA | NPCC | - | NPCC-Quebec | MW | Prior Year Actual (Peak Hour Demand) | 40502.2226 | 38083.7406 | 35981.0996 | 26755.9288 | 21238.586 | 20368.62 | 21627.7888 | 22537.8016 | 20954.8144 | 23582.188 | 31655.2448 | 36346.0893
2023 | CA | NPCC | - | NPCC-Quebec | MW | Reporting Year Actual (Peak Hour Demand) | Jan: 35343.4343; Feb: 42595.7833
2023 | CA | NPCC | - | NPCC-Quebec | MW | Reporting Year Forecast (Total Internal Demand) | 39975.8798 | 37752.0556 | 31012.8658 | 28709.1611 | 22772.765 | 21635.8075 | 22667.9734 | 22978.1305 | 21534.963 | 25301.5185 | 30907.0463 | 36629.1858
2023 | CA | NPCC | - | NPCC-Quebec | MW | Year 1 Forecast (Total Internal Demand) | 40641.5105 | 38672.672 | 34789.3281 | 28901.0656 | 22874.5855 | 22151.7277 | 22624.2462 | 23212.1966 | 21633.9286 | 25525.7776 | 31421.4552 | 36654.4893
2023 | CA | NPCC | - | NPCC-Quebec | MW | Year 2 Forecast (Total Internal Demand) | Jan: 41035.8443; Feb: 39151.752
2023 | US | RF | - | PJM | MW | Prior Year Actual (Peak Hour Demand) | 129319 | 123823 | 110100 | 94927 | 138205 | 139308 | 147716 | 143393 | 126977 | 95585 | 112882 | 134699
2023 | US | RF | - | PJM | MW | Reporting Year Actual (Peak Hour Demand) | Jan: 110158; Feb: 121227
2023 | US | RF | - | PJM | MW | Reporting Year Forecast (Total Internal Demand) | 130881 | 123076 | 117184 | 101127 | 119384 | 140465 | 149059 | 146229 | 127757 | 100181 | 107767 | 122318
2023 | US | RF | - | PJM | MW | Year 1 Forecast (Total Internal Demand) | 132667 | 126637 | 117655 | 103208 | 120174 | 140333 | 149737 | 145447 | 128784 | 102061 | 107990 | 123846
2023 | US | RF | - | PJM | MW | Year 2 Forecast (Total Internal Demand) | Jan: 133274; Feb: 125263
2023 | US | SERC | - | SERC-C | MW | Prior Year Actual (Peak Hour Demand) | 39653 | 36663 | 34196 | 28232 | 37266 | 43129 | 42859 | 41128 | 39310 | 29521 | 35605 | 46609
2023 | US | SERC | - | SERC-C | MW | Reporting Year Actual (Peak Hour Demand) | Jan: 36056; Feb: 35895
2023 | US | SERC | - | SERC-C | MW | Reporting Year Forecast (Total Internal Demand) | 42253 | 38749 | 34842 | 30339 | 35322 | 40658 | 42050 | 42223 | 38485 | 32314 | 33161 | 37618
2023 | US | SERC | - | SERC-C | MW | Year 1 Forecast (Total Internal Demand) | 42282 | 38530 | 34608 | 30267 | 35403 | 40747 | 42096 | 42259 | 38558 | 32319 | 33003 | 37574
2023 | US | SERC | - | SERC-C | MW | Year 2 Forecast (Total Internal Demand) | Jan: 42622; Feb: 38932
2023 | US | SERC | - | SERC-E | MW | Prior Year Actual (Peak Hour Demand) | 39038 | 38065 | 36865 | 30095 | 38606 | 43268 | 43058 | 42252 | 38013 | 29145 | 35664 | 44746
2023 | US | SERC | - | SERC-E | MW | Reporting Year Actual (Peak Hour Demand) | Jan: 37943; Feb: 35058
2023 | US | SERC | - | SERC-E | MW | Reporting Year Forecast (Total Internal Demand) | 44854 | 40841 | 34700 | 31583 | 36326 | 41002 | 43889 | 42240 | 38450 | 32304 | 37248 | 40121
2023 | US | SERC | - | SERC-E | MW | Year 1 Forecast (Total Internal Demand) | 45044 | 40960 | 34844 | 31708 | 36323 | 41248 | 44014 | 42335 | 38562 | 32497 | 37420 | 40454
2023 | US | SERC | - | SERC-E | MW | Year 2 Forecast (Total Internal Demand) | Jan: 45312; Feb: 41204
2023 | US | SERC | - | SERC-FP | MW | Prior Year Actual (Peak Hour Demand) | 41633 | 36463 | 37108 | 40428 | 43957 | 47481 | 50082 | 50494 | 49626 | 43017 | 42189 | 42752
2023 | US | SERC | - | SERC-FP | MW | Reporting Year Actual (Peak Hour Demand) | Jan: 39692; Feb: 38125
2023 | US | SERC | - | SERC-FP | MW | Reporting Year Forecast (Total Internal Demand) | 46416 | 42624 | 39695 | 42464 | 47722 | 50696 | 51210 | 52195 | 50078 | 46420 | 40622 | 41456
2023 | US | SERC | - | SERC-FP | MW | Year 1 Forecast (Total Internal Demand) | 48470 | 43279 | 40570 | 42890 | 48222 | 51315 | 51848 | 53190 | 50652 | 46910 | 41018 | 42345
2023 | US | SERC | - | SERC-FP | MW | Year 2 Forecast (Total Internal Demand) | Jan: 48700; Feb: 43428
2023 | US | SERC | - | SERC-SE | MW | Prior Year Actual (Peak Hour Demand) | 42596 | 40740 | 37635 | 34763 | 43664 | 50170 | 45287 | 44022 | 42657 | 31265 | 39145 | 47594
2023 | US | SERC | - | SERC-SE | MW | Reporting Year Actual (Peak Hour Demand) | Jan: 38977; Feb: 35178
2023 | US | SERC | - | SERC-SE | MW | Reporting Year Forecast (Total Internal Demand) | 44856 | 40427 | 34587 | 32864 | 39850 | 44155 | 46127 | 45213 | 42052 | 33513 | 34554 | 39954
2023 | US | SERC | - | SERC-SE | MW | Year 1 Forecast (Total Internal Demand) | 45101 | 40662 | 34834 | 32309 | 40295 | 44606 | 46354 | 45708 | 42898 | 33791 | 34512 | 40574
2023 | US | SERC | - | SERC-SE | MW | Year 2 Forecast (Total Internal Demand) | Jan: 45506; Feb: 41099
2023 | US | MRO | - | SPP | MW | Prior Year Actual (Peak Hour Demand) | 40586.3 | 40506.3 | 36208.2 | 33972.2 | 42466.6 | 49667.8 | 52346.3 | 51838 | 47734.3 | 35011.6 | 36595.5 | 44709.7
2023 | US | MRO | - | SPP | MW | Reporting Year Actual (Peak Hour Demand) | Jan: 41398.026; Feb: 40316.426
2023 | US | MRO | - | SPP | MW | Reporting Year Forecast (Total Internal Demand) | 41475.7 | 40840.8 | 36211.2 | 34505.8 | 40990.2 | 48222.7 | 52365.3 | 51576.7 | 46368.9 | 38286.4 | 37123.4 | 40026
2023 | US | MRO | - | SPP | MW | Year 1 Forecast (Total Internal Demand) | 42659.8 | 41766.7 | 37313.9 | 35428.2 | 41993.1 | 49098.3 | 53602.9 | 52667.7 | 47533.4 | 39176.9 | 38124.7 | 40822.6
2023 | US | MRO | - | SPP | MW | Year 2 Forecast (Total Internal Demand) | Jan: 43523.1; Feb: 42410.2
2023 | US | TRE-ERCOT | - | TRE-ERCOT | MW | Prior Year Actual (Peak Hour Demand) | 63525.6 | 68954.45 | 56449.25 | 58362.37 | 71362.08 | 76680.59 | 80037.84 | 78465.42 | 71036.96 | 66110 | 53308.12 | 74426.82
2023 | US | TRE-ERCOT | - | TRE-ERCOT | MW | Reporting Year Actual (Peak Hour Demand) | Jan: 65631.97; Feb: 63505.45
2023 | US | TRE-ERCOT | - | TRE-ERCOT | MW | Reporting Year Forecast (Total Internal Demand) | 64095 | 67398 | 56808 | 59505 | 69921 | 77386 | 78989 | 82308 | 75720 | 68271 | 57810 | 61604
2023 | US | TRE-ERCOT | - | TRE-ERCOT | MW | Year 1 Forecast (Total Internal Demand) | 66609 | 69319 | 58935 | 61062 | 71386 | 79376 | 81000 | 84325 | 77748 | 70139 | 60198 | 63805
2023 | US | TRE-ERCOT | - | TRE-ERCOT | MW | Year 2 Forecast (Total Internal Demand) | Jan: 68876; Feb: 71474
2023 | CA | WECC | - | WECC-AB | MW | Prior Year Actual (Peak Hour Demand) | 11939 | 11411 | 11025 | 10327 | 10028 | 10294 | 11381 | 11202 | 10754 | 10155 | 11642 | 12193
2023 | CA | WECC | - | WECC-AB | MW | Reporting Year Actual (Peak Hour Demand) | Jan: 11939; Feb: 11411
2023 | CA | WECC | - | WECC-AB | MW | Reporting Year Forecast (Total Internal Demand) | 11900.7055 | 11838.6542 | 11729.3002 | 10225.4855 | 10166.1756 | 10874.5784 | 11152.0659 | 11206.0545 | 10756.5614 | 10541.2998 | 11622.8146 | 11740.5375
2023 | CA | WECC | - | WECC-AB | MW | Year 1 Forecast (Total Internal Demand) | 11961.1208 | 11908.0067 | 11816.8272 | 10203.6608 | 10450.1515 | 11020.3518 | 11233.333 | 11093.9389 | 10945.8972 | 10895.4201 | 11686.7166 | 11771.355
2023 | CA | WECC | - | WECC-AB | MW | Year 2 Forecast (Total Internal Demand) | Jan: 12064.8379; Feb: 11974.0096
2023 | CA | WECC | - | WECC-BC | MW | Prior Year Actual (Peak Hour Demand) | 11221 | 10579 | 9341 | 8669 | 7922 | 8452 | 9457 | 9229 | 8555 | 8622 | 10875 | 12024
2023 | CA | WECC | - | WECC-BC | MW | Reporting Year Actual (Peak Hour Demand) | Jan: 11126.1645; Feb: 10625.4664
2023 | CA | WECC | - | WECC-BC | MW | Reporting Year Forecast (Total Internal Demand) | 11126.1645 | 10625.4664 | 9976.5624 | 8997.5242 | 8243.6978 | 8285.0285 | 8658.7119 | 8663.2621 | 8300.4884 | 9345.468 | 10703.3114 | 11650.616
2023 | CA | WECC | - | WECC-BC | MW | Year 1 Forecast (Total Internal Demand) | 11277.2562 | 10769.6432 | 10112.1026 | 9101.5044 | 8338.555 | 8379.5301 | 8757.2465 | 8761.8249 | 8395.9317 | 9453.5864 | 10827.3602 | 11785.7569
2023 | CA | WECC | - | WECC-BC | MW | Year 2 Forecast (Total Internal Demand) | Jan: 11409.3634; Feb: 10895.6906
2023 | US/MX | WECC | - | WECC-CAMX | MW | Prior Year Actual (Peak Hour Demand) | 37291.3778 | 36305.8825 | 35350.6273 | 38809.7131 | 43687.3418 | 50306.5738 | 54154.1719 | 55520.3359 | 55689.4248 | 45534.7197 | 37467.2044 | 38775.934
2023 | US/MX | WECC | - | WECC-CAMX | MW | Reporting Year Actual (Peak Hour Demand) | Jan: 37564.1388; Feb: 35851.2477
2023 | US/MX | WECC | - | WECC-CAMX | MW | Reporting Year Forecast (Total Internal Demand) | 37564.1388 | 35851.2477 | 34761.9844 | 38313.7443 | 42560.7941 | 49784.653 | 52681.4706 | 55221.5851 | 56356.7336 | 44007.8351 | 37133.7017 | 38327.7689
2023 | US/MX | WECC | - | WECC-CAMX | MW | Year 1 Forecast (Total Internal Demand) | 38159.7669 | 36781.755 | 35744.9707 | 38874.3212 | 43203.5923 | 50285.4675 | 53303.8038 | 55949.5767 | 57178.3311 | 44846.0966 | 37738.348 | 38887.4808
2023 | US/MX | WECC | - | WECC-CAMX | MW | Year 2 Forecast (Total Internal Demand) | Jan: 38664.0048; Feb: 37301.4272
2023 | US | WECC | - | WECC-NW | MW | Prior Year Actual (Peak Hour Demand) | 39454.0341 | 39791.5285 | 37529.6488 | 35096.4884 | 37930.7608 | 46537.1939 | 50147.2192 | 49522.6317 | 46622.3265 | 35435.8697 | 38802.3354 | 43018.9743
2023 | US | WECC | - | WECC-NW | MW | Reporting Year Actual (Peak Hour Demand) | Jan: 54212.7; Feb: 52802.1
2023 | US | WECC | - | WECC-NW | MW | Reporting Year Forecast (Total Internal Demand) | 54212.7 | 52802.1 | 47766 | 45646.9 | 50294.9 | 57112 | 62304.5 | 61613.6 | 56541.9 | 49590.7 | 51506 | 57407.6
2023 | US | WECC | - | WECC-NW | MW | Year 1 Forecast (Total Internal Demand) | 55131.3 | 53626.9 | 49956.7 | 46753.5 | 47705.2 | 57663.1 | 62899.1 | 61654.2 | 57929.2 | 49739.7 | 53086.5 | 58950.2
2023 | US | WECC | - | WECC-NW | MW | Year 2 Forecast (Total Internal Demand) | Jan: 57218.6; Feb: 55200.4
2023 | US | WECC | - | WECC-SW | MW | Prior Year Actual (Peak Hour Demand) | 8466.6 | 8866.5 | 8535.6 | 10351.4 | 13145.6 | 15159.9 | 15842.1 | 14780.6 | 14070 | 11150.5 | 7638.6 | 8813.9
2023 | US | WECC | - | WECC-SW | MW | Reporting Year Actual (Peak Hour Demand) | Jan: 15215.443; Feb: 14940.6203
2023 | US | WECC | - | WECC-SW | MW | Reporting Year Forecast (Total Internal Demand) | 15215.443 | 14940.6203 | 13895.0243 | 16291.966 | 21329.4311 | 25267.4287 | 25990.9466 | 25264.3711 | 23063.8329 | 18544.7845 | 14161.8504 | 14983.9528
2023 | US | WECC | - | WECC-SW | MW | Year 1 Forecast (Total Internal Demand) | 15742.6052 | 15427.349 | 14559.8266 | 16857.1829 | 20800.8392 | 25952.9232 | 26749.2675 | 26088.2342 | 23843.0994 | 19177.417 | 14938.5391 | 15675.0913
2023 | US | WECC | - | WECC-SW | MW | Year 2 Forecast (Total Internal Demand) | Jan: 16451.4216; Feb: 16264.7313
2024 | US | MRO | - | MRO-MISO | MW | Prior Year Actual (Peak Hour Demand) | 93000 | 94000 | 89000 | 78000 | 102000 | 111000 | 121000 | 125000 | 115000 | 99000 | 89000 | 90000
2024 | US | MRO | - | MRO-MISO | MW | Reporting Year Actual (Peak Hour Demand) | Jan: 106000; Feb: 88000
2024 | US | MRO | - | MRO-MISO | MW | Reporting Year Forecast (Total Internal Demand) | 110506 | 105559 | 98661 | 91593 | 106943 | 113806.3263 | 120855.9618 | 118192.6528 | 107231.63 | 88039.4574 | 84167.2216 | 91554.6346
2024 | US | MRO | - | MRO-MISO | MW | Year 1 Forecast (Total Internal Demand) | 96134.0294 | 91209.6666 | 88746.2753 | 83064.9685 | 98132.5249 | 115167.4432 | 122327.6084 | 119605.5506 | 108329.2618 | 89573.735 | 88369.5244 | 93253.6596
2024 | US | MRO | - | MRO-MISO | MW | Year 2 Forecast (Total Internal Demand) | Jan: 98069.4; Feb: 92647.8
2024 | CA | NPCC | - | NPCC-Maritimes | MW | Prior Year Actual (Peak Hour Demand) | 5269.9 | 6403.4 | 4880.8 | 4503.4 | 3736.2 | 3502.3 | 3588.9 | 3368.7 | 3410.4 | 3926.5 | 4699.2 | 5204
2024 | CA | NPCC | - | NPCC-Maritimes | MW | Reporting Year Actual (Peak Hour Demand) | Jan: 5440; Feb: 5532.61
2024 | CA | NPCC | - | NPCC-Maritimes | MW | Reporting Year Forecast (Total Internal Demand) | 5944.1 | 5840.0671 | 5209.4772 | 4347.6741 | 3710.4972 | 3370.8682 | 3416.0922 | 3440.039 | 3441.5715 | 3854.8849 | 4721.073 | 5377.3241
2024 | CA | NPCC | - | NPCC-Maritimes | MW | Year 1 Forecast (Total Internal Demand) | 6166.5235 | 6036.7661 | 5415.4367 | 4458.579 | 3784.1941 | 3406.2519 | 3490.5538 | 3513.8693 | 3477.973 | 3914.6442 | 4828.665 | 5620.1969
2024 | CA | NPCC | - | NPCC-Maritimes | MW | Year 2 Forecast (Total Internal Demand) | Jan: 6200.8511; Feb: 6066.2472
2024 | CA | MRO | - | MRO-Manitoba Hydro | MW | Prior Year Actual (Peak Hour Demand) | 4819.1817 | 4752.3823 | 4421.6021 | 3866.4887 | 3145.5497 | 3679.9183 | 3566.2866 | 3530.4855 | 3330.2143 | 3713.8424 | 4072.1001 | 4075.8348
2024 | CA | MRO | - | MRO-Manitoba Hydro | MW | Reporting Year Actual (Peak Hour Demand) | Jan: 4585.4366; Feb: 4564.4348; Mar: 4123.3176
2024 | CA | MRO | - | MRO-Manitoba Hydro | MW | Reporting Year Forecast (Total Internal Demand) | 4739.8695 | 4740.382 | 4250.5233 | 3503.0923 | 3036.4299 | 3143 | 3143 | 3143 | 2971.2902 | 3367.4366 | 3737.0084 | 4767.7161
2024 | CA | MRO | - | MRO-Manitoba Hydro | MW | Year 1 Forecast (Total Internal Demand) | 4767.7161 | 4767.7161 | 4284.2764 | 3559.5695 | 3000.1822 | 3161.9231 | 3161.9231 | 3161.9231 | 2935.6085 | 3333.7677 | 3785.7728 | 4796.6055
2024 | CA | MRO | - | MRO-Manitoba Hydro | MW | Year 2 Forecast (Total Internal Demand) | Jan: 4796.6055; Feb: 4796.6055
2024 | CA | MRO | - | MRO-SaskPower | MW | Prior Year Actual (Peak Hour Demand) | 3628 | 3693 | 3508 | 3253 | 3245 | 3498 | 3669 | 3538 | 3514 | 3356 | 3588 | 3660
2024 | CA | MRO | - | MRO-SaskPower | MW | Reporting Year Actual (Peak Hour Demand) | Jan: 3896; Feb: 3672
2024 | CA | MRO | - | MRO-SaskPower | MW | Reporting Year Forecast (Total Internal Demand) | 3834.5 | 3734.3 | 3436.4 | 3182.3 | 3070.2 | 3403.9 | 3604 | 3522.9 | 3274.3 | 3241.5 | 3588.3 | 3842.3
2024 | CA | MRO | - | MRO-SaskPower | MW | Year 1 Forecast (Total Internal Demand) | 3851.6 | 3751 | 3451.8 | 3196.6 | 3083.9 | 3419.2 | 3620.1 | 3538.7 | 3289 | 3256 | 3604.3 | 3859.5
2024 | CA | MRO | - | MRO-SaskPower | MW | Year 2 Forecast (Total Internal Demand) | Jan: 3917.4; Feb: 3815.1
2024 | US | NPCC | - | NPCC-New England | MW | Prior Year Actual (Peak Hour Demand) | 17304 | 19662 | 16202 | 14604 | 14798 | 18684 | 22999 | 19705 | 24043 | 16511 | 17260 | 17702
2024 | US | NPCC | - | NPCC-New England | MW | Reporting Year Actual (Peak Hour Demand) | Jan: 18431; Feb: 17199
2024 | US | NPCC | - | NPCC-New England | MW | Reporting Year Forecast (Total Internal Demand) | 20052 | 19114 | 17677 | 15416 | 17635 | 21205 | 24553 | 23072 | 19740 | 15654 | 17485 | 19294
2024 | US | NPCC | - | NPCC-New England | MW | Year 1 Forecast (Total Internal Demand) | 20308 | 19155 | 17893 | 15558 | 17761 | 21223 | 24579 | 23071 | 19750 | 15811 | 17706 | 19561
2024 | US | NPCC | - | NPCC-New England | MW | Year 2 Forecast (Total Internal Demand) | Jan: 20639; Feb: 19465
2024 | US | NPCC | - | NPCC-New York | MW | Prior Year Actual (Peak Hour Demand) | 20641.4 | 23368.8 | 19880.7 | 18915.1 | 19777.4 | 22866.8 | 28735.2 | 24917.4 | 30206.1 | 21735 | 21305.1 | 21001.2
2024 | US | NPCC | - | NPCC-New York | MW | Reporting Year Actual (Peak Hour Demand) | Jan: 22754.3; Feb: 20981.2
2024 | US | NPCC | - | NPCC-New York | MW | Reporting Year Forecast (Total Internal Demand) | 24220 | 23147 | 21131.2 | 18676.3 | 23255.8 | 27934.9 | 31541 | 30510.2 | 25525.3 | 19919.3 | 21363.4 | 22267.9
2024 | US | NPCC | - | NPCC-New York | MW | Year 1 Forecast (Total Internal Demand) | 23800 | 22745.6 | 20764.7 | 18352.5 | 23336.1 | 28031.5 | 31650 | 30615.6 | 25613.5 | 19988.2 | 21731.4 | 22651.5
2024 | US | NPCC | - | NPCC-New York | MW | Year 2 Forecast (Total Internal Demand) | Jan: 24210; Feb: 23137.4
2024 | CA | NPCC | - | NPCC-Ontario | MW | Prior Year Actual (Peak Hour Demand) | 20341 | 21301 | 18639 | 17392 | 20840 | 21527 | 22682 | 21295 | 23559 | 20766 | 20269 | 19991
2024 | CA | NPCC | - | NPCC-Ontario | MW | Reporting Year Actual (Peak Hour Demand) | Jan: 21081; Feb: 19624
2024 | CA | NPCC | - | NPCC-Ontario | MW | Reporting Year Forecast (Total Internal Demand) | 21515.0533 | 21182.1714 | 19869.7387 | 18202.8887 | 19074.0395 | 22063.7017 | 22646.6446 | 22346.3773 | 21459.1044 | 18501.6742 | 20180.8475 | 21058.8252
2024 | CA | NPCC | - | NPCC-Ontario | MW | Year 1 Forecast (Total Internal Demand) | 22637.5239 | 22180.472 | 20416.811 | 19249.8166 | 19724.001 | 22959.1971 | 23384.619 | 23074.9765 | 22416.3487 | 19067.9453 | 21037.2473 | 21823.5993
2024 | CA | NPCC | - | NPCC-Ontario | MW | Year 2 Forecast (Total Internal Demand) | Jan: 23399.7879; Feb: 23168.3063
2024 | CA | NPCC | - | NPCC-Quebec | MW | Prior Year Actual (Peak Hour Demand) | 35386.4364 | 42593.0884 | 30956.1424 | 28791.8314 | 22793.978 | 21737.1825 | 22610.4178 | 20796.8296 | 22751.2414 | 25580.3155 | 31019.12 | 34104.8316
2024 | CA | NPCC | - | NPCC-Quebec | MW | Reporting Year Actual (Peak Hour Demand) | Jan: 36324.732; Feb: 35711.892
2024 | CA | NPCC | - | NPCC-Quebec | MW | Reporting Year Forecast (Total Internal Demand) | 40651.0199 | 38688.8234 | 34804.2645 | 28914.0094 | 22932.4765 | 22205.2277 | 22677.8318 | 23266.2958 | 21656.6414 | 25551.9436 | 31450.1496 | 36687.6861
2024 | CA | NPCC | - | NPCC-Quebec | MW | Year 1 Forecast (Total Internal Demand) | 41044.3558 | 39166.2085 | 35150.9344 | 29303.3496 | 23306.1029 | 22783.9765 | 23223.9885 | 23805.7232 | 22230.0025 | 26079.3693 | 32004.2827 | 37203.6528
2024 | CA | NPCC | - | NPCC-Quebec | MW | Year 2 Forecast (Total Internal Demand) | Jan: 41496.6229; Feb: 39569.8537
2024 | US | RF | - | PJM | MW | Prior Year Actual (Peak Hour Demand) | 110158 | 121277 | 111009 | 97954 | 107038 | 123613 | 147178 | 137842 | 146471 | 111533 | 117229 | 114044
2024 | US | RF | - | PJM | MW | Reporting Year Actual (Peak Hour Demand) | Jan: 133362; Feb: 111903
2024 | US | RF | - | PJM | MW | Reporting Year Forecast (Total Internal Demand) | 134659 | 128755 | 117083 | 102598 | 121706 | 142198 | 151247 | 147590 | 130417 | 103339 | 109803 | 125947
2024 | US | RF | - | PJM | MW | Year 1 Forecast (Total Internal Demand) | 136328 | 128444 | 120902 | 106675 | 123475 | 144548 | 153493 | 149806 | 133600 | 105687 | 111940 | 129092
2024 | US | RF | - | PJM | MW | Year 2 Forecast (Total Internal Demand) | Jan: 139224; Feb: 131748
2024 | US | SERC | - | SERC-C | MW | Prior Year Actual (Peak Hour Demand) | 36056 | 35895 | 36251 | 27472 | 33103 | 39290 | 42462 | 43668 | 37713 | 33279 | 35321 | 35719
2024 | US | SERC | - | SERC-C | MW | Reporting Year Actual (Peak Hour Demand) | Jan: 47537; Feb: 34647
2024 | US | SERC | - | SERC-C | MW | Reporting Year Forecast (Total Internal Demand) | 42513 | 38739 | 34676 | 31318 | 35158 | 41073 | 42267 | 42636 | 38648 | 32674 | 34013 | 38587
2024 | US | SERC | - | SERC-C | MW | Year 1 Forecast (Total Internal Demand) | 42894.6 | 39206.62 | 34984.48 | 31845.19 | 35713.5 | 41338.4 | 42836.33 | 42983.29 | 39028.06 | 32944.55 | 34377.71 | 39017.06
2024 | US | SERC | - | SERC-C | MW | Year 2 Forecast (Total Internal Demand) | Jan: 43128.47; Feb: 39237.02
2024 | US | SERC | - | SERC-E | MW | Prior Year Actual (Peak Hour Demand) | 37943 | 35058 | 35649 | 29406 | 33261 | 38623 | 42965 | 43332 | 42485 | 29965 | 38631 | 39022
2024 | US | SERC | - | SERC-E | MW | Reporting Year Actual (Peak Hour Demand) | Jan: 45220; Feb: 36701
2024 | US | SERC | - | SERC-E | MW | Reporting Year Forecast (Total Internal Demand) | 44602 | 39970 | 33897 | 30852 | 35555 | 40684 | 43567 | 41595 | 38195 | 31759 | 36909 | 40396
2024 | US | SERC | - | SERC-E | MW | Year 1 Forecast (Total Internal Demand) | 45005 | 40450 | 34422 | 31505 | 36164 | 41194 | 44099 | 42232 | 38833 | 32417 | 37639 | 40681
2024 | US | SERC | - | SERC-E | MW | Year 2 Forecast (Total Internal Demand) | Jan: 45720; Feb: 41163
2024 | US | SERC | - | SERC-FP | MW | Prior Year Actual (Peak Hour Demand) | 39692 | 38125 | 42464 | 43287 | 45483 | 51037 | 52139 | 54629 | 49725 | 44989 | 39596 | 36766
2024 | US | SERC | - | SERC-FP | MW | Reporting Year Actual (Peak Hour Demand) | Jan: 38093; Feb: 35248
2024 | US | SERC | - | SERC-FP | MW | Reporting Year Forecast (Total Internal Demand) | 48284 | 42806 | 40965 | 43428 | 48123 | 51110 | 52563 | 53293 | 50426 | 46819 | 40837 | 42039
2024 | US | SERC | - | SERC-FP | MW | Year 1 Forecast (Total Internal Demand) | 48494 | 43278 | 41376 | 43426 | 48189 | 51127 | 52648 | 53509 | 50620 | 46973 | 41010 | 42676
2024 | US | SERC | - | SERC-FP | MW | Year 2 Forecast (Total Internal Demand) | Jan: 49535; Feb: 43637
2024 | US | SERC | - | SERC-SE | MW | Prior Year Actual (Peak Hour Demand) | 38977 | 35178 | 37770 | 32904 | 37964 | 43577 | 46348 | 47781 | 42715 | 34384 | 41027 | 39631
2024 | US | SERC | - | SERC-SE | MW | Reporting Year Actual (Peak Hour Demand) | Jan: 49820; Feb: 37308
2024 | US | SERC | - | SERC-SE | MW | Reporting Year Forecast (Total Internal Demand) | 44600 | 40237 | 34602 | 31605 | 39005 | 44403 | 46021 | 45288 | 41430 | 33225 | 33682 | 40340
2024 | US | SERC | - | SERC-SE | MW | Year 1 Forecast (Total Internal Demand) | 45308 | 41313 | 37061 | 32337 | 39691 | 45177 | 46984 | 46514 | 43222 | 34443 | 34448 | 41106
2024 | US | SERC | - | SERC-SE | MW | Year 2 Forecast (Total Internal Demand) | Jan: 46717; Feb: 42754
2024 | US | SPP-RE | - | SPP | MW | Prior Year Actual (Peak Hour Demand) | 40465.859 | 39700.336 | 35711.041 | 34875.7459 | 40912.6246 | 50337.2642 | 52610.1284 | 54010.0434 | 49681.5832 | 40027.2774 | 37188.2575 | 37823.9963
2024 | US | SPP-RE | - | SPP | MW | Reporting Year Actual (Peak Hour Demand) | Jan: 44534.8152; Feb: 40676.5987
2024 | US | SPP-RE | - | SPP | MW | Reporting Year Forecast (Total Internal Demand) | 42659.8 | 41766.7 | 37313.9 | 35543.5548 | 42096.8157 | 49795.6523 | 54061.7051 | 52988.8493 | 47810.1488 | 40442.0529 | 39225.5395 | 41997.8092
2024 | US | SPP-RE | - | SPP | MW | Year 1 Forecast (Total Internal Demand) | 45411.8171 | 43689.9768 | 39160.9411 | 37088.1582 | 43486.5374 | 51291.2145 | 55669.2687 | 54491.4978 | 49117.1824 | 41470.4857 | 40187.3724 | 42929.6376
2024 | US | SPP-RE | - | SPP | MW | Year 2 Forecast (Total Internal Demand) | Jan: 46649.3505; Feb: 44845.029
2024 | US | TRE-ERCOT | - | TRE-ERCOT | MW | Prior Year Actual (Peak Hour Demand) | 65631.9709 | 63507.9545 | 53094.3213 | 60995.4144 | 68158.7102 | 68158.7102 | 82964.0895 | 85508.4518 | 84470.1018 | 71233.8382 | 56535.3852 | 56975.9838
2024 | US | TRE-ERCOT | - | TRE-ERCOT | MW | Reporting Year Actual (Peak Hour Demand) | Jan: 78349.2062; Feb: 55859.7668
2024 | US | TRE-ERCOT | - | TRE-ERCOT | MW | Reporting Year Forecast (Total Internal Demand) | 65913.6538 | 69258.2874 | 59517.2225 | 62729.0202 | 73200.0482 | 80158.6008 | 81894.7302 | 84827.808 | 79634.8599 | 74210.3735 | 64572.6142 | 69461.9818
2024 | US | TRE-ERCOT | - | TRE-ERCOT | MW | Year 1 Forecast (Total Internal Demand) | 72874.8618 | 75606.5931 | 65921.1218 | 68909.3614 | 79236.3365 | 84192.9785 | 85848.6114 | 88872.5122 | 83745.3142 | 78293.4661 | 69095.3711 | 73400.3431
2024 | US | TRE-ERCOT | - | TRE-ERCOT | MW | Year 2 Forecast (Total Internal Demand) | Jan: 76541.4023; Feb: 79316.9716
2024 | CA | WECC | - | WECC-AB | MW | Prior Year Actual (Peak Hour Demand) | 11280.826 | 11571.2043 | 11066.3897 | 10074.391 | 10348.1375 | 11201.2991 | 11525.2332 | 11329.6472 | 10491.0233 | 10531.3224 | 11279.7666 | 11491.3377
2024 | CA | WECC | - | WECC-AB | MW | Reporting Year Actual (Peak Hour Demand) | Jan: 11280.826; Feb: 11571.2043
2024 | CA | WECC | - | WECC-AB | MW | Reporting Year Forecast (Total Internal Demand) | 11984.6853 | 11700.3296 | 11578.3633 | 10657.5205 | 10046.4172 | 11149.0755 | 12201.1803 | 11426.8634 | 10252.9965 | 10551.2874 | 11713.0055 | 12279.9082
2024 | CA | WECC | - | WECC-AB | MW | Year 1 Forecast (Total Internal Demand) | 12156.7735 | 11882.5785 | 11738.1566 | 10711.1849 | 10244.7004 | 12003.304 | 12246.3831 | 11572.2358 | 10376.994 | 10723.196 | 11894.6533 | 12411.3282
2024 | CA | WECC | - | WECC-AB | MW | Year 2 Forecast (Total Internal Demand) | Jan: 12280.1158; Feb: 12252.1455
2024 | CA | WECC | - | WECC-BC | MW | Prior Year Actual (Peak Hour Demand) | 10766 | 10782 | 9805 | 8825 | 8338 | 8115 | 8760 | 9260 | 7698 | 9280 | 9959 | 9846
2024 | CA | WECC | - | WECC-BC | MW | Reporting Year Actual (Peak Hour Demand) | Jan: 10766; Feb: 10782
2024 | CA | WECC | - | WECC-BC | MW | Reporting Year Forecast (Total Internal Demand) | 11370.9838 | 11339.6201 | 10024.7444 | 8996.7639 | 8114.2525 | 8765.8468 | 9017.9089 | 9275.2634 | 8371.4861 | 9329.2878 | 10437.8019 | 11966.0546
2024 | CA | WECC | - | WECC-BC | MW | Year 1 Forecast (Total Internal Demand) | 11488.4914 | 11456.9088 | 10134.4134 | 9051.8023 | 8173.9136 | 8823.3406 | 9074.977 | 9330.809 | 8430.1453 | 9361.348 | 10465.1983 | 11986.0149
2024 | CA | WECC | - | WECC-BC | MW | Year 2 Forecast (Total Internal Demand) | Jan: 11509.4845; Feb: 11477.823
2024 | US/MX | WECC | - | WECC-CAMX | MW | Prior Year Actual (Peak Hour Demand) | 34826.8443 | 35056.7285 | 34528.7438 | 35407.7479 | 37152.25 | 43094.6554 | 53003.9444 | 54165.1709 | 47383.2987 | 45043.7574 | 34589.9605 | 34472.7572
2024 | US/MX | WECC | - | WECC-CAMX | MW | Reporting Year Actual (Peak Hour Demand) | Jan: 34826.8443; Feb: 35056.7285
2024 | US/MX | WECC | - | WECC-CAMX | MW | Reporting Year Forecast (Total Internal Demand) | 35268.207 | 34971.1541 | 34786.0264 | 37572.8042 | 42449.2697 | 50880.9615 | 56366.9337 | 55335.7187 | 55772.8619 | 45011.9726 | 37382.4043 | 36095.2938
2024 | US/MX | WECC | - | WECC-CAMX | MW | Year 1 Forecast (Total Internal Demand) | 35845.7808 | 35517.2785 | 35334.234 | 37999.443 | 43012.4127 | 51465.2812 | 56619.4653 | 55585.0558 | 56294.7204 | 45549.7902 | 37855.6392 | 36659.2068
2024 | US/MX | WECC | - | WECC-CAMX | MW | Year 2 Forecast (Total Internal Demand) | Jan: 36409.8682; Feb: 36055.7637
2024 | US | WECC | - | WECC-NW | MW | Prior Year Actual (Peak Hour Demand) | 56128.9531 | 54996.0529 | 50362.8315 | 48969.0604 | 49583.7301 | 56927.5301 | 63932.0987 | 65199.7086 | 54201.5248 | 50497.0072 | 50984.5798 | 50090.6394
2024 | US | WECC | - | WECC-NW | MW | Reporting Year Actual (Peak Hour Demand) | Jan: 56128.9531; Feb: 54996.0529
2024 | US | WECC | - | WECC-NW | MW | Reporting Year Forecast (Total Internal Demand) | 56936.9126 | 55264.4294 | 51352.7275 | 48967.5384 | 51434.2861 | 61991.7421 | 66419.7798 | 65087.0065 | 58870.6758 | 51202.4932 | 53247.4299 | 57792.3362
2024 | US | WECC | - | WECC-NW | MW | Year 1 Forecast (Total Internal Demand) | 58404.3278 | 56792.8441 | 52842.3196 | 50419.5268 | 52982.0327 | 63746.7861 | 68274.3946 | 66909.4228 | 60509.7057 | 52687.6185 | 54741.6647 | 59443.2073
2024 | US | WECC | - | WECC-NW | MW | Year 2 Forecast (Total Internal Demand) | Jan: 59514.8181; Feb: 57879.4723
2024 | US | WECC | - | WECC-SW | MW | Prior Year Actual (Peak Hour Demand) | 15994.2167 | 15634.4058 | 14641.1914 | 17856.8834 | 19787.155 | 23457.1399 | 27637.0901 | 26873.9293 | 24326.2859 | 19237.2335 | 14643.9408 | 14010.0225
2024 | US | WECC | - | WECC-SW | MW | Reporting Year Actual (Peak Hour Demand) | Jan: 15994.2167; Feb: 15634.4058
2024 | US | WECC | - | WECC-SW | MW | Reporting Year Forecast (Total Internal Demand) | 15817.8529 | 15370.7648 | 14522.193 | 17678.6515 | 21208.1474 | 24992.5218 | 27292.2771 | 26669.6467 | 23662.6041 | 18638.8042 | 15316.7132 | 15604.0926
2024 | US | WECC | - | WECC-SW | MW | Year 1 Forecast (Total Internal Demand) | 16517.0533 | 16215.0148 | 15313.1295 | 18533.7626 | 21976.3542 | 25673.5997 | 28347.4751 | 27642.9617 | 24410.5172 | 19514.0298 | 16151.0262 | 16341.0637
2024 | US | WECC | - | WECC-SW | MW | Year 2 Forecast (Total Internal Demand) | Jan: 17242.7487; Feb: 16977.8942

## Peak Hour Demand-Seasonal
Report Year | Country | Region | Subregion | Assessment Area | Unit | Description | Actual | Year 0 | Year 1 | Year 2 | Year 3 | Year 4 | Year 5 | Year 6 | Year 7 | Year 8 | Year 9 | Year 10
1990 | CA | MRO | - | - | MW | Peak Hour Demand - Summer | 4427 | 4541 | 4791 | 4920 | 5081 | 5191 | 5202 | 5309 | 5433 | 5541 | 5636
1990 | CA | MRO | - | - | MW | Peak Hour Demand - Winter | 5998 | 5969 | 6167 | 6353 | 6549 | 6684 | 6814 | 6936 | 7105 | 7233 | 7335
1990 | CA | NPCC | - | - | MW | Peak Hour Demand - Summer | 39740 | 39765 | 41497 | 42472 | 43566 | 44309 | 45181 | 46370 | 47251 | 47984 | 49057
1990 | CA | NPCC | - | - | MW | Peak Hour Demand - Winter | 54657 | 58149 | 59676 | 61614 | 62648 | 63804 | 65340 | 66714 | 67788 | 68883 | 70258
1990 | CA | NPCC | Maritimes | Maritimes | MW | Peak Hour Demand - Summer | 2802 | 3013 | 3088 | 3166 | 3259 | 3352 | 3451 | 3553 | 3658 | 3762 | 3869
1990 | CA | NPCC | Maritimes | Maritimes | MW | Peak Hour Demand - Winter | 4161 | 4519 | 4657 | 4783 | 4923 | 5061 | 5203 | 5349 | 5497 | 5643 | 5791
1990 | CA | NPCC | Ontario | Ontario | MW | Peak Hour Demand - Summer | 20025 | 20169 | 20709 | 21300 | 21706 | 22107 | 22497 | 23014 | 23433 | 23789 | 24163
1990 | CA | NPCC | Ontario | Ontario | MW | Peak Hour Demand - Winter | 23491 | 24615 | 25336 | 25880 | 26356 | 26855 | 27321 | 27990 | 28378 | 28788 | 29207
1990 | CA | NPCC | Quebec | Quebec | MW | Peak Hour Demand - Summer | 16913 | 16583 | 17700 | 18006 | 18601 | 18850 | 19233 | 19803 | 20160 | 20433 | 21025
1990 | CA | NPCC | Quebec | Quebec | MW | Peak Hour Demand - Winter | 27005 | 29015 | 29683 | 30951 | 31369 | 31888 | 32816 | 33375 | 33913 | 34452 | 35260
1990 | CA | WECC | - | - | MW | Peak Hour Demand - Summer | 11105 | 11487 | 11696 | 11968 | 12287 | 12601 | 12870 | 13155 | 13428 | 13741 | 14042
1990 | CA | WECC | - | - | MW | Peak Hour Demand - Winter | 13888 | 14493 | 14988 | 15351 | 15768 | 16142 | 16528 | 16920 | 17274 | 17666 | 18060
1990 | MX | WECC | CA-MX | - | MW | Peak Hour Demand - Summer | 817 | 874 | 940 | 1023 | 1103 | 1190 | 1294 | 1391 | 1482 | 1575 | 1675
1990 | MX | WECC | CA-MX | - | MW | Peak Hour Demand - Winter | 556 | 607 | 660 | 712 | 768 | 835 | 898 | 956 | 1016 | 1081 | 1146
1990 | US | ECAR | - | - | MW | Peak Hour Demand - Summer | 75442 | 78913 | 80376 | 81870 | 83088 | 84332 | 85708 | 87088 | 88505 | 89898 | 91251
1990 | US | ECAR | - | - | MW | Peak Hour Demand - Winter | 73080 | 74455 | 75846 | 77051 | 78219 | 79373 | 80788 | 82055 | 83345 | 84617 | 85756
1990 | US | TRE | - | ERCOT | MW | Peak Hour Demand - Summer | 40402 | 41880 | 42717 | 44452 | 45355 | 46020 | 46919 | 48196 | 49436 | 50688 | 52171
1990 | US | TRE | - | ERCOT | MW | Peak Hour Demand - Winter | 38388 | 34059 | 35633 | 36635 | 37394 | 38248 | 39419 | 40596 | 41777 | 43109 | 44444
1990 | US | FRCC | - | FRCC | MW | Peak Hour Demand - Summer | 27972 | 28010 | 28742 | 29165 | 30077 | 30899 | 31861 | 32671 | 33449 | 34270 | 35107
1990 | US | FRCC | - | FRCC | MW | Peak Hour Demand - Winter | 31094 | 30872 | 31219 | 32367 | 33519 | 34710 | 35849 | 36952 | 37980 | 39039 | 40084
1990 | US | MAAC | - | - | MW | Peak Hour Demand - Summer | 41614 | 42735 | 43519 | 44269 | 44930 | 45585 | 46207 | 46809 | 47432 | 48004 | 48624
1990 | US | MAAC | - | - | MW | Peak Hour Demand - Winter | 38161 | 37825 | 38767 | 39731 | 40631 | 41512 | 42298 | 43134 | 43905 | 44698 | 45423
1990 | US | MAIN | - | - | MW | Peak Hour Demand - Summer | 39460 | 39191 | 39871 | 40514 | 41140 | 41788 | 42473 | 43176 | 43873 | 44670 | 45438
1990 | US | MAIN | - | - | MW | Peak Hour Demand - Winter | 33770 | 32117 | 32733 | 33250 | 33875 | 34512 | 35126 | 35754 | 36421 | 37124 | 37761
1990 | US | MRO | - | - | MW | Peak Hour Demand - Summer | 24336 | 24754 | 25211 | 25515 | 25923 | 26285 | 26653 | 27056 | 27532 | 27986 | 28454
1990 | US | MRO | - | - | MW | Peak Hour Demand - Winter | 21360 | 21087 | 21511 | 21892 | 22207 | 22547 | 22898 | 23299 | 23711 | 24110 | 24573
1990 | US | NPCC | - | - | MW | Peak Hour Demand - Summer | 45031 | 47001 | 47832 | 49046 | 50261 | 51438 | 52476 | 53414 | 54307 | 55253 | 56321
1990 | US | NPCC | - | - | MW | Peak Hour Demand - Winter | 42588 | 45070 | 45774 | 46739 | 47595 | 48487 | 49356 | 50144 | 50970 | 51940 | 52950
1990 | US | NPCC | New England | New England | MW | Peak Hour Demand - Summer | 19641 | 20381 | 20582 | 21276 | 22021 | 22798 | 23356 | 23854 | 24277 | 24733 | 25331
1990 | US | NPCC | New England | New England | MW | Peak Hour Demand - Winter | 19585 | 20870 | 21064 | 21529 | 22015 | 22517 | 22946 | 23324 | 23730 | 24270 | 24840
1990 | US | NPCC | New York | New York | MW | Peak Hour Demand - Summer | 25390 | 26620 | 27250 | 27770 | 28240 | 28640 | 29120 | 29560 | 30030 | 30520 | 30990
1990 | US | NPCC | New York | New York | MW | Peak Hour Demand - Winter | 23003 | 24200 | 24710 | 25210 | 25580 | 25970 | 26410 | 26820 | 27240 | 27670 | 28110
1990 | US | SERC | - | - | MW | Peak Hour Demand - Summer | 89757 | 94009 | 97017 | 100704 | 103602 | 106063 | 109046 | 111906 | 114734 | 117431 | 119876
1990 | US | SERC | - | - | MW | Peak Hour Demand - Winter | 90901 | 86938 | 90311 | 92867 | 95391 | 97896 | 100376 | 102871 | 105259 | 107696 | 110112
1990 | US | SERC | Central | - | MW | Peak Hour Demand - Summer | 20768 | 22408 | 23155 | 23983 | 24827 | 25686 | 26565 | 27266 | 27965 | 28668 | 29371
1990 | US | SERC | Central | - | MW | Peak Hour Demand - Winter | 25468 | 21633 | 22404 | 23181 | 23992 | 24815 | 25411 | 26006 | 26598 | 27201 | 27793
1990 | US | SERC | Southeastern | - | MW | Peak Hour Demand - Summer | 29088 | 30475 | 31458 | 32429 | 33298 | 34262 | 35251 | 36203 | 37168 | 38141 | 39000
1990 | US | SERC | Southeastern | - | MW | Peak Hour Demand - Winter | 25268 | 24654 | 25451 | 26135 | 26837 | 27544 | 28249 | 29037 | 29821 | 30485 | 31206
1990 | US | SERC | VACAR | - | MW | Peak Hour Demand - Summer | 39901 | 41126 | 42404 | 44292 | 45477 | 46115 | 47230 | 48437 | 49601 | 50622 | 51505
1990 | US | SERC | VACAR | - | MW | Peak Hour Demand - Winter | 40165 | 40651 | 42456 | 43551 | 44562 | 45537 | 46716 | 47828 | 48840 | 50010 | 51113
1990 | US | SPP | - | - | MW | Peak Hour Demand - Summer | 49439 | 51030 | 52050 | 53008 | 53777 | 54797 | 55954 | 57092 | 58180 | 59275 | 60404
1990 | US | SPP | - | - | MW | Peak Hour Demand - Winter | 42268 | 38731 | 39447 | 40187 | 41025 | 41946 | 42981 | 43954 | 44911 | 45858 | 46832
1990 | US | WECC | - | - | MW | Peak Hour Demand - Summer | 90657 | 92168 | 93911 | 95567 | 97355 | 99165 | 101123 | 103021 | 104704 | 106505 | 108267
1990 | US | WECC | - | - | MW | Peak Hour Demand - Winter | 84768 | 88754 | 90173 | 92277 | 93555 | 95278 | 97014 | 98721 | 100290 | 102001 | 103767
1990 | US | WECC | AZN | - | MW | Peak Hour Demand - Summer | 12176 | 12303 | 12616 | 12901 | 12915 | 13331 | 13729 | 14039 | 14347 | 14573 | 14894
1990 | US | WECC | AZN | - | MW | Peak Hour Demand - Winter | 8921 | 9609 | 9809 | 10331 | 10678 | 11032 | 11361 | 11611 | 11883 | 12072 | 12348
1990 | US | WECC | CNV | - | MW | Peak Hour Demand - Summer | 44437 | 45263 | 46254 | 47325 | 48473 | 49462 | 50512 | 51517 | 52367 | 53390 | 54383
1990 | US | WECC | CNV | - | MW | Peak Hour Demand - Winter | 35675 | 36236 | 37058 | 37950 | 38362 | 39168 | 39944 | 40777 | 41396 | 42263 | 43062
1990 | US | WECC | NWPP | - | MW | Peak Hour Demand - Summer | 27718 | 28246 | 28546 | 28904 | 29267 | 29581 | 29921 | 30302 | 30703 | 31103 | 31413
1990 | US | WECC | NWPP | - | MW | Peak Hour Demand - Winter | 33927 | 36571 | 36868 | 37307 | 37739 | 38157 | 38657 | 39150 | 39688 | 40196 | 40617
1990 | US | WECC | RMPA | - | MW | Peak Hour Demand - Summer | 6326 | 6452 | 6581 | 6711 | 6812 | 6930 | 7091 | 7290 | 7405 | 7558 | 7700
1990 | US | WECC | RMPA | - | MW | Peak Hour Demand - Winter | 6245 | 6419 | 6571 | 6715 | 6832 | 6968 | 7158 | 7333 | 7472 | 7623 | 7777
1991 | CA | MRO | - | - | MW | Peak Hour Demand - Summer | 4329 | 4504 | 4644 | 4771 | 4929 | 5068 | 5205 | 5317 | 5452 | 5565 | 5688
1991 | CA | MRO | - | - | MW | Peak Hour Demand - Winter | 5930 | 6116 | 6319 | 6467 | 6640 | 6795 | 6930 | 7080 | 7197 | 7324 | 7476
1991 | CA | NPCC | - | - | MW | Peak Hour Demand - Summer | 39907 | 41244 | 42378 | 43491 | 44237 | 45221 | 46311 | 47118 | 47745 | 48672 | 49304
1991 | CA | NPCC | - | - | MW | Peak Hour Demand - Winter | 55032 | 59675 | 61649 | 62733 | 64013 | 65683 | 67033 | 68058 | 69074 | 70334 | 71343
1991 | CA | NPCC | Maritimes | Maritimes | MW | Peak Hour Demand - Summer | 2731 | 3115 | 3174 | 3267 | 3366 | 3457 | 3556 | 3657 | 3758 | 3859 | 3965
1991 | CA | NPCC | Maritimes | Maritimes | MW | Peak Hour Demand - Winter | 4464 | 4645 | 4767 | 4917 | 5071 | 5213 | 5352 | 5489 | 5630 | 5769 | 5909
1991 | CA | NPCC | Ontario | Ontario | MW | Peak Hour Demand - Summer | 20408 | 20107 | 20877 | 21301 | 21698 | 22207 | 22627 | 22975 | 23227 | 23461 | 23717
1991 | CA | NPCC | Ontario | Ontario | MW | Peak Hour Demand - Winter | 23046 | 24959 | 25551 | 26065 | 26671 | 27269 | 27920 | 28268 | 28603 | 28914 | 29293
1991 | CA | NPCC | Quebec | Quebec | MW | Peak Hour Demand - Summer | 16768 | 18022 | 18327 | 18923 | 19173 | 19557 | 20128 | 20486 | 20760 | 21352 | 21622
1991 | CA | NPCC | Quebec | Quebec | MW | Peak Hour Demand - Winter | 27522 | 30071 | 31331 | 31751 | 32271 | 33201 | 33761 | 34301 | 34841 | 35651 | 36141
1991 | CA | WECC | - | - | MW | Peak Hour Demand - Summer | 11530 | 11915 | 12198 | 12408 | 12727 | 13092 | 13313 | 13598 | 13906 | 14135 | 14412
1991 | CA | WECC | - | - | MW | Peak Hour Demand - Winter | 15127 | 15135 | 15485 | 15827 | 16189 | 16683 | 16994 | 17290 | 17676 | 17983 | 18318
1991 | MX | WECC | CA-MX | - | MW | Peak Hour Demand - Summer | 870 | 930 | 1016 | 1098 | 1187 | 1293 | 1393 | 1501 | 1618 | 1745 | 1882
1991 | MX | WECC | CA-MX | - | MW | Peak Hour Demand - Winter | 571 | 655 | 709 | 766 | 835 | 899 | 968 | 1044 | 1126 | 1215 | 1310
1991 | US | ECAR | - | - | MW | Peak Hour Demand - Summer | 79258 | 80206 | 81517 | 83019 | 84406 | 85835 | 87210 | 88639 | 90031 | 91433 | 92804
1991 | US | ECAR | - | - | MW | Peak Hour Demand - Winter | 67097 | 74981 | 76580 | 78019 | 79389 | 80672 | 81972 | 83289 | 84626 | 85957 | 87268
1991 | US | TRE | - | ERCOT | MW | Peak Hour Demand - Summer | 42737 | 43264 | 44214 | 45226 | 46010 | 46817 | 47943 | 48783 | 49906 | 51089 | 52405
1991 | US | TRE | - | ERCOT | MW | Peak Hour Demand - Winter | 35815 | 35718 | 36895 | 37862 | 38664 | 39722 | 40681 | 41715 | 42838 | 44079 | 45386
1991 | US | FRCC | - | FRCC | MW | Peak Hour Demand - Summer | 27266 | 28652 | 29441 | 30123 | 30921 | 31876 | 32594 | 33343 | 34093 | 34751 | 35602
1991 | US | FRCC | - | FRCC | MW | Peak Hour Demand - Winter | 30800 | 32138 | 33267 | 34364 | 35431 | 36468 | 37498 | 38520 | 39529 | 40535 | 41552
1991 | US | MAAC | - | - | MW | Peak Hour Demand - Summer | 42613 | 43341 | 44040 | 44689 | 45329 | 45889 | 46588 | 47285 | 47966 | 48653 | 49321
1991 | US | MAAC | - | - | MW | Peak Hour Demand - Winter | 36551 | 38481 | 39165 | 39932 | 40683 | 41493 | 42329 | 43125 | 43932 | 44725 | 45492
1991 | US | MAIN | - | - | MW | Peak Hour Demand - Summer | 40740 | 41309 | 42053 | 42769 | 43460 | 44126 | 44830 | 45614 | 46408 | 47198 | 47962
1991 | US | MAIN | - | - | MW | Peak Hour Demand - Winter | 32461 | 33668 | 34382 | 35035 | 35672 | 36330 | 36982 | 37720 | 38473 | 39191 | 39923
1991 | US | MRO | - | - | MW | Peak Hour Demand - Summer | 24994 | 25329 | 25671 | 26012 | 26307 | 26619 | 27037 | 27472 | 27918 | 28373 | 28863
1991 | US | MRO | - | - | MW | Peak Hour Demand - Winter | 21113 | 21479 | 21959 | 22319 | 22629 | 22979 | 23377 | 23760 | 24152 | 24565 | 25023
1991 | US | NPCC | - | - | MW | Peak Hour Demand - Summer | 44116 | 46409 | 46372 | 46662 | 46904 | 47184 | 47644 | 48172 | 48717 | 49365 | 49965
1991 | US | NPCC | - | - | MW | Peak Hour Demand - Winter | 40545 | 43240 | 43327 | 43726 | 44061 | 44430 | 44921 | 45342 | 46022 | 46666 | 47171
1991 | US | NPCC | New England | New England | MW | Peak Hour Demand - Summer | 19131 | 19969 | 19732 | 19802 | 19824 | 19894 | 20154 | 20492 | 20847 | 21325 | 21775
1991 | US | NPCC | New England | New England | MW | Peak Hour Demand - Winter | 18659 | 19500 | 19407 | 19496 | 19581 | 19670 | 19921 | 20122 | 20552 | 20956 | 21271
1991 | US | NPCC | New York | New York | MW | Peak Hour Demand - Summer | 24985 | 26440 | 26640 | 26860 | 27080 | 27290 | 27490 | 27680 | 27870 | 28040 | 28190
1991 | US | NPCC | New York | New York | MW | Peak Hour Demand - Winter | 21886 | 23740 | 23920 | 24230 | 24480 | 24760 | 25000 | 25220 | 25470 | 25710 | 25900
1991 | US | SERC | - | - | MW | Peak Hour Demand - Summer | 94677 | 96130 | 98956 | 102227 | 104913 | 107704 | 110461 | 113243 | 115902 | 118528 | 120840
1991 | US | SERC | - | - | MW | Peak Hour Demand - Winter | 86648 | 90478 | 92640 | 94907 | 97077 | 99321 | 101568 | 103785 | 106188 | 108414 | 110375
1991 | US | SERC | Central | - | MW | Peak Hour Demand - Summer | 22595 | 22419 | 22922 | 23867 | 24667 | 25540 | 26246 | 27047 | 27855 | 28655 | 29457
1991 | US | SERC | Central | - | MW | Peak Hour Demand - Winter | 20937 | 22910 | 23344 | 23801 | 24330 | 24692 | 25167 | 25645 | 26116 | 26589 | 27232
1991 | US | SERC | Southeastern | - | MW | Peak Hour Demand - Summer | 30995 | 31156 | 32055 | 32920 | 33816 | 34644 | 35430 | 36225 | 37031 | 37798 | 38393
1991 | US | SERC | Southeastern | - | MW | Peak Hour Demand - Winter | 24416 | 24971 | 25576 | 26161 | 26757 | 27404 | 28042 | 28693 | 29316 | 29814 | 30394
1991 | US | SERC | VACAR | - | MW | Peak Hour Demand - Summer | 41087 | 42555 | 43979 | 45440 | 46430 | 47520 | 48785 | 49971 | 51016 | 52075 | 52990
1991 | US | SERC | VACAR | - | MW | Peak Hour Demand - Winter | 41295 | 42597 | 43720 | 44945 | 45990 | 47225 | 48359 | 49447 | 50756 | 52011 | 52749
1991 | US | SPP | - | - | MW | Peak Hour Demand - Summer | 52541 | 52169 | 53070 | 54330 | 55319 | 56328 | 57409 | 58541 | 59654 | 60815 | 61975
1991 | US | SPP | - | - | MW | Peak Hour Demand - Winter | 38949 | 39567 | 40512 | 41497 | 42321 | 43217 | 44175 | 45159 | 46137 | 47107 | 48082
1991 | US | WECC | - | - | MW | Peak Hour Demand - Summer | 97389 | 94710 | 96868 | 98422 | 100386 | 102186 | 103978 | 105716 | 107577 | 109464 | 111403
1991 | US | WECC | - | - | MW | Peak Hour Demand - Winter | 94252 | 91295 | 93427 | 94834 | 96392 | 97994 | 99775 | 101277 | 103065 | 104843 | 106469
1991 | US | WECC | AZN | - | MW | Peak Hour Demand - Summer | 12553 | 12960 | 13265 | 13210 | 13567 | 13862 | 14155 | 14452 | 14753 | 15071 | 15420
1991 | US | WECC | AZN | - | MW | Peak Hour Demand - Winter | 9440 | 10075 | 10739 | 11043 | 11355 | 11605 | 11866 | 12130 | 12391 | 12673 | 12966
1991 | US | WECC | CNV | - | MW | Peak Hour Demand - Summer | 49368 | 46438 | 47530 | 48452 | 49572 | 50622 | 51623 | 52510 | 53541 | 54563 | 55645
1991 | US | WECC | CNV | - | MW | Peak Hour Demand - Winter | 37090 | 37270 | 38034 | 38445 | 39244 | 40015 | 40884 | 41522 | 42398 | 43227 | 43921
1991 | US | WECC | NWPP | - | MW | Peak Hour Demand - Summer | 29306 | 28839 | 29378 | 29819 | 30127 | 30458 | 30793 | 31176 | 31511 | 31847 | 32226
1991 | US | WECC | NWPP | - | MW | Peak Hour Demand - Winter | 40935 | 37313 | 37843 | 38379 | 38739 | 39157 | 39621 | 40051 | 40506 | 40982 | 41478
1991 | US | WECC | RMPA | - | MW | Peak Hour Demand - Summer | 6427 | 6638 | 6885 | 7031 | 7182 | 7347 | 7499 | 7682 | 7854 | 8055 | 8214
1991 | US | WECC | RMPA | - | MW | Peak Hour Demand - Winter | 6787 | 6660 | 6867 | 7016 | 7175 | 7344 | 7520 | 7681 | 7862 | 8040 | 8208
1992 | CA | MRO | - | - | MW | Peak Hour Demand - Summer | 4976 | 4615 | 4807 | 4898 | 5000 | 5085 | 5150 | 5261 | 5378 | 5470 | 5564
1992 | CA | MRO | - | - | MW | Peak Hour Demand - Winter | 5964 | 6155 | 6309 | 6451 | 6598 | 6697 | 6811 | 6904 | 7035 | 7145 | 7209
1992 | CA | NPCC | - | - | MW | Peak Hour Demand - Summer | 42108 | 40386 | 41716 | 43104 | 44101 | 45188 | 45795 | 46181 | 46849 | 47270 | 47683
1992 | CA | NPCC | - | - | MW | Peak Hour Demand - Winter | 57717 | 59712 | 61143 | 62512 | 63823 | 65040 | 65671 | 66356 | 67318 | 68032 | 68734
1992 | CA | NPCC | Maritimes | Maritimes | MW | Peak Hour Demand - Summer | 2967 | 3125 | 3178 | 3252 | 3317 | 3382 | 3444 | 3514 | 3585 | 3656 | 3729
1992 | CA | NPCC | Maritimes | Maritimes | MW | Peak Hour Demand - Winter | 4334 | 4663 | 4746 | 4852 | 4943 | 5038 | 5138 | 5241 | 5342 | 5440 | 5536
1992 | CA | NPCC | Ontario | Ontario | MW | Peak Hour Demand - Summer | 21121 | 19661 | 20168 | 20602 | 21124 | 21516 | 21781 | 21897 | 21974 | 22014 | 22094
1992 | CA | NPCC | Ontario | Ontario | MW | Peak Hour Demand - Winter | 23463 | 24049 | 24567 | 25260 | 25730 | 26102 | 26193 | 26275 | 26306 | 26382 | 26508
1992 | CA | NPCC | Quebec | Quebec | MW | Peak Hour Demand - Summer | 18020 | 17600 | 18370 | 19250 | 19660 | 20290 | 20570 | 20770 | 21290 | 21600 | 21860
1992 | CA | NPCC | Quebec | Quebec | MW | Peak Hour Demand - Winter | 29920 | 31000 | 31830 | 32400 | 33150 | 33900 | 34340 | 34840 | 35670 | 36210 | 36690
1992 | CA | WECC | - | - | MW | Peak Hour Demand - Summer | 12004 | 12132 | 12475 | 12769 | 13151 | 13381 | 13742 | 14062 | 14331 | 14690 | 14973
1992 | CA | WECC | - | - | MW | Peak Hour Demand - Winter | 14285 | 15586 | 16004 | 16320 | 16580 | 16892 | 17265 | 17663 | 18012 | 18418 | 18764
1992 | MX | WECC | CA-MX | - | MW | Peak Hour Demand - Summer | 848 | 938 | 1043 | 1154 | 1270 | 1371 | 1480 | 1598 | 1725 | 1862 | 2010
1992 | MX | WECC | CA-MX | - | MW | Peak Hour Demand - Winter | 621 | 702 | 777 | 855 | 923 | 996 | 1075 | 1161 | 1253 | 1353 | 1460
1992 | US | ECAR | - | - | MW | Peak Hour Demand - Summer | 81224 | 81227 | 82631 | 84205 | 85547 | 86790 | 88104 | 89231 | 90564 | 91836 | 93092
1992 | US | ECAR | - | - | MW | Peak Hour Demand - Winter | 71181 | 75837 | 77506 | 78830 | 80073 | 81288 | 82482 | 83768 | 85057 | 86372 | 87602
1992 | US | TRE | - | ERCOT | MW | Peak Hour Demand - Summer | 41870 | 45240 | 46193 | 46891 | 47641 | 48600 | 49629 | 50781 | 51940 | 53216 | 54525
1992 | US | TRE | - | ERCOT | MW | Peak Hour Demand - Winter | 35448 | 37162 | 37990 | 38772 | 39694 | 40716 | 41838 | 43007 | 44320 | 45430 | 46855
1992 | US | FRCC | - | FRCC | MW | Peak Hour Demand - Summer | 28818 | 29445 | 30233 | 30972 | 31957 | 32804 | 33581 | 34375 | 35042 | 35914 | 36631
1992 | US | FRCC | - | FRCC | MW | Peak Hour Demand - Winter | 31153 | 33071 | 34032 | 35065 | 36175 | 37193 | 38181 | 39177 | 40167 | 41143 | 41938
1992 | US | MAAC | - | - | MW | Peak Hour Demand - Summer | 45937 | 43794 | 44458 | 45025 | 45648 | 46217 | 46844 | 47497 | 48166 | 48829 | 49507
1992 | US | MAAC | - | - | MW | Peak Hour Demand - Winter | 37983 | 39170 | 39914 | 40610 | 41378 | 42046 | 42812 | 43556 | 44307 | 45052 | 45835
1992 | US | MAIN | - | - | MW | Peak Hour Demand - Summer | 41598 | 42027 | 42742 | 43438 | 44121 | 44819 | 45591 | 46381 | 47159 | 47912 | 48613
1992 | US | MAIN | - | - | MW | Peak Hour Demand - Winter | 33420 | 34355 | 35015 | 35632 | 36271 | 36908 | 37614 | 38330 | 38994 | 39652 | 40342
1992 | US | MRO | - | - | MW | Peak Hour Demand - Summer | 25498 | 27714 | 28092 | 28553 | 29105 | 29541 | 29998 | 30495 | 30953 | 31460 | 31611
1992 | US | MRO | - | - | MW | Peak Hour Demand - Winter | 21432 | 22747 | 23237 | 23750 | 24196 | 24635 | 25067 | 25515 | 25945 | 26379 | 26533
1992 | US | NPCC | - | - | MW | Peak Hour Demand - Summer | 46594 | 46347 | 46643 | 47185 | 47558 | 48282 | 48752 | 49502 | 50312 | 50931 | 51456
1992 | US | NPCC | - | - | MW | Peak Hour Demand - Winter | 41866 | 43061 | 43428 | 43914 | 44510 | 44925 | 45582 | 46317 | 46930 | 47456 | 48121
1992 | US | NPCC | New England | New England | MW | Peak Hour Demand - Summer | 19755 | 19587 | 19693 | 19985 | 20268 | 20782 | 21082 | 21662 | 22282 | 22721 | 23176
1992 | US | NPCC | New England | New England | MW | Peak Hour Demand - Winter | 18885 | 19431 | 19628 | 19814 | 20140 | 20335 | 20792 | 21317 | 21700 | 22036 | 22521
1992 | US | NPCC | New York | New York | MW | Peak Hour Demand - Summer | 26839 | 26760 | 26950 | 27200 | 27290 | 27500 | 27670 | 27840 | 28030 | 28210 | 28280
1992 | US | NPCC | New York | New York | MW | Peak Hour Demand - Winter | 22981 | 23630 | 23800 | 24100 | 24370 | 24590 | 24790 | 25000 | 25230 | 25420 | 25600
1992 | US | SERC | - | - | MW | Peak Hour Demand - Summer | 95968 | 98583 | 101319 | 104268 | 107102 | 109874 | 112328 | 114781 | 117247 | 119680 | 122361
1992 | US | SERC | - | - | MW | Peak Hour Demand - Winter | 88422 | 91609 | 93865 | 96014 | 98495 | 100787 | 102918 | 105257 | 107513 | 109687 | 111995
1992 | US | SERC | Central | - | MW | Peak Hour Demand - Summer | 22300 | 22558 | 23320 | 23958 | 24654 | 25336 | 26016 | 26697 | 27380 | 28060 | 28725
1992 | US | SERC | Central | - | MW | Peak Hour Demand - Winter | 22167 | 22895 | 23329 | 23897 | 24443 | 24998 | 25546 | 26090 | 26638 | 27272 | 27906
1992 | US | SERC | Southeastern | - | MW | Peak Hour Demand - Summer | 30570 | 32735 | 33634 | 34517 | 35404 | 36252 | 36963 | 37754 | 38516 | 39295 | 40075
1992 | US | SERC | Southeastern | - | MW | Peak Hour Demand - Winter | 24950 | 25785 | 26383 | 27062 | 27822 | 28432 | 29105 | 29738 | 30392 | 31000 | 31612
1992 | US | SERC | VACAR | - | MW | Peak Hour Demand - Summer | 43098 | 43290 | 44365 | 45793 | 47044 | 48286 | 49349 | 50330 | 51351 | 52325 | 53561
1992 | US | SERC | VACAR | - | MW | Peak Hour Demand - Winter | 41305 | 42929 | 44153 | 45055 | 46230 | 47357 | 48267 | 49429 | 50483 | 51415 | 52477
1992 | US | SPP | - | - | MW | Peak Hour Demand - Summer | 51885 | 53342 | 54730 | 55771 | 56780 | 57807 | 58856 | 59949 | 61146 | 62292 | 63434
1992 | US | SPP | - | - | MW | Peak Hour Demand - Winter | 38759 | 40273 | 40961 | 41927 | 42612 | 43517 | 44421 | 45366 | 46315 | 47216 | 48169
1992 | US | WECC | - | - | MW | Peak Hour Demand - Summer | 92026 | 97173 | 99338 | 101053 | 102500 | 104093 | 105905 | 107664 | 109447 | 111300 | 113126
1992 | US | WECC | - | - | MW | Peak Hour Demand - Winter | 86097 | 92103 | 93974 | 95157 | 96599 | 98528 | 100285 | 101757 | 103776 | 105365 | 106889
1992 | US | WECC | AZN | - | MW | Peak Hour Demand - Summer | 11892 | 12651 | 12930 | 13300 | 13642 | 13928 | 14270 | 14586 | 14931 | 15256 | 15578
1992 | US | WECC | AZN | - | MW | Peak Hour Demand - Winter | 9457 | 10305 | 10817 | 10863 | 11435 | 11663 | 12036 | 12293 | 12606 | 12850 | 13137
1992 | US | WECC | CNV | - | MW | Peak Hour Demand - Summer | 46076 | 48564 | 49611 | 50012 | 50601 | 51360 | 52287 | 53082 | 53864 | 54907 | 55788
1992 | US | WECC | CNV | - | MW | Peak Hour Demand - Winter | 35641 | 37178 | 37932 | 38483 | 38963 | 39636 | 40348 | 40898 | 41444 | 42307 | 43085
1992 | US | WECC | NWPP | - | MW | Peak Hour Demand - Summer | 29608 | 29397 | 30220 | 30743 | 31112 | 31524 | 31979 | 32509 | 32945 | 33416 | 33878
1992 | US | WECC | NWPP | - | MW | Peak Hour Demand - Winter | 34808 | 38233 | 39114 | 39630 | 40166 | 40733 | 41283 | 41852 | 42419 | 43005 | 43586
1992 | US | WECC | RMPA | - | MW | Peak Hour Demand - Summer | 6494 | 6747 | 6866 | 6998 | 7145 | 7294 | 7461 | 7610 | 7760 | 7894 | 8054
1992 | US | WECC | RMPA | - | MW | Peak Hour Demand - Winter | 6309 | 6771 | 6870 | 6990 | 7134 | 7294 | 7440 | 7605 | 7744 | 7881 | 8024
1993 | CA | MRO | - | - | MW | Peak Hour Demand - Summer | 4668 | 4777 | 4817 | 4878 | 4961 | 5044 | 5112 | 5179 | 5229 | 5280 | 5333
1993 | CA | MRO | - | - | MW | Peak Hour Demand - Winter | 6013 | 6226 | 6283 | 6352 | 6431 | 6526 | 6593 | 6669 | 6733 | 6794 | 6858
1993 | CA | NPCC | - | - | MW | Peak Hour Demand - Summer | 41753 | 40936 | 41983 | 43282 | 44445 | 45952 | 47030 | 47947 | 48675 | 49492 | 50258
1993 | CA | NPCC | - | - | MW | Peak Hour Demand - Winter | 54841 | 60437 | 62289 | 63984 | 65955 | 67343 | 68491 | 69531 | 70689 | 71707 | 72752
1993 | CA | NPCC | Maritimes | Maritimes | MW | Peak Hour Demand - Summer | 3009 | 3208 | 3261 | 3331 | 3417 | 3487 | 3555 | 3615 | 3668 | 3727 | 3786
1993 | CA | NPCC | Maritimes | Maritimes | MW | Peak Hour Demand - Winter | 4718 | 4833 | 4918 | 5022 | 5140 | 5240 | 5337 | 5424 | 5504 | 5577 | 5650
1993 | CA | NPCC | Ontario | Ontario | MW | Peak Hour Demand - Summer | 19939 | 19688 | 19912 | 20331 | 20798 | 21355 | 21955 | 22352 | 22667 | 23035 | 23442
1993 | CA | NPCC | Ontario | Ontario | MW | Peak Hour Demand - Winter | 21992 | 23034 | 23431 | 23962 | 24555 | 24793 | 25104 | 25387 | 25715 | 26040 | 26372
1993 | CA | NPCC | Quebec | Quebec | MW | Peak Hour Demand - Summer | 18805 | 18040 | 18810 | 19620 | 20230 | 21110 | 21520 | 21980 | 22340 | 22730 | 23030
1993 | CA | NPCC | Quebec | Quebec | MW | Peak Hour Demand - Winter | 28131 | 32570 | 33940 | 35000 | 36260 | 37310 | 38050 | 38720 | 39470 | 40090 | 40730
1993 | CA | WECC | - | - | MW | Peak Hour Demand - Summer | 12160 | 12045 | 12495 | 12894 | 13094 | 13279 | 13542 | 13742 | 14010 | 14263 | 14372
1993 | CA | WECC | - | - | MW | Peak Hour Demand - Winter | 15247 | 15699 | 16223 | 16675 | 16914 | 17120 | 17455 | 17803 | 18140 | 18533 | 18759
1993 | MX | WECC | CA-MX | - | MW | Peak Hour Demand - Summer | 946 | 1009 | 1076 | 1145 | 1227 | 1315 | 1431 | 1532 | 1645 | 1764 | 1886
1993 | MX | WECC | CA-MX | - | MW | Peak Hour Demand - Winter | 624 | 738 | 787 | 837 | 897 | 972 | 1046 | 1120 | 1203 | 1290 | 1379
1993 | US | ECAR | - | - | MW | Peak Hour Demand - Summer | 78550 | 82409 | 84151 | 85488 | 86764 | 87957 | 89116 | 90402 | 91636 | 92910 | 94291
1993 | US | ECAR | - | - | MW | Peak Hour Demand - Winter | 72885 | 77467 | 78685 | 79888 | 81023 | 82136 | 83382 | 84499 | 85689 | 86851 | 88024
1993 | US | TRE | - | ERCOT | MW | Peak Hour Demand - Summer | 42619 | 45005 | 45457 | 46307 | 47096 | 48183 | 49258 | 50439 | 51704 | 52997 | 54332
1993 | US | TRE | - | ERCOT | MW | Peak Hour Demand - Winter | 35055 | 36280 | 37154 | 37926 | 38933 | 39961 | 41045 | 42177 | 43319 | 44671 | 45744
1993 | US | FRCC | - | FRCC | MW | Peak Hour Demand - Summer | 30601 | 30723 | 31464 | 32373 | 33081 | 33792 | 34650 | 35371 | 36100 | 36802 | 37480
1993 | US | FRCC | - | FRCC | MW | Peak Hour Demand - Winter | 30616 | 33604 | 34500 | 35600 | 36607 | 37934 | 38915 | 39830 | 40734 | 41470 | 42356
1993 | US | MAAC | - | - | MW | Peak Hour Demand - Summer | 43658 | 44348 | 44899 | 45354 | 45866 | 46397 | 46985 | 47590 | 48192 | 48761 | 49400
1993 | US | MAAC | - | - | MW | Peak Hour Demand - Winter | 37915 | 39293 | 39771 | 40301 | 40873 | 41502 | 42163 | 42797 | 43416 | 44088 | 44818
1993 | US | MAIN | - | - | MW | Peak Hour Demand - Summer | 38819 | 42342 | 43112 | 44001 | 44801 | 45611 | 46435 | 47278 | 48122 | 48918 | 49659
1993 | US | MAIN | - | - | MW | Peak Hour Demand - Winter | 31289 | 34653 | 35389 | 36057 | 36728 | 37460 | 38165 | 38893 | 39634 | 40363 | 40994
1993 | US | MRO | - | - | MW | Peak Hour Demand - Summer | 22638 | 28136 | 28741 | 29234 | 29706 | 30102 | 30631 | 31203 | 31748 | 32229 | 32871
1993 | US | MRO | - | - | MW | Peak Hour Demand - Winter | 21866 | 22924 | 23320 | 23701 | 24076 | 24451 | 24915 | 25388 | 25818 | 26243 | 26699
1993 | US | NPCC | - | - | MW | Peak Hour Demand - Summer | 43658 | 46314 | 46521 | 47036 | 47764 | 48447 | 49231 | 50068 | 50825 | 51544 | 52418
1993 | US | NPCC | - | - | MW | Peak Hour Demand - Winter | 41125 | 42743 | 43127 | 43685 | 44332 | 44999 | 45819 | 46521 | 47225 | 47941 | 48704
1993 | US | NPCC | New England | New England | MW | Peak Hour Demand - Summer | 18707 | 19694 | 19751 | 20276 | 20814 | 21367 | 21971 | 22628 | 23145 | 23704 | 24278
1993 | US | NPCC | New England | New England | MW | Peak Hour Demand - Winter | 18853 | 19333 | 19457 | 19895 | 20342 | 20799 | 21379 | 21851 | 22305 | 22791 | 23304
1993 | US | NPCC | New York | New York | MW | Peak Hour Demand - Summer | 24951 | 26620 | 26770 | 26760 | 26950 | 27080 | 27260 | 27440 | 27680 | 27840 | 28140
1993 | US | NPCC | New York | New York | MW | Peak Hour Demand - Winter | 22272 | 23410 | 23670 | 23790 | 23990 | 24200 | 24440 | 24670 | 24920 | 25150 | 25400
1993 | US | SERC | - | - | MW | Peak Hour Demand - Summer | 97635 | 101366 | 104058 | 106687 | 109157 | 111575 | 113824 | 116103 | 118421 | 121259 | 123995
1993 | US | SERC | - | - | MW | Peak Hour Demand - Winter | 88218 | 94530 | 96870 | 99213 | 101592 | 103770 | 106340 | 108428 | 110855 | 113359 | 115571
1993 | US | SERC | Central | - | MW | Peak Hour Demand - Summer | 22201 | 23294 | 23877 | 24340 | 24777 | 25244 | 25726 | 26223 | 26734 | 27429 | 28127
1993 | US | SERC | Central | - | MW | Peak Hour Demand - Winter | 21469 | 23116 | 23638 | 24119 | 24639 | 25175 | 25719 | 26286 | 26954 | 27622 | 28289
1993 | US | SERC | Southeastern | - | MW | Peak Hour Demand - Summer | 31820 | 33163 | 34082 | 35076 | 35929 | 36831 | 37482 | 38281 | 38873 | 39662 | 40391
1993 | US | SERC | Southeastern | - | MW | Peak Hour Demand - Winter | 26799 | 27563 | 28437 | 29193 | 30003 | 30594 | 31314 | 31879 | 32541 | 33209 | 33862
1993 | US | SERC | VACAR | - | MW | Peak Hour Demand - Summer | 43614 | 44909 | 46099 | 47271 | 48451 | 49500 | 50616 | 51599 | 52814 | 54168 | 55477
1993 | US | SERC | VACAR | - | MW | Peak Hour Demand - Winter | 39950 | 43851 | 44795 | 45901 | 46950 | 48001 | 49307 | 50263 | 51360 | 52528 | 53420
1993 | US | SPP | - | - | MW | Peak Hour Demand - Summer | 51324 | 53956 | 55307 | 56201 | 56980 | 57772 | 58540 | 59218 | 60229 | 61204 | 62207
1993 | US | SPP | - | - | MW | Peak Hour Demand - Winter | 39912 | 40791 | 41514 | 42298 | 43000 | 43761 | 44567 | 45413 | 46320 | 47180 | 47991
1993 | US | WECC | - | - | MW | Peak Hour Demand - Summer | 99205 | 98393 | 100229 | 101847 | 103415 | 105499 | 107174 | 108761 | 110827 | 112126 | 113814
1993 | US | WECC | - | - | MW | Peak Hour Demand - Winter | 91686 | 92464 | 94140 | 95898 | 97445 | 98842 | 100257 | 101721 | 103152 | 104514 | 106105
1993 | US | WECC | AZN | - | MW | Peak Hour Demand - Summer | 12956 | 12820 | 13134 | 13544 | 13866 | 14197 | 14474 | 14794 | 15110 | 15411 | 15679
1993 | US | WECC | AZN | - | MW | Peak Hour Demand - Winter | 9478 | 10708 | 11105 | 11463 | 11763 | 12010 | 12274 | 12535 | 12810 | 13081 | 13358
1993 | US | WECC | CNV | - | MW | Peak Hour Demand - Summer | 49983 | 49181 | 49984 | 50813 | 51751 | 52748 | 53625 | 54563 | 55582 | 56164 | 57028
1993 | US | WECC | CNV | - | MW | Peak Hour Demand - Winter | 37076 | 36978 | 37824 | 38586 | 39244 | 39659 | 40662 | 41046 | 41924 | 42284 | 42909
1993 | US | WECC | NWPP | - | MW | Peak Hour Demand - Summer | 30101 | 29771 | 30377 | 30908 | 31109 | 31471 | 31842 | 32137 | 32554 | 32832 | 33325
1993 | US | WECC | NWPP | - | MW | Peak Hour Demand - Winter | 38904 | 38864 | 39542 | 40241 | 40470 | 40928 | 41410 | 41902 | 42425 | 42825 | 43451
1993 | US | WECC | RMPA | - | MW | Peak Hour Demand - Summer | 6382 | 6621 | 6765 | 6898 | 7039 | 7195 | 7324 | 7458 | 7581 | 7719 | 7861
1993 | US | WECC | RMPA | - | MW | Peak Hour Demand - Winter | 6228 | 6368 | 6489 | 6617 | 6757 | 6884 | 7006 | 7137 | 7253 | 7380 | 7508
1994 | CA | MRO | - | - | MW | Peak Hour Demand - Summer | 4679 | 4907 | 4962 | 5055 | 5064 | 5097 | 5157 | 5209 | 5284 | 5327 | 5359
1994 | CA | MRO | - | - | MW | Peak Hour Demand - Winter | 5970 | 6097 | 6149 | 6254 | 6297 | 6362 | 6408 | 6466 | 6542 | 6599 | 6626
1994 | CA | NPCC | - | - | MW | Peak Hour Demand - Summer | 41701 | 40363 | 41324 | 42227 | 43130 | 44121 | 44708 | 45289 | 45891 | 46403 | 46905
1994 | CA | NPCC | - | - | MW | Peak Hour Demand - Winter | 59289 | 58679 | 60094 | 61267 | 62549 | 63608 | 64406 | 65299 | 66135 | 66957 | 67748
1994 | CA | NPCC | Maritimes | Maritimes | MW | Peak Hour Demand - Summer | 3082 | 3166 | 3293 | 3364 | 3422 | 3486 | 3549 | 3611 | 3674 | 3734 | 3795
1994 | CA | NPCC | Maritimes | Maritimes | MW | Peak Hour Demand - Winter | 4824 | 4852 | 5014 | 5110 | 5190 | 5283 | 5376 | 5471 | 5556 | 5636 | 5718
1994 | CA | NPCC | Ontario | Ontario | MW | Peak Hour Demand - Summer | 20883 | 19327 | 19561 | 20073 | 20368 | 20615 | 20789 | 21028 | 21277 | 21509 | 21750
1994 | CA | NPCC | Ontario | Ontario | MW | Peak Hour Demand - Winter | 23856 | 22677 | 23150 | 23467 | 23709 | 23905 | 24180 | 24488 | 24739 | 25021 | 25300
1994 | CA | NPCC | Quebec | Quebec | MW | Peak Hour Demand - Summer | 17736 | 17870 | 18470 | 18790 | 19340 | 20020 | 20370 | 20650 | 20940 | 21160 | 21360
1994 | CA | NPCC | Quebec | Quebec | MW | Peak Hour Demand - Winter | 30609 | 31150 | 31930 | 32690 | 33650 | 34420 | 34850 | 35340 | 35840 | 36300 | 36730
1994 | CA | WECC | - | - | MW | Peak Hour Demand - Summer | 12262 | 12391 | 12776 | 12963 | 13134 | 13382 | 13576 | 13807 | 14053 | 14162 | 14407
1994 | CA | WECC | - | - | MW | Peak Hour Demand - Winter | 14951 | 16091 | 16522 | 16740 | 16923 | 17236 | 17575 | 17911 | 18193 | 18336 | 18680
1994 | MX | WECC | CA-MX | - | MW | Peak Hour Demand - Summer | 965 | 1028 | 1123 | 1210 | 1278 | 1392 | 1488 | 1592 | 1706 | 1828 | 1957
1994 | MX | WECC | CA-MX | - | MW | Peak Hour Demand - Winter | 671 | 729 | 800 | 842 | 914 | 982 | 1047 | 1118 | 1196 | 1279 | 1367
1994 | US | ECAR | - | - | MW | Peak Hour Demand - Summer | 80533 | 85612 | 86859 | 88076 | 89297 | 90382 | 91615 | 92842 | 94040 | 95343 | 96650
1994 | US | ECAR | - | - | MW | Peak Hour Demand - Winter | 81846 | 79262 | 80340 | 81426 | 82495 | 83609 | 84855 | 85949 | 87172 | 88377 | 89652
1994 | US | TRE | - | ERCOT | MW | Peak Hour Demand - Summer | 44255 | 44340 | 44736 | 45481 | 46472 | 47788 | 48955 | 50146 | 51172 | 52266 | 53376
1994 | US | TRE | - | ERCOT | MW | Peak Hour Demand - Winter | 35407 | 36353 | 37031 | 38081 | 39159 | 40340 | 41474 | 42444 | 43513 | 44627 | 45651
1994 | US | FRCC | - | FRCC | MW | Peak Hour Demand - Summer | 32823 | 31470 | 32418 | 33299 | 33950 | 34720 | 35427 | 36187 | 36979 | 37682 | 38404
1994 | US | FRCC | - | FRCC | MW | Peak Hour Demand - Winter | 32499 | 33665 | 34732 | 35766 | 36751 | 37710 | 38706 | 39705 | 40691 | 41685 | 42719
1994 | US | MAAC | - | - | MW | Peak Hour Demand - Summer | 46494 | 44198 | 44682 | 45197 | 45784 | 46405 | 47068 | 47732 | 48363 | 49000 | 49674
1994 | US | MAAC | - | - | MW | Peak Hour Demand - Winter | 41406 | 39492 | 40047 | 40637 | 41265 | 41921 | 42585 | 43273 | 43887 | 44476 | 45128
1994 | US | MAIN | - | - | MW | Peak Hour Demand - Summer | 41956 | 43068 | 43793 | 44564 | 45362 | 46147 | 46954 | 47743 | 48486 | 49142 | 50037
1994 | US | MAIN | - | - | MW | Peak Hour Demand - Winter | 34966 | 33561 | 34171 | 34773 | 35360 | 36106 | 36769 | 37416 | 37903 | 38562 | 39280
1994 | US | MRO | - | - | MW | Peak Hour Demand - Summer | 24396 | 25901 | 26263 | 26591 | 26960 | 27324 | 27694 | 28096 | 28419 | 28868 | 29345
1994 | US | MRO | - | - | MW | Peak Hour Demand - Winter | 21955 | 21817 | 22221 | 22518 | 22898 | 23327 | 23710 | 24114 | 24477 | 24874 | 25306
1994 | US | NPCC | - | - | MW | Peak Hour Demand - Summer | 46706 | 46520 | 46799 | 47339 | 47922 | 48460 | 49076 | 49671 | 50039 | 50554 | 51043
1994 | US | NPCC | - | - | MW | Peak Hour Demand - Winter | 42063 | 42600 | 42900 | 43348 | 43829 | 44352 | 44972 | 45432 | 46057 | 46588 | 47115
1994 | US | NPCC | New England | New England | MW | Peak Hour Demand - Summer | 19570 | 19800 | 19939 | 20229 | 20522 | 20820 | 21146 | 21471 | 21639 | 21974 | 22243
1994 | US | NPCC | New England | New England | MW | Peak Hour Demand - Winter | 19528 | 19200 | 19300 | 19518 | 19739 | 19962 | 20312 | 20542 | 20977 | 21318 | 21615
1994 | US | NPCC | New York | New York | MW | Peak Hour Demand - Summer | 27136 | 26720 | 26860 | 27110 | 27400 | 27640 | 27930 | 28200 | 28400 | 28580 | 28800
1994 | US | NPCC | New York | New York | MW | Peak Hour Demand - Winter | 22535 | 23400 | 23600 | 23830 | 24090 | 24390 | 24660 | 24890 | 25080 | 25270 | 25500
1994 | US | SERC | - | - | MW | Peak Hour Demand - Summer | 103278 | 103745 | 106197 | 109130 | 111653 | 113726 | 116067 | 118416 | 121209 | 123917 | 126574
1994 | US | SERC | - | - | MW | Peak Hour Demand - Winter | 101136 | 95355 | 98117 | 100388 | 102374 | 104811 | 106893 | 108920 | 111284 | 113510 | 115598
1994 | US | SERC | Central | - | MW | Peak Hour Demand - Summer | 24072 | 23522 | 24005 | 24447 | 24902 | 25375 | 25854 | 26497 | 27313 | 28136 | 28959
1994 | US | SERC | Central | - | MW | Peak Hour Demand - Winter | 24925 | 23057 | 23638 | 24119 | 24639 | 25175 | 25719 | 26286 | 26954 | 27622 | 28289
1994 | US | SERC | Southeastern | - | MW | Peak Hour Demand - Summer | 33933 | 34214 | 35098 | 36271 | 37196 | 37844 | 38638 | 39257 | 40040 | 40818 | 41586
1994 | US | SERC | Southeastern | - | MW | Peak Hour Demand - Winter | 29786 | 28316 | 29398 | 30223 | 30806 | 31565 | 32138 | 32843 | 33547 | 34238 | 34777
1994 | US | SERC | VACAR | - | MW | Peak Hour Demand - Summer | 45273 | 46009 | 47094 | 48412 | 49555 | 50507 | 51575 | 52662 | 53856 | 54963 | 56029
1994 | US | SERC | VACAR | - | MW | Peak Hour Demand - Winter | 46425 | 43982 | 45081 | 46046 | 46929 | 48071 | 49036 | 49791 | 50783 | 51650 | 52532
1994 | US | SPP | - | - | MW | Peak Hour Demand - Summer | 57106 | 57263 | 58524 | 59542 | 60559 | 61543 | 62540 | 63182 | 64233 | 65351 | 66911
1994 | US | SPP | - | - | MW | Peak Hour Demand - Winter | 41644 | 42514 | 43400 | 44188 | 44888 | 45842 | 46755 | 47627 | 48518 | 49381 | 50210
1994 | US | WECC | - | - | MW | Peak Hour Demand - Summer | 97809 | 100177 | 102476 | 103745 | 105646 | 107420 | 108868 | 110623 | 112127 | 113963 | 115784
1994 | US | WECC | - | - | MW | Peak Hour Demand - Winter | 88811 | 93877 | 95615 | 96875 | 98684 | 100272 | 101790 | 103328 | 104694 | 106300 | 107801
1994 | US | WECC | AZN | - | MW | Peak Hour Demand - Summer | 13057 | 13303 | 13711 | 14026 | 14333 | 14624 | 14909 | 15198 | 15508 | 15792 | 16074
1994 | US | WECC | AZN | - | MW | Peak Hour Demand - Winter | 10193 | 11064 | 11436 | 11723 | 11993 | 12234 | 12485 | 12763 | 12991 | 13246 | 13479
1994 | US | WECC | CNV | - | MW | Peak Hour Demand - Summer | 48699 | 50325 | 51192 | 51851 | 52790 | 53664 | 54347 | 55243 | 56034 | 56957 | 57919
1994 | US | WECC | CNV | - | MW | Peak Hour Demand - Winter | 37079 | 37589 | 38191 | 38731 | 39426 | 39960 | 40471 | 41061 | 41574 | 42199 | 42816
1994 | US | WECC | NWPP | - | MW | Peak Hour Demand - Summer | 29326 | 29999 | 30960 | 31361 | 31586 | 32059 | 32365 | 32838 | 33240 | 33620 | 34065
1994 | US | WECC | NWPP | - | MW | Peak Hour Demand - Winter | 37255 | 39951 | 40435 | 40796 | 41220 | 41911 | 42458 | 42973 | 43383 | 43933 | 44496
1994 | US | WECC | RMPA | - | MW | Peak Hour Demand - Summer | 6727 | 6954 | 7056 | 7143 | 7405 | 7540 | 7679 | 7819 | 7978 | 8126 | 8249
1994 | US | WECC | RMPA | - | MW | Peak Hour Demand - Winter | 6566 | 6630 | 6724 | 6822 | 7076 | 7210 | 7345 | 7490 | 7636 | 7769 | 7887
1995 | CA | MRO | - | - | MW | Peak Hour Demand - Summer | 4772 | 4978 | 5040 | 5031 | 5114 | 5159 | 5273 | 5321 | 5366 | 5414 | 5465
1995 | CA | MRO | - | - | MW | Peak Hour Demand - Winter | 6257 | 6267 | 6351 | 6474 | 6525 | 6587 | 6676 | 6714 | 6797 | 6820 | 6910
1995 | CA | NPCC | - | - | MW | Peak Hour Demand - Summer | 41448 | 41584 | 42825 | 43870 | 45147 | 45905 | 46551 | 47247 | 47987 | 48663 | 49284
1995 | CA | NPCC | - | - | MW | Peak Hour Demand - Winter | 59039 | 60149 | 61484 | 63343 | 64746 | 65695 | 66620 | 67660 | 68715 | 69646 | 70542
1995 | CA | NPCC | Maritimes | Maritimes | MW | Peak Hour Demand - Summer | 2968 | 3200 | 3248 | 3291 | 3346 | 3405 | 3466 | 3529 | 3596 | 3666 | 3739
1995 | CA | NPCC | Maritimes | Maritimes | MW | Peak Hour Demand - Winter | 4696 | 4952 | 5022 | 5093 | 5182 | 5278 | 5377 | 5472 | 5570 | 5673 | 5781
1995 | CA | NPCC | Ontario | Ontario | MW | Peak Hour Demand - Summer | 20918 | 20214 | 20767 | 21399 | 21811 | 22170 | 22485 | 22818 | 23121 | 23437 | 23775
1995 | CA | NPCC | Ontario | Ontario | MW | Peak Hour Demand - Winter | 22812 | 23297 | 23962 | 24450 | 24874 | 25247 | 25593 | 25948 | 26275 | 26653 | 26981
1995 | CA | NPCC | Quebec | Quebec | MW | Peak Hour Demand - Summer | 17562 | 18170 | 18810 | 19180 | 19990 | 20330 | 20600 | 20900 | 21270 | 21560 | 21770
1995 | CA | NPCC | Quebec | Quebec | MW | Peak Hour Demand - Winter | 31531 | 31900 | 32500 | 33800 | 34690 | 35170 | 35650 | 36240 | 36870 | 37320 | 37780
1995 | CA | WECC | - | - | MW | Peak Hour Demand - Summer | 12878 | 12556 | 13105 | 13442 | 13721 | 13942 | 14210 | 14563 | 14725 | 14980 | 15292
1995 | CA | WECC | - | - | MW | Peak Hour Demand - Winter | 15831 | 16462 | 16839 | 17170 | 17537 | 17778 | 18182 | 18530 | 18833 | 19221 | 19581
1995 | MX | WECC | CA-MX | - | MW | Peak Hour Demand - Summer | 1034 | 1123 | 1210 | 1276 | 1392 | 1488 | 1593 | 1708 | 1831 | 1961 | 2100
1995 | MX | WECC | CA-MX | - | MW | Peak Hour Demand - Winter | 674 | 765 | 840 | 912 | 974 | 1041 | 1112 | 1192 | 1278 | 1369 | 1467
1995 | US | ECAR | - | - | MW | Peak Hour Demand - Summer | 87165 | 87165 | 88636 | 90446 | 91493 | 93257 | 94270 | 95676 | 97032 | 98715 | 100159
1995 | US | ECAR | - | - | MW | Peak Hour Demand - Winter | 75638 | 80789 | 82003 | 83293 | 84583 | 86716 | 86923 | 88188 | 89399 | 90712 | 91995
1995 | US | TRE | - | ERCOT | MW | Peak Hour Demand - Summer | 44162 | 45440 | 46249 | 47130 | 48282 | 49328 | 50478 | 51475 | 52557 | 53655 | 54690
1995 | US | TRE | - | ERCOT | MW | Peak Hour Demand - Winter | 36180 | 37575 | 38466 | 39342 | 40366 | 41388 | 42289 | 43270 | 44304 | 45230 | 46356
1995 | US | FRCC | - | FRCC | MW | Peak Hour Demand - Summer | 32904 | 32662 | 33438 | 34159 | 34972 | 35577 | 36213 | 36883 | 37496 | 38128 | 38834
1995 | US | FRCC | - | FRCC | MW | Peak Hour Demand - Winter | 35854 | 34649 | 35520 | 36518 | 37318 | 38199 | 39073 | 39882 | 40727 | 41566 | 42622
1995 | US | MAAC | - | - | MW | Peak Hour Demand - Summer | 46019 | 44571 | 45099 | 45733 | 46365 | 46964 | 47632 | 48324 | 49020 | 49710 | 50078
1995 | US | MAAC | - | - | MW | Peak Hour Demand - Winter | 40653 | 40257 | 40760 | 41460 | 42123 | 42783 | 43519 | 44230 | 44937 | 45248 | 45821
1995 | US | MAIN | - | - | MW | Peak Hour Demand - Summer | 42562 | 43958 | 44716 | 45515 | 46358 | 47109 | 47772 | 48497 | 49104 | 49874 | 50696
1995 | US | MAIN | - | - | MW | Peak Hour Demand - Winter | 33999 | 35622 | 36194 | 36859 | 37556 | 38175 | 38789 | 39262 | 39891 | 40576 | 41294
1995 | US | MRO | - | - | MW | Peak Hour Demand - Summer | 27000 | 28736 | 29486 | 30109 | 30462 | 30918 | 31387 | 32142 | 32721 | 33047 | 33636
1995 | US | MRO | - | - | MW | Peak Hour Demand - Winter | 23033 | 23575 | 23986 | 24403 | 24676 | 25162 | 25597 | 26070 | 26362 | 26935 | 27283
1995 | US | NPCC | - | - | MW | Peak Hour Demand - Summer | 47581 | 47495 | 47990 | 48444 | 48909 | 49356 | 49911 | 50299 | 50804 | 51273 | 51673
1995 | US | NPCC | - | - | MW | Peak Hour Demand - Winter | 42547 | 43145 | 43565 | 44102 | 44611 | 45022 | 45422 | 46037 | 46558 | 47045 | 47527
1995 | US | NPCC | New England | New England | MW | Peak Hour Demand - Summer | 20519 | 20425 | 20650 | 20814 | 20979 | 21146 | 21471 | 21639 | 21974 | 22243 | 22463
1995 | US | NPCC | New England | New England | MW | Peak Hour Demand - Winter | 19204 | 19425 | 19625 | 19852 | 20081 | 20312 | 20542 | 20977 | 21318 | 21615 | 21887
1995 | US | NPCC | New York | New York | MW | Peak Hour Demand - Summer | 27062 | 27070 | 27340 | 27630 | 27930 | 28210 | 28440 | 28660 | 28830 | 29030 | 29210
1995 | US | NPCC | New York | New York | MW | Peak Hour Demand - Winter | 23343 | 23720 | 23940 | 24250 | 24530 | 24710 | 24880 | 25060 | 25240 | 25430 | 25640
1995 | US | SERC | - | - | MW | Peak Hour Demand - Summer | 99680 | 107565 | 110661 | 113238 | 115990 | 118764 | 121273 | 123951 | 126589 | 129265 | 131960
1995 | US | SERC | - | - | MW | Peak Hour Demand - Winter | 96807 | 98673 | 101730 | 104367 | 106897 | 109118 | 111601 | 114073 | 116466 | 118945 | 121259
1995 | US | SERC | Central | - | MW | Peak Hour Demand - Summer | 23398 | 24521 | 25136 | 25766 | 26415 | 27084 | 27763 | 28452 | 29140 | 29825 | 30514
1995 | US | SERC | Central | - | MW | Peak Hour Demand - Winter | 24676 | 24205 | 24838 | 25490 | 26165 | 26856 | 27505 | 28160 | 28811 | 29467 | 30119
1995 | US | SERC | Southeastern | - | MW | Peak Hour Demand - Summer | 32596 | 35457 | 36843 | 37420 | 38298 | 39082 | 39879 | 40654 | 41482 | 42291 | 43149
1995 | US | SERC | Southeastern | - | MW | Peak Hour Demand - Winter | 27486 | 29410 | 30462 | 31255 | 31983 | 32709 | 33404 | 34160 | 34891 | 35662 | 36422
1995 | US | SERC | VACAR | - | MW | Peak Hour Demand - Summer | 43686 | 47587 | 48682 | 50052 | 51277 | 52598 | 53631 | 54845 | 55967 | 57149 | 58297
1995 | US | SERC | VACAR | - | MW | Peak Hour Demand - Winter | 44645 | 45058 | 46430 | 47622 | 48749 | 49553 | 50692 | 51753 | 52764 | 53816 | 54718
1995 | US | SPP | - | - | MW | Peak Hour Demand - Summer | 56035 | 59001 | 60200 | 61120 | 62170 | 63247 | 63820 | 64712 | 65787 | 67016 | 68559
1995 | US | SPP | - | - | MW | Peak Hour Demand - Winter | 42505 | 43548 | 44275 | 45120 | 45948 | 46507 | 47140 | 47999 | 48972 | 49888 | 50814
1995 | US | WECC | - | - | MW | Peak Hour Demand - Summer | 102212 | 103821 | 106251 | 108281 | 109987 | 111723 | 113395 | 115123 | 116963 | 118835 | 120696
1995 | US | WECC | - | - | MW | Peak Hour Demand - Winter | 91037 | 94758 | 96773 | 98280 | 99798 | 101260 | 102814 | 104509 | 106204 | 107852 | 109497
1995 | US | WECC | AZN | - | MW | Peak Hour Demand - Summer | 13985 | 13839 | 14107 | 14442 | 14765 | 15088 | 15391 | 15715 | 16047 | 16381 | 16717
1995 | US | WECC | AZN | - | MW | Peak Hour Demand - Winter | 10170 | 11070 | 11358 | 11620 | 11919 | 12159 | 12444 | 12714 | 12985 | 13312 | 13595
1995 | US | WECC | CNV | - | MW | Peak Hour Demand - Summer | 51634 | 52990 | 53948 | 54840 | 55595 | 56413 | 57171 | 57956 | 58827 | 59716 | 60545
1995 | US | WECC | CNV | - | MW | Peak Hour Demand - Winter | 37922 | 38857 | 39358 | 39929 | 40430 | 41006 | 41554 | 42125 | 42757 | 43392 | 44005
1995 | US | WECC | NWPP | - | MW | Peak Hour Demand - Summer | 31277 | 30101 | 31196 | 31710 | 32281 | 32736 | 33198 | 33688 | 34215 | 34770 | 35286
1995 | US | WECC | NWPP | - | MW | Peak Hour Demand - Winter | 37145 | 38960 | 40026 | 40565 | 41103 | 41671 | 42279 | 42879 | 43507 | 44121 | 44739
1995 | US | WECC | RMPA | - | MW | Peak Hour Demand - Summer | 6955 | 7146 | 7252 | 7520 | 7624 | 7762 | 7901 | 8038 | 8165 | 8280 | 8424
1995 | US | WECC | RMPA | - | MW | Peak Hour Demand - Winter | 6766 | 6932 | 7048 | 7341 | 7449 | 7595 | 7738 | 7872 | 7998 | 8110 | 8240
1996 | CA | MRO | - | - | MW | Peak Hour Demand - Summer | 4872 | 4993 | 4971 | 5041 | 5101 | 5187 | 5247 | 5282 | 5328 | 5378 | 5346
1996 | CA | MRO | - | - | MW | Peak Hour Demand - Winter | 6400 | 6321 | 6372 | 6471 | 6527 | 6630 | 6703 | 6748 | 6752 | 6842 | 6798
1996 | CA | NPCC | - | - | MW | Peak Hour Demand - Summer | 42729 | 41761 | 42997 | 43705 | 44654 | 45490 | 46228 | 46891 | 47477 | 48020 | 48689
1996 | CA | NPCC | - | - | MW | Peak Hour Demand - Winter | 58639 | 59967 | 61066 | 62501 | 64086 | 65245 | 66059 | 66909 | 67652 | 68511 | 69536
1996 | CA | NPCC | Maritimes | Maritimes | MW | Peak Hour Demand - Summer | 3095 | 3267 | 3305 | 3340 | 3377 | 3424 | 3477 | 3533 | 3590 | 3653 | 3721
1996 | CA | NPCC | Maritimes | Maritimes | MW | Peak Hour Demand - Winter | 4786 | 5006 | 5068 | 5138 | 5217 | 5298 | 5375 | 5455 | 5538 | 5636 | 5736
1996 | CA | NPCC | Ontario | Ontario | MW | Peak Hour Demand - Summer | 21674 | 20324 | 20942 | 21345 | 21697 | 22006 | 22331 | 22628 | 22937 | 23267 | 23598
1996 | CA | NPCC | Ontario | Ontario | MW | Peak Hour Demand - Winter | 22613 | 23451 | 23928 | 24343 | 24709 | 25047 | 25394 | 25714 | 26084 | 26455 | 26830
1996 | CA | NPCC | Quebec | Quebec | MW | Peak Hour Demand - Summer | 17960 | 18170 | 18750 | 19020 | 19580 | 20060 | 20420 | 20730 | 20950 | 21100 | 21370
1996 | CA | NPCC | Quebec | Quebec | MW | Peak Hour Demand - Winter | 31240 | 31510 | 32070 | 33020 | 34160 | 34900 | 35290 | 35740 | 36030 | 36420 | 36970
1996 | CA | WECC | - | - | MW | Peak Hour Demand - Summer | 12945 | 13559 | 13872 | 14165 | 14534 | 14790 | 15030 | 15209 | 15470 | 15748 | 15973
1996 | CA | WECC | - | - | MW | Peak Hour Demand - Winter | 16652 | 16874 | 17211 | 17635 | 18007 | 18381 | 18603 | 18912 | 19240 | 19566 | 19887
1996 | MX | WECC | CA-MX | - | MW | Peak Hour Demand - Summer | 1104 | 1142 | 1245 | 1322 | 1414 | 1524 | 1642 | 1766 | 1901 | 2045 | 2200
1996 | MX | WECC | CA-MX | - | MW | Peak Hour Demand - Winter | 716 | 807 | 871 | 921 | 989 | 1065 | 1146 | 1233 | 1327 | 1427 | 1535
1996 | US | ECAR | - | - | MW | Peak Hour Demand - Summer | 92619 | 88347 | 90917 | 92299 | 94230 | 95832 | 97497 | 99176 | 100798 | 102473 | 104213
1996 | US | ECAR | - | - | MW | Peak Hour Demand - Winter | 83465 | 81901 | 83203 | 84758 | 86191 | 87633 | 89054 | 90496 | 91930 | 93425 | 92636
1996 | US | TRE | - | ERCOT | MW | Peak Hour Demand - Summer | 46618 | 47354 | 48293 | 49128 | 49906 | 51104 | 52142 | 53355 | 54422 | 55553 | 56843
1996 | US | TRE | - | ERCOT | MW | Peak Hour Demand - Winter | 36965 | 38026 | 38960 | 39406 | 40459 | 41455 | 42443 | 43313 | 44377 | 45435 | 46620
1996 | US | FRCC | - | FRCC | MW | Peak Hour Demand - Summer | 34524 | 34057 | 35181 | 35026 | 35667 | 36459 | 37198 | 37901 | 38550 | 39238 | 40024
1996 | US | FRCC | - | FRCC | MW | Peak Hour Demand - Winter | 37491 | 36627 | 36728 | 37533 | 38364 | 39217 | 40005 | 40793 | 41564 | 42373 | 43227
1996 | US | MAAC | - | - | MW | Peak Hour Demand - Summer | 48577 | 47238 | 47923 | 48623 | 49280 | 50044 | 50707 | 51430 | 52082 | 52448 | 53082
1996 | US | MAAC | - | - | MW | Peak Hour Demand - Winter | 40790 | 41891 | 42678 | 43301 | 43982 | 44748 | 45309 | 46008 | 46652 | 46672 | 47413
1996 | US | MAIN | - | - | MW | Peak Hour Demand - Summer | 45782 | 45045 | 45882 | 46657 | 47471 | 48162 | 48873 | 49581 | 50330 | 51136 | 51735
1996 | US | MAIN | - | - | MW | Peak Hour Demand - Winter | 35734 | 35496 | 36120 | 36812 | 37391 | 38011 | 38562 | 39163 | 39834 | 40287 | 40951
1996 | US | MRO | - | - | MW | Peak Hour Demand - Summer | 29192 | 29465 | 30182 | 30856 | 31433 | 31973 | 32298 | 33101 | 33720 | 34333 | 34981
1996 | US | MRO | - | - | MW | Peak Hour Demand - Winter | 23429 | 24069 | 24521 | 25066 | 25464 | 25946 | 26418 | 26797 | 27371 | 27845 | 28168
1996 | US | NPCC | - | - | MW | Peak Hour Demand - Summer | 47705 | 48290 | 48660 | 49238 | 49900 | 50481 | 51015 | 51388 | 51823 | 52308 | 52747
1996 | US | NPCC | - | - | MW | Peak Hour Demand - Winter | 42755 | 43420 | 43830 | 44401 | 45019 | 45464 | 45918 | 46339 | 46812 | 47214 | 47669
1996 | US | NPCC | New England | New England | MW | Peak Hour Demand - Summer | 20499 | 20980 | 21140 | 21498 | 21850 | 22171 | 22475 | 22658 | 22823 | 23008 | 23157
1996 | US | NPCC | New England | New England | MW | Peak Hour Demand - Winter | 19247 | 19640 | 19840 | 20141 | 20419 | 20694 | 20918 | 21139 | 21362 | 21564 | 21769
1996 | US | NPCC | New York | New York | MW | Peak Hour Demand - Summer | 27206 | 27310 | 27520 | 27740 | 28050 | 28310 | 28540 | 28730 | 29000 | 29300 | 29590
1996 | US | NPCC | New York | New York | MW | Peak Hour Demand - Winter | 23508 | 23780 | 23990 | 24260 | 24600 | 24770 | 25000 | 25200 | 25450 | 25650 | 25900
1996 | US | SERC | - | - | MW | Peak Hour Demand - Summer | 112045 | 111698 | 113836 | 116640 | 119314 | 121643 | 124298 | 126978 | 129713 | 132143 | 134924
1996 | US | SERC | - | - | MW | Peak Hour Demand - Winter | 104541 | 102587 | 105142 | 107761 | 110428 | 112923 | 115238 | 117676 | 120312 | 122121 | 124232
1996 | US | SERC | Central | - | MW | Peak Hour Demand - Summer | 25496 | 25283 | 25703 | 26397 | 26929 | 27469 | 28041 | 28615 | 29183 | 29753 | 30332
1996 | US | SERC | Central | - | MW | Peak Hour Demand - Winter | 25995 | 24855 | 25601 | 26188 | 26795 | 27393 | 27989 | 28586 | 29182 | 29783 | 30159
1996 | US | SERC | Southeastern | - | MW | Peak Hour Demand - Summer | 37031 | 37326 | 37751 | 38622 | 39429 | 40256 | 41064 | 41930 | 42754 | 43640 | 44579
1996 | US | SERC | Southeastern | - | MW | Peak Hour Demand - Winter | 30706 | 31875 | 32677 | 33407 | 34160 | 34877 | 35651 | 36312 | 37222 | 37562 | 38351
1996 | US | SERC | VACAR | - | MW | Peak Hour Demand - Summer | 49518 | 49089 | 50382 | 51621 | 52956 | 53918 | 55193 | 56433 | 57776 | 58750 | 60013
1996 | US | SERC | VACAR | - | MW | Peak Hour Demand - Winter | 47840 | 45857 | 46864 | 48166 | 49473 | 50653 | 51598 | 52778 | 53908 | 54776 | 55722
1996 | US | SPP | - | - | MW | Peak Hour Demand - Summer | 59595 | 60332 | 61425 | 62461 | 63304 | 64614 | 65712 | 66629 | 67735 | 68706 | 70042
1996 | US | SPP | - | - | MW | Peak Hour Demand - Winter | 44624 | 44397 | 44982 | 45666 | 46489 | 47380 | 48117 | 48910 | 49633 | 50478 | 51375
1996 | US | WECC | - | - | MW | Peak Hour Demand - Summer | 103592 | 103703 | 105877 | 107300 | 108957 | 110583 | 112329 | 114148 | 116021 | 117738 | 119483
1996 | US | WECC | - | - | MW | Peak Hour Demand - Winter | 94890 | 96647 | 97955 | 99453 | 100868 | 102269 | 103913 | 105511 | 107065 | 108782 | 110445
1996 | US | WECC | AZN | - | MW | Peak Hour Demand - Summer | 14566 | 14678 | 14978 | 15109 | 15443 | 15830 | 16152 | 16542 | 16936 | 17311 | 17656
1996 | US | WECC | AZN | - | MW | Peak Hour Demand - Winter | 10565 | 11532 | 11787 | 12053 | 12262 | 12456 | 12753 | 12926 | 13232 | 13558 | 13867
1996 | US | WECC | CNV | - | MW | Peak Hour Demand - Summer | 51406 | 51359 | 52093 | 52859 | 53527 | 54199 | 54951 | 55750 | 56566 | 57298 | 58113
1996 | US | WECC | CNV | - | MW | Peak Hour Demand - Winter | 36889 | 39146 | 39464 | 40006 | 40512 | 41042 | 41623 | 42256 | 42900 | 43500 | 44157
1996 | US | WECC | NWPP | - | MW | Peak Hour Demand - Summer | 31426 | 31081 | 31756 | 32271 | 32802 | 33250 | 33786 | 34285 | 34781 | 35253 | 35791
1996 | US | WECC | NWPP | - | MW | Peak Hour Demand - Winter | 41230 | 39740 | 40369 | 40983 | 41527 | 42125 | 42689 | 43279 | 43888 | 44484 | 45034
1996 | US | WECC | RMPA | - | MW | Peak Hour Demand - Summer | 7266 | 7213 | 7410 | 7563 | 7703 | 7835 | 8000 | 8147 | 8309 | 8444 | 8559
1996 | US | WECC | RMPA | - | MW | Peak Hour Demand - Winter | 6868 | 7034 | 7181 | 7295 | 7437 | 7557 | 7738 | 7865 | 7977 | 8086 | 8206
1997 | CA | MRO | - | - | MW | Peak Hour Demand - Summer | 5359 | 5010 | 5132 | 5203 | 5229 | 5273 | 5314 | 5358 | 5392 | 5396 | 5449
1997 | CA | MRO | - | - | MW | Peak Hour Demand - Winter | 6235 | 6445 | 6572 | 6622 | 6694 | 6746 | 6791 | 6822 | 6892 | 6682 | 6710
1997 | CA | NPCC | - | - | MW | Peak Hour Demand - Summer | 42891 | 42427 | 43234 | 43777 | 45461 | 46124 | 47361 | 47958 | 48342 | 48751 | 49067
1997 | CA | NPCC | - | - | MW | Peak Hour Demand - Winter | 58037 | 59795 | 60735 | 61746 | 62746 | 63876 | 64777 | 65529 | 66225 | 66800 | 67191
1997 | CA | NPCC | Maritimes | Maritimes | MW | Peak Hour Demand - Summer | 3185 | 3113 | 3212 | 3286 | 3353 | 3421 | 3475 | 3544 | 3599 | 3660 | 3725
1997 | CA | NPCC | Maritimes | Maritimes | MW | Peak Hour Demand - Winter | 4763 | 4996 | 5119 | 5196 | 5294 | 5382 | 5455 | 5530 | 5618 | 5694 | 5768
1997 | CA | NPCC | Ontario | Ontario | MW | Peak Hour Demand - Summer | 21378 | 20724 | 21062 | 21341 | 21568 | 21733 | 21996 | 22244 | 22493 | 22741 | 22962
1997 | CA | NPCC | Ontario | Ontario | MW | Peak Hour Demand - Winter | 22030 | 22919 | 23106 | 23250 | 23422 | 23694 | 23952 | 24209 | 24467 | 24696 | 24953
1997 | CA | NPCC | Quebec | Quebec | MW | Peak Hour Demand - Summer | 18328 | 18590 | 18960 | 19150 | 20540 | 20970 | 21890 | 22170 | 22250 | 22350 | 22380
1997 | CA | NPCC | Quebec | Quebec | MW | Peak Hour Demand - Winter | 31244 | 31880 | 32510 | 33300 | 34030 | 34800 | 35370 | 35790 | 36140 | 36410 | 36470
1997 | CA | WECC | - | - | MW | Peak Hour Demand - Summer | 13464 | 13845 | 14131 | 14335 | 14615 | 14816 | 15048 | 15323 | 15544 | 15783 | 16078
1997 | CA | WECC | - | - | MW | Peak Hour Demand - Winter | 16653 | 17384 | 17649 | 17981 | 18219 | 18540 | 18846 | 19155 | 19438 | 19780 | 20167
1997 | MX | WECC | CA-MX | - | MW | Peak Hour Demand - Summer | 1176 | 1324 | 1444 | 1572 | 1663 | 1759 | 1866 | 1991 | 2127 | 2278 | 2439
1997 | MX | WECC | CA-MX | - | MW | Peak Hour Demand - Winter | 828 | 939 | 1022 | 1100 | 1163 | 1230 | 1305 | 1393 | 1488 | 1594 | 1706
1997 | US | ECAR | - | - | MW | Peak Hour Demand - Summer | 90798 | 91573 | 93219 | 94775 | 96073 | 97678 | 99191 | 100812 | 102419 | 104440 | 105974
1997 | US | ECAR | - | - | MW | Peak Hour Demand - Winter | 84534 | 83520 | 84721 | 85764 | 87170 | 88465 | 89337 | 91307 | 92815 | 94326 | 95776
1997 | US | TRE | - | ERCOT | MW | Peak Hour Demand - Summer | 47480 | 48277 | 48649 | 49308 | 50373 | 51429 | 52307 | 53275 | 54283 | 55391 | 56619
1997 | US | TRE | - | ERCOT | MW | Peak Hour Demand - Winter | 38868 | 39635 | 40011 | 41097 | 42278 | 43177 | 44154 | 45241 | 46299 | 47522 | 48658
1997 | US | FRCC | - | FRCC | MW | Peak Hour Demand - Summer | 35444 | 34565 | 35643 | 36174 | 37081 | 37895 | 38531 | 39199 | 39892 | 40699 | 41388
1997 | US | FRCC | - | FRCC | MW | Peak Hour Demand - Winter | 37806 | 38090 | 39092 | 40027 | 40963 | 41738 | 42591 | 43470 | 44377 | 45307 | 46191
1997 | US | MAAC | - | - | MW | Peak Hour Demand - Summer | 44302 | 47867 | 48565 | 49306 | 49977 | 50678 | 51399 | 52128 | 52880 | 53644 | 54418
1997 | US | MAAC | - | - | MW | Peak Hour Demand - Winter | 40468 | 42496 | 43203 | 43848 | 44489 | 45172 | 45813 | 46508 | 47051 | 47902 | 48616
1997 | US | MAIN | - | - | MW | Peak Hour Demand - Summer | 46402 | 47292 | 47868 | 48597 | 49404 | 50152 | 50879 | 51652 | 52469 | 53056 | 53845
1997 | US | MAIN | - | - | MW | Peak Hour Demand - Winter | 37162 | 36950 | 37467 | 38209 | 38788 | 39351 | 39929 | 40633 | 41089 | 41725 | 42371
1997 | US | MRO | - | - | MW | Peak Hour Demand - Summer | 28253 | 29199 | 29836 | 30228 | 30917 | 31517 | 32096 | 32512 | 33092 | 33711 | 34307
1997 | US | MRO | - | - | MW | Peak Hour Demand - Winter | 24251 | 24693 | 25120 | 25595 | 25973 | 26524 | 26886 | 27467 | 27951 | 28338 | 28656
1997 | US | NPCC | - | - | MW | Peak Hour Demand - Summer | 45094 | 48950 | 49690 | 50247 | 50795 | 51265 | 51698 | 52203 | 52718 | 53197 | 53677
1997 | US | NPCC | - | - | MW | Peak Hour Demand - Winter | 41208 | 43900 | 44551 | 45099 | 45694 | 46118 | 46569 | 47072 | 47504 | 47969 | 48467
1997 | US | NPCC | New England | New England | MW | Peak Hour Demand - Summer | 19507 | 21390 | 21880 | 22077 | 22275 | 22475 | 22658 | 22823 | 23008 | 23157 | 23357
1997 | US | NPCC | New England | New England | MW | Peak Hour Demand - Winter | 18480 | 19840 | 20141 | 20419 | 20694 | 20918 | 21139 | 21362 | 21564 | 21769 | 22057
1997 | US | NPCC | New York | New York | MW | Peak Hour Demand - Summer | 25587 | 27560 | 27810 | 28170 | 28520 | 28790 | 29040 | 29380 | 29710 | 30040 | 30320
1997 | US | NPCC | New York | New York | MW | Peak Hour Demand - Winter | 22728 | 24060 | 24410 | 24680 | 25000 | 25200 | 25430 | 25710 | 25940 | 26200 | 26410
1997 | US | SERC | - | - | MW | Peak Hour Demand - Summer | 110206 | 116075 | 119278 | 122117 | 125366 | 128177 | 130836 | 133337 | 135453 | 138409 | 141515
1997 | US | SERC | - | - | MW | Peak Hour Demand - Winter | 105254 | 107867 | 110996 | 113763 | 116542 | 119302 | 121701 | 124054 | 126487 | 129135 | 130671
1997 | US | SERC | Central | - | MW | Peak Hour Demand - Summer | 25376 | 26783 | 27479 | 28107 | 28656 | 29170 | 29689 | 30205 | 30722 | 31244 | 31752
1997 | US | SERC | Central | - | MW | Peak Hour Demand - Winter | 26670 | 26765 | 27509 | 28141 | 28704 | 29267 | 29827 | 30391 | 30952 | 31403 | 31853
1997 | US | SERC | Southeastern | - | MW | Peak Hour Demand - Summer | 36842 | 38223 | 39423 | 40460 | 41447 | 42455 | 43413 | 44405 | 45399 | 46500 | 47647
1997 | US | SERC | Southeastern | - | MW | Peak Hour Demand - Winter | 32087 | 33016 | 33939 | 34792 | 35658 | 36473 | 37333 | 38181 | 39153 | 40164 | 40050
1997 | US | SERC | VACAR | - | MW | Peak Hour Demand - Summer | 47988 | 51069 | 52376 | 53550 | 55263 | 56552 | 57734 | 58727 | 59332 | 60665 | 62116
1997 | US | SERC | VACAR | - | MW | Peak Hour Demand - Winter | 46497 | 48086 | 49548 | 50830 | 52180 | 53562 | 54541 | 55482 | 56382 | 57568 | 58768
1997 | US | SPP | - | - | MW | Peak Hour Demand - Summer | 60072 | 61826 | 62808 | 63183 | 64365 | 65524 | 66548 | 67730 | 68806 | 70093 | 71068
1997 | US | SPP | - | - | MW | Peak Hour Demand - Winter | 49095 | 45618 | 46759 | 47281 | 47516 | 48494 | 49401 | 50278 | 51102 | 52141 | 51989
1997 | US | WECC | - | - | MW | Peak Hour Demand - Summer | 108739 | 105731 | 107612 | 109660 | 111175 | 113022 | 115106 | 117274 | 119471 | 121668 | 123923
1997 | US | WECC | - | - | MW | Peak Hour Demand - Winter | 95435 | 97459 | 99369 | 100892 | 102299 | 104221 | 106171 | 108109 | 110107 | 112177 | 114043
1997 | US | WECC | AZN | - | MW | Peak Hour Demand - Summer | 15087 | 15208 | 15635 | 16040 | 16438 | 16804 | 17192 | 17582 | 17983 | 18369 | 18748
1997 | US | WECC | AZN | - | MW | Peak Hour Demand - Winter | 11427 | 11855 | 12231 | 12611 | 12860 | 13161 | 13459 | 13767 | 14093 | 14396 | 14717
1997 | US | WECC | CNV | - | MW | Peak Hour Demand - Summer | 53584 | 51265 | 52073 | 53026 | 53544 | 54335 | 55337 | 56419 | 57486 | 58594 | 59803
1997 | US | WECC | CNV | - | MW | Peak Hour Demand - Winter | 38293 | 38743 | 39256 | 40029 | 40424 | 41032 | 41840 | 42714 | 43590 | 44497 | 45538
1997 | US | WECC | NWPP | - | MW | Peak Hour Demand - Summer | 32941 | 31912 | 32338 | 32942 | 33390 | 33943 | 34468 | 35000 | 35531 | 36083 | 36608
1997 | US | WECC | NWPP | - | MW | Peak Hour Demand - Winter | 39147 | 40360 | 41022 | 41582 | 42054 | 42628 | 43235 | 43843 | 44466 | 45011 | 45677
1997 | US | WECC | RMPA | - | MW | Peak Hour Demand - Summer | 7404 | 7598 | 7756 | 7873 | 8026 | 8179 | 8358 | 8501 | 8695 | 8879 | 9047
1997 | US | WECC | RMPA | - | MW | Peak Hour Demand - Winter | 7434 | 7379 | 7514 | 7667 | 7827 | 8006 | 8199 | 8396 | 8549 | 8725 | 8911
1998 | CA | MRO | - | - | MW | Peak Hour Demand - Summer | 5104 | 5375 | 5481 | 5526 | 5881 | 5613 | 5641 | 5661 | 5633 | 5669 | 5708
1998 | CA | MRO | - | - | MW | Peak Hour Demand - Winter | 6418 | 6573 | 6681 | 6797 | 6863 | 6909 | 6928 | 6969 | 6956 | 7010 | 6996
1998 | CA | NPCC | - | - | MW | Peak Hour Demand - Summer | 44021 | 42939 | 43184 | 44428 | 45042 | 45637 | 46285 | 46841 | 47453 | 48054 | 48669
1998 | CA | NPCC | - | - | MW | Peak Hour Demand - Winter | 57951 | 60042 | 60872 | 62122 | 63331 | 64230 | 65029 | 65904 | 66764 | 67612 | 68495
1998 | CA | NPCC | Maritimes | Maritimes | MW | Peak Hour Demand - Summer | 3178 | 3300 | 3307 | 3371 | 3421 | 3470 | 3520 | 3569 | 3620 | 3673 | 3725
1998 | CA | NPCC | Maritimes | Maritimes | MW | Peak Hour Demand - Winter | 4817 | 5184 | 5262 | 5335 | 5417 | 5491 | 5567 | 5643 | 5724 | 5804 | 5886
1998 | CA | NPCC | Ontario | Ontario | MW | Peak Hour Demand - Summer | 21613 | 20721 | 20947 | 21108 | 21278 | 21495 | 21727 | 21986 | 22268 | 22504 | 22758
1998 | CA | NPCC | Ontario | Ontario | MW | Peak Hour Demand - Winter | 21494 | 22958 | 23130 | 23317 | 23554 | 23809 | 24092 | 24401 | 24660 | 24938 | 25219
1998 | CA | NPCC | Quebec | Quebec | MW | Peak Hour Demand - Summer | 19230 | 18918 | 18930 | 19949 | 20343 | 20672 | 21038 | 21286 | 21565 | 21877 | 22186
1998 | CA | NPCC | Quebec | Quebec | MW | Peak Hour Demand - Winter | 31640 | 31900 | 32480 | 33470 | 34360 | 34930 | 35370 | 35860 | 36380 | 36870 | 37390
1998 | CA | WECC | - | - | MW | Peak Hour Demand - Summer | 13810 | 14076 | 14430 | 14706 | 14936 | 15116 | 15464 | 15682 | 16037 | 16273 | 16523
1998 | CA | WECC | - | - | MW | Peak Hour Demand - Winter | 16937 | 17594 | 18028 | 18374 | 18627 | 18829 | 19271 | 19550 | 19977 | 20307 | 20627
1998 | MX | WECC | CA-MX | - | MW | Peak Hour Demand - Summer | 1279 | 1432 | 1535 | 1640 | 1741 | 1843 | 1962 | 2089 | 2227 | 2372 | 2526
1998 | MX | WECC | CA-MX | - | MW | Peak Hour Demand - Winter | 918 | 1002 | 1074 | 1147 | 1218 | 1289 | 1372 | 1461 | 1558 | 1659 | 1767
1998 | US | ECAR | - | - | MW | Peak Hour Demand - Summer | 93492 | 94725 | 96543 | 97992 | 99918 | 101561 | 103240 | 104941 | 106718 | 108544 | 109951
1998 | US | ECAR | - | - | MW | Peak Hour Demand - Winter | 75670 | 85866 | 87648 | 89328 | 90701 | 92158 | 93658 | 95202 | 96771 | 97961 | 99150
1998 | US | TRE | - | ERCOT | MW | Peak Hour Demand - Summer | 50541 | 50944 | 52055 | 53076 | 54195 | 55373 | 56532 | 57808 | 59307 | 60759 | 62127
1998 | US | TRE | - | ERCOT | MW | Peak Hour Demand - Winter | 37966 | 41094 | 42229 | 43150 | 43912 | 44945 | 46044 | 47297 | 48487 | 49657 | 50808
1998 | US | FRCC | - | FRCC | MW | Peak Hour Demand - Summer | 35375 | 35633 | 36628 | 37410 | 38220 | 38844 | 39395 | 40227 | 41112 | 41998 | 42885
1998 | US | FRCC | - | FRCC | MW | Peak Hour Demand - Winter | 33076 | 39449 | 40383 | 41395 | 42219 | 42998 | 43925 | 44895 | 45896 | 46880 | 47903
1998 | US | MAAC | - | - | MW | Peak Hour Demand - Summer | 49464 | 48846 | 49547 | 50228 | 50967 | 51682 | 52380 | 53114 | 53868 | 54627 | 55387
1998 | US | MAAC | - | - | MW | Peak Hour Demand - Winter | 37217 | 42680 | 43280 | 43917 | 44554 | 45168 | 45779 | 46259 | 47056 | 47681 | 48334
1998 | US | MAIN | - | - | MW | Peak Hour Demand - Summer | 45887 | 47522 | 48199 | 49101 | 49883 | 50675 | 51480 | 52350 | 53024 | 53856 | 54690
1998 | US | MAIN | - | - | MW | Peak Hour Demand - Winter | 34973 | 37993 | 38829 | 39515 | 40178 | 40870 | 41592 | 42133 | 42847 | 43562 | 44271
1998 | US | MRO | - | - | MW | Peak Hour Demand - Summer | 29787 | 30407 | 30911 | 31468 | 32064 | 32611 | 33181 | 33755 | 34349 | 34930 | 34072
1998 | US | MRO | - | - | MW | Peak Hour Demand - Winter | 25390 | 25882 | 26367 | 26835 | 27278 | 27733 | 28203 | 28665 | 29122 | 29516 | 28404
1998 | US | NPCC | - | - | MW | Peak Hour Demand - Summer | 49269 | 50240 | 51050 | 51731 | 52456 | 53085 | 53771 | 54487 | 55273 | 56140 | 56875
1998 | US | NPCC | - | - | MW | Peak Hour Demand - Winter | 41338 | 44300 | 44680 | 45208 | 45730 | 46346 | 46994 | 47653 | 48383 | 48978 | 49587
1998 | US | NPCC | New England | New England | MW | Peak Hour Demand - Summer | 20569 | 22080 | 22570 | 23041 | 23476 | 23825 | 24231 | 24697 | 25183 | 25770 | 26225
1998 | US | NPCC | New England | New England | MW | Peak Hour Demand - Winter | 18610 | 20140 | 20340 | 20708 | 21010 | 21376 | 21774 | 22193 | 22683 | 23068 | 23467
1998 | US | NPCC | New York | New York | MW | Peak Hour Demand - Summer | 28700 | 28160 | 28480 | 28690 | 28980 | 29260 | 29540 | 29790 | 30090 | 30370 | 30650
1998 | US | NPCC | New York | New York | MW | Peak Hour Demand - Winter | 22728 | 24160 | 24340 | 24500 | 24720 | 24970 | 25220 | 25460 | 25700 | 25910 | 26120
1998 | US | SERC | - | - | MW | Peak Hour Demand - Summer | 137382 | 143280 | 146799 | 150095 | 152942 | 155781 | 159037 | 161061 | 164420 | 167838 | 170558
1998 | US | SERC | - | - | MW | Peak Hour Demand - Winter | 122649 | 127404 | 130204 | 132773 | 135310 | 137967 | 139876 | 142680 | 145731 | 146453 | 149255
1998 | US | SERC | Central | - | MW | Peak Hour Demand - Summer | 26661 | 27548 | 28386 | 29079 | 29664 | 30186 | 30772 | 31469 | 32245 | 33014 | 33787
1998 | US | SERC | Central | - | MW | Peak Hour Demand - Winter | 23317 | 27069 | 27735 | 28300 | 28805 | 29371 | 30044 | 30792 | 31535 | 32281 | 33151
1998 | US | SERC | Delta | - | MW | Peak Hour Demand - Summer | 23993 | 24452 | 24545 | 24942 | 25316 | 25626 | 25901 | 26195 | 26480 | 26790 | 27088
1998 | US | SERC | Delta | - | MW | Peak Hour Demand - Winter | 18252 | 18344 | 18672 | 18994 | 19227 | 19430 | 19675 | 19897 | 20134 | 20385 | 20358
1998 | US | SERC | Southeastern | - | MW | Peak Hour Demand - Summer | 37466 | 39762 | 40906 | 41813 | 42861 | 43846 | 44921 | 45973 | 47143 | 48289 | 48824
1998 | US | SERC | Southeastern | - | MW | Peak Hour Demand - Winter | 32184 | 32012 | 32834 | 33657 | 34410 | 35275 | 36127 | 37074 | 37997 | 36630 | 37491
1998 | US | SERC | VACAR | - | MW | Peak Hour Demand - Summer | 49262 | 51518 | 52962 | 54261 | 55101 | 56123 | 57443 | 57424 | 58552 | 59745 | 60859
1998 | US | SERC | VACAR | - | MW | Peak Hour Demand - Winter | 48896 | 49979 | 50963 | 51822 | 52868 | 53891 | 54030 | 54917 | 56065 | 57157 | 58255
1998 | US | SPP | - | - | MW | Peak Hour Demand - Summer | 36479 | 38636 | 39026 | 39722 | 40514 | 41228 | 42109 | 42885 | 43930 | 44771 | 45643
1998 | US | SPP | - | - | MW | Peak Hour Demand - Winter | 27437 | 28243 | 28692 | 29194 | 29767 | 29968 | 30631 | 31402 | 32072 | 32706 | 33356
1998 | US | WECC | - | - | MW | Peak Hour Demand - Summer | 110001 | 108461 | 110648 | 112589 | 114711 | 116689 | 119019 | 121215 | 123480 | 125729 | 128079
1998 | US | WECC | - | - | MW | Peak Hour Demand - Winter | 94158 | 100196 | 101893 | 103744 | 105635 | 107634 | 109547 | 111535 | 113600 | 115596 | 117601
1998 | US | WECC | AZN | - | MW | Peak Hour Demand - Summer | 19026 | 19662 | 20319 | 21042 | 21720 | 22361 | 22942 | 23552 | 24133 | 24700 | 25260
1998 | US | WECC | AZN | - | MW | Peak Hour Demand - Winter | 13518 | 14836 | 15346 | 15828 | 16393 | 16826 | 17252 | 17690 | 18105 | 18488 | 18949
1998 | US | WECC | CNV | - | MW | Peak Hour Demand - Summer | 51946 | 48401 | 49061 | 49361 | 49938 | 50776 | 51859 | 52766 | 53711 | 54675 | 55779
1998 | US | WECC | CNV | - | MW | Peak Hour Demand - Winter | 37063 | 37218 | 37769 | 38016 | 38502 | 39204 | 40085 | 40846 | 41617 | 42479 | 43300
1998 | US | WECC | NWPP | - | MW | Peak Hour Demand - Summer | 31943 | 32918 | 33684 | 34441 | 35068 | 35407 | 35871 | 36336 | 36880 | 37400 | 37880
1998 | US | WECC | NWPP | - | MW | Peak Hour Demand - Winter | 38542 | 41248 | 42014 | 42785 | 43159 | 43666 | 44189 | 44793 | 45385 | 45965 | 46552
1998 | US | WECC | RMPA | - | MW | Peak Hour Demand - Summer | 7926 | 7894 | 8063 | 8264 | 8481 | 8657 | 8847 | 9065 | 9288 | 9502 | 9680
1998 | US | WECC | RMPA | - | MW | Peak Hour Demand - Winter | 7423 | 7646 | 7842 | 8026 | 8237 | 8429 | 8645 | 8857 | 9064 | 9275 | 9478
1999 | CA | MRO | - | - | MW | Peak Hour Demand - Summer | 5276 | 5449 | 5453 | 5560 | 5622 | 5690 | 5718 | 5717 | 5761 | 5806 | 5839
1999 | CA | MRO | - | - | MW | Peak Hour Demand - Winter | 6557 | 6626 | 6654 | 6782 | 6865 | 6928 | 6989 | 7000 | 7054 | 7056 | 7154
1999 | CA | NPCC | - | - | MW | Peak Hour Demand - Summer | 44258 | 43465 | 44130 | 45180 | 45841 | 46429 | 46981 | 47604 | 48243 | 48747 | 49228
1999 | CA | NPCC | - | - | MW | Peak Hour Demand - Winter | 59993 | 59304 | 60563 | 61799 | 62349 | 62918 | 63545 | 64264 | 64962 | 65581 | 66227
1999 | CA | NPCC | Maritimes | Maritimes | MW | Peak Hour Demand - Summer | 3392 | 3268 | 3293 | 3321 | 3349 | 3369 | 3377 | 3385 | 3388 | 3393 | 3399
1999 | CA | NPCC | Maritimes | Maritimes | MW | Peak Hour Demand - Winter | 4848 | 5226 | 5242 | 5265 | 5275 | 5286 | 5297 | 5309 | 5317 | 5325 | 5336
1999 | CA | NPCC | Ontario | Ontario | MW | Peak Hour Demand - Summer | 22403 | 21154 | 21479 | 21665 | 21951 | 22226 | 22506 | 22834 | 23063 | 23293 | 23526
1999 | CA | NPCC | Ontario | Ontario | MW | Peak Hour Demand - Winter | 23150 | 22658 | 22911 | 23104 | 23274 | 23452 | 23698 | 23935 | 24175 | 24416 | 24661
1999 | CA | NPCC | Quebec | Quebec | MW | Peak Hour Demand - Summer | 18463 | 19043 | 19358 | 20194 | 20541 | 20834 | 21098 | 21385 | 21792 | 22061 | 22303
1999 | CA | NPCC | Quebec | Quebec | MW | Peak Hour Demand - Winter | 31995 | 31420 | 32410 | 33430 | 33800 | 34180 | 34550 | 35020 | 35470 | 35840 | 36230
1999 | CA | WECC | - | - | MW | Peak Hour Demand - Summer | 14576 | 14924 | 15274 | 15525 | 15728 | 16021 | 16163 | 16647 | 16896 | 17101 | 17286
1999 | CA | WECC | - | - | MW | Peak Hour Demand - Winter | 17366 | 18334 | 18705 | 19022 | 19298 | 19631 | 19826 | 20391 | 20705 | 21001 | 21259
1999 | MX | WECC | CA-MX | - | MW | Peak Hour Demand - Summer | 1342 | 1447 | 1595 | 1690 | 1791 | 1900 | 2015 | 2137 | 2268 | 2407 | 2555
1999 | MX | WECC | CA-MX | - | MW | Peak Hour Demand - Winter | 934 | 1048 | 1123 | 1188 | 1257 | 1331 | 1409 | 1493 | 1581 | 1676 | 1777
1999 | US | ECAR | - | - | MW | Peak Hour Demand - Summer | 93784 | 95675 | 97475 | 99322 | 101194 | 102894 | 104169 | 106622 | 108064 | 109485 | 111562
1999 | US | ECAR | - | - | MW | Peak Hour Demand - Winter | 84401 | 86020 | 87748 | 89281 | 90717 | 91749 | 93849 | 94979 | 96153 | 98064 | 99567
1999 | US | TRE | - | ERCOT | MW | Peak Hour Demand - Summer | 54666 | 53330 | 54199 | 55173 | 56623 | 57845 | 59182 | 60708 | 62117 | 63588 | 65210
1999 | US | TRE | - | ERCOT | MW | Peak Hour Demand - Winter | 41876 | 42574 | 44061 | 45230 | 46221 | 47371 | 48643 | 49920 | 51119 | 52366 | 53707
1999 | US | FRCC | - | FRCC | MW | Peak Hour Demand - Summer | 38730 | 37327 | 37864 | 38528 | 39235 | 40059 | 40876 | 41714 | 42546 | 43396 | 44208
1999 | US | FRCC | - | FRCC | MW | Peak Hour Demand - Winter | 39975 | 40165 | 41176 | 42103 | 43048 | 43966 | 44889 | 45814 | 46708 | 47629 | 48566
1999 | US | MAAC | - | - | MW | Peak Hour Demand - Summer | 48445 | 49807 | 50576 | 51426 | 52238 | 53048 | 53892 | 54769 | 55634 | 56516 | 57381
1999 | US | MAAC | - | - | MW | Peak Hour Demand - Winter | 36532 | 43009 | 43628 | 44264 | 44917 | 45575 | 46247 | 46947 | 47631 | 48321 | 48981
1999 | US | MAIN | - | - | MW | Peak Hour Demand - Summer | 47509 | 47875 | 48542 | 49135 | 49763 | 50505 | 51362 | 52249 | 53059 | 53747 | 54606
1999 | US | MAIN | - | - | MW | Peak Hour Demand - Winter | 37410 | 38170 | 38945 | 39500 | 39958 | 40636 | 40775 | 41487 | 42142 | 42677 | 43385
1999 | US | MRO | - | - | MW | Peak Hour Demand - Summer | 30722 | 31991 | 32406 | 32969 | 33681 | 34322 | 34869 | 35443 | 36050 | 36693 | 37146
1999 | US | MRO | - | - | MW | Peak Hour Demand - Winter | 26080 | 26781 | 26980 | 27514 | 27969 | 28428 | 28832 | 29315 | 29688 | 30183 | 30304
1999 | US | NPCC | - | - | MW | Peak Hour Demand - Summer | 49566 | 51760 | 52415 | 53235 | 54035 | 54831 | 55557 | 56313 | 57140 | 57865 | 58577
1999 | US | NPCC | - | - | MW | Peak Hour Demand - Winter | 44199 | 44160 | 44550 | 45341 | 46206 | 46844 | 47513 | 48243 | 48868 | 49487 | 50087
1999 | US | NPCC | New England | New England | MW | Peak Hour Demand - Summer | 21406 | 22450 | 22855 | 23335 | 23825 | 24231 | 24697 | 25183 | 25770 | 26225 | 26677
1999 | US | NPCC | New England | New England | MW | Peak Hour Demand - Winter | 20320 | 20100 | 20280 | 20821 | 21376 | 21774 | 22193 | 22683 | 23068 | 23467 | 23847
1999 | US | NPCC | New York | New York | MW | Peak Hour Demand - Summer | 28160 | 29310 | 29560 | 29900 | 30210 | 30600 | 30860 | 31130 | 31370 | 31640 | 31900
1999 | US | NPCC | New York | New York | MW | Peak Hour Demand - Winter | 23879 | 24060 | 24270 | 24520 | 24830 | 25070 | 25320 | 25560 | 25800 | 26020 | 26240
1999 | US | SERC | - | - | MW | Peak Hour Demand - Summer | 143226 | 147223 | 149380 | 154632 | 158159 | 161668 | 165149 | 168369 | 172049 | 175958 | 179607
1999 | US | SERC | - | - | MW | Peak Hour Demand - Winter | 127416 | 130738 | 133116 | 137644 | 140505 | 143156 | 146285 | 149426 | 152370 | 156126 | 158625
1999 | US | SERC | Central | - | MW | Peak Hour Demand - Summer | 27343 | 28607 | 29075 | 29697 | 30407 | 31182 | 32024 | 32899 | 33800 | 34745 | 35756
1999 | US | SERC | Central | - | MW | Peak Hour Demand - Winter | 26499 | 27800 | 28345 | 28975 | 29666 | 30418 | 31199 | 32002 | 32843 | 33690 | 34636
1999 | US | SERC | Delta | - | MW | Peak Hour Demand - Summer | 26161 | 25276 | 24822 | 25657 | 26130 | 26601 | 27110 | 27424 | 28110 | 29152 | 29802
1999 | US | SERC | Delta | - | MW | Peak Hour Demand - Winter | 19330 | 19193 | 19309 | 19653 | 20008 | 20199 | 20808 | 21366 | 21906 | 22434 | 22950
1999 | US | SERC | Southeastern | - | MW | Peak Hour Demand - Summer | 39855 | 40911 | 41865 | 43187 | 44360 | 45527 | 46648 | 47847 | 49041 | 50156 | 51257
1999 | US | SERC | Southeastern | - | MW | Peak Hour Demand - Winter | 33192 | 34080 | 34163 | 35982 | 36924 | 37854 | 38846 | 39744 | 40673 | 41681 | 42602
1999 | US | SERC | VACAR | - | MW | Peak Hour Demand - Summer | 49867 | 52429 | 53618 | 56091 | 57262 | 58358 | 59367 | 60199 | 61098 | 61905 | 62792
1999 | US | SERC | VACAR | - | MW | Peak Hour Demand - Winter | 48395 | 49665 | 51299 | 53034 | 53907 | 54685 | 55432 | 56314 | 56948 | 58321 | 58437
1999 | US | SPP | - | - | MW | Peak Hour Demand - Summer | 37724 | 38180 | 38795 | 39305 | 40092 | 41045 | 41834 | 42964 | 43684 | 44656 | 45643
1999 | US | SPP | - | - | MW | Peak Hour Demand - Winter | 27847 | 27986 | 28311 | 28898 | 29591 | 30281 | 30951 | 31792 | 32301 | 32970 | 33657
1999 | US | WECC | - | - | MW | Peak Hour Demand - Summer | 115921 | 115901 | 117874 | 119963 | 121920 | 124069 | 125874 | 127714 | 129507 | 131299 | 133110
1999 | US | WECC | - | - | MW | Peak Hour Demand - Winter | 101822 | 103087 | 104936 | 106533 | 108292 | 109813 | 111334 | 112852 | 114371 | 115934 | 117412
1999 | US | WECC | AZN | - | MW | Peak Hour Demand - Summer | 20430 | 20502 | 21070 | 21680 | 22304 | 22978 | 23634 | 24279 | 24894 | 25489 | 26109
1999 | US | WECC | AZN | - | MW | Peak Hour Demand - Winter | 14106 | 15241 | 15724 | 16081 | 16542 | 16999 | 17448 | 17898 | 18305 | 18756 | 19176
1999 | US | WECC | CNV | - | MW | Peak Hour Demand - Summer | 54099 | 53936 | 54480 | 55237 | 56018 | 56992 | 57609 | 58265 | 58909 | 59606 | 60285
1999 | US | WECC | CNV | - | MW | Peak Hour Demand - Winter | 37370 | 38106 | 38670 | 39237 | 39822 | 40545 | 41008 | 41499 | 41983 | 42502 | 42992
1999 | US | WECC | NWPP | - | MW | Peak Hour Demand - Summer | 34908 | 33900 | 34569 | 35081 | 35462 | 35777 | 36095 | 36416 | 36740 | 37067 | 37396
1999 | US | WECC | NWPP | - | MW | Peak Hour Demand - Winter | 42606 | 42323 | 42952 | 43421 | 43808 | 44199 | 44594 | 44992 | 45394 | 45799 | 46208
1999 | US | WECC | RMPA | - | MW | Peak Hour Demand - Summer | 7975 | 8063 | 8264 | 8481 | 8657 | 8847 | 9065 | 9288 | 9502 | 9680 | 9867
1999 | US | WECC | RMPA | - | MW | Peak Hour Demand - Winter | 7740 | 7842 | 8026 | 8237 | 8429 | 8645 | 8857 | 9064 | 9275 | 9478 | 9671
2000 | CA | MRO | - | - | MW | Peak Hour Demand - Summer | 5445 | 5504 | 5613 | 5695 | 5760 | 5788 | 5774 | 5822 | 5859 | 5824 | 5852
2000 | CA | MRO | - | - | MW | Peak Hour Demand - Winter | 6643 | 6713 | 6835 | 6933 | 6990 | 7039 | 7044 | 7095 | 7065 | 7120 | 7169
2000 | CA | NPCC | - | - | MW | Peak Hour Demand - Summer | 45710 | 44569 | 45563 | 46254 | 46817 | 47336 | 47823 | 48379 | 48818 | 49239 | 49645
2000 | CA | NPCC | - | - | MW | Peak Hour Demand - Winter | 59823 | 60436 | 61321 | 61944 | 62657 | 63342 | 64047 | 64769 | 65321 | 65895 | 66457
2000 | CA | NPCC | Maritimes | Maritimes | MW | Peak Hour Demand - Summer | 3312 | 3431 | 3474 | 3511 | 3542 | 3568 | 3571 | 3575 | 3579 | 3589 | 3601
2000 | CA | NPCC | Maritimes | Maritimes | MW | Peak Hour Demand - Winter | 4943 | 5210 | 5255 | 5306 | 5352 | 5387 | 5391 | 5394 | 5402 | 5414 | 5428
2000 | CA | NPCC | Ontario | Ontario | MW | Peak Hour Demand - Summer | 23433 | 21728 | 22079 | 22433 | 22635 | 22838 | 23053 | 23295 | 23494 | 23719 | 23931
2000 | CA | NPCC | Ontario | Ontario | MW | Peak Hour Demand - Winter | 23150 | 22856 | 22966 | 23078 | 23285 | 23495 | 23716 | 23965 | 24169 | 24401 | 24619
2000 | CA | NPCC | Quebec | Quebec | MW | Peak Hour Demand - Summer | 18965 | 19410 | 20010 | 20310 | 20640 | 20930 | 21199 | 21509 | 21745 | 21931 | 22113
2000 | CA | NPCC | Quebec | Quebec | MW | Peak Hour Demand - Winter | 31730 | 32370 | 33100 | 33560 | 34020 | 34460 | 34940 | 35410 | 35750 | 36080 | 36410
2000 | CA | WECC | - | - | MW | Peak Hour Demand - Summer | 14481 | 14529 | 14530 | 14814 | 15013 | 15282 | 15615 | 15981 | 16365 | 16733 | 17093
2000 | CA | WECC | - | - | MW | Peak Hour Demand - Winter | 17828 | 17779 | 17821 | 18235 | 18517 | 18872 | 19292 | 19743 | 20252 | 20699 | 21143
2000 | MX | WECC | CA-MX | - | MW | Peak Hour Demand - Summer | 1437 | 1595 | 1706 | 1798 | 1904 | 2017 | 2137 | 2265 | 2401 | 2546 | 2699
2000 | MX | WECC | CA-MX | - | MW | Peak Hour Demand - Winter | 1123 | 1120 | 1201 | 1265 | 1340 | 1420 | 1507 | 1603 | 1705 | 1814 | 1930
2000 | US | ECAR | - | - | MW | Peak Hour Demand - Summer | 99239 | 97557 | 99562 | 101256 | 103299 | 105105 | 106958 | 109254 | 111182 | 112982 | 113657
2000 | US | ECAR | - | - | MW | Peak Hour Demand - Winter | 86239 | 86455 | 87892 | 89424 | 90924 | 92429 | 94003 | 95999 | 97474 | 99182 | 100693
2000 | US | TRE | - | ERCOT | MW | Peak Hour Demand - Summer | 55529 | 54817 | 56501 | 58079 | 59637 | 61129 | 62772 | 64496 | 66268 | 68089 | 69959
2000 | US | TRE | - | ERCOT | MW | Peak Hour Demand - Winter | 39164 | 44287 | 45757 | 46926 | 48243 | 49642 | 51079 | 52558 | 54079 | 55645 | 57255
2000 | US | FRCC | - | FRCC | MW | Peak Hour Demand - Summer | 37493 | 37728 | 38445 | 39282 | 40157 | 41004 | 41905 | 43190 | 44097 | 44926 | 45810
2000 | US | FRCC | - | FRCC | MW | Peak Hour Demand - Winter | 40178 | 40894 | 41811 | 42739 | 43663 | 44638 | 45694 | 46668 | 47573 | 48531 | 49478
2000 | US | MAAC | - | - | MW | Peak Hour Demand - Summer | 51645 | 51206 | 51762 | 52509 | 53474 | 54288 | 55139 | 55932 | 56722 | 57529 | 58326
2000 | US | MAAC | - | - | MW | Peak Hour Demand - Winter | 40220 | 43139 | 43717 | 44455 | 45143 | 45767 | 46397 | 47046 | 47657 | 48280 | 48902
2000 | US | MAIN | - | - | MW | Peak Hour Demand - Summer | 51535 | 51271 | 52128 | 52922 | 53780 | 54697 | 55208 | 55961 | 56680 | 57624 | 58553
2000 | US | MAIN | - | - | MW | Peak Hour Demand - Winter | 39081 | 39742 | 40399 | 41060 | 41739 | 42432 | 42799 | 43354 | 43894 | 44645 | 45484
2000 | US | MRO | - | - | MW | Peak Hour Demand - Summer | 31903 | 32899 | 33490 | 33643 | 33737 | 34040 | 34572 | 35121 | 35755 | 36421 | 36984
2000 | US | MRO | - | - | MW | Peak Hour Demand - Winter | 25200 | 27363 | 27869 | 27940 | 27917 | 28192 | 28686 | 29194 | 29720 | 30235 | 30408
2000 | US | NPCC | - | - | MW | Peak Hour Demand - Summer | 52855 | 53450 | 54170 | 54836 | 55588 | 56205 | 56923 | 57573 | 58137 | 58765 | 59352
2000 | US | NPCC | - | - | MW | Peak Hour Demand - Winter | 45227 | 45170 | 45610 | 46163 | 46773 | 47369 | 47922 | 48422 | 48948 | 49444 | 49956
2000 | US | NPCC | New England | New England | MW | Peak Hour Demand - Summer | 22544 | 23250 | 23700 | 24046 | 24398 | 24765 | 25213 | 25623 | 25917 | 26285 | 26632
2000 | US | NPCC | New England | New England | MW | Peak Hour Demand - Winter | 21176 | 20700 | 20900 | 21203 | 21533 | 21909 | 22252 | 22532 | 22868 | 23144 | 23446
2000 | US | NPCC | New York | New York | MW | Peak Hour Demand - Summer | 30311 | 30200 | 30470 | 30790 | 31190 | 31440 | 31710 | 31950 | 32220 | 32480 | 32720
2000 | US | NPCC | New York | New York | MW | Peak Hour Demand - Winter | 24051 | 24470 | 24710 | 24960 | 25240 | 25460 | 25670 | 25890 | 26080 | 26300 | 26510
2000 | US | SERC | - | - | MW | Peak Hour Demand - Summer | 149685 | 151066 | 156533 | 160446 | 163643 | 166504 | 170160 | 173865 | 177491 | 180691 | 184225
2000 | US | SERC | - | - | MW | Peak Hour Demand - Winter | 128563 | 134488 | 137753 | 140206 | 142549 | 145638 | 148592 | 151384 | 154018 | 156716 | 159545
2000 | US | SERC | Central | - | MW | Peak Hour Demand - Summer | 28397 | 28881 | 29314 | 30250 | 30976 | 31683 | 32434 | 33218 | 33979 | 34338 | 34796
2000 | US | SERC | Central | - | MW | Peak Hour Demand - Winter | 26062 | 27760 | 28588 | 29218 | 29830 | 30485 | 31166 | 31829 | 32116 | 32528 | 33040
2000 | US | SERC | Delta | - | MW | Peak Hour Demand - Summer | 26558 | 25927 | 26772 | 27217 | 27240 | 27635 | 28248 | 28807 | 29382 | 29926 | 30572
2000 | US | SERC | Delta | - | MW | Peak Hour Demand - Winter | 19472 | 20297 | 20739 | 20552 | 21035 | 21516 | 21952 | 22367 | 22802 | 23311 | 23828
2000 | US | SERC | Southeastern | - | MW | Peak Hour Demand - Summer | 42196 | 42817 | 44314 | 45716 | 47025 | 48309 | 49623 | 50942 | 52228 | 53546 | 54960
2000 | US | SERC | Southeastern | - | MW | Peak Hour Demand - Winter | 33587 | 34877 | 35871 | 36947 | 37901 | 39023 | 39930 | 40904 | 41990 | 42905 | 43832
2000 | US | SERC | VACAR | - | MW | Peak Hour Demand - Summer | 52534 | 53441 | 56133 | 57263 | 58402 | 58877 | 59855 | 60898 | 61902 | 62881 | 63897
2000 | US | SERC | VACAR | - | MW | Peak Hour Demand - Winter | 49442 | 51554 | 52555 | 53489 | 53783 | 54614 | 55544 | 56284 | 57110 | 57972 | 58845
2000 | US | SPP | - | - | MW | Peak Hour Demand - Summer | 38609 | 39383 | 40127 | 41087 | 41876 | 42715 | 43765 | 44681 | 45061 | 46050 | 47004
2000 | US | SPP | - | - | MW | Peak Hour Demand - Winter | 27963 | 28375 | 28950 | 29904 | 30575 | 31262 | 32094 | 32627 | 33115 | 33868 | 34602
2000 | US | WECC | - | - | MW | Peak Hour Demand - Summer | 113629 | 116440 | 119130 | 121465 | 123974 | 126477 | 129043 | 131557 | 133991 | 136567 | 139394
2000 | US | WECC | - | - | MW | Peak Hour Demand - Winter | 99080 | 102435 | 104876 | 106837 | 108869 | 110945 | 113101 | 115164 | 117353 | 119610 | 121884
2000 | US | WECC | AZN | - | MW | Peak Hour Demand - Summer | 19954 | 21699 | 22351 | 23034 | 23707 | 24493 | 25293 | 26067 | 26854 | 27658 | 28478
2000 | US | WECC | AZN | - | MW | Peak Hour Demand - Winter | 14083 | 15395 | 15832 | 16291 | 16784 | 17328 | 17844 | 18381 | 18912 | 19452 | 19997
2000 | US | WECC | CNV | - | MW | Peak Hour Demand - Summer | 51782 | 52057 | 53151 | 54104 | 55164 | 56125 | 57110 | 58054 | 58906 | 59855 | 61026
2000 | US | WECC | CNV | - | MW | Peak Hour Demand - Winter | 39204 | 38319 | 39226 | 39945 | 40671 | 41361 | 42077 | 42721 | 43460 | 44252 | 45026
2000 | US | WECC | NWPP | - | MW | Peak Hour Demand - Summer | 34253 | 34630 | 35313 | 35832 | 36384 | 36945 | 37514 | 38092 | 38679 | 39275 | 39881
2000 | US | WECC | NWPP | - | MW | Peak Hour Demand - Winter | 38158 | 41747 | 42367 | 43023 | 43689 | 44365 | 45052 | 45749 | 46457 | 47176 | 47907
2000 | US | WECC | RMPA | - | MW | Peak Hour Demand - Summer | 7640 | 8054 | 8315 | 8495 | 8719 | 8914 | 9126 | 9344 | 9552 | 9779 | 10009
2000 | US | WECC | RMPA | - | MW | Peak Hour Demand - Winter | 7635 | 7739 | 7990 | 8163 | 8379 | 8565 | 8768 | 8976 | 9188 | 9405 | 9628
2001 | CA | MRO | - | - | MW | Peak Hour Demand - Summer | 5368 | 5450 | 5536 | 5620 | 5665 | 5673 | 5740 | 5820 | 5884 | 5920 | 5964
2001 | CA | MRO | - | - | MW | Peak Hour Demand - Winter | 6697 | 6580 | 6708 | 6787 | 6865 | 6888 | 6968 | 7052 | 7117 | 7155 | 7204
2001 | CA | NPCC | - | - | MW | Peak Hour Demand - Summer | 47209 | 45452 | 46389 | 46945 | 47661 | 48197 | 48576 | 49117 | 49589 | 50209 | 50684
2001 | CA | NPCC | - | - | MW | Peak Hour Demand - Winter | 58626 | 61954 | 62626 | 63570 | 64331 | 64906 | 65727 | 66371 | 66977 | 67672 | 68382
2001 | CA | NPCC | Maritimes | Maritimes | MW | Peak Hour Demand - Summer | 3451 | 3347 | 3407 | 3454 | 3493 | 3526 | 3403 | 3447 | 3481 | 3523 | 3571
2001 | CA | NPCC | Maritimes | Maritimes | MW | Peak Hour Demand - Winter | 5087 | 5215 | 5290 | 5354 | 5402 | 5285 | 5303 | 5340 | 5365 | 5395 | 5465
2001 | CA | NPCC | Ontario | Ontario | MW | Peak Hour Demand - Summer | 23160 | 22295 | 22572 | 22801 | 23188 | 23441 | 23633 | 23880 | 24128 | 24506 | 24673
2001 | CA | NPCC | Ontario | Ontario | MW | Peak Hour Demand - Winter | 23126 | 23559 | 23876 | 24056 | 24329 | 24581 | 24904 | 25141 | 25372 | 25627 | 25867
2001 | CA | NPCC | Quebec | Quebec | MW | Peak Hour Demand - Summer | 20598 | 19810 | 20410 | 20690 | 20980 | 21230 | 21540 | 21790 | 21980 | 22180 | 22440
2001 | CA | NPCC | Quebec | Quebec | MW | Peak Hour Demand - Winter | 30413 | 33180 | 33460 | 34160 | 34600 | 35040 | 35520 | 35890 | 36240 | 36650 | 37050
2001 | CA | WECC | - | - | MW | Peak Hour Demand - Summer | 14861 | 14592 | 14991 | 15333 | 15626 | 16126 | 16522 | 16990 | 17429 | 17821 | 18217
2001 | CA | WECC | - | - | MW | Peak Hour Demand - Winter | 17604 | 18093 | 18567 | 18987 | 19346 | 19940 | 20430 | 20986 | 21532 | 22009 | 22490
2001 | MX | WECC | CA-MX | - | MW | Peak Hour Demand - Summer | 1575 | 1707 | 1796 | 1903 | 2017 | 2138 | 2247 | 2372 | 2478 | 2613 | 2738
2001 | MX | WECC | CA-MX | - | MW | Peak Hour Demand - Winter | 1176 | 1278 | 1390 | 1472 | 1560 | 1653 | 1736 | 1833 | 1914 | 2018 | 2114
2001 | US | ECAR | - | - | MW | Peak Hour Demand - Summer | 92033 | 102161 | 104081 | 106130 | 107964 | 109905 | 111169 | 112711 | 114374 | 116068 | 117559
2001 | US | ECAR | - | - | MW | Peak Hour Demand - Winter | 84546 | 90041 | 91684 | 93170 | 94689 | 95601 | 96922 | 98279 | 99741 | 101037 | 102244
2001 | US | TRE | - | ERCOT | MW | Peak Hour Demand - Summer | 57606 | 56759 | 58608 | 60130 | 61769 | 63480 | 65145 | 66928 | 69244 | 71625 | 74078
2001 | US | TRE | - | ERCOT | MW | Peak Hour Demand - Winter | 44641 | 44394 | 46004 | 47460 | 48906 | 50375 | 51830 | 54401 | 57090 | 59906 | 62854
2001 | US | FRCC | - | FRCC | MW | Peak Hour Demand - Summer | 37194 | 38478 | 39548 | 40783 | 41714 | 42644 | 43782 | 44751 | 45710 | 46656 | 47715
2001 | US | FRCC | - | FRCC | MW | Peak Hour Demand - Winter | 38606 | 42208 | 43508 | 44487 | 45461 | 46454 | 47589 | 48550 | 49540 | 50505 | 51507
2001 | US | MAAC | - | - | MW | Peak Hour Demand - Summer | 49477 | 52977 | 53753 | 54644 | 55501 | 56412 | 57349 | 58186 | 59056 | 59868 | 60692
2001 | US | MAAC | - | - | MW | Peak Hour Demand - Winter | 43256 | 43809 | 44462 | 45077 | 45724 | 46368 | 46983 | 47603 | 48233 | 48820 | 49449
2001 | US | MAIN | - | - | MW | Peak Hour Demand - Summer | 52552 | 55368 | 56416 | 57055 | 58106 | 59157 | 60171 | 61104 | 62144 | 63093 | 64251
2001 | US | MAIN | - | - | MW | Peak Hour Demand - Winter | 41943 | 43663 | 43857 | 44691 | 44585 | 45302 | 45820 | 46570 | 47300 | 48072 | 48850
2001 | US | MRO | - | - | MW | Peak Hour Demand - Summer | 28605 | 29814 | 30304 | 30865 | 31404 | 31930 | 32382 | 32912 | 33403 | 33995 | 34586
2001 | US | MRO | - | - | MW | Peak Hour Demand - Winter | 24536 | 24661 | 25083 | 25468 | 25857 | 26288 | 26648 | 27063 | 27496 | 27951 | 28191
2001 | US | NPCC | - | - | MW | Peak Hour Demand - Summer | 50057 | 54270 | 55283 | 56107 | 56884 | 57694 | 58429 | 59025 | 59682 | 60324 | 60975
2001 | US | NPCC | - | - | MW | Peak Hour Demand - Winter | 43852 | 45650 | 46388 | 47120 | 47846 | 48498 | 49055 | 49649 | 50173 | 50726 | 51287
2001 | US | NPCC | New England | New England | MW | Peak Hour Demand - Summer | 21919 | 23650 | 24140 | 24493 | 24860 | 25308 | 25718 | 26012 | 26377 | 26724 | 27075
2001 | US | NPCC | New England | New England | MW | Peak Hour Demand - Winter | 20088 | 21485 | 21775 | 22105 | 22480 | 22823 | 23102 | 23438 | 23712 | 24013 | 24317
2001 | US | NPCC | New York | New York | MW | Peak Hour Demand - Summer | 28138 | 30620 | 31143 | 31614 | 32024 | 32386 | 32711 | 33013 | 33305 | 33600 | 33900
2001 | US | NPCC | New York | New York | MW | Peak Hour Demand - Winter | 23764 | 24165 | 24613 | 25015 | 25366 | 25675 | 25953 | 26211 | 26461 | 26713 | 26970
2001 | US | SERC | - | - | MW | Peak Hour Demand - Summer | 156088 | 159930 | 163742 | 166686 | 169752 | 173496 | 177408 | 181243 | 184971 | 188915 | 192308
2001 | US | SERC | - | - | MW | Peak Hour Demand - Winter | 139146 | 139459 | 141809 | 144436 | 147592 | 151029 | 154229 | 157316 | 160438 | 163373 | 166067
2001 | US | SERC | Central | - | MW | Peak Hour Demand - Summer | 29446 | 29934 | 30351 | 30966 | 31549 | 32144 | 32749 | 33367 | 33997 | 34638 | 34853
2001 | US | SERC | Central | - | MW | Peak Hour Demand - Winter | 27291 | 29414 | 30010 | 30437 | 31171 | 31737 | 32420 | 33118 | 33831 | 34058 | 34251
2001 | US | SERC | Delta | - | MW | Peak Hour Demand - Summer | 27714 | 27084 | 27574 | 27211 | 27689 | 28272 | 28656 | 29315 | 29758 | 30319 | 30843
2001 | US | SERC | Delta | - | MW | Peak Hour Demand - Winter | 21595 | 19727 | 20025 | 19794 | 20256 | 20640 | 21020 | 21349 | 21698 | 22133 | 22576
2001 | US | SERC | Southeastern | - | MW | Peak Hour Demand - Summer | 43692 | 44737 | 46266 | 47716 | 49070 | 50419 | 51813 | 53181 | 54556 | 55979 | 57349
2001 | US | SERC | Southeastern | - | MW | Peak Hour Demand - Winter | 36509 | 35830 | 36049 | 37961 | 38932 | 39925 | 41027 | 41976 | 42951 | 44078 | 45019
2001 | US | SERC | VACAR | - | MW | Peak Hour Demand - Summer | 55236 | 58175 | 59551 | 60793 | 61444 | 62661 | 64190 | 65380 | 66660 | 67979 | 69263
2001 | US | SERC | VACAR | - | MW | Peak Hour Demand - Winter | 53751 | 54488 | 55725 | 56244 | 57233 | 58727 | 59762 | 60873 | 61958 | 63104 | 64221
2001 | US | SPP | - | - | MW | Peak Hour Demand - Summer | 40199 | 40522 | 41099 | 41949 | 42885 | 43932 | 45067 | 46223 | 47207 | 48260 | 49306
2001 | US | SPP | - | - | MW | Peak Hour Demand - Winter | 30576 | 29804 | 30132 | 30789 | 31509 | 32150 | 32721 | 33546 | 34021 | 35033 | 35553
2001 | US | WECC | - | - | MW | Peak Hour Demand - Summer | 114602 | 118887 | 121407 | 123946 | 126534 | 129199 | 131773 | 134329 | 136918 | 139575 | 142255
2001 | US | WECC | - | - | MW | Peak Hour Demand - Winter | 97324 | 102237 | 104173 | 106333 | 108339 | 110458 | 112560 | 114642 | 116758 | 118781 | 121117
2001 | US | WECC | AZN | - | MW | Peak Hour Demand - Summer | 21724 | 22918 | 23774 | 24572 | 25284 | 26122 | 26847 | 27598 | 28363 | 29144 | 29914
2001 | US | WECC | AZN | - | MW | Peak Hour Demand - Winter | 14944 | 15384 | 15967 | 16475 | 17015 | 17457 | 17939 | 18433 | 18931 | 19463 | 19986
2001 | US | WECC | CNV | - | MW | Peak Hour Demand - Summer | 49638 | 53895 | 54880 | 55890 | 56948 | 58031 | 59119 | 60203 | 61256 | 62323 | 63448
2001 | US | WECC | CNV | - | MW | Peak Hour Demand - Winter | 36817 | 39025 | 39738 | 40469 | 41235 | 42019 | 42807 | 43591 | 44354 | 45128 | 45942
2001 | US | WECC | NWPP | - | MW | Peak Hour Demand - Summer | 35535 | 34680 | 35143 | 35684 | 36234 | 36792 | 37359 | 37935 | 38520 | 39114 | 39717
2001 | US | WECC | NWPP | - | MW | Peak Hour Demand - Winter | 38578 | 40224 | 40846 | 41478 | 42120 | 42772 | 43434 | 44106 | 44789 | 45482 | 46186
2001 | US | WECC | RMPA | - | MW | Peak Hour Demand - Summer | 8589 | 8516 | 8781 | 9057 | 9274 | 9478 | 9690 | 9854 | 10059 | 10293 | 10494
2001 | US | WECC | RMPA | - | MW | Peak Hour Demand - Winter | 8003 | 8036 | 8249 | 8508 | 8705 | 8856 | 9041 | 9170 | 9333 | 9516 | 9672
2002 | CA | MRO | - | - | MW | Peak Hour Demand - Summer | 5368 | 5478 | 5597 | 5683 | 5736 | 5832 | 5896 | 5957 | 6023 | 6096 | 6164
2002 | CA | MRO | - | - | MW | Peak Hour Demand - Winter | 6172 | 6429 | 6611 | 6723 | 6822 | 6871 | 6963 | 7009 | 7074 | 7134 | 7201
2002 | CA | NPCC | - | - | MW | Peak Hour Demand - Summer | 48825 | 47401 | 48478 | 49151 | 49771 | 50161 | 50804 | 51361 | 51906 | 52422 | 53044
2002 | CA | NPCC | - | - | MW | Peak Hour Demand - Winter | 59879 | 62350 | 63209 | 63854 | 64259 | 64952 | 65580 | 66072 | 66517 | 67169 | 67821
2002 | CA | NPCC | Maritimes | Maritimes | MW | Peak Hour Demand - Summer | 3383 | 3410 | 3474 | 3517 | 3559 | 3440 | 3481 | 3489 | 3533 | 3582 | 3648
2002 | CA | NPCC | Maritimes | Maritimes | MW | Peak Hour Demand - Winter | 4854 | 5240 | 5307 | 5374 | 5263 | 5300 | 5345 | 5340 | 5394 | 5457 | 5521
2002 | CA | NPCC | Ontario | Ontario | MW | Peak Hour Demand - Summer | 25269 | 23035 | 23404 | 23711 | 23959 | 24230 | 24503 | 24787 | 25087 | 25342 | 25623
2002 | CA | NPCC | Ontario | Ontario | MW | Peak Hour Demand - Winter | 22623 | 23984 | 24175 | 24245 | 24394 | 24545 | 24720 | 24908 | 24973 | 25138 | 25297
2002 | CA | NPCC | Quebec | Quebec | MW | Peak Hour Demand - Summer | 20173 | 20956 | 21600 | 21923 | 22253 | 22491 | 22820 | 23085 | 23286 | 23498 | 23773
2002 | CA | NPCC | Quebec | Quebec | MW | Peak Hour Demand - Winter | 32402 | 33126 | 33727 | 34235 | 34602 | 35107 | 35515 | 35824 | 36150 | 36574 | 37003
2002 | CA | WECC | - | - | MW | Peak Hour Demand - Summer | 14284 | 14766 | 15039 | 15260 | 15478 | 15723 | 16034 | 16313 | 16559 | 16805 | 17054
2002 | CA | WECC | - | - | MW | Peak Hour Demand - Winter | 17534 | 18380 | 18765 | 19091 | 19415 | 19776 | 20227 | 20635 | 21000 | 21366 | 21738
2002 | MX | WECC | CA-MX | - | MW | Peak Hour Demand - Summer | 1637 | 1697 | 1900 | 2036 | 2195 | 2374 | 2576 | 2773 | 2984 | 3219 | 3480
2002 | MX | WECC | CA-MX | - | MW | Peak Hour Demand - Winter | 1184 | 1308 | 1493 | 1630 | 1785 | 1960 | 2133 | 2324 | 2538 | 2774 | 3031
2002 | US | ECAR | - | - | MW | Peak Hour Demand - Summer | 100235 | 99346 | 101871 | 104548 | 106541 | 109113 | 110637 | 112653 | 114161 | 115742 | 117625
2002 | US | ECAR | - | - | MW | Peak Hour Demand - Winter | 85485 | 87133 | 89228 | 90796 | 92586 | 94404 | 96137 | 97750 | 99105 | 100291 | 101684
2002 | US | TRE | - | ERCOT | MW | Peak Hour Demand - Summer | 55201 | 57898 | 60727 | 63190 | 64965 | 66857 | 68715 | 70476 | 72606 | 74800 | 77061
2002 | US | TRE | - | ERCOT | MW | Peak Hour Demand - Winter | 44015 | 45818 | 47802 | 49217 | 50708 | 52193 | 53413 | 54661 | 55938 | 57244 | 58582
2002 | US | FRCC | - | FRCC | MW | Peak Hour Demand - Summer | 39062 | 40145 | 41335 | 42292 | 43279 | 44274 | 45168 | 46107 | 47064 | 48095 | 49151
2002 | US | FRCC | - | FRCC | MW | Peak Hour Demand - Winter | 40922 | 43199 | 44219 | 45237 | 46242 | 47215 | 48208 | 49298 | 50331 | 51439 | 52537
2002 | US | MAAC | - | - | MW | Peak Hour Demand - Summer | 54015 | 54188 | 55089 | 55956 | 56872 | 57809 | 58651 | 59526 | 60343 | 61172 | 62495
2002 | US | MAAC | - | - | MW | Peak Hour Demand - Winter | 39458 | 44747 | 45367 | 46019 | 46668 | 47288 | 47913 | 48548 | 49140 | 49774 | 50382
2002 | US | MAIN | - | - | MW | Peak Hour Demand - Summer | 56344 | 56888 | 57693 | 58575 | 59753 | 60799 | 61539 | 62645 | 63816 | 64873 | 66066
2002 | US | MAIN | - | - | MW | Peak Hour Demand - Winter | 40529 | 43028 | 43750 | 43935 | 44740 | 45264 | 45618 | 46856 | 47581 | 48453 | 49235
2002 | US | MRO | - | - | MW | Peak Hour Demand - Summer | 28321 | 28191 | 28681 | 29729 | 30726 | 31257 | 31742 | 32219 | 32721 | 33231 | 33734
2002 | US | MRO | - | - | MW | Peak Hour Demand - Winter | 21815 | 23234 | 23654 | 24323 | 24702 | 25167 | 25447 | 25813 | 26186 | 26559 | 26953
2002 | US | NPCC | - | - | MW | Peak Hour Demand - Summer | 55949 | 54675 | 55813 | 56531 | 57198 | 57903 | 58562 | 59220 | 59917 | 60615 | 61420
2002 | US | NPCC | - | - | MW | Peak Hour Demand - Winter | 42670 | 45308 | 45943 | 46447 | 46995 | 47489 | 47976 | 48497 | 49011 | 49648 | 50189
2002 | US | NPCC | New England | New England | MW | Peak Hour Demand - Summer | 24967 | 24200 | 24760 | 25123 | 25443 | 25817 | 26159 | 26503 | 26888 | 27269 | 27758
2002 | US | NPCC | New England | New England | MW | Peak Hour Demand - Winter | 19872 | 21760 | 22010 | 22279 | 22598 | 22873 | 23151 | 23465 | 23773 | 24202 | 24536
2002 | US | NPCC | New York | New York | MW | Peak Hour Demand - Summer | 30982 | 30475 | 31053 | 31408 | 31755 | 32086 | 32403 | 32717 | 33029 | 33346 | 33662
2002 | US | NPCC | New York | New York | MW | Peak Hour Demand - Winter | 22798 | 23548 | 23933 | 24168 | 24397 | 24616 | 24825 | 25032 | 25238 | 25446 | 25653
2002 | US | SERC | - | - | MW | Peak Hour Demand - Summer | 149293 | 160384 | 164001 | 167879 | 171439 | 174795 | 178669 | 182562 | 186540 | 190628 | 194356
2002 | US | SERC | - | - | MW | Peak Hour Demand - Winter | 135182 | 139527 | 142730 | 146754 | 148624 | 151445 | 154591 | 156992 | 160507 | 163828 | 167201
2002 | US | SERC | Central | - | MW | Peak Hour Demand - Summer | 27464 | 29716 | 30387 | 31057 | 31779 | 32562 | 33335 | 34112 | 34890 | 35662 | 36115
2002 | US | SERC | Central | - | MW | Peak Hour Demand - Winter | 28543 | 29447 | 29902 | 30779 | 31387 | 32096 | 32803 | 33511 | 34217 | 34280 | 34592
2002 | US | SERC | Delta | - | MW | Peak Hour Demand - Summer | 25747 | 26739 | 26867 | 27084 | 27065 | 27669 | 28185 | 28608 | 29209 | 29698 | 30237
2002 | US | SERC | Delta | - | MW | Peak Hour Demand - Winter | 20558 | 20539 | 20301 | 21244 | 21227 | 21482 | 21814 | 21475 | 22210 | 23249 | 24333
2002 | US | SERC | Southeastern | - | MW | Peak Hour Demand - Summer | 41486 | 46015 | 47579 | 48971 | 50328 | 51643 | 53047 | 54450 | 55875 | 57324 | 58831
2002 | US | SERC | Southeastern | - | MW | Peak Hour Demand - Winter | 34818 | 35814 | 36976 | 37938 | 38712 | 39649 | 40627 | 41643 | 42664 | 43734 | 44849
2002 | US | SERC | VACAR | - | MW | Peak Hour Demand - Summer | 54596 | 57914 | 59168 | 60767 | 62267 | 62921 | 64102 | 65392 | 66566 | 67944 | 69173
2002 | US | SERC | VACAR | - | MW | Peak Hour Demand - Winter | 51263 | 53727 | 55551 | 56793 | 57298 | 58218 | 59347 | 60363 | 61416 | 62565 | 63427
2002 | US | SPP | - | - | MW | Peak Hour Demand - Summer | 40273 | 41483 | 42490 | 43556 | 44678 | 45197 | 46204 | 47186 | 48239 | 49475 | 50185
2002 | US | SPP | - | - | MW | Peak Hour Demand - Winter | 29614 | 30382 | 30743 | 31761 | 32464 | 32732 | 33328 | 34212 | 34971 | 35932 | 36660
2002 | US | WECC | - | - | MW | Peak Hour Demand - Summer | 109119 | 116852 | 119465 | 122089 | 124541 | 126886 | 129338 | 131219 | 133806 | 136378 | 138879
2002 | US | WECC | - | - | MW | Peak Hour Demand - Winter | 96622 | 103314 | 105611 | 107953 | 110023 | 112384 | 113620 | 115939 | 118259 | 120530 | 122930
2002 | US | WECC | AZN | - | MW | Peak Hour Demand - Summer | 23360 | 24183 | 25099 | 26041 | 26894 | 27632 | 28425 | 29313 | 30084 | 30855 | 31617
2002 | US | WECC | AZN | - | MW | Peak Hour Demand - Winter | 16343 | 17179 | 17851 | 18442 | 18941 | 19488 | 19858 | 20358 | 20862 | 21359 | 21881
2002 | US | WECC | CNV | - | MW | Peak Hour Demand - Summer | 46714 | 50558 | 51307 | 52084 | 52880 | 53698 | 54520 | 55359 | 56209 | 57066 | 57921
2002 | US | WECC | CNV | - | MW | Peak Hour Demand - Winter | 37448 | 38291 | 39055 | 39842 | 40651 | 41470 | 42307 | 43162 | 44029 | 44903 | 45786
2002 | US | WECC | NWPP | - | MW | Peak Hour Demand - Summer | 30405 | 33328 | 34036 | 34629 | 35276 | 35740 | 36367 | 36503 | 37105 | 37760 | 38354
2002 | US | WECC | NWPP | - | MW | Peak Hour Demand - Winter | 34744 | 39556 | 40165 | 40957 | 41547 | 42340 | 42130 | 42859 | 43564 | 44236 | 44965
2002 | US | WECC | RMPA | - | MW | Peak Hour Demand - Summer | 9331 | 9284 | 9574 | 9851 | 10079 | 10351 | 10580 | 10846 | 11126 | 11416 | 11673
2002 | US | WECC | RMPA | - | MW | Peak Hour Demand - Winter | 8385 | 8503 | 8779 | 8976 | 9162 | 9385 | 9581 | 9835 | 10089 | 10332 | 10590
2003 | CA | MRO | - | - | MW | Peak Hour Demand - Summer | 5394 | 5519 | 5615 | 5707 | 5785 | 5845 | 5947 | 6029 | 6109 | 6185 | 6229
2003 | CA | MRO | - | - | MW | Peak Hour Demand - Winter | 6632 | 6729 | 6812 | 6925 | 6995 | 7080 | 7158 | 7229 | 7290 | 7341 | 7421
2003 | CA | NPCC | - | - | MW | Peak Hour Demand - Summer | 51460 | 48591 | 49531 | 50113 | 50951 | 51633 | 52131 | 52677 | 53227 | 53785 | 54298
2003 | CA | NPCC | - | - | MW | Peak Hour Demand - Winter | 64516 | 63252 | 63789 | 64763 | 65478 | 65998 | 66507 | 66956 | 67507 | 68020 | 68568
2003 | CA | NPCC | Maritimes | Maritimes | MW | Peak Hour Demand - Summer | 3524 | 3396 | 3465 | 3518 | 3553 | 3600 | 3615 | 3664 | 3715 | 3769 | 3817
2003 | CA | NPCC | Maritimes | Maritimes | MW | Peak Hour Demand - Winter | 5369 | 5262 | 5349 | 5404 | 5448 | 5513 | 5526 | 5598 | 5667 | 5742 | 5813
2003 | CA | NPCC | Ontario | Ontario | MW | Peak Hour Demand - Summer | 25414 | 23684 | 24014 | 24360 | 24689 | 25005 | 25326 | 25641 | 25945 | 26247 | 26530
2003 | CA | NPCC | Ontario | Ontario | MW | Peak Hour Demand - Winter | 24158 | 24112 | 24233 | 24422 | 24603 | 24808 | 25024 | 25101 | 25273 | 25431 | 25595
2003 | CA | NPCC | Quebec | Quebec | MW | Peak Hour Demand - Summer | 22522 | 21511 | 22052 | 22235 | 22709 | 23028 | 23190 | 23372 | 23567 | 23769 | 23951
2003 | CA | NPCC | Quebec | Quebec | MW | Peak Hour Demand - Winter | 34989 | 33878 | 34207 | 34937 | 35427 | 35677 | 35957 | 36257 | 36567 | 36847 | 37160
2003 | CA | WECC | - | - | MW | Peak Hour Demand - Summer | 15418 | 15562 | 15849 | 16167 | 16377 | 16677 | 17052 | 17234 | 17471 | 17844 | 18054
2003 | CA | WECC | - | - | MW | Peak Hour Demand - Winter | 17757 | 19359 | 19668 | 19976 | 20299 | 20660 | 21102 | 21405 | 21754 | 22070 | 22389
2003 | MX | WECC | CA-MX | - | MW | Peak Hour Demand - Summer | 1641 | 1754 | 1907 | 2036 | 2174 | 2320 | 2477 | 2643 | 2821 | 3010 | 3212
2003 | MX | WECC | CA-MX | - | MW | Peak Hour Demand - Winter | 1210 | 1320 | 1418 | 1524 | 1638 | 1760 | 1890 | 2030 | 2180 | 2341 | 2513
2003 | TL | WECC | - | - | MW | Peak Hour Demand - Summer | 136108 | 136587 | 141698 | 144589 | 147244 | 149971 | 152584 | 155436 | 158415 | 161492 | 164417
2003 | TL | WECC | - | - | MW | Peak Hour Demand - Winter | 114918 | 125149 | 128054 | 130691 | 133205 | 135123 | 138021 | 140776 | 143533 | 146112 | 148931
2003 | US | ECAR | - | - | MW | Peak Hour Demand - Summer | 102996 | 100714 | 102737 | 104716 | 107169 | 109533 | 111884 | 113659 | 118470 | 120645 | 122335
2003 | US | ECAR | - | - | MW | Peak Hour Demand - Winter | 87300 | 86120 | 87556 | 88532 | 90443 | 92334 | 95042 | 98843 | 100365 | 100664 | 102214
2003 | US | TRE | - | ERCOT | MW | Peak Hour Demand - Summer | 56248 | 57639 | 59080 | 60557 | 62071 | 63622 | 65213 | 66843 | 68514 | 70227 | 71983
2003 | US | TRE | - | ERCOT | MW | Peak Hour Demand - Winter | 45414 | 46538 | 47702 | 48894 | 50116 | 51369 | 52654 | 53970 | 55319 | 56702 | 58120
2003 | US | FRCC | - | FRCC | MW | Peak Hour Demand - Summer | 40696 | 41618 | 42668 | 43670 | 44727 | 45795 | 46840 | 47898 | 49008 | 50164 | 51331
2003 | US | FRCC | - | FRCC | MW | Peak Hour Demand - Winter | 45635 | 44266 | 45301 | 46419 | 47561 | 48682 | 49814 | 50945 | 52166 | 53422 | 54682
2003 | US | MAAC | - | - | MW | Peak Hour Demand - Summer | 55569 | 56257 | 57330 | 58480 | 59543 | 60656 | 61746 | 62821 | 63903 | 64996 | 66032
2003 | US | MAAC | - | - | MW | Peak Hour Demand - Winter | 46551 | 44748 | 45522 | 46213 | 46909 | 47627 | 48338 | 49070 | 49796 | 50527 | 51245
2003 | US | MAIN | - | - | MW | Peak Hour Demand - Summer | 56396 | 57169 | 57802 | 58846 | 59848 | 60686 | 61746 | 62843 | 63943 | 65021 | 66140
2003 | US | MAIN | - | - | MW | Peak Hour Demand - Winter | 42412 | 42332 | 42755 | 43611 | 44262 | 44859 | 45628 | 46421 | 47210 | 47997 | 48767
2003 | US | MRO | - | - | MW | Peak Hour Demand - Summer | 29119 | 29957 | 30555 | 31156 | 31763 | 32413 | 33022 | 33640 | 34228 | 34811 | 35383
2003 | US | MRO | - | - | MW | Peak Hour Demand - Winter | 23645 | 24148 | 24541 | 24947 | 25367 | 25779 | 26167 | 26561 | 26946 | 27323 | 27748
2003 | US | NPCC | - | - | MW | Peak Hour Demand - Summer | 56012 | 56550 | 57770 | 58520 | 59290 | 60080 | 60795 | 61531 | 62306 | 63111 | 63917
2003 | US | NPCC | - | - | MW | Peak Hour Demand - Winter | 46009 | 46903 | 47636 | 48215 | 48830 | 49482 | 50075 | 50671 | 51313 | 51973 | 52618
2003 | US | NPCC | New England | New England | MW | Peak Hour Demand - Summer | 25348 | 25120 | 25690 | 26000 | 26290 | 26620 | 26990 | 27390 | 27820 | 28270 | 28710
2003 | US | NPCC | New England | New England | MW | Peak Hour Demand - Winter | 21535 | 22010 | 22300 | 22580 | 22870 | 23210 | 23570 | 23940 | 24350 | 24770 | 25170
2003 | US | NPCC | New York | New York | MW | Peak Hour Demand - Summer | 30664 | 31430 | 32080 | 32520 | 33000 | 33460 | 33805 | 34141 | 34486 | 34841 | 35207
2003 | US | NPCC | New York | New York | MW | Peak Hour Demand - Winter | 24474 | 24893 | 25336 | 25635 | 25960 | 26272 | 26505 | 26731 | 26963 | 27203 | 27448
2003 | US | SERC | - | - | MW | Peak Hour Demand - Summer | 158767 | 157864 | 161650 | 165391 | 168746 | 172498 | 176350 | 180209 | 184295 | 188259 | 192176
2003 | US | SERC | - | - | MW | Peak Hour Demand - Winter | 141882 | 138291 | 141511 | 143927 | 143919 | 150215 | 153297 | 156495 | 159366 | 161727 | 164812
2003 | US | SERC | Central | - | MW | Peak Hour Demand - Summer | 29156 | 29909 | 30549 | 31122 | 31962 | 32802 | 33713 | 34632 | 35627 | 36453 | 37200
2003 | US | SERC | Central | - | MW | Peak Hour Demand - Winter | 28961 | 29267 | 29955 | 30548 | 31246 | 32011 | 32784 | 33628 | 34053 | 34427 | 34806
2003 | US | SERC | Delta | - | MW | Peak Hour Demand - Summer | 26000 | 26170 | 26878 | 27219 | 27474 | 27897 | 28372 | 28769 | 29281 | 29817 | 30315
2003 | US | SERC | Delta | - | MW | Peak Hour Demand - Winter | 21093 | 19641 | 20158 | 20150 | 20407 | 21029 | 21331 | 21590 | 21977 | 22087 | 22789
2003 | US | SERC | Southeastern | - | MW | Peak Hour Demand - Summer | 45370 | 45012 | 46570 | 47991 | 49176 | 50397 | 51622 | 52967 | 54293 | 55659 | 57080
2003 | US | SERC | Southeastern | - | MW | Peak Hour Demand - Winter | 37840 | 37623 | 38539 | 39414 | 37396 | 41286 | 42292 | 43315 | 44348 | 45429 | 46536
2003 | US | SERC | VACAR | - | MW | Peak Hour Demand - Summer | 58241 | 56773 | 57653 | 59059 | 60134 | 61402 | 62643 | 63841 | 65094 | 66330 | 67581
2003 | US | SERC | VACAR | - | MW | Peak Hour Demand - Winter | 53988 | 51760 | 52859 | 53815 | 54870 | 55889 | 56890 | 57962 | 58988 | 59784 | 60681
2003 | US | SPP | - | - | MW | Peak Hour Demand - Summer | 39688 | 40564 | 41345 | 41826 | 42158 | 43012 | 43855 | 44736 | 45606 | 46500 | 47361
2003 | US | SPP | - | - | MW | Peak Hour Demand - Winter | 30187 | 29891 | 30555 | 31069 | 31366 | 31998 | 32663 | 33048 | 33989 | 34625 | 35228
2003 | US | WECC | - | - | MW | Peak Hour Demand - Summer | 119074 | 119320 | 123942 | 126386 | 128693 | 131003 | 133055 | 135559 | 138123 | 140638 | 143151
2003 | US | WECC | - | - | MW | Peak Hour Demand - Winter | 95951 | 105492 | 107868 | 110107 | 112222 | 113523 | 116071 | 118362 | 120637 | 122733 | 125104
2003 | US | WECC | AZN | - | MW | Peak Hour Demand - Summer | 24222 | 25406 | 26301 | 27138 | 27896 | 28600 | 29400 | 30197 | 31012 | 31782 | 32510
2003 | US | WECC | AZN | - | MW | Peak Hour Demand - Winter | 15466 | 17313 | 17863 | 18354 | 18776 | 19291 | 19818 | 20350 | 20844 | 21346 | 21787
2003 | US | WECC | CNV | - | MW | Peak Hour Demand - Summer | 50614 | 51580 | 54644 | 55507 | 56193 | 57068 | 57954 | 58822 | 59678 | 60524 | 61373
2003 | US | WECC | CNV | - | MW | Peak Hour Demand - Winter | 37982 | 40715 | 41545 | 42385 | 43240 | 44110 | 44977 | 45844 | 46712 | 47591 | 48495
2003 | US | WECC | NWPP | - | MW | Peak Hour Demand - Summer | 34347 | 33142 | 33690 | 34344 | 35031 | 35679 | 36017 | 36632 | 37205 | 37774 | 38407
2003 | US | WECC | NWPP | - | MW | Peak Hour Demand - Winter | 34082 | 38837 | 39757 | 40521 | 41255 | 41035 | 41985 | 42660 | 43356 | 43854 | 44670
2003 | US | WECC | RMPA | - | MW | Peak Hour Demand - Summer | 9891 | 10089 | 10196 | 10284 | 10455 | 10577 | 10741 | 10986 | 11235 | 11492 | 11748
2003 | US | WECC | RMPA | - | MW | Peak Hour Demand - Winter | 8421 | 9153 | 9229 | 9317 | 9474 | 9586 | 9734 | 9953 | 10178 | 10405 | 10635
2004 | CA | MRO | - | - | MW | Peak Hour Demand - Summer | 5603 | 5643 | 5717 | 5790 | 5849 | 5958 | 6065 | 6127 | 6186 | 6238 | 6296
2004 | CA | MRO | - | - | MW | Peak Hour Demand - Winter | 6708 | 6905 | 6990 | 7056 | 7108 | 7213 | 7317 | 7369 | 7418 | 7458 | 7526
2004 | CA | NPCC | - | - | MW | Peak Hour Demand - Summer | 48793 | 47791 | 48646 | 50745 | 51277 | 51788 | 52430 | 53108 | 53761 | 54299 | 54840
2004 | CA | NPCC | - | - | MW | Peak Hour Demand - Winter | 66973 | 64315 | 65455 | 66052 | 66631 | 67212 | 67818 | 68513 | 69095 | 69683 | 70213
2004 | CA | NPCC | Maritimes | Maritimes | MW | Peak Hour Demand - Summer | 3492 | 3611 | 3656 | 3709 | 3775 | 3818 | 3875 | 3940 | 4007 | 4086 | 4160
2004 | CA | NPCC | Maritimes | Maritimes | MW | Peak Hour Demand - Winter | 5768 | 5567 | 5663 | 5753 | 5838 | 5911 | 5997 | 6091 | 6197 | 6312 | 6422
2004 | CA | NPCC | Ontario | Ontario | MW | Peak Hour Demand - Summer | 24753 | 23668 | 24147 | 24446 | 24735 | 25027 | 25305 | 25605 | 25883 | 26139 | 26384
2004 | CA | NPCC | Ontario | Ontario | MW | Peak Hour Demand - Winter | 24937 | 24153 | 24339 | 24518 | 24720 | 24933 | 25011 | 25182 | 25340 | 25503 | 25637
2004 | CA | NPCC | Quebec | Quebec | MW | Peak Hour Demand - Summer | 20548 | 20512 | 20843 | 22590 | 22767 | 22943 | 23250 | 23563 | 23871 | 24074 | 24296
2004 | CA | NPCC | Quebec | Quebec | MW | Peak Hour Demand - Winter | 36268 | 34595 | 35453 | 35781 | 36073 | 36368 | 36810 | 37240 | 37558 | 37868 | 38154
2004 | CA | WECC | - | - | MW | Peak Hour Demand - Summer | 15696 | 15804 | 15996 | 16247 | 16531 | 16818 | 17021 | 17356 | 17556 | 17889 | 18267
2004 | CA | WECC | - | - | MW | Peak Hour Demand - Winter | 19468 | 18974 | 19248 | 19471 | 19793 | 20097 | 20364 | 20686 | 21040 | 21377 | 21772
2004 | MX | WECC | CA-MX | - | MW | Peak Hour Demand - Summer | 1692 | 1760 | 1845 | 1951 | 2048 | 2151 | 2258 | 2371 | 2490 | 2614 | 2745
2004 | MX | WECC | CA-MX | - | MW | Peak Hour Demand - Winter | 1276 | 1350 | 1417 | 1480 | 1550 | 1615 | 1680 | 1750 | 1820 | 1890 | 1964
2004 | TL | WECC | - | - | MW | Peak Hour Demand - Summer | 139914 | 140161 | 143345 | 147040 | 150438 | 153806 | 157146 | 160487 | 163930 | 167432 | 171133
2004 | TL | WECC | - | - | MW | Peak Hour Demand - Winter | 122748 | 124354 | 126840 | 129542 | 132205 | 134947 | 137579 | 140342 | 143073 | 145856 | 148827
2004 | US | ECAR | - | - | MW | Peak Hour Demand - Summer | 98487 | 102423 | 104765 | 107689 | 109852 | 112007 | 113674 | 115579 | 117442 | 119254 | 120769
2004 | US | ECAR | - | - | MW | Peak Hour Demand - Winter | 86332 | 87972 | 89268 | 91131 | 93128 | 95558 | 97073 | 98558 | 98904 | 100526 | 102108
2004 | US | TRE | - | ERCOT | MW | Peak Hour Demand - Summer | 59996 | 61432 | 62906 | 64416 | 65962 | 67545 | 69166 | 70826 | 72526 | 74266 | 76049
2004 | US | TRE | - | ERCOT | MW | Peak Hour Demand - Winter | 42702 | 43556 | 44427 | 45316 | 46222 | 47146 | 48089 | 49051 | 50032 | 51033 | 52054
2004 | US | FRCC | - | FRCC | MW | Peak Hour Demand - Summer | 40475 | 42705 | 43753 | 44826 | 45896 | 46897 | 47990 | 49146 | 50297 | 51462 | 52640
2004 | US | FRCC | - | FRCC | MW | Peak Hour Demand - Winter | 36841 | 45418 | 46546 | 47692 | 48769 | 49944 | 51122 | 52357 | 53598 | 54853 | 56130
2004 | US | MAAC | - | - | MW | Peak Hour Demand - Summer | 53566 | 56886 | 58056 | 59126 | 60170 | 61224 | 62276 | 63339 | 64403 | 65455 | 66508
2004 | US | MAAC | - | - | MW | Peak Hour Demand - Winter | 45625 | 45471 | 46215 | 46955 | 47690 | 48420 | 49160 | 49899 | 50638 | 51360 | 52100
2004 | US | MAIN | - | - | MW | Peak Hour Demand - Summer | 56988 | 57868 | 58667 | 59717 | 60469 | 61325 | 62236 | 63170 | 64294 | 65239 | 66145
2004 | US | MAIN | - | - | MW | Peak Hour Demand - Winter | 41719 | 42409 | 43336 | 43955 | 44487 | 45206 | 45863 | 46558 | 47429 | 48118 | 48873
2004 | US | MRO | - | - | MW | Peak Hour Demand - Summer | 28831 | 29244 | 30116 | 30857 | 31329 | 31956 | 32548 | 33172 | 33785 | 34393 | 34965
2004 | US | MRO | - | - | MW | Peak Hour Demand - Winter | 24134 | 24628 | 25035 | 25419 | 25742 | 26178 | 26598 | 27015 | 27429 | 27825 | 28236
2004 | US | NPCC | - | - | MW | Peak Hour Demand - Summer | 55018 | 57535 | 58624 | 59336 | 60038 | 60720 | 61376 | 62151 | 62970 | 63601 | 64222
2004 | US | NPCC | - | - | MW | Peak Hour Demand - Winter | 48079 | 47986 | 48532 | 49040 | 49504 | 49896 | 50382 | 50895 | 51371 | 51766 | 52157
2004 | US | NPCC | New England | New England | MW | Peak Hour Demand - Summer | 24685 | 25735 | 26305 | 26570 | 26815 | 27085 | 27390 | 27740 | 28170 | 28550 | 28880
2004 | US | NPCC | New England | New England | MW | Peak Hour Demand - Winter | 22817 | 22370 | 22615 | 22845 | 23105 | 23380 | 23680 | 24040 | 24440 | 24720 | 24980
2004 | US | NPCC | New York | New York | MW | Peak Hour Demand - Summer | 30333 | 31800 | 32319 | 32766 | 33223 | 33635 | 33986 | 34411 | 34800 | 35051 | 35342
2004 | US | NPCC | New York | New York | MW | Peak Hour Demand - Winter | 25262 | 25616 | 25917 | 26195 | 26399 | 26516 | 26702 | 26855 | 26931 | 27046 | 27177
2004 | US | SERC | - | - | MW | Peak Hour Demand - Summer | 153110 | 157961 | 161634 | 165151 | 168830 | 172099 | 175730 | 179486 | 183194 | 187325 | 191459
2004 | US | SERC | - | - | MW | Peak Hour Demand - Winter | 137972 | 141176 | 143675 | 146565 | 149327 | 152227 | 155266 | 158236 | 161243 | 164264 | 167346
2004 | US | SERC | Central | - | MW | Peak Hour Demand - Summer | 28635 | 30123 | 30870 | 31659 | 32401 | 33224 | 34050 | 34932 | 35734 | 36616 | 37304
2004 | US | SERC | Central | - | MW | Peak Hour Demand - Winter | 28256 | 30143 | 30709 | 31268 | 31906 | 32547 | 33241 | 33601 | 34035 | 34367 | 34727
2004 | US | SERC | Delta | - | MW | Peak Hour Demand - Summer | 25614 | 26239 | 26732 | 27060 | 27536 | 28067 | 28308 | 28854 | 29408 | 29931 | 30550
2004 | US | SERC | Delta | - | MW | Peak Hour Demand - Winter | 21522 | 21829 | 22092 | 22525 | 22904 | 23209 | 23513 | 23972 | 24381 | 24858 | 25340
2004 | US | SERC | Southeastern | - | MW | Peak Hour Demand - Summer | 42875 | 44748 | 45947 | 47132 | 48346 | 49259 | 50554 | 51666 | 52777 | 54251 | 55802
2004 | US | SERC | Southeastern | - | MW | Peak Hour Demand - Winter | 36191 | 37164 | 38084 | 38929 | 39645 | 40672 | 41660 | 42694 | 43753 | 44851 | 45974
2004 | US | SERC | VACAR | - | MW | Peak Hour Demand - Summer | 55986 | 56851 | 58085 | 59300 | 60547 | 61549 | 62818 | 64034 | 65275 | 66527 | 67803
2004 | US | SERC | VACAR | - | MW | Peak Hour Demand - Winter | 52003 | 52040 | 52790 | 53843 | 54872 | 55799 | 56852 | 57969 | 59074 | 60188 | 61305
2004 | US | SPP | - | - | MW | Peak Hour Demand - Summer | 40367 | 40089 | 40813 | 41076 | 41585 | 42429 | 43297 | 44052 | 44669 | 45405 | 46083
2004 | US | SPP | - | - | MW | Peak Hour Demand - Winter | 28450 | 28469 | 28825 | 29065 | 29504 | 30088 | 30757 | 31338 | 31829 | 32374 | 32895
2004 | US | WECC | - | - | MW | Peak Hour Demand - Summer | 122537 | 122870 | 125687 | 128864 | 131882 | 134861 | 137892 | 140786 | 143912 | 146958 | 150152
2004 | US | WECC | - | - | MW | Peak Hour Demand - Winter | 102020 | 104393 | 106525 | 108857 | 111206 | 113575 | 115842 | 118208 | 120504 | 122856 | 125356
2004 | US | WECC | AZN | - | MW | Peak Hour Demand - Summer | 25547 | 26357 | 27215 | 28075 | 28984 | 29910 | 30836 | 31664 | 32591 | 33386 | 34298
2004 | US | WECC | AZN | - | MW | Peak Hour Demand - Winter | 16628 | 17828 | 18399 | 18953 | 19524 | 20162 | 20727 | 21312 | 21904 | 22344 | 23046
2004 | US | WECC | CNV | - | MW | Peak Hour Demand - Summer | 51390 | 53121 | 54110 | 55181 | 56249 | 57348 | 58450 | 59571 | 60703 | 61841 | 62997
2004 | US | WECC | CNV | - | MW | Peak Hour Demand - Winter | 38934 | 39318 | 40169 | 41026 | 41905 | 42792 | 43696 | 44612 | 45536 | 46477 | 47436
2004 | US | WECC | NWPP | - | MW | Peak Hour Demand - Summer | 35111 | 33827 | 34878 | 35585 | 36408 | 37143 | 37922 | 38633 | 39456 | 40331 | 41199
2004 | US | WECC | NWPP | - | MW | Peak Hour Demand - Winter | 39649 | 38681 | 39213 | 39946 | 40662 | 41318 | 41916 | 42574 | 43142 | 43888 | 44503
2004 | US | WECC | RMPA | - | MW | Peak Hour Demand - Summer | 10489 | 10268 | 10480 | 10754 | 11017 | 11295 | 11572 | 11862 | 12164 | 12461 | 12779
2004 | US | WECC | RMPA | - | MW | Peak Hour Demand - Winter | 8886 | 8829 | 9005 | 9196 | 9390 | 9585 | 9791 | 9998 | 10215 | 10439 | 10668
2005 | CA | MRO | - | - | MW | Peak Hour Demand - Summer | 5589 | 5761 | 5906 | 5983 | 6057 | 6131 | 6212 | 6256 | 6301 | 6314 | 6367
2005 | CA | MRO | - | - | MW | Peak Hour Demand - Winter | 7004 | 7024 | 7162 | 7233 | 7299 | 7365 | 7437 | 7470 | 7504 | 7521 | 7581
2005 | CA | NPCC | - | - | MW | Peak Hour Demand - Summer | 47306 | 49197 | 49955 | 50496 | 51018 | 51466 | 51937 | 52405 | 52874 | 53333 | 53770
2005 | CA | NPCC | - | - | MW | Peak Hour Demand - Winter | 65441 | 65881 | 66208 | 66826 | 67344 | 67768 | 68213 | 68684 | 69195 | 69665 | 69974
2005 | CA | NPCC | Maritimes | Maritimes | MW | Peak Hour Demand - Summer | 3543 | 3616 | 3682 | 3717 | 3785 | 3805 | 3876 | 3940 | 4012 | 4093 | 4164
2005 | CA | NPCC | Maritimes | Maritimes | MW | Peak Hour Demand - Winter | 5506 | 5606 | 5661 | 5740 | 5774 | 5870 | 5977 | 6080 | 6193 | 6308 | 6429
2005 | CA | NPCC | Ontario | Ontario | MW | Peak Hour Demand - Summer | 23976 | 23897 | 24432 | 24735 | 25027 | 25305 | 25605 | 25883 | 26139 | 26384 | 26611
2005 | CA | NPCC | Ontario | Ontario | MW | Peak Hour Demand - Winter | 24979 | 24508 | 24518 | 24720 | 24933 | 25011 | 25182 | 25340 | 25503 | 25637 | 25594
2005 | CA | NPCC | Quebec | Quebec | MW | Peak Hour Demand - Summer | 19787 | 21684 | 21841 | 22044 | 22206 | 22356 | 22456 | 22582 | 22723 | 22856 | 22995
2005 | CA | NPCC | Quebec | Quebec | MW | Peak Hour Demand - Winter | 34956 | 35767 | 36029 | 36366 | 36637 | 36887 | 37054 | 37264 | 37499 | 37720 | 37951
2005 | CA | WECC | - | - | MW | Peak Hour Demand - Summer | 16201 | 16511 | 16733 | 17015 | 17460 | 17654 | 18014 | 18304 | 18664 | 18968 | 19274
2005 | CA | WECC | - | - | MW | Peak Hour Demand - Winter | 18967 | 19971 | 20246 | 20652 | 21131 | 21340 | 21787 | 22159 | 22584 | 22945 | 23297
2005 | MX | WECC | CA-MX | - | MW | Peak Hour Demand - Summer | 1799 | 1898 | 2002 | 2113 | 2229 | 2352 | 2482 | 2619 | 2763 | 2915 | 3060
2005 | MX | WECC | CA-MX | - | MW | Peak Hour Demand - Winter | 1321 | 1417 | 1495 | 1577 | 1664 | 1756 | 1853 | 1955 | 2062 | 2176 | 2296
2005 | TL | WECC | - | - | MW | Peak Hour Demand - Summer | 141100 | 146246 | 149847 | 153895 | 157788 | 161505 | 165363 | 169203 | 172987 | 176996 | 181023
2005 | TL | WECC | - | - | MW | Peak Hour Demand - Winter | 122558 | 127382 | 130345 | 133075 | 136122 | 138860 | 141889 | 145033 | 148002 | 151041 | 153658
2005 | US | ECAR | - | - | MW | Peak Hour Demand - Summer | 95300 | 103679 | 106753 | 108749 | 110942 | 112867 | 114598 | 116432 | 118241 | 119880 | 121783
2005 | US | ECAR | - | - | MW | Peak Hour Demand - Winter | 91800 | 90464 | 92492 | 93978 | 95841 | 97045 | 98483 | 99826 | 101179 | 102465 | 104418
2005 | US | TRE | - | ERCOT | MW | Peak Hour Demand - Summer | 58531 | 60475 | 62148 | 63132 | 64245 | 65097 | 66201 | 67351 | 69053 | 70214 | 71113
2005 | US | TRE | - | ERCOT | MW | Peak Hour Demand - Winter | 44010 | 41672 | 42922 | 43803 | 44092 | 45732 | 46973 | 48079 | 48775 | 50305 | 51263
2005 | US | FRCC | - | FRCC | MW | Peak Hour Demand - Summer | 42383 | 43495 | 44680 | 45962 | 47108 | 48344 | 49556 | 50796 | 52055 | 53270 | 54524
2005 | US | FRCC | - | FRCC | MW | Peak Hour Demand - Winter | 44839 | 46717 | 47994 | 49139 | 50414 | 51700 | 53030 | 54370 | 55718 | 57094 | 61493
2005 | US | MAAC | - | - | MW | Peak Hour Demand - Summer | 52049 | 57630 | 58784 | 59909 | 61025 | 62136 | 63244 | 64368 | 65496 | 66619 | 67751
2005 | US | MAAC | - | - | MW | Peak Hour Demand - Winter | 45905 | 46784 | 47560 | 48334 | 49106 | 49857 | 50619 | 51370 | 52124 | 52866 | 53590
2005 | US | MAIN | - | - | MW | Peak Hour Demand - Summer | 53439 | 59154 | 60184 | 61518 | 62608 | 63645 | 64641 | 65644 | 66671 | 67620 | 68632
2005 | US | MAIN | - | - | MW | Peak Hour Demand - Winter | 42929 | 43926 | 44528 | 45368 | 46139 | 46846 | 47541 | 48242 | 48958 | 49548 | 50300
2005 | US | MRO | - | - | MW | Peak Hour Demand - Summer | 29351 | 30134 | 30712 | 31288 | 31939 | 32492 | 33079 | 33742 | 34415 | 34987 | 35612
2005 | US | MRO | - | - | MW | Peak Hour Demand - Winter | 24526 | 24995 | 25413 | 25828 | 26322 | 26704 | 27137 | 27668 | 28073 | 28487 | 28957
2005 | US | NPCC | - | - | MW | Peak Hour Demand - Summer | 52549 | 58315 | 59370 | 60190 | 61080 | 61915 | 62765 | 63630 | 64400 | 65025 | 65600
2005 | US | NPCC | - | - | MW | Peak Hour Demand - Winter | 48176 | 48180 | 48845 | 49520 | 50180 | 50795 | 51430 | 52085 | 52560 | 52980 | 53415
2005 | US | NPCC | New England | New England | MW | Peak Hour Demand - Summer | 24116 | 26355 | 26970 | 27350 | 27750 | 28145 | 28565 | 29050 | 29500 | 29845 | 30180
2005 | US | NPCC | New England | New England | MW | Peak Hour Demand - Winter | 22635 | 22830 | 23175 | 23540 | 23890 | 24245 | 24640 | 25095 | 25400 | 25680 | 26005
2005 | US | NPCC | New York | New York | MW | Peak Hour Demand - Summer | 28433 | 31960 | 32400 | 32840 | 33330 | 33770 | 34200 | 34580 | 34900 | 35180 | 35420
2005 | US | NPCC | New York | New York | MW | Peak Hour Demand - Winter | 25541 | 25350 | 25670 | 25980 | 26290 | 26550 | 26790 | 26990 | 27160 | 27300 | 27410
2005 | US | SERC | - | - | MW | Peak Hour Demand - Summer | 157615 | 165144 | 168565 | 173410 | 176862 | 180305 | 183647 | 187627 | 191673 | 195942 | 199047
2005 | US | SERC | - | - | MW | Peak Hour Demand - Winter | 144337 | 147019 | 150031 | 152922 | 155489 | 157765 | 159668 | 162694 | 166030 | 169158 | 170909
2005 | US | SERC | Central | - | MW | Peak Hour Demand - Summer | 30063 | 31119 | 31757 | 32411 | 32848 | 33641 | 34176 | 35035 | 35938 | 36827 | 37590
2005 | US | SERC | Central | - | MW | Peak Hour Demand - Winter | 30432 | 30975 | 31557 | 32111 | 32362 | 32561 | 32058 | 32737 | 33404 | 34067 | 34787
2005 | US | SERC | Delta | - | MW | Peak Hour Demand - Summer | 26877 | 28018 | 28360 | 28858 | 29422 | 29654 | 30090 | 30742 | 31281 | 31990 | 31683
2005 | US | SERC | Delta | - | MW | Peak Hour Demand - Winter | 22171 | 22195 | 22655 | 23088 | 23464 | 23645 | 24077 | 24403 | 24975 | 25348 | 24462
2005 | US | SERC | Southeastern | - | MW | Peak Hour Demand - Summer | 45171 | 46960 | 48312 | 49629 | 50857 | 52066 | 53240 | 54448 | 55772 | 57151 | 58492
2005 | US | SERC | Southeastern | - | MW | Peak Hour Demand - Winter | 38497 | 38801 | 39639 | 40584 | 41548 | 42467 | 43403 | 44393 | 45439 | 46451 | 47516
2005 | US | SERC | VACAR | - | MW | Peak Hour Demand - Summer | 55504 | 60122 | 61224 | 62512 | 63735 | 64944 | 66141 | 67402 | 68682 | 69974 | 71282
2005 | US | SERC | VACAR | - | MW | Peak Hour Demand - Winter | 54935 | 55048 | 56180 | 57139 | 58115 | 59092 | 60130 | 61161 | 62212 | 63292 | 64144
2005 | US | SPP | - | - | MW | Peak Hour Demand - Summer | 40106 | 41371 | 42196 | 42896 | 43466 | 44313 | 45275 | 45579 | 45994 | 46842 | 47658
2005 | US | SPP | - | - | MW | Peak Hour Demand - Winter | 29490 | 29480 | 30021 | 30364 | 30994 | 31644 | 32084 | 32473 | 32746 | 33330 | 33910
2005 | US | WECC | - | - | MW | Peak Hour Demand - Summer | 123136 | 127935 | 131128 | 134784 | 138117 | 141518 | 144887 | 148302 | 151583 | 155137 | 158698
2005 | US | WECC | - | - | MW | Peak Hour Demand - Winter | 102689 | 105996 | 108606 | 110906 | 113329 | 115767 | 118252 | 120922 | 123358 | 125923 | 128068
2005 | US | WECC | AZN | - | MW | Peak Hour Demand - Summer | 25634 | 26972 | 27880 | 28778 | 29706 | 30654 | 31624 | 32512 | 33313 | 34211 | 35060
2005 | US | WECC | AZN | - | MW | Peak Hour Demand - Winter | 16898 | 17862 | 18375 | 18897 | 19455 | 20043 | 20577 | 21071 | 21583 | 22106 | 22619
2005 | US | WECC | CNV | - | MW | Peak Hour Demand - Summer | 54160 | 56242 | 57200 | 58472 | 59852 | 61252 | 62695 | 64157 | 65638 | 67148 | 68694
2005 | US | WECC | CNV | - | MW | Peak Hour Demand - Winter | 40239 | 41178 | 41983 | 42962 | 43963 | 44977 | 46020 | 47076 | 48146 | 49235 | 50353
2005 | US | WECC | NWPP | - | MW | Peak Hour Demand - Summer | 34868 | 34237 | 34982 | 36092 | 36835 | 37612 | 38286 | 39072 | 39765 | 40618 | 41437
2005 | US | WECC | NWPP | - | MW | Peak Hour Demand - Winter | 38164 | 38891 | 39877 | 40500 | 41123 | 41682 | 42338 | 42866 | 43546 | 44206 | 44905
2005 | US | WECC | RMPA | - | MW | Peak Hour Demand - Summer | 10400 | 10854 | 11147 | 11442 | 11724 | 12000 | 12282 | 12561 | 12867 | 13160 | 13507
2005 | US | WECC | RMPA | - | MW | Peak Hour Demand - Winter | 8971 | 9296 | 9509 | 9742 | 9955 | 10170 | 10386 | 10600 | 10844 | 11081 | 11336
2006 | CA | MRO | - | - | MW | Peak Hour Demand - Summer | 5769 | 5841 | 5958 | 6042 | 6118 | 6184 | 6240 | 6280 | 6286 | 6319 | 6282
2006 | CA | MRO | - | - | MW | Peak Hour Demand - Winter | 7119 | 7226 | 7329 | 7408 | 7480 | 7540 | 7589 | 7622 | 7617 | 7641 | 7638
2006 | CA | NPCC | - | - | MW | Peak Hour Demand - Summer | 51847 | 51836 | 52371 | 53155 | 53828 | 54325 | 54886 | 55447 | 56008 | 56562 | 57190
2006 | CA | NPCC | - | - | MW | Peak Hour Demand - Winter | 62444 | 66965 | 67856 | 68461 | 68990 | 69487 | 70060 | 70657 | 71235 | 71827 | 72361
2006 | CA | NPCC | Maritimes | Maritimes | MW | Peak Hour Demand - Summer | 3476 | 3645 | 3658 | 3746 | 3753 | 3811 | 3866 | 3929 | 4000 | 4060 | 4126
2006 | CA | NPCC | Maritimes | Maritimes | MW | Peak Hour Demand - Winter | 5042 | 5589 | 5682 | 5697 | 5774 | 5865 | 5956 | 6054 | 6155 | 6261 | 6364
2006 | CA | NPCC | Ontario | Ontario | MW | Peak Hour Demand - Summer | 26160 | 25502 | 25858 | 26391 | 26817 | 27122 | 27490 | 27850 | 28211 | 28574 | 29004
2006 | CA | NPCC | Ontario | Ontario | MW | Peak Hour Demand - Winter | 23766 | 24897 | 25370 | 25645 | 25861 | 26143 | 26420 | 26697 | 26965 | 27240 | 27459
2006 | CA | NPCC | Quebec | Quebec | MW | Peak Hour Demand - Summer | 22211 | 22689 | 22855 | 23018 | 23258 | 23392 | 23530 | 23668 | 23797 | 23928 | 24060
2006 | CA | NPCC | Quebec | Quebec | MW | Peak Hour Demand - Winter | 33636 | 36479 | 36804 | 37119 | 37355 | 37479 | 37684 | 37906 | 38115 | 38326 | 38538
2006 | CA | WECC | - | - | MW | Peak Hour Demand - Summer | 16533 | 17265 | 17611 | 18075 | 18392 | 18874 | 19263 | 19680 | 20063 | 20369 | 20621
2006 | CA | WECC | - | - | MW | Peak Hour Demand - Winter | 20068 | 20980 | 21269 | 21792 | 22178 | 22683 | 23149 | 23631 | 24050 | 24368 | 24778
2006 | MX | WECC | CA-MX | - | MW | Peak Hour Demand - Summer | 1854 | 1965 | 2065 | 2155 | 2255 | 2359 | 2467 | 2601 | 2721 | 2820 | 2920
2006 | MX | WECC | CA-MX | - | MW | Peak Hour Demand - Winter | 1373 | 1441 | 1525 | 1616 | 1700 | 1779 | 1861 | 1962 | 2053 | 2147 | 2246
2006 | TL | MRO | - | - | MW | Peak Hour Demand - Summer | 45687 | 47464 | 48258 | 49247 | 50142 | 51027 | 51945 | 52837 | 53674 | 54603 | 55518
2006 | TL | MRO | - | - | MW | Peak Hour Demand - Winter | 40867 | 41339 | 41958 | 42919 | 43589 | 44279 | 44962 | 45632 | 46264 | 46951 | 47640
2006 | TL | WECC | - | - | MW | Peak Hour Demand - Summer | 149147 | 150177 | 153848 | 157587 | 161410 | 165068 | 168624 | 172123 | 175855 | 179541 | 183148
2006 | TL | WECC | - | - | MW | Peak Hour Demand - Winter | 128934 | 129634 | 132237 | 135085 | 138159 | 140970 | 143695 | 146429 | 149219 | 151967 | 154886
2006 | US | TRE | - | ERCOT | MW | Peak Hour Demand - Summer | 60210 | 61656 | 63222 | 64318 | 65950 | 67548 | 69034 | 70259 | 72078 | 73657 | 75322
2006 | US | TRE | - | ERCOT | MW | Peak Hour Demand - Winter | 48141 | 44715 | 45334 | 46536 | 47564 | 48460 | 49265 | 50308 | 51451 | 52508 | 53592
2006 | US | FRCC | - | FRCC | MW | Peak Hour Demand - Summer | 46396 | 45520 | 46725 | 48030 | 49233 | 50221 | 51343 | 52490 | 53686 | 54830 | 56130
2006 | US | FRCC | - | FRCC | MW | Peak Hour Demand - Winter | 42657 | 48296 | 49464 | 50732 | 51678 | 52869 | 53923 | 55086 | 56271 | 57674 | 59162
2006 | US | MRO | - | - | MW | Peak Hour Demand - Summer | 39918 | 41623 | 42300 | 43205 | 44024 | 44843 | 45705 | 46557 | 47388 | 48284 | 49236
2006 | US | MRO | - | - | MW | Peak Hour Demand - Winter | 33748 | 34113 | 34629 | 35511 | 36109 | 36739 | 37373 | 38010 | 38647 | 39310 | 40002
2006 | US | NPCC | - | - | MW | Peak Hour Demand - Summer | 58960 | 60320 | 61186 | 62214 | 63228 | 64227 | 65233 | 66108 | 66823 | 67557 | 68275
2006 | US | NPCC | - | - | MW | Peak Hour Demand - Winter | 46828 | 48861 | 49593 | 50357 | 50973 | 51550 | 52159 | 52585 | 53020 | 53485 | 54078
2006 | US | NPCC | New England | New England | MW | Peak Hour Demand - Summer | 26885 | 27025 | 27355 | 27900 | 28540 | 29185 | 29885 | 30515 | 31020 | 31480 | 31895
2006 | US | NPCC | New England | New England | MW | Peak Hour Demand - Winter | 21768 | 22550 | 22810 | 23160 | 23520 | 23935 | 24400 | 24725 | 25030 | 25345 | 25640
2006 | US | NPCC | New York | New York | MW | Peak Hour Demand - Summer | 32075 | 33295 | 33831 | 34314 | 34688 | 35042 | 35348 | 35593 | 35803 | 36077 | 36380
2006 | US | NPCC | New York | New York | MW | Peak Hour Demand - Winter | 25060 | 26311 | 26783 | 27197 | 27453 | 27615 | 27759 | 27860 | 27990 | 28140 | 28438
2006 | US | RF | - | - | MW | Peak Hour Demand - Summer | 190200 | 191600 | 193900 | 198600 | 201900 | 204800 | 207800 | 210700 | 214500 | 217600 | 220400
2006 | US | RF | - | - | MW | Peak Hour Demand - Winter | 151600 | 154800 | 157300 | 159900 | 162200 | 164700 | 167300 | 169600 | 171900 | 173900 | 176200
2006 | US | SERC | - | - | MW | Peak Hour Demand - Summer | 190705 | 188763 | 192895 | 198263 | 201787 | 205804 | 209567 | 214401 | 218817 | 223327 | 226921
2006 | US | SERC | - | - | MW | Peak Hour Demand - Winter | 164638 | 167811 | 172167 | 175045 | 177190 | 180906 | 183978 | 186970 | 190391 | 193128 | 194641
2006 | US | SERC | Central | - | MW | Peak Hour Demand - Summer | 34722 | 34953 | 35852 | 36857 | 37267 | 38018 | 38707 | 39545 | 40435 | 41394 | 42182
2006 | US | SERC | Central | - | MW | Peak Hour Demand - Winter | 34595 | 35188 | 35985 | 36650 | 37220 | 37082 | 37409 | 37788 | 38548 | 39277 | 40095
2006 | US | SERC | Delta | - | MW | Peak Hour Demand - Summer | 27503 | 27628 | 28165 | 28818 | 29249 | 29870 | 30268 | 30897 | 31577 | 32204 | 32648
2006 | US | SERC | Delta | - | MW | Peak Hour Demand - Winter | 22348 | 22828 | 23203 | 23062 | 22666 | 24404 | 24853 | 25294 | 25732 | 25380 | 23803
2006 | US | SERC | Gateway | - | MW | Peak Hour Demand - Summer | 18400 | 17884 | 18091 | 18297 | 18513 | 18732 | 18975 | 19195 | 19415 | 19637 | 19858
2006 | US | SERC | Gateway | - | MW | Peak Hour Demand - Winter | 14511 | 13348 | 14048 | 14288 | 14476 | 14680 | 14873 | 15065 | 15251 | 15438 | 15625
2006 | US | SERC | Southeastern | - | MW | Peak Hour Demand - Summer | 46993 | 47867 | 49278 | 50564 | 51873 | 53081 | 54291 | 56174 | 57527 | 58930 | 59760
2006 | US | SERC | Southeastern | - | MW | Peak Hour Demand - Winter | 39537 | 40595 | 41766 | 42803 | 43708 | 44716 | 45839 | 46816 | 47822 | 48951 | 50128
2006 | US | SERC | VACAR | - | MW | Peak Hour Demand - Summer | 63086 | 61217 | 62359 | 63727 | 64886 | 66104 | 67326 | 68590 | 69863 | 71162 | 72472
2006 | US | SERC | VACAR | - | MW | Peak Hour Demand - Winter | 54995 | 55852 | 57166 | 58242 | 59120 | 60024 | 61004 | 62007 | 63038 | 64083 | 64990
2006 | US | SPP | - | - | MW | Peak Hour Demand - Summer | 41727 | 41747 | 42539 | 43276 | 43985 | 44747 | 45351 | 45697 | 46406 | 47156 | 47926
2006 | US | SPP | - | - | MW | Peak Hour Demand - Winter | 31260 | 29788 | 30431 | 31001 | 31607 | 32159 | 32794 | 33403 | 34005 | 34725 | 35327
2006 | US | WECC | - | - | MW | Peak Hour Demand - Summer | 130760 | 130999 | 134215 | 137396 | 140804 | 143878 | 146937 | 149888 | 153120 | 156376 | 159627
2006 | US | WECC | - | - | MW | Peak Hour Demand - Winter | 107493 | 107213 | 109443 | 111677 | 114281 | 116508 | 118685 | 120836 | 123116 | 125452 | 127862
2006 | US | WECC | AZN | - | MW | Peak Hour Demand - Summer | 27974 | 28281 | 29089 | 30059 | 31045 | 32072 | 32963 | 33807 | 34754 | 35646 | 36526
2006 | US | WECC | AZN | - | MW | Peak Hour Demand - Winter | 17130 | 18189 | 18711 | 19279 | 19896 | 20407 | 20919 | 21421 | 21952 | 22494 | 22988
2006 | US | WECC | CNV | - | MW | Peak Hour Demand - Summer | 55535 | 57072 | 58141 | 59231 | 60327 | 61448 | 62597 | 63765 | 64953 | 66163 | 67401
2006 | US | WECC | CNV | - | MW | Peak Hour Demand - Winter | 40537 | 41093 | 41869 | 42642 | 43423 | 44223 | 45044 | 45880 | 46731 | 47592 | 48479
2006 | US | WECC | NWPP | - | MW | Peak Hour Demand - Summer | 36165 | 35093 | 35997 | 36885 | 37919 | 38588 | 39358 | 40035 | 40867 | 41700 | 42508
2006 | US | WECC | NWPP | - | MW | Peak Hour Demand - Winter | 40298 | 39388 | 40156 | 40728 | 41813 | 42463 | 42985 | 43625 | 44249 | 44913 | 45558
2006 | US | WECC | RMPA | - | MW | Peak Hour Demand - Summer | 11086 | 11323 | 11744 | 11980 | 12288 | 12556 | 12821 | 13091 | 13364 | 13694 | 14029
2006 | US | WECC | RMPA | - | MW | Peak Hour Demand - Winter | 9528 | 9680 | 9976 | 10152 | 10369 | 10577 | 10791 | 11008 | 11232 | 11494 | 11749
2007 | CA | MRO | - | - | MW | Peak Hour Demand - Summer | 5931 | 6016 | 6171 | 6234 | 6386 | 6455 | 6527 | 6562 | 6610 | 6563 | 6604
2007 | CA | MRO | - | - | MW | Peak Hour Demand - Winter | 7161 | 7291 | 7404 | 7514 | 7650 | 7722 | 7790 | 7819 | 7861 | 7828 | 7919
2007 | CA | NPCC | - | - | MW | Peak Hour Demand - Summer | 51788 | 51303 | 51454 | 51723 | 52030 | 52268 | 52410 | 52785 | 53079 | 53022 | 52987
2007 | CA | NPCC | - | - | MW | Peak Hour Demand - Winter | 65716 | 66697 | 66750 | 66648 | 66720 | 66666 | 67231 | 67535 | 67800 | 68015 | 68329
2007 | CA | NPCC | Maritimes | Maritimes | MW | Peak Hour Demand - Summer | 3404 | 3772 | 3844 | 3920 | 3931 | 4005 | 4082 | 4154 | 4224 | 4297 | 4371
2007 | CA | NPCC | Maritimes | Maritimes | MW | Peak Hour Demand - Winter | 5530 | 5802 | 5896 | 5947 | 6060 | 6174 | 6290 | 6400 | 6514 | 6627 | 6743
2007 | CA | NPCC | Ontario | Ontario | MW | Peak Hour Demand - Summer | 27005 | 25762 | 25797 | 25678 | 25673 | 25678 | 25619 | 25771 | 25855 | 25577 | 25302
2007 | CA | NPCC | Ontario | Ontario | MW | Peak Hour Demand - Winter | 23935 | 24356 | 23956 | 23430 | 23137 | 22776 | 23013 | 23002 | 22947 | 22892 | 22838
2007 | CA | NPCC | Quebec | Quebec | MW | Peak Hour Demand - Summer | 21379 | 21769 | 21813 | 22125 | 22426 | 22585 | 22709 | 22860 | 23000 | 23148 | 23314
2007 | CA | NPCC | Quebec | Quebec | MW | Peak Hour Demand - Winter | 36251 | 36539 | 36898 | 37271 | 37523 | 37716 | 37928 | 38133 | 38339 | 38496 | 38748
2007 | CA | WECC | - | - | MW | Peak Hour Demand - Summer | 17028 | 17427 | 17876 | 18262 | 18632 | 18966 | 19274 | 19670 | 20008 | 20292 | 20721
2007 | CA | WECC | - | - | MW | Peak Hour Demand - Winter | 20863 | 21680 | 22215 | 22646 | 23122 | 23438 | 23793 | 24260 | 24629 | 25014 | 25487
2007 | MX | WECC | CA-MX | - | MW | Peak Hour Demand - Summer | 2007 | 2097 | 2223 | 2334 | 2479 | 2624 | 2769 | 2921 | 3086 | 3251 | 3425
2007 | MX | WECC | CA-MX | - | MW | Peak Hour Demand - Winter | 1482 | 1549 | 1641 | 1723 | 1830 | 1938 | 2045 | 2157 | 2279 | 2401 | 2529
2007 | TL | MRO | - | - | MW | Peak Hour Demand - Summer | 48125 | 49447 | 50649 | 52210 | 53372 | 54182 | 55179 | 56088 | 57000 | 57826 | 58813
2007 | TL | MRO | - | - | MW | Peak Hour Demand - Winter | 41838 | 42786 | 44059 | 45156 | 46039 | 46651 | 47390 | 48061 | 48743 | 49383 | 50132
2007 | TL | NPCC | - | - | MW | Peak Hour Demand - Summer | 115029 | 112110 | 113210 | 114518 | 115799 | 117044 | 118151 | 119407 | 120545 | 121281 | 122013
2007 | TL | NPCC | - | - | MW | Peak Hour Demand - Winter | 112413 | 115091 | 115873 | 116331 | 117026 | 117587 | 118941 | 119872 | 120778 | 121608 | 122563
2007 | TL | WECC | - | - | MW | Peak Hour Demand - Summer | 161131 | 156988 | 160374 | 163763 | 167141 | 170436 | 173684 | 177018 | 180374 | 183841 | 187487
2007 | TL | WECC | - | - | MW | Peak Hour Demand - Winter | 132477 | 133291 | 135630 | 138423 | 140868 | 142896 | 145153 | 147610 | 149939 | 152332 | 154594
2007 | US | TRE | - | ERCOT | MW | Peak Hour Demand - Summer | 62339 | 63794 | 65135 | 66508 | 67955 | 69456 | 70733 | 72394 | 73998 | 75596 | 77024
2007 | US | TRE | - | ERCOT | MW | Peak Hour Demand - Winter | 50402 | 47163 | 48243 | 49362 | 50326 | 51047 | 52382 | 53511 | 54598 | 55946 | 57178
2007 | US | FRCC | - | FRCC | MW | Peak Hour Demand - Summer | 45751 | 46878 | 48037 | 49280 | 50249 | 51407 | 52464 | 53548 | 54622 | 55896 | 57189
2007 | US | FRCC | - | FRCC | MW | Peak Hour Demand - Winter | 42526 | 49526 | 50737 | 51673 | 52780 | 53872 | 54986 | 56155 | 57468 | 58853 | 60292
2007 | US | MRO | - | - | MW | Peak Hour Demand - Summer | 42194 | 43431 | 44478 | 45976 | 46986 | 47727 | 48652 | 49526 | 50390 | 51263 | 52209
2007 | US | MRO | - | - | MW | Peak Hour Demand - Winter | 34677 | 35495 | 36655 | 37642 | 38389 | 38929 | 39600 | 40242 | 40882 | 41555 | 42213
2007 | US | NPCC | - | - | MW | Peak Hour Demand - Summer | 63241 | 60807 | 61756 | 62795 | 63769 | 64776 | 65741 | 66622 | 67466 | 68259 | 69026
2007 | US | NPCC | - | - | MW | Peak Hour Demand - Winter | 46697 | 48394 | 49123 | 49683 | 50306 | 50921 | 51710 | 52337 | 52978 | 53593 | 54234
2007 | US | NPCC | New England | New England | MW | Peak Hour Demand - Summer | 28130 | 27360 | 27885 | 28495 | 29035 | 29635 | 30175 | 30660 | 31100 | 31510 | 31885
2007 | US | NPCC | New England | New England | MW | Peak Hour Demand - Winter | 21640 | 23070 | 23375 | 23635 | 23965 | 24265 | 24540 | 24815 | 25085 | 25355 | 25620
2007 | US | NPCC | New York | New York | MW | Peak Hour Demand - Summer | 35111 | 33447 | 33871 | 34300 | 34734 | 35141 | 35566 | 35962 | 36366 | 36749 | 37141
2007 | US | NPCC | New York | New York | MW | Peak Hour Demand - Winter | 25057 | 25324 | 25748 | 26048 | 26341 | 26656 | 27170 | 27522 | 27893 | 28238 | 28614
2007 | US | RF | - | - | MW | Peak Hour Demand - Summer | 191920 | 188856 | 191929 | 195020 | 197798 | 200760 | 203126 | 205988 | 208732 | 211550 | 214333
2007 | US | RF | - | - | MW | Peak Hour Demand - Winter | 149631 | 151597 | 153388 | 155281 | 157336 | 159159 | 160817 | 162521 | 164415 | 166397 | 168661
2007 | US | SERC | - | - | MW | Peak Hour Demand - Summer | 199052 | 201692 | 205651 | 210036 | 214590 | 218305 | 222473 | 226809 | 231136 | 235457 | 239406
2007 | US | SERC | - | - | MW | Peak Hour Demand - Winter | 175163 | 178337 | 181746 | 185414 | 187778 | 191008 | 193693 | 196673 | 199933 | 203476 | 207164
2007 | US | SERC | Central | - | MW | Peak Hour Demand - Summer | 41976 | 43146 | 43795 | 44490 | 45819 | 46639 | 47535 | 48495 | 49440 | 50421 | 51383
2007 | US | SERC | Central | - | MW | Peak Hour Demand - Winter | 41257 | 42191 | 42743 | 43783 | 44502 | 44427 | 44746 | 45076 | 45772 | 46616 | 47549
2007 | US | SERC | Delta | - | MW | Peak Hour Demand - Summer | 27620 | 27722 | 28383 | 29227 | 29722 | 30072 | 30682 | 31401 | 32060 | 32654 | 33047
2007 | US | SERC | Delta | - | MW | Peak Hour Demand - Winter | 23258 | 23126 | 23691 | 24092 | 23732 | 25073 | 25496 | 26011 | 26571 | 27129 | 27693
2007 | US | SERC | Gateway | - | MW | Peak Hour Demand - Summer | 19313 | 18984 | 19293 | 19347 | 19579 | 19798 | 20013 | 20228 | 20442 | 20658 | 20775
2007 | US | SERC | Gateway | - | MW | Peak Hour Demand - Winter | 14711 | 14631 | 14760 | 14936 | 15112 | 15275 | 15432 | 15589 | 15745 | 15903 | 16084
2007 | US | SERC | Southeastern | - | MW | Peak Hour Demand - Summer | 47535 | 49509 | 50784 | 52209 | 53521 | 54788 | 55962 | 57260 | 58593 | 59897 | 61269
2007 | US | SERC | Southeastern | - | MW | Peak Hour Demand - Winter | 40569 | 41619 | 42686 | 43789 | 44854 | 45832 | 46811 | 47854 | 48852 | 49934 | 51051
2007 | US | SERC | VACAR | - | MW | Peak Hour Demand - Summer | 62608 | 62331 | 63396 | 64763 | 65949 | 67008 | 68281 | 69425 | 70601 | 71827 | 72932
2007 | US | SERC | VACAR | - | MW | Peak Hour Demand - Winter | 55368 | 56770 | 57866 | 58814 | 59578 | 60401 | 61208 | 62143 | 62993 | 63894 | 64787
2007 | US | SPP | - | - | MW | Peak Hour Demand - Summer | 42882 | 43007 | 43939 | 44827 | 45675 | 46487 | 45949 | 46697 | 47460 | 48262 | 49061
2007 | US | SPP | - | - | MW | Peak Hour Demand - Winter | 30792 | 30801 | 31428 | 32099 | 32713 | 33281 | 33305 | 33838 | 34573 | 35208 | 35809
2007 | US | WECC | - | - | MW | Peak Hour Demand - Summer | 142096 | 137465 | 140284 | 143175 | 146044 | 148854 | 151644 | 154431 | 157280 | 160298 | 163341
2007 | US | WECC | - | - | MW | Peak Hour Demand - Winter | 111093 | 110073 | 111785 | 114066 | 115928 | 117534 | 119330 | 121208 | 123047 | 124934 | 126596
2007 | US | WECC | AZ-NM-SNV | - | MW | Peak Hour Demand - Summer | 30111 | 30338 | 30879 | 31883 | 32875 | 33823 | 34695 | 35630 | 36536 | 37499 | 38386
2007 | US | WECC | AZ-NM-SNV | - | MW | Peak Hour Demand - Winter | 19120 | 19068 | 19398 | 20031 | 20671 | 21206 | 21746 | 22313 | 22854 | 23481 | 24049
2007 | US | WECC | NWPP | - | MW | Peak Hour Demand - Summer | 38753 | 36053 | 37124 | 37886 | 38501 | 39132 | 39707 | 40408 | 41068 | 41798 | 42501
2007 | US | WECC | NWPP | - | MW | Peak Hour Demand - Winter | 41307 | 40003 | 41042 | 41738 | 42192 | 42809 | 43474 | 44108 | 44707 | 45335 | 45884
2007 | US | WECC | RMPA | - | MW | Peak Hour Demand - Summer | 10908 | 11547 | 11759 | 12072 | 12383 | 12660 | 12942 | 13209 | 13518 | 13841 | 14161
2007 | US | WECC | RMPA | - | MW | Peak Hour Demand - Winter | 9347 | 9807 | 9993 | 10224 | 10493 | 10718 | 10940 | 11172 | 11428 | 11689 | 11947
2008 | US | TRE | - | ERCOT | MW | Peak Hour Demand - Summer | 62188 | 64927.19 | 66247.34 | 67640.58 | 68964.1 | 70051.98 | 71454.16 | 72672.09 | 73908.04 | 75000.41 | 76420.35
2008 | US | TRE | - | ERCOT | MW | Peak Hour Demand - Winter | 50408 | 47270.02 | 48285.26 | 49249.96 | 50053.32 | 50589.63 | 51772.17 | 52682.31 | 53489.94 | 54573.96 | 55303.58
2008 | US | FRCC | - | FRCC | MW | Peak Hour Demand - Summer | 46676 | 47364 | 48181 | 49093 | 50284 | 51499 | 52645 | 53641 | 54862 | 56100 | 57346
2008 | US | FRCC | - | FRCC | MW | Peak Hour Demand - Winter | 41701 | 49601 | 50463 | 51606 | 52753 | 53896 | 54922 | 56232 | 57561 | 58910 | 59576
2008 | US | MRO | - | - | MW | Peak Hour Demand - Summer | 41683.8 | 41221.59 | 43207.84 | 44737.46 | 45779.3 | 46592.74 | 47356.87 | 48159.38 | 48930.72 | 49689.51 | 50479.23
2008 | US | MRO | - | - | MW | Peak Hour Demand - Winter | 33190.91 | 34099.89 | 35084.56 | 36297.61 | 36966.95 | 37555.84 | 38130.42 | 38405.8 | 39176.64 | 39725.65 | 40273.04
2008 | US | NPCC | - | - | MW | Peak Hour Demand - Summer | 58314 | 61779 | 62647 | 63399 | 64173 | 64932 | 65665 | 66317 | 66923 | 67471 | 68012
2008 | US | NPCC | - | - | MW | Peak Hour Demand - Winter | 46795 | 48323 | 48911 | 49471 | 49998 | 50537 | 51092 | 51628 | 52135 | 52629 | 53039
2008 | US | NPCC | New England | New England | MW | Peak Hour Demand - Summer | 26145 | 27970 | 28480 | 28955 | 29405 | 29820 | 30190 | 30510 | 30790 | 31035 | 31250
2008 | US | NPCC | New England | New England | MW | Peak Hour Demand - Winter | 21774 | 23030 | 23320 | 23580 | 23830 | 24065 | 24275 | 24465 | 24635 | 24800 | 24950
2008 | US | NPCC | New York | New York | MW | Peak Hour Demand - Summer | 32169 | 33809 | 34167 | 34444 | 34768 | 35112 | 35475 | 35807 | 36133 | 36436 | 36762
2008 | US | NPCC | New York | New York | MW | Peak Hour Demand - Winter | 25021 | 25293 | 25591 | 25891 | 26168 | 26472 | 26817 | 27163 | 27500 | 27829 | 28089
2008 | US | RF | - | - | MW | Peak Hour Demand - Summer | 181700 | 184000 | 187100 | 190700 | 193400 | 195700 | 198400 | 201100 | 203600 | 206200 | 208600
2008 | US | RF | - | - | MW | Peak Hour Demand - Winter | 141900 | 147100 | 149100 | 151500 | 153400 | 154800 | 156300 | 158200 | 159900 | 161900 | 163600
2008 | US | RF | MISO | - | MW | Peak Hour Demand - Summer | 60217 | 63600 | 64400 | 66100 | 67000 | 67600 | 68300 | 69100 | 69800 | 70600 | 71400
2008 | US | RF | MISO | - | MW | Peak Hour Demand - Winter | 45800 | 49600 | 50300 | 51500 | 52200 | 52700 | 53300 | 54100 | 54700 | 55300 | 56000
2008 | US | RF | PJM | - | MW | Peak Hour Demand - Summer | 119758 | 124100 | 126400 | 128400 | 130300 | 132000 | 134100 | 136000 | 137900 | 139700 | 141400
2008 | US | RF | PJM | - | MW | Peak Hour Demand - Winter | 96000 | 100400 | 101700 | 103000 | 104200 | 105200 | 106100 | 107200 | 108400 | 109800 | 110800
2008 | US | SERC | - | - | MW | Peak Hour Demand - Summer | 209109 | 204791 | 209288 | 213720 | 217774 | 221590 | 225650 | 230208 | 234597 | 238792 | 243056
2008 | US | SERC | - | - | MW | Peak Hour Demand - Winter | 179888 | 182055 | 185850 | 188473 | 192292 | 194541 | 197879 | 201228 | 204798 | 206364 | 209422
2008 | US | SERC | Central | - | MW | Peak Hour Demand - Summer | 44787 | 43866 | 44651 | 45244 | 46001 | 46650 | 47449 | 48454 | 49565 | 50699 | 51559
2008 | US | SERC | Central | - | MW | Peak Hour Demand - Winter | 42893 | 43376 | 44114 | 44329 | 44821 | 44606 | 44987 | 45630 | 46415 | 47054 | 47978
2008 | US | SERC | Delta | - | MW | Peak Hour Demand - Summer | 29106 | 28440 | 29190 | 29933 | 30336 | 30873 | 31474 | 32342 | 32921 | 33284 | 33708
2008 | US | SERC | Delta | - | MW | Peak Hour Demand - Winter | 23619 | 24156 | 24461 | 24370 | 25431 | 25768 | 26515 | 26985 | 27493 | 26080 | 26472
2008 | US | SERC | Gateway | - | MW | Peak Hour Demand - Summer | 19582 | 19233 | 19481 | 19735 | 19953 | 20135 | 20343 | 20533 | 20729 | 20913 | 21135
2008 | US | SERC | Gateway | - | MW | Peak Hour Demand - Winter | 14760 | 14970 | 15353 | 15575 | 15767 | 15955 | 16154 | 16335 | 16502 | 16690 | 16893
2008 | US | SERC | Southeastern | - | MW | Peak Hour Demand - Summer | 50894 | 50122 | 51605 | 53125 | 54621 | 55840 | 57058 | 58311 | 59561 | 60836 | 62316
2008 | US | SERC | Southeastern | - | MW | Peak Hour Demand - Winter | 41398 | 42414 | 43670 | 44936 | 46055 | 47030 | 48061 | 49062 | 50104 | 51251 | 51800
2008 | US | SERC | VACAR | - | MW | Peak Hour Demand - Summer | 64740 | 63130 | 64361 | 65683 | 66863 | 68092 | 69326 | 70568 | 71821 | 73060 | 74338
2008 | US | SERC | VACAR | - | MW | Peak Hour Demand - Winter | 57218 | 57139 | 58252 | 59263 | 60218 | 61182 | 62162 | 63216 | 64284 | 65289 | 66279
2008 | US | SPP | - | - | MW | Peak Hour Demand - Summer | 43167 | 43800 | 44784 | 45657 | 46355 | 47011 | 47715 | 48427 | 49152 | 49878 | 50640
2008 | US | SPP | - | - | MW | Peak Hour Demand - Winter | 31322 | 31954 | 32585 | 33293 | 33932 | 34515 | 35204 | 35938 | 36629 | 37371 | 38106
2008 | US | WECC | - | - | MW | Peak Hour Demand - Summer | 139389 | 142032 | 145217 | 147942 | 150756 | 153767 | 156539 | 159329 | 162141 | 164982 | 167661
2008 | US | WECC | - | - | MW | Peak Hour Demand - Winter | 112700 | 116586 | 118832 | 120782 | 122778 | 125016 | 127007 | 129089 | 131178 | 133213 | 135312
2008 | US | WECC | AZ-NM-SNV | - | MW | Peak Hour Demand - Summer | 30642 | 31551 | 32620 | 33576 | 34570 | 35495 | 36382 | 37345 | 38326 | 39238 | 40204
2008 | US | WECC | AZ-NM-SNV | - | MW | Peak Hour Demand - Winter | 19336 | 20060 | 20683 | 21216 | 21785 | 22354 | 22876 | 23459 | 24066 | 24618 | 25209
2008 | US | WECC | NWPP | - | MW | Peak Hour Demand - Summer | 39107 | 38125 | 39110 | 39828 | 40465 | 41391 | 42115 | 42820 | 43507 | 44279 | 44871
2008 | US | WECC | NWPP | - | MW | Peak Hour Demand - Winter | 40525 | 41457 | 42209 | 42774 | 43399 | 44142 | 44752 | 45379 | 45966 | 46569 | 47110
2008 | US | WECC | RMPA | - | MW | Peak Hour Demand - Summer | 11931 | 12285 | 12586 | 12811 | 13135 | 13454 | 13793 | 14106 | 14432 | 14796 | 15145
2008 | US | WECC | RMPA | - | MW | Peak Hour Demand - Winter | 9974 | 10529 | 10785 | 10975 | 11221 | 11493 | 11743 | 12007 | 12279 | 12549 | 12872
2008 | CA | MRO | - | - | MW | Peak Hour Demand - Summer | 5941 | 6301 | 6176.181 | 6321.344 | 6480.149 | 6585.211 | 6715.425 | 6781.877 | 6844.865 | 6827.593 | 6886.413
2008 | CA | MRO | - | - | MW | Peak Hour Demand - Winter | 7077 | 7249 | 7388 | 7442 | 7632 | 7745 | 7873 | 7932 | 7992 | 8055 | 8051
2008 | CA | NPCC | - | - | MW | Peak Hour Demand - Summer | 50264.62 | 49764.56 | 49875.15 | 50200.65 | 50300.9 | 50391.35 | 50475.97 | 50546.84 | 50346.28 | 50452.22 | 50654.91
2008 | CA | NPCC | - | - | MW | Peak Hour Demand - Winter | 64994.76 | 65795.58 | 65917.95 | 65634.95 | 65707.23 | 65790.46 | 65883.61 | 66034.28 | 66085.07 | 66458.23 | 66685.24
2008 | CA | NPCC | Maritimes | Maritimes | MW | Peak Hour Demand - Summer | 3625.618 | 3654.399 | 3754.712 | 3763.618 | 3796.018 | 3819.05 | 3840.733 | 3860.635 | 3869.417 | 3877.901 | 3893.292
2008 | CA | NPCC | Maritimes | Maritimes | MW | Peak Hour Demand - Winter | 5542.756 | 5705.099 | 5861.508 | 5898.945 | 5944.307 | 5989.144 | 6033.457 | 6074.246 | 6106.258 | 6139.157 | 6171.794
2008 | CA | NPCC | Ontario | Ontario | MW | Peak Hour Demand - Summer | 25737 | 24892.16 | 24754.07 | 24702.21 | 24607.98 | 24506.92 | 24404.87 | 24311.84 | 23959.65 | 23948.09 | 23959.91
2008 | CA | NPCC | Ontario | Ontario | MW | Peak Hour Demand - Winter | 23054 | 23441.48 | 22775.45 | 22177 | 21914.93 | 21670.32 | 21472.15 | 21337.04 | 21168.81 | 21208.08 | 21099.45
2008 | CA | NPCC | Quebec | Quebec | MW | Peak Hour Demand - Summer | 20902 | 21218 | 21366.37 | 21734.82 | 21896.9 | 22065.38 | 22230.37 | 22374.37 | 22517.21 | 22626.23 | 22801.71
2008 | CA | NPCC | Quebec | Quebec | MW | Peak Hour Demand - Winter | 36398 | 36649 | 37281 | 37559 | 37848 | 38131 | 38378 | 38623 | 38810 | 39111 | 39414
2008 | CA | WECC | - | - | MW | Peak Hour Demand - Summer | 17265 | 17907 | 18524 | 18952 | 19486 | 19984 | 20521 | 20944 | 21495 | 21941 | 22489
2008 | CA | WECC | - | - | MW | Peak Hour Demand - Winter | 20693 | 21664 | 22336 | 22903 | 23532 | 24104 | 24710 | 25173 | 25682 | 26193 | 26796
2008 | MX | WECC | CA-MX | - | MW | Peak Hour Demand - Summer | 2153 | 2223 | 2334 | 2479 | 2624 | 2769 | 2921 | 3086 | 3251 | 3425 | 3598
2008 | MX | WECC | CA-MX | - | MW | Peak Hour Demand - Winter | 1506 | 1641 | 1723 | 1830 | 1938 | 2045 | 2157 | 2279 | 2401 | 2529 | 2648
2008 | TL | MRO | - | - | MW | Peak Hour Demand - Summer | 47624.8 | 47522.59 | 49384.02 | 51058.8 | 52259.45 | 53177.95 | 54072.29 | 54941.26 | 55775.59 | 56517.1 | 57365.64
2008 | TL | MRO | - | - | MW | Peak Hour Demand - Winter | 40267.91 | 41348.89 | 42472.56 | 43739.61 | 44598.95 | 45300.84 | 46003.42 | 46337.8 | 47168.64 | 47780.65 | 48324.04
2008 | TL | NPCC | - | - | MW | Peak Hour Demand - Summer | 108578.6 | 111543.6 | 112522.1 | 113599.6 | 114473.9 | 115323.4 | 116141 | 116863.8 | 117269.3 | 117923.2 | 118666.9
2008 | TL | NPCC | - | - | MW | Peak Hour Demand - Winter | 111789.8 | 114118.6 | 114829 | 115105.9 | 115705.2 | 116327.5 | 116975.6 | 117662.3 | 118220.1 | 119087.2 | 119724.2
2008 | TL | WECC | - | - | MW | Peak Hour Demand - Summer | 158178 | 162052 | 165969 | 169265 | 172760 | 176408 | 179858 | 183215 | 186690 | 190149 | 193530
2008 | TL | WECC | - | - | MW | Peak Hour Demand - Winter | 134899 | 139880 | 142879 | 145503 | 148234 | 151150 | 153859 | 156525 | 159244 | 161917 | 164737
2009 | US | TRE | - | ERCOT | MW | Peak Hour Demand - Summer | 62174.3766 | 63491 | 64056 | 65494 | 67394 | 69399 | 70837 | 72172 | 73369 | 74871 | 76134
2009 | US | TRE | - | ERCOT | MW | Peak Hour Demand - Winter | 47805.6548 | 43463 | 44463 | 45784 | 47030 | 47984 | 48914 | 49752 | 50835 | 51770 | 52405
2009 | US | FRCC | - | FRCC | MW | Peak Hour Demand - Summer | 44836 | 45734 | 45794 | 46410 | 47423 | 48304 | 49219 | 50280 | 51345 | 52431 | 53689
2009 | US | FRCC | - | FRCC | MW | Peak Hour Demand - Winter | 45275 | 44446 | 45099 | 46140 | 46971 | 47709 | 48888 | 49850 | 50861 | 51942 | 53065
2009 | US | MRO | - | - | MW | Peak Hour Demand - Summer | 39677.3392 | 43172.2077 | 44183.7019 | 45038.0985 | 45706.5034 | 46337.2529 | 46908.0369 | 47510.4777 | 48140.0233 | 48712.0622 | 49337.016
2009 | US | MRO | - | - | MW | Peak Hour Demand - Winter | 36028.5424 | 36570.9746 | 36884.0899 | 37613.087 | 38124.9919 | 38483.3676 | 39007.7493 | 39361.6158 | 39821.1665 | 40230.9136 | 40679.5578
2009 | CA | MRO | - | - | MW | Peak Hour Demand - Summer | 5929 | 6369 | 6501.1623 | 6721.7874 | 6972.2859 | 7086.4187 | 7218.2374 | 7191.4537 | 7231.7596 | 7300.5106 | 7379.8049
2009 | CA | MRO | - | - | MW | Peak Hour Demand - Winter | 7552 | 7584.224 | 7734.2206 | 7975.6267 | 8246.3096 | 8370.7779 | 8511.0787 | 8508.2602 | 8556.5588 | 8645.4068 | 8843.6552
2009 | TL | MRO | - | - | MW | Peak Hour Demand - Summer | 45606.3392 | 49541.2077 | 50684.8642 | 51759.8859 | 52678.7892 | 53423.6717 | 54126.2743 | 54701.9313 | 55371.7829 | 56012.5728 | 56716.8208
2009 | TL | MRO | - | - | MW | Peak Hour Demand - Winter | 43580.5424 | 44155.1986 | 44618.3105 | 45588.7137 | 46371.3014 | 46854.1455 | 47518.8281 | 47869.876 | 48377.7253 | 48876.3204 | 49523.213
2009 | TL | NPCC | - | - | MW | Peak Hour Demand - Summer | 107142 | 109797.6569 | 110162.7495 | 111150.1482 | 111676.9646 | 112039.2431 | 112723.861 | 113226.638 | 114069.0476 | 115063.312 | 115848.9416
2009 | TL | NPCC | - | - | MW | Peak Hour Demand - Winter | 111341 | 111787.8709 | 112443.8642 | 112711.1134 | 113059.1404 | 113172.9239 | 113724.1589 | 113650.7 | 115118.572 | 115914.0145 | 116194.8642
2009 | US | NPCC | - | - | MW | Peak Hour Demand - Summer | 58543 | 61327 | 61601 | 62268 | 62926 | 63445 | 64059 | 64598 | 65224 | 65798 | 66410
2009 | US | NPCC | - | - | MW | Peak Hour Demand - Winter | 46043 | 47098 | 47076 | 47195 | 47384 | 47620 | 47854 | 48057 | 48332 | 48609 | 48898
2009 | CA | NPCC | - | - | MW | Peak Hour Demand - Summer | 48599 | 48470.6569 | 48561.7495 | 48882.1482 | 48750.9646 | 48594.2431 | 48664.861 | 48628.638 | 48845.0476 | 49265.312 | 49438.9416
2009 | CA | NPCC | - | - | MW | Peak Hour Demand - Winter | 65298 | 64689.8709 | 65367.8642 | 65516.1134 | 65675.1404 | 65552.9239 | 65870.1589 | 65593.7 | 66786.572 | 67305.0145 | 67296.8642
2009 | US | NPCC | New York | New York | MW | Peak Hour Demand - Summer | 32432 | 33452 | 33441 | 33693 | 33906 | 34080 | 34309 | 34483 | 34809 | 35103 | 35450
2009 | US | NPCC | New York | New York | MW | Peak Hour Demand - Winter | 25021 | 24998 | 24971 | 25020 | 25094 | 25285 | 25414 | 25517 | 25687 | 25859 | 26038
2009 | US | NPCC | New England | New England | MW | Peak Hour Demand - Summer | 26111 | 27875 | 28160 | 28575 | 29020 | 29365 | 29750 | 30115 | 30415 | 30695 | 30960
2009 | US | NPCC | New England | New England | MW | Peak Hour Demand - Winter | 21022 | 22100 | 22105 | 22175 | 22290 | 22335 | 22440 | 22540 | 22645 | 22750 | 22860
2009 | CA | NPCC | Ontario | Ontario | MW | Peak Hour Demand - Summer | 24195 | 24350.6569 | 24159.7495 | 23999.6142 | 23541.0366 | 23091.8291 | 22931.945 | 22621.852 | 22655.1096 | 22538.064 | 22496.6416
2009 | CA | NPCC | Ontario | Ontario | MW | Peak Hour Demand - Winter | 22983 | 22885.8709 | 22784.8642 | 22443.1134 | 22081.1404 | 21574.9239 | 21442.1589 | 20839.7 | 21094.572 | 21235.0145 | 20844.8642
2009 | CA | NPCC | Quebec | Quebec | MW | Peak Hour Demand - Summer | 20969 | 20621 | 20954 | 21445.534 | 21718.928 | 22000.414 | 22207.916 | 22447.786 | 22611.938 | 23129.248 | 23322.3
2009 | CA | NPCC | Quebec | Quebec | MW | Peak Hour Demand - Winter | 36699 | 36250 | 37103 | 37576 | 38063 | 38422 | 38837 | 39121 | 40016 | 40350 | 40687
2009 | CA | NPCC | Maritimes | Maritimes | MW | Peak Hour Demand - Summer | 3435 | 3499 | 3448 | 3437 | 3491 | 3502 | 3525 | 3559 | 3578 | 3598 | 3620
2009 | CA | NPCC | Maritimes | Maritimes | MW | Peak Hour Demand - Winter | 5616 | 5554 | 5480 | 5497 | 5531 | 5556 | 5591 | 5633 | 5676 | 5720 | 5765
2009 | US | RF | MISO | - | MW | Peak Hour Demand - Summer | 56727 | 62418.9183 | 62841.4754 | 64617.5593 | 64868.3391 | 64924.3986 | 65214.5128 | 65521.3764 | 65904.7981 | 66313.7413 | 66649.9087
2009 | US | RF | MISO | - | MW | Peak Hour Demand - Winter | 46672 | 49022.1492 | 49556.8048 | 50819.0766 | 50997.157 | 51225.637 | 51672.8328 | 52043.9047 | 52450.8694 | 52888.2745 | 52985.4026
2009 | US | RF | PJM | - | MW | Peak Hour Demand - Summer | 111428.837 | 116153 | 117496 | 120973 | 124705 | 127079 | 128764 | 130312 | 131729 | 133166 | 134524
2009 | US | RF | PJM | - | MW | Peak Hour Demand - Winter | 96541 | 96644 | 98351 | 100895 | 102742 | 103790 | 104812 | 105751 | 106781 | 107686 | 108525
2009 | US | RF | - | - | MW | Peak Hour Demand - Summer | 169155 | 178100 | 180400 | 185700 | 189700 | 192100 | 194100 | 195900 | 197700 | 199600 | 201300
2009 | US | RF | - | - | MW | Peak Hour Demand - Winter | 142395 | 145800 | 148000 | 151800 | 153800 | 155100 | 156600 | 157900 | 159300 | 160700 | 161600
2009 | US | SERC | - | - | MW | Peak Hour Demand - Summer | 199779 | 202738 | 206218 | 211528 | 215641 | 219712 | 223608 | 226839 | 230334 | 233914 | 237386
2009 | US | SERC | - | - | MW | Peak Hour Demand - Winter | 179596 | 181045 | 183608 | 187639 | 190266 | 193586 | 195725 | 197656 | 200182 | 203611 | 206639
2009 | US | SERC | Central | - | MW | Peak Hour Demand - Summer | 41851 | 42733 | 42902 | 43625 | 44296 | 45345 | 46196 | 46606 | 47295 | 47876 | 48597
2009 | US | SERC | Central | - | MW | Peak Hour Demand - Winter | 42556 | 42240 | 42661 | 43144 | 43455 | 44116 | 43631 | 43179 | 43550 | 44217 | 44894
2009 | US | SERC | Delta | - | MW | Peak Hour Demand - Summer | 27932 | 27865 | 28194 | 29239 | 29693 | 30187 | 30803 | 31156 | 31509 | 31856 | 32204
2009 | US | SERC | Delta | - | MW | Peak Hour Demand - Winter | 22806 | 23023 | 23651 | 24278 | 24316 | 25159 | 25810 | 26168 | 26307 | 26839 | 27201
2009 | US | SERC | Gateway | - | MW | Peak Hour Demand - Summer | 19082 | 19065 | 19515 | 19881 | 20036 | 20144 | 20241 | 20414 | 20576 | 20758 | 20932
2009 | US | SERC | Gateway | - | MW | Peak Hour Demand - Winter | 15293 | 15696 | 16123 | 16341 | 16497 | 16395 | 16525 | 16699 | 16849 | 17066 | 17212
2009 | US | SERC | Southeastern | - | MW | Peak Hour Demand - Summer | 48816 | 49504 | 50919 | 52587 | 53852 | 55018 | 56187 | 57308 | 58414 | 59649 | 60602
2009 | US | SERC | Southeastern | - | MW | Peak Hour Demand - Winter | 40980 | 41869 | 42213 | 43604 | 44708 | 45770 | 46713 | 47588 | 48502 | 49524 | 50298
2009 | US | SERC | VACAR | - | MW | Peak Hour Demand - Summer | 62098 | 63571 | 64688 | 66196 | 67764 | 69018 | 70181 | 71355 | 72540 | 73775 | 75051
2009 | US | SERC | VACAR | - | MW | Peak Hour Demand - Winter | 57961 | 58217 | 58960 | 60272 | 61290 | 62146 | 63046 | 64022 | 64974 | 65965 | 67034
2009 | US | SPP | - | - | MW | Peak Hour Demand - Summer | 43476 | 44462 | 45113 | 45988 | 46616 | 47255 | 47821 | 47695 | 48360 | 49027 | 49696
2009 | US | SPP | - | - | MW | Peak Hour Demand - Winter | 32809 | 32636 | 33308 | 33864 | 34421 | 34961 | 35466 | 35432 | 35967 | 36513 | 37047
2009 | US | WECC | - | - | MW | Peak Hour Demand - Summer | 134829 | 140692 | 142750 | 145185 | 147758 | 150163 | 152859 | 155609 | 158155 | 160860 | 163547
2009 | US | WECC | - | - | MW | Peak Hour Demand - Winter | 113605 | 111324 | 113096 | 114832 | 116522 | 118280 | 120125 | 122008 | 123754 | 125655 | 127515
2009 | US | WECC | AZ-NM-SNV | - | MW | Peak Hour Demand - Summer | 28865 | 30452 | 30946 | 31504 | 32259 | 32897 | 33796 | 34718 | 35488 | 36453 | 37300
2009 | US | WECC | AZ-NM-SNV | - | MW | Peak Hour Demand - Winter | 18595 | 18868 | 19170 | 19655 | 20168 | 20661 | 21212 | 21603 | 22153 | 22648 | 23221
2009 | US | WECC | CA-MX | - | MW | Peak Hour Demand - Summer | 58272 | 61237 | 61986 | 62802 | 63651 | 64493 | 65318 | 66190 | 67011 | 67830 | 68683
2009 | US | WECC | CA-MX | - | MW | Peak Hour Demand - Winter | 41547 | 41922 | 42256 | 42685 | 43054 | 43475 | 43942 | 44407 | 44898 | 45404 | 45926
2009 | US | WECC | NWPP | - | MW | Peak Hour Demand - Summer | 38789 | 39754 | 40586 | 41364 | 42245 | 42942 | 43686 | 44415 | 45151 | 45859 | 46633
2009 | US | WECC | NWPP | - | MW | Peak Hour Demand - Winter | 44045 | 41681 | 42363 | 43025 | 43773 | 44414 | 45060 | 45653 | 46379 | 46929 | 47639
2009 | US | WECC | RMPA | - | MW | Peak Hour Demand - Summer | 11579 | 11224 | 11232 | 11520 | 11761 | 12015 | 12258 | 12497 | 12747 | 12969 | 13252
2009 | US | WECC | RMPA | - | MW | Peak Hour Demand - Winter | 10298 | 9658 | 9994 | 10263 | 10526 | 10789 | 11031 | 11275 | 11518 | 11782 | 12038
2009 | CA | WECC | - | - | MW | Peak Hour Demand - Summer | 17389 | 18071 | 18402 | 18827 | 19351 | 19927 | 20435 | 20861 | 21231 | 21659 | 22006
2009 | CA | WECC | - | - | MW | Peak Hour Demand - Winter | 20769 | 21548 | 21843 | 22229 | 22818 | 23431 | 23948 | 24353 | 24704 | 25148 | 25514
2009 | MX | WECC | CA-MX | - | MW | Peak Hour Demand - Summer | 2037 | 2115 | 2172 | 2230 | 2287 | 2345 | 2402 | 2462 | 2523 | 2586 | 2650
2009 | MX | WECC | CA-MX | - | MW | Peak Hour Demand - Winter | 1408 | 1480 | 1519 | 1558 | 1597 | 1636 | 1675 | 1715 | 1756 | 1799 | 1842
2009 | TL | WECC | - | - | MW | Peak Hour Demand - Summer | 154255 | 160688 | 163166 | 166094 | 169363 | 172391 | 175661 | 178823 | 181789 | 184934 | 188030
2009 | TL | WECC | - | - | MW | Peak Hour Demand - Winter | 135718 | 134351 | 136457 | 138610 | 140935 | 143345 | 145746 | 148074 | 150212 | 152600 | 154869
2010 | US | TRE | - | ERCOT | MW | Peak Hour Demand - Summer | 63517.9408 | 63810 | 64964 | 66416 | 68023 | 69209 | 70275 | 71134 | 72388 | 73414 | 74467
2010 | US | TRE | - | ERCOT | MW | Peak Hour Demand - Winter | 56191 | 43823 | 43823 | 44804 | 45819 | 46578 | 47296 | 47892 | 48784 | 49594 | 50099
2010 | US | FRCC | - | FRCC | MW | Peak Hour Demand - Summer | 46550 | 46006 | 46124 | 46825 | 47469 | 48059 | 48699 | 49421 | 50201 | 51131 | 51982
2010 | US | FRCC | - | FRCC | MW | Peak Hour Demand - Winter | 53022 | 46235 | 46821 | 47558 | 48219 | 48992 | 49750 | 50560 | 51423 | 52320 | 53216
2010 | US | MRO | - | - | MW | Peak Hour Demand - Summer | 37962.7817 | 42240.4175 | 42733.0818 | 43548.574 | 44164.2781 | 44627.3146 | 45100.5954 | 45590.8922 | 46020.5312 | 46534.9451 | 46990.1431
2010 | US | MRO | - | - | MW | Peak Hour Demand - Winter | 35350.7464 | 35722.4846 | 36816.0293 | 37359.3278 | 37876.3028 | 38323.7819 | 38659.6107 | 39074.2344 | 39475.894 | 39898.74 | 40207.1206
2010 | CA | MRO | - | - | MW | Peak Hour Demand - Summer | 5680.8 | 6189.4087 | 6336.639 | 6461.9103 | 6651.9062 | 6846.5394 | 6987.5011 | 7090.3634 | 7179.2204 | 7313.499 | 7401.9544
2010 | CA | MRO | - | - | MW | Peak Hour Demand - Winter | 7515 | 7560.2907 | 7693.266 | 7911.4733 | 8081.128 | 8308.3268 | 8445.4915 | 8561.9927 | 8675.2501 | 8811.3122 | 8909.9026
2010 | TL | MRO | - | - | MW | Peak Hour Demand - Summer | 43543.4817 | 48429.8262 | 49069.7208 | 50010.4843 | 50816.1843 | 51473.8541 | 52088.0965 | 52681.2557 | 53199.7516 | 53848.4441 | 54392.0975
2010 | TL | MRO | - | - | MW | Peak Hour Demand - Winter | 42865.7464 | 43188.7942 | 44509.2953 | 45270.801 | 45957.4308 | 46632.1087 | 47105.1022 | 47636.2271 | 48151.1441 | 48710.0521 | 49117.0232
2010 | TL | NPCC | - | - | MW | Peak Hour Demand - Summer | 105010.4121 | 107976.9484 | 108809.0626 | 109612.3933 | 110037.584 | 110463.9993 | 111446.1096 | 112080.5478 | 112581.6255 | 113272.249 | 114004.601
2010 | TL | NPCC | - | - | MW | Peak Hour Demand - Winter | 106919.778 | 111446.6803 | 111575.0597 | 111804.8268 | 112446.295 | 112973.1591 | 113756.635 | 114061.5826 | 114483.0108 | 115092.8278 | 114980.9173
2010 | US | NPCC | - | - | MW | Peak Hour Demand - Summer | 55943.8 | 60215.1088 | 60820.4662 | 61532.3254 | 62306.8916 | 62921.9663 | 63471.0483 | 63978.1343 | 64524.3282 | 65102.2995 | 65715.7812
2010 | US | NPCC | - | - | MW | Peak Hour Demand - Winter | 44864.4 | 46373.8562 | 46529.2034 | 46753.0091 | 47153.9206 | 47400.8067 | 47627.9849 | 47905.9509 | 48180.5578 | 48540.9276 | 48969.3213
2010 | CA | NPCC | - | - | MW | Peak Hour Demand - Summer | 49066.6121 | 47761.8396 | 47988.5964 | 48080.0679 | 47730.6924 | 47542.0329 | 47975.0613 | 48102.4135 | 48057.2973 | 48169.9495 | 48288.8198
2010 | CA | NPCC | - | - | MW | Peak Hour Demand - Winter | 62055.378 | 65072.8241 | 65045.8563 | 65051.8177 | 65292.3744 | 65572.3523 | 66128.6501 | 66155.6317 | 66302.4531 | 66551.9002 | 66011.5961
2010 | US | NPCC | New York | New York | MW | Peak Hour Demand - Summer | 30843.8 | 33025.1088 | 33160.4662 | 33367.3254 | 33736.8916 | 33896.9663 | 34021.0483 | 34193.1343 | 34414.3282 | 34672.2995 | 34985.7812
2010 | US | NPCC | New York | New York | MW | Peak Hour Demand - Winter | 24073.4 | 24288.8562 | 24304.2034 | 24473.0091 | 24753.9206 | 24895.8067 | 25017.9849 | 25185.9509 | 25345.5578 | 25590.9276 | 25899.3213
2010 | US | NPCC | New England | New England | MW | Peak Hour Demand - Summer | 25100 | 27190 | 27660 | 28165 | 28570 | 29025 | 29450 | 29785 | 30110 | 30430 | 30730
2010 | US | NPCC | New England | New England | MW | Peak Hour Demand - Winter | 20791 | 22085 | 22225 | 22280 | 22400 | 22505 | 22610 | 22720 | 22835 | 22950 | 23070
2010 | CA | NPCC | Ontario | Ontario | MW | Peak Hour Demand - Summer | 24380 | 23498.3733 | 23464.1401 | 23315.3172 | 22823.9484 | 22544.8371 | 22391.486 | 22310.5728 | 22176.4268 | 22220.0883 | 22281.6214
2010 | CA | NPCC | Ontario | Ontario | MW | Peak Hour Demand - Winter | 22045 | 22472.8814 | 22080.2029 | 21728.259 | 21609.9776 | 21335.6562 | 21216.704 | 21023.2355 | 20998.9533 | 21108.8801 | 20491.291
2010 | CA | NPCC | Quebec | Quebec | MW | Peak Hour Demand - Summer | 21141 | 20599 | 20971.0006 | 21113.0471 | 21263.0695 | 21377.9015 | 21979.7339 | 22193.4051 | 22308.194 | 22388.194 | 22457.194
2010 | CA | NPCC | Quebec | Quebec | MW | Peak Hour Demand - Winter | 34659 | 36945 | 37492.5458 | 37872.01 | 38236.3381 | 38787.7644 | 39482.2577 | 39710.7553 | 39887.232 | 40028.7217 | 40099.2134
2010 | CA | NPCC | Maritimes | Maritimes | MW | Peak Hour Demand - Summer | 3545.6121 | 3664.4664 | 3553.4557 | 3651.7036 | 3643.6744 | 3619.2943 | 3603.8414 | 3598.4356 | 3572.6765 | 3561.6672 | 3550.0044
2010 | CA | NPCC | Maritimes | Maritimes | MW | Peak Hour Demand - Winter | 5351.378 | 5654.9428 | 5473.1076 | 5451.5488 | 5446.0588 | 5448.9318 | 5429.6883 | 5421.6409 | 5416.2678 | 5414.2984 | 5421.0917
2010 | US | RF | - | - | MW | Peak Hour Demand - Summer | 161241.045 | 177688 | 181867.4465 | 186900 | 189900 | 192000 | 193700 | 195600 | 197300 | 198900 | 200600
2010 | US | RF | - | - | MW | Peak Hour Demand - Winter | 143827.2472 | 143040.3218 | 146590.6711 | 149000 | 150300 | 151400 | 152900 | 154400 | 155500 | 156500 | 157200
2010 | US | SERC | - | - | MW | Peak Hour Demand - Summer | 191032 | 201350 | 205351 | 210521 | 214295 | 218126 | 221541 | 224887 | 228027 | 231291 | 234674
2010 | US | SERC | - | - | MW | Peak Hour Demand - Winter | 193135 | 183614 | 186364 | 190065 | 193158 | 195703 | 198078 | 199899 | 202240 | 205068 | 207797
2010 | US | SERC | Central | - | MW | Peak Hour Demand - Summer | 38967 | 42364 | 43379 | 44388 | 45286 | 46314 | 47174 | 48039 | 48439 | 49249 | 49951
2010 | US | SERC | Central | - | MW | Peak Hour Demand - Winter | 43234 | 43475 | 44114 | 44723 | 45406 | 45662 | 46216 | 45724 | 45624 | 46302 | 47096
2010 | US | SERC | Delta | - | MW | Peak Hour Demand - Summer | 27713 | 27945 | 28575 | 29472 | 29705 | 30393 | 30795 | 31198 | 31546 | 31890 | 32266
2010 | US | SERC | Delta | - | MW | Peak Hour Demand - Winter | 25513 | 23131 | 23651 | 24415 | 24985 | 25411 | 25408 | 26077 | 26389 | 26774 | 26681
2010 | US | SERC | Gateway | - | MW | Peak Hour Demand - Summer | 18246 | 19113 | 18736 | 19185 | 19316 | 19376 | 19486 | 19610 | 19750 | 19897 | 20032
2010 | US | SERC | Gateway | - | MW | Peak Hour Demand - Winter | 15301 | 15545 | 15777 | 15939 | 16012 | 16093 | 16187 | 16292 | 16424 | 16554 | 16683
2010 | US | SERC | Southeastern | - | MW | Peak Hour Demand - Summer | 45831 | 48472 | 49705 | 51012 | 52229 | 53168 | 54103 | 55021 | 56158 | 57013 | 58046
2010 | US | SERC | Southeastern | - | MW | Peak Hour Demand - Winter | 50443 | 42482 | 42906 | 44071 | 44931 | 45823 | 46670 | 47298 | 48364 | 49060 | 49996
2010 | US | SERC | VACAR | - | MW | Peak Hour Demand - Summer | 60275 | 63456 | 64956 | 66464 | 67759 | 68875 | 69983 | 71019 | 72134 | 73242 | 74379
2010 | US | SERC | VACAR | - | MW | Peak Hour Demand - Winter | 58644 | 58981 | 59916 | 60917 | 61824 | 62714 | 63597 | 64508 | 65439 | 66378 | 67341
2010 | US | SPP | - | - | MW | Peak Hour Demand - Summer | 41465.272 | 43394.8274 | 44005.17 | 45289.1072 | 46012.1311 | 46579.2398 | 47140.2932 | 47762.4455 | 48431.4822 | 49100.4954 | 49739.1118
2010 | US | SPP | - | - | MW | Peak Hour Demand - Winter | 32863.3703 | 31414.6918 | 33047 | 33883.8053 | 34422.7946 | 34951.335 | 35417.6125 | 35976.0488 | 36528.5793 | 37070.2843 | 37544.3465
2010 | US | WECC | - | - | MW | Peak Hour Demand - Summer | 128245.1008 | 137385 | 139205 | 132868 | 133216.4 | 136401.96 | 138589.26 | 141522.4 | 143452.7 | 145118.9 | 145237
2010 | US | WECC | - | - | MW | Peak Hour Demand - Winter | 109564.885 | 108850 | 106854.3 | 108416.2 | 110789.01 | 112673.28 | 114243.78 | 115113.7 | 116771.28 | 118288.2 | 120586.71
2010 | US | WECC | Basin | - | MW | Peak Hour Demand - Summer | 12694.8911 | 14011 | 14488 | 14267.1 | 14608.6 | 14965.9 | 15203.6 | 15493.3 | 15683.4 | 15910.4 | 16159
2010 | US | WECC | Basin | - | MW | Peak Hour Demand - Winter | 11229.4482 | 10855 | 10970.7 | 11294.5 | 11579.2 | 11856.9 | 12064.9 | 12343.4 | 12499.3 | 12677.1 | 12879.8
2010 | US | WECC | Desert SW | - | MW | Peak Hour Demand - Summer | 27968 | 28498 | 28700 | 28495.8 | 29002.7 | 29703.7 | 30246.5 | 30807.5 | 31412.3 | 31901.1 | 32552.1
2010 | US | WECC | Desert SW | - | MW | Peak Hour Demand - Winter | 16483 | 18174 | 17446.8 | 17650.1 | 17972.6 | 18401 | 18748 | 19167.5 | 19534.3 | 19861 | 20252.5
2010 | US | WECC | CAL N | - | MW | Peak Hour Demand - Summer | 24531.8392 | 25914 | 26220 | 26261 | 25743.1 | 26645 | 26963.9 | 27537 | 27871 | 28179 | 27502
2010 | US | WECC | CAL N | - | MW | Peak Hour Demand - Winter | 18250.8261 | 18270 | 18328.1 | 18587 | 18821.5 | 19036.8 | 19267.3 | 19500.1 | 19737 | 19962.2 | 20177.1
2010 | US | WECC | CAL S | - | MW | Peak Hour Demand - Summer | 161508 | 162795 | 164317 | 166394 | 168751 | 170809 | 172727 | 174502 | 176595 | 178749 | 181271
2010 | US | WECC | CAL S | - | MW | Peak Hour Demand - Winter | 161508 | 162795 | 164317 | 166394 | 168751 | 170809 | 172727 | 174502 | 176595 | 178749 | 181271
2010 | US | WECC | NWPP | - | MW | Peak Hour Demand - Summer | 25444 | 24685 | 24997 | 24422 | 24712.8 | 24991.6 | 25243.1 | 25532.9 | 25850.9 | 26095.1 | 26358.7
2010 | US | WECC | NWPP | - | MW | Peak Hour Demand - Winter | 32508 | 29656 | 28846.96 | 29220.96 | 29598.58 | 29906.68 | 30206.08 | 30517.96 | 30892.43 | 31187.06 | 31513.68
2010 | US | WECC | RMPA | - | MW | Peak Hour Demand - Summer | 10565 | 11476 | 11731 | 11896 | 12115 | 12358 | 12607 | 12868 | 13132 | 13397 | 13642
2010 | US | WECC | RMPA | - | MW | Peak Hour Demand - Winter | 10177 | 9967 | 10106 | 10262 | 10454 | 10580 | 10798 | 11125 | 11355 | 11593 | 11805
2010 | CA | WECC | - | - | MW | Peak Hour Demand - Summer | 16506 | 17897 | 18246 | 18639 | 19240 | 19817 | 20308 | 20744 | 21368 | 21788 | 22194
2010 | CA | WECC | - | - | MW | Peak Hour Demand - Winter | 20874 | 21295 | 21733 | 22268 | 22822 | 23420 | 23907 | 24528 | 25015 | 25457 | 25863
2010 | MX | WECC | WECC Mex | - | MW | Peak Hour Demand - Summer | 2076.907 | 2140 | 2190 | 2281 | 2392 | 2511 | 2626 | 2747 | 2873 | 2996 | 3125
2010 | MX | WECC | WECC Mex | - | MW | Peak Hour Demand - Winter | 1397.213 | 1425 | 1506 | 1569 | 1645 | 1727 | 1806 | 1890 | 1976 | 2061 | 2150
2010 | TL | WECC | - | - | MW | Peak Hour Demand - Summer | 146649.5778 | 157422 | 159641 | 150093.9 | 152193 | 153029.7 | 157710.44 | 160566.45 | 162944.1 | 165985.23 | 168237.13
2010 | TL | WECC | - | - | MW | Peak Hour Demand - Winter | 130924.706 | 131570 | 129644.3 | 131806.2 | 134793.01 | 137352.28 | 139499.78 | 141062.7 | 143295.28 | 145335.2 | 148118.71
2011 | US | FRCC | - | FRCC | MW | Peak Hour Demand - Summer | 45722 | 46091 | 46658 | 47446 | 48228 | 49278 | 50036 | 50833 | 51377 | 52186 | 53083 | 53842
2011 | US | FRCC | - | FRCC | MW | Peak Hour Demand - Winter | 46135 | 47613 | 48276 | 48889 | 49534 | 50148 | 50812 | 51408 | 52088 | 52784 | 53415 | 54037
2011 | US | MRO | - | MISO | MW | Peak Hour Demand - Summer | 108346.11 | 98067.6208 | 92975.6578 | 94834.4941 | 95227.452 | 95946.9896 | 96636.8161 | 97331.986 | 98110.3163 | 99010.1079 | 99928.6343 | 100927.9207
2011 | US | MRO | - | MISO | MW | Peak Hour Demand - Winter | 86728.41 | 79051.7854 | 75208.3193 | 77409.9329 | 77724.5113 | 78574.4083 | 79266.5791 | 79992.3239 | 80777.6235 | 81576.8715 | 82392.6402 | 83216.5666
2011 | CA | MRO | - | Manitoba Hydro | MW | Peak Hour Demand - Summer | 3276.0927 | 3166.679 | 3194.0703 | 3252.0226 | 3281.8657 | 3287.9739 | 3325.4433 | 3265.2684 | 3295.1452 | 3334.4011 | 3409.8094 | 3471.7148
2011 | CA | MRO | - | Manitoba Hydro | MW | Peak Hour Demand - Winter | 4299.4 | 4516.6583 | 4559.2609 | 4630.1555 | 4669.9449 | 4703.4868 | 4752.1202 | 4704.7236 | 4751.8279 | 4814.3795 | 4909.801 | 4992.1151
2011 | US | MRO | - | MAPP | MW | Peak Hour Demand - Summer | 4597.5434 | 4810.2377 | 5036.1835 | 5331.2133 | 5401.4277 | 5497.4988 | 5656.8996 | 5688.2486 | 5775.894 | 5862.9023 | 5946.2604 | 6035.0986
2011 | US | MRO | - | MAPP | MW | Peak Hour Demand - Winter | 5068.8373 | 5117.9717 | 5065.7923 | 5316.3366 | 5368.459 | 5458.7758 | 5552.0422 | 5635.8416 | 5731.7478 | 5819.1732 | 5911.4183 | 5996.5267
2011 | CA | MRO | - | SaskPower | MW | Peak Hour Demand - Summer | 2702 | 3045.0933 | 3117.4739 | 3260.2751 | 3387.883 | 3507 | 3596 | 3631 | 3666 | 3708 | 3757 | 3837
2011 | CA | MRO | - | SaskPower | MW | Peak Hour Demand - Winter | 3133 | 3407.117 | 3537 | 3676 | 3805 | 3924 | 4023 | 4062 | 4102 | 4149 | 4204 | 4294
2011 | CA | NPCC | - | Maritimes | MW | Peak Hour Demand - Summer | 3599 | 3604 | 3642 | 3685 | 3705 | 3706 | 3686 | 3685 | 3672 | 3673 | 3673 | 3676
2011 | CA | NPCC | - | Maritimes | MW | Peak Hour Demand - Winter | 5516 | 5668 | 5650 | 5591 | 5602 | 5612 | 5589 | 5586 | 5587 | 5587 | 5578 | 5579
2011 | US | NPCC | - | New England | MW | Peak Hour Demand - Summer | 27102 | 27550 | 28095 | 28525 | 28970 | 29380 | 29775 | 30155 | 30525 | 30875 | 31215 | 31558.7441
2011 | US | NPCC | - | New England | MW | Peak Hour Demand - Winter | 21060 | 22255 | 22365 | 22510 | 22630 | 22750 | 22875 | 23000 | 23120 | 23240 | 23365 | 23490.6723
2011 | US | NPCC | - | New York | MW | Peak Hour Demand - Summer | 33452 | 32712 | 33182 | 33433 | 33609 | 33678 | 33749 | 33916 | 34190 | 34533 | 34867 | 35192
2011 | US | NPCC | - | New York | MW | Peak Hour Demand - Winter | 24652 | 24533 | 24693 | 24761 | 24810 | 24828 | 24908 | 25014 | 25232 | 25500 | 25909 | 26210
2011 | CA | NPCC | - | Ontario | MW | Peak Hour Demand - Summer | 25075 | 23538.8355 | 23711.685 | 23257.4321 | 22803.1792 | 22348.9262 | 22045.0828 | 21943.5518 | 21981.1469 | 21979.6164 | 22015.2445 | 22141.876
2011 | CA | NPCC | - | Ontario | MW | Peak Hour Demand - Winter | 22733 | 22494.6715 | 22241.8891 | 22085.137 | 21928.3848 | 21771.6326 | 21658.1435 | 21658.8039 | 21807.0685 | 22005.4972 | 22280.1673 | 22616.4745
2011 | CA | NPCC | - | Quebec | MW | Peak Hour Demand - Summer | 22092 | 20929.5418 | 21158.8765 | 21007.0362 | 20961.2511 | 21169.0903 | 21283.1092 | 21371.0576 | 21564.0957 | 21862.0487 | 21854.0352 | 21853.9229
2011 | CA | NPCC | - | Quebec | MW | Peak Hour Demand - Winter | 37717 | 37153 | 37923.3927 | 38340.7298 | 38796.7858 | 39192.9733 | 39500.136 | 39786.1657 | 40372.015 | 40585.7848 | 40671.33 | 40967.9343
2011 | US | RF | - | PJM | MW | Peak Hour Demand - Summer | 136465.117 | 148941 | 158603 | 162489 | 164772 | 166506 | 167847 | 169443 | 171067 | 172780 | 174458 | 176060
2011 | US | RF | - | PJM | MW | Peak Hour Demand - Winter | 115535 | 130711 | 133594 | 135529 | 136948 | 137985 | 139073 | 140040 | 141170 | 142268 | 143485 | 144621
2011 | US | SERC | - | SERC-E | MW | Peak Hour Demand - Summer | 42812 | 43249 | 44046 | 44863 | 45521 | 46067 | 46619 | 47050 | 47636 | 48229 | 48904 | 49640
2011 | US | SERC | - | SERC-E | MW | Peak Hour Demand - Winter | 41646 | 42298 | 42589 | 43227 | 43699 | 44242 | 44739 | 45231 | 45741 | 46310 | 46981 | 47638
2011 | US | SERC | - | SERC-N | MW | Peak Hour Demand - Summer | 46701 | 46846 | 46923 | 47359 | 48050 | 48437 | 49125 | 49615 | 50162 | 50937 | 51718 | 52189
2011 | US | SERC | - | SERC-N | MW | Peak Hour Demand - Winter | 46716 | 47606 | 47514 | 47509 | 46612 | 47024 | 47124 | 47284 | 47957 | 48727 | 49347 | 50043
2011 | US | SERC | - | SERC-SE | MW | Peak Hour Demand - Summer | 49518 | 49314 | 50470 | 51649 | 52596 | 53378 | 54215 | 54974 | 55592 | 56513 | 57339 | 58359
2011 | US | SERC | - | SERC-SE | MW | Peak Hour Demand - Winter | 43504 | 44240 | 45351 | 46275 | 47038 | 47721 | 48432 | 49001 | 49773 | 50501 | 51377 | 52295
2011 | US | SERC | - | SERC-W | MW | Peak Hour Demand - Summer | 25027 | 25101 | 25588 | 25912 | 26470 | 26806 | 27137 | 27467 | 27806 | 28204 | 28520 | 28809
2011 | US | SERC | - | SERC-W | MW | Peak Hour Demand - Winter | 20164 | 20006 | 20664 | 20967 | 21417 | 21734 | 22070 | 22394 | 22468 | 22924 | 23193 | 23490
2011 | US | SPP | - | SPP | MW | Peak Hour Demand - Summer | 53076.6219 | 53083.6094 | 53632.2466 | 55149.4833 | 55484.941 | 55555.6893 | 56194.0036 | 57074.8813 | 57681.522 | 57655.8418 | 58271.039 | 58947.7414
2011 | US | SPP | - | SPP | MW | Peak Hour Demand - Winter | 41226.4467 | 41137.6997 | 41692.7611 | 42172.7702 | 42091.968 | 42659.7402 | 43178.1666 | 43805.0142 | 44305.9435 | 44255.9201 | 44869.8973 | 45331.0949
2011 | US | TRE | - | ERCOT | MW | Peak Hour Demand - Summer | 65776.3264 | 63770 | 65406 | 67362.36 | 70004.28 | 71910.098 | 73368.702 | 74384.972 | 75520.664 | 76576.932 | 77826.384 | 78927
2011 | US | TRE | - | ERCOT | MW | Peak Hour Demand - Winter | 57315 | 51642 | 51343 | 53472 | 55126 | 56398 | 58733 | 59330 | 60236 | 62062 | 62734 | 63408
2011 | TL | WECC | - | WECC | MW | Peak Hour Demand - Summer | 147732.4326 | 149713.7 | 151721.8 | 154902.8 | 157599.09 | 160812 | 163593.5 | 166436.9 | 169093 | 172125 | 175011.3 | 177122.7
2011 | TL | WECC | - | WECC | MW | Peak Hour Demand - Winter | 122743.9442 | 129484.6 | 131514.05 | 134275.68 | 137183.92 | 139765.23 | 141714.22 | 144197.21 | 146511.81 | 149408.5 | 151965.17 | 154673.54
2011 | CA | WECC | - | AB | MW | Peak Hour Demand - Summer | 9343 | 9632 | 10412 | 11049 | 11581 | 12111 | 12552 | 13178 | 13595 | 14008 | 14405 | 14795
2011 | CA | WECC | - | AB | MW | Peak Hour Demand - Winter | 10196 | 10261 | 10739 | 11336 | 12099 | 12517 | 12983 | 13485 | 13919 | 14299 | 14750 | 15315
2011 | US | WECC | - | BASN | MW | Peak Hour Demand - Summer | 12755 | 14269.1 | 14729.5 | 15085.3 | 15415.5 | 15682.3 | 15828.8 | 16075.3 | 16307.9 | 16600.1 | 16849.7 | 17069.7
2011 | US | WECC | - | BASN | MW | Peak Hour Demand - Winter | 10505 | 11427 | 11756.1 | 12021.9 | 12291.5 | 12521.6 | 12719.5 | 12925.4 | 13118.8 | 13334.1 | 13514.9 | 13701.9
2011 | CA | WECC | - | BC | MW | Peak Hour Demand - Summer | 7614 | 8403 | 8221 | 8217 | 8454 | 8612 | 8655 | 8701 | 8694 | 8663 | 8607 | 8690
2011 | CA | WECC | - | BC | MW | Peak Hour Demand - Winter | 10124 | 11106 | 11152 | 11142 | 11138 | 11006 | 11917 | 11946 | 11935 | 11869 | 11799 | 12077
2011 | US | WECC | - | CALN | MW | Peak Hour Demand - Summer | 26222.7594 | 25115.7 | 25408.4 | 25645.4 | 25964.8 | 26380.8 | 27053 | 27492.9 | 27937.5 | 28263.7 | 28634.2 | 29106.1
2011 | US | WECC | - | CALN | MW | Peak Hour Demand - Winter | 17305.9218 | 17837 | 18061.3 | 18355.5 | 18607 | 18912.9 | 19259.5 | 19584.4 | 19911 | 20266.7 | 20534.7 | 20883.7
2011 | US | WECC | - | CALS | MW | Peak Hour Demand - Summer | 35522.9305 | 32660.5 | 33147.6 | 33710.9 | 34278.5 | 34858.5 | 35426 | 35986.4 | 36577.8 | 37207 | 38057 | 38947
2011 | US | WECC | - | CALS | MW | Peak Hour Demand - Winter | 22400.494 | 22395.5 | 22785.8 | 23205.6 | 23683.3 | 24091.5 | 24457.1 | 24879 | 25331.1 | 25779.4 | 26306.8 | 26782.7333
2011 | US | WECC | - | DSW | MW | Peak Hour Demand - Summer | 27877.93 | 28308.1 | 28505.6 | 28933.1 | 29611.1 | 30208.2 | 30840 | 31576.5 | 32326.7 | 33026.9 | 33747.7 | 34336
2011 | US | WECC | - | DSW | MW | Peak Hour Demand - Winter | 17327.35 | 17477.8 | 17589.9 | 17858.2 | 18246.3 | 18598.2 | 19069.3 | 19510.1 | 19963.8 | 20370.9 | 20772.7 | 21132.4
2011 | MX | WECC | - | MEXW | MW | Peak Hour Demand - Summer | 2076.907 | 2190 | 2281 | 2392 | 2511 | 2626 | 2747 | 2873 | 2996 | 3125 | 3254 | 3389
2011 | MX | WECC | - | MEXW | MW | Peak Hour Demand - Winter | 1370.512 | 1458 | 1519 | 1593 | 1672 | 1749 | 1829 | 1913 | 1995 | 2081 | 2167 | 2257
2011 | US | WECC | - | NORW | MW | Peak Hour Demand - Summer | 24346.104 | 24609.9 | 24933.1 | 25166.7 | 25409.7 | 25635.7 | 25890.3 | 26139.2 | 26360.1 | 26603.9 | 26889.5 | 27190.3
2011 | US | WECC | - | NORW | MW | Peak Hour Demand - Winter | 27495.894 | 29468.39 | 29817.65 | 30097.72 | 30355.23 | 30609.74 | 30880.63 | 31165.51 | 31429.64 | 31724.12 | 32034.73 | 32482.85
2011 | US | WECC | - | ROCK | MW | Peak Hour Demand - Summer | 11208 | 10973 | 11161 | 11409 | 11697 | 11983 | 12236 | 12563 | 12828 | 13102 | 13387 | 13677
2011 | US | WECC | - | ROCK | MW | Peak Hour Demand - Winter | 9767 | 9561 | 9706 | 9923 | 10091 | 10332 | 10633 | 10908 | 11141 | 11379 | 11526 | 11768
2012 | US | FRCC | - | FRCC | MW | Peak Hour Demand - Summer | 44968 | 45613 | 46270 | 46857 | 47758 | 48594 | 49244 | 49643 | 50356 | 51191 | 51933 | 52583.4667
2012 | US | FRCC | - | FRCC | MW | Peak Hour Demand - Winter | 40117 | 46864 | 46367 | 47568 | 48172 | 48797 | 49298 | 49908 | 50570 | 51218 | 51921 | 52407.9333
2012 | US | MRO | - | MISO | MW | Peak Hour Demand - Summer | 102818.925 | 94279.4696 | 94279.4696 | 96128.7682 | 96929.0234 | 97810.7435 | 98728.7752 | 99610.5361 | 100564.8263 | 101529.8417 | 102558.7748 | 103584.3625
2012 | US | MRO | - | MISO | MW | Peak Hour Demand - Winter | 86844.021 | 75084.8077 | 72571.8675 | 78143.1161 | 78773.0801 | 79521.0705 | 80104.0055 | 80890.8997 | 81648.6776 | 82252.4475 | 83063.7237 | 83894.3609
2012 | CA | MRO | - | Manitoba Hydro | MW | Peak Hour Demand - Summer | 3378.5 | 3140.8302 | 3210.0766 | 3238.2918 | 3207.4863 | 3243.7446 | 3286.0494 | 3220.5961 | 3271.0401 | 3348.2961 | 3428.0356 | 3474.4794
2012 | CA | MRO | - | Manitoba Hydro | MW | Peak Hour Demand - Winter | 4371.421 | 4567.7762 | 4660.9322 | 4711.5821 | 4723.0763 | 4780.8815 | 4845.1544 | 4800.9825 | 4877.8649 | 4981.3349 | 5088.5687 | 5162.2844
2012 | US | MRO | - | MAPP | MW | Peak Hour Demand - Summer | 4725.6923 | 4790.2545 | 4995.0863 | 5117.1757 | 5230.218 | 5502.7713 | 5559.8523 | 5643.2416 | 5746.0199 | 5839.934 | 5928.0902 | 6014.8563
2012 | US | MRO | - | MAPP | MW | Peak Hour Demand - Winter | 4803.2829 | 5132.6662 | 5227.581 | 5374.1908 | 5453.6417 | 5720.1354 | 5802.1135 | 5917.1075 | 6023.0174 | 6123.4515 | 6223.9858 | 6319.2176
2012 | CA | MRO | - | SaskPower | MW | Peak Hour Demand - Summer | 2988 | 3134.1015 | 3275.2191 | 3426.0972 | 3534.8286 | 3624.0101 | 3721.4472 | 3709.3524 | 3756.4705 | 3807.2827 | 3875.1283 | 3938
2012 | CA | MRO | - | SaskPower | MW | Peak Hour Demand - Winter | 3241 | 3509.3884 | 3671 | 3829 | 3950 | 4050 | 4159 | 4145 | 4198 | 4255 | 4330 | 4401
2012 | US | NPCC | - | New England | MW | Peak Hour Demand - Summer | 29524 | 27440 | 27765 | 28275 | 28840 | 29400 | 29895 | 30275 | 30605 | 30930 | 31255 | 31583.415
2012 | US | NPCC | - | New England | MW | Peak Hour Demand - Winter | 21333 | 22355 | 22510 | 22670 | 22825 | 22960 | 23090 | 23210 | 23330 | 23445 | 23565 | 23685.6142
2012 | CA | NPCC | - | Maritimes | MW | Peak Hour Demand - Summer | 3367 | 3285 | 3435 | 3469 | 3448 | 3441 | 3447 | 3459 | 3471 | 3494 | 3506 | 3514
2012 | CA | NPCC | - | Maritimes | MW | Peak Hour Demand - Winter | 5243 | 5384 | 5421 | 5420 | 5419 | 5444 | 5462 | 5489 | 5492 | 5513 | 5530 | 5552
2012 | US | NPCC | - | New York | MW | Peak Hour Demand - Summer | 33865.6 | 33295 | 33696 | 33914 | 34151 | 34345 | 34550 | 34868 | 35204 | 35526 | 35913 | 36230
2012 | US | NPCC | - | New York | MW | Peak Hour Demand - Winter | 23901 | 24832 | 24929 | 24999 | 25053 | 25149 | 25153 | 25265 | 25422 | 25627 | 25794 | 25908
2012 | CA | NPCC | - | Ontario | MW | Peak Hour Demand - Summer | 25450 | 23298.1422 | 23300.5845 | 22882.0839 | 22463.5833 | 22045.0828 | 21943.5518 | 21981.1469 | 21979.6164 | 22015.2445 | 22141.876 | 22314.7778
2012 | CA | NPCC | - | Ontario | MW | Peak Hour Demand - Winter | 22733 | 22192.182 | 22192.182 | 22001.8101 | 21812.8549 | 21735.4992 | 21658.1435 | 21658.8039 | 21807.0685 | 22005.4972 | 22280.1673 | 22616.4745
2012 | CA | NPCC | - | Quebec | MW | Peak Hour Demand - Summer | 21356 | 21413 | 21114.6332 | 21549.589 | 21641.639 | 21882.539 | 22008.289 | 22124.5461 | 22306.8091 | 22503.4438 | 22662.1438 | 22818.1438
2012 | CA | NPCC | - | Quebec | MW | Peak Hour Demand - Winter | 35481 | 37540.381 | 37809.6299 | 38061.6747 | 38526.7547 | 38845.4147 | 39188.6777 | 39486.9408 | 39811.5754 | 40079.2058 | 40317.2058 | 40575.2058
2012 | US | RF | - | PJM | MW | Peak Hour Demand - Summer | 158043 | 153782 | 156254 | 159842 | 163168 | 165691 | 167433 | 169032 | 170860 | 172793 | 174638 | 176420
2012 | US | RF | - | PJM | MW | Peak Hour Demand - Winter | 122563 | 130222 | 132160 | 134771 | 136911 | 138567 | 139662 | 140844 | 142018 | 143419 | 144836 | 146116
2012 | US | SERC | - | SERC-E | MW | Peak Hour Demand - Summer | 43252.875 | 43255.4 | 43733.2 | 44457.3 | 44902.5 | 45435.8 | 45939 | 46358.3 | 46907.6 | 47486.9 | 48149.2 | 48697.1
2012 | US | SERC | - | SERC-E | MW | Peak Hour Demand - Winter | 41788.5 | 43150.3 | 43582.1 | 43976.9 | 44519.6 | 44992.5 | 45487.3 | 46003.1 | 46647.7 | 47200.8 | 47796.8 | 48395.1
2012 | US | SERC | - | SERC-N | MW | Peak Hour Demand - Summer | 45579.1 | 45101.9 | 45749.7 | 46541.7 | 47302.7 | 47973.7 | 48659.9 | 49288.1 | 50090.4 | 50867.8 | 51345.3 | 52037.9
2012 | US | SERC | - | SERC-N | MW | Peak Hour Demand - Winter | 44853.5 | 45080.7 | 45713.2 | 46432.6 | 47166.1 | 47966.6 | 48659.1 | 49265.7 | 49932.4 | 50584.1 | 51396.9 | 51913.7
2012 | US | SERC | - | SERC-SE | MW | Peak Hour Demand - Summer | 50309 | 48895 | 49799 | 50838 | 51431 | 52045 | 52789 | 53256 | 53948 | 54645 | 55600 | 56512
2012 | US | SERC | - | SERC-SE | MW | Peak Hour Demand - Winter | 44317 | 45620 | 46534 | 47197 | 47814 | 48485 | 48978 | 49665 | 50338 | 51193 | 52029 | 52894
2012 | US | SERC | - | SERC-W | MW | Peak Hour Demand - Summer | 25585 | 25403 | 25921 | 26166 | 26563 | 26881 | 27199 | 27505 | 27863 | 28153 | 28435 | 28730
2012 | US | SERC | - | SERC-W | MW | Peak Hour Demand - Winter | 19891 | 20176 | 20497 | 20835 | 20992 | 21493 | 21908 | 22215 | 21923 | 22539 | 22707 | 23082
2012 | US | SPP | - | SPP | MW | Peak Hour Demand - Summer | 55816.9546 | 54435.5287 | 55179.7617 | 55731.9121 | 55765.7911 | 56364.2182 | 57055.0735 | 57591.4486 | 58377.5354 | 59239.3187 | 59903.9639 | 60088.1083
2012 | US | SPP | - | SPP | MW | Peak Hour Demand - Winter | 39220.0689 | 40314.9452 | 41714.4936 | 42009.6666 | 42040.2994 | 42644.0121 | 43068.7179 | 43590.0476 | 44223.3118 | 44793.611 | 45333.7744 | 45726.0678
2012 | US | TRE | - | ERCOT | MW | Peak Hour Demand - Summer | 68416 | 66076 | 66928 | 69721 | 73054 | 75366 | 76821 | 78002 | 78351 | 80176 | 81410 | 82507
2012 | US | TRE | - | ERCOT | MW | Peak Hour Demand - Winter | 50100 | 52909 | 51734 | 52063 | 54972 | 56028 | 58869 | 59202 | 59318 | 60039 | 60917 | 63336
2012 | TL | WECC | - | WECC | MW | Peak Hour Demand - Summer | 136957 | 161776 | 149977.4 | 152906.8 | 155403.1 | 160109.7 | 162594.6 | 164799.2 | 165111.8 | 167954.5 | 170614.9 | 174555.5
2012 | TL | WECC | - | WECC | MW | Peak Hour Demand - Winter | 129458 | 135637 | 134023.91 | 136843.03 | 139316.54 | 140881.74 | 143058.6 | 145070.8 | 147599.4 | 149966.3 | 152227.3 | 152813.8
2012 | CA | WECC | - | AB | MW | Peak Hour Demand - Summer | 9552 | 10408 | 10941 | 11548 | 12077 | 12642 | 13146 | 13560 | 13974 | 14374 | 14765 | 15131
2012 | CA | WECC | - | AB | MW | Peak Hour Demand - Winter | 10226 | 11076 | 11664 | 12162 | 12801 | 13382 | 13856 | 14351 | 14759 | 15162 | 15618 | 15994
2012 | US | WECC | - | BASN | MW | Peak Hour Demand - Summer | 12100 | 14513 | 13775.6 | 14144.3 | 14481.9 | 14764.8 | 15081.4 | 15306.2 | 15549.9 | 15785.5 | 15993.8 | 15913.7
2012 | US | WECC | - | BASN | MW | Peak Hour Demand - Winter | 10639 | 11086 | 11134.1 | 11215.4 | 11472.3 | 11720.6 | 11945.1 | 12123.4 | 12245.1 | 12331.2 | 12463.3 | 12436.8
2012 | CA | WECC | - | BC | MW | Peak Hour Demand - Summer | 7338 | 8418 | 8449 | 8684 | 8834 | 8913 | 9043.1667 | 9167.3333 | 9288.5 | 9426.6667 | 9552.8333 | 9670
2012 | CA | WECC | - | BC | MW | Peak Hour Demand - Winter | 10412 | 11432 | 11416 | 11738 | 11943 | 12050 | 12073 | 12223 | 12373 | 12523 | 12673 | 12823
2012 | US | WECC | - | CALN | MW | Peak Hour Demand - Summer | 21813 | 26650 | 26644.7273 | 26971.4545 | 27298.1818 | 27904 | 28211 | 28507 | 28833.7273 | 29160.4545 | 29487.1818 | 29912
2012 | US | WECC | - | CALN | MW | Peak Hour Demand - Winter | 17737 | 18551 | 18663.5 | 18976.7 | 19212.3 | 19497.6 | 19689 | 19897.8 | 20047.8 | 20197.8 | 20347.8 | 20497.8
2012 | US | WECC | - | CALS | MW | Peak Hour Demand - Summer | 31290 | 35026 | 31319.1 | 31895.52 | 32471.94 | 32821.1 | 33254 | 33666 | 34090 | 34666.42 | 35242.84 | 35615
2012 | US | WECC | - | CALS | MW | Peak Hour Demand - Winter | 22691 | 22948 | 23228.7 | 23753 | 24106 | 24331.6 | 24697.1 | 25050.6 | 25440 | 25994 | 26403 | 26606.7
2012 | US | WECC | - | DSW | MW | Peak Hour Demand - Summer | 26770 | 28676 | 27575.8 | 27847 | 28179 | 28679 | 29156.6 | 29685.9 | 30203.8 | 30764.1 | 31305.4 | 31602
2012 | US | WECC | - | DSW | MW | Peak Hour Demand - Winter | 18434 | 18284 | 18123.9 | 18380.3 | 18720.7 | 19117 | 19476.5 | 19830.2 | 20235 | 20553.2 | 20780 | 21065.3
2012 | MX | WECC | - | MEXW | MW | Peak Hour Demand - Summer | 2236.7 | 2297 | 2203 | 2260 | 2317 | 2374 | 2431 | 2488 | 2545 | 2602 | 2659 | 2716
2012 | MX | WECC | - | MEXW | MW | Peak Hour Demand - Winter | 1448 | 1463 | 1494 | 1532 | 1571 | 1610 | 1648 | 1687 | 1725 | 1764 | 1803 | 1841
2012 | US | WECC | - | NORW | MW | Peak Hour Demand - Summer | 23790 | 25756 | 24380.1 | 24693.6 | 24966.9 | 25269.8 | 25559.6 | 25797 | 26034.4 | 26295.2 | 26561.4 | 26858
2012 | US | WECC | - | NORW | MW | Peak Hour Demand - Winter | 29430 | 31643 | 30270.33 | 30577 | 30843.31 | 31147.9 | 31450.1 | 31705 | 31970.8 | 32195.2 | 32512.1 | 32758.5
2012 | US | WECC | - | ROCK | MW | Peak Hour Demand - Summer | 10823 | 11790 | 11904 | 12107 | 12330 | 12563 | 12763 | 12970 | 13176 | 13404 | 13615 | 13771
2012 | US | WECC | - | ROCK | MW | Peak Hour Demand - Winter | 10372 | 9777 | 9833 | 9978 | 10189 | 10486 | 10672 | 10877 | 11072 | 11200 | 11401 | 11521
2013 | US | TRE | - | ERCOT | MW | Peak Hour Demand - Summer | 66548 | 67998 | 69288.951 | 71423.2232 | 73409.6794 | 74491.9432 | 75131.8084 | 75689.4208 | 76398.1228 | 77154.6914 | 77817.1202 | 78413
2013 | US | TRE | - | ERCOT | MW | Peak Hour Demand - Winter | 46909 | 54390 | 55438.951 | 57090.2232 | 58369.6794 | 59086.9432 | 59557.8084 | 59983.4208 | 60559.1228 | 61132.6914 | 61632.1202 | 62101
2013 | US | FRCC | - | FRCC | MW | Peak Hour Demand - Summer | 44338 | 45668 | 46338 | 47053 | 47650 | 48285 | 48881 | 49603 | 50336 | 51110 | 51968 | 51968
2013 | US | FRCC | - | FRCC | MW | Peak Hour Demand - Winter | 36409 | 46456 | 47161 | 47722 | 48251 | 48773 | 49377 | 49989 | 50612 | 51249 | 52101 | 52101
2013 | US | MRO | - | MISO | MW | Peak Hour Demand - Summer | 96769 | 96192 | 96878.5998 | 97565.0151 | 98251.4303 | 98937.8456 | 99624.2608 | 100310.6761 | 100997.0913 | 101683.5066 | 102369.9218 | 103056.3371
2013 | US | MRO | - | MISO | MW | Peak Hour Demand - Winter | 74430 | 77364.4004 | 79812.6347 | 80619.0491 | 80930.5241 | 81604.928 | 82211.6286 | 82815.0999 | 83547.6412 | 84210.4334 | 84809.7898 | 85445.8778
2013 | CA | MRO | - | Manitoba Hydro | MW | Peak Hour Demand - Summer | 3382.4 | 3364.6806 | 3389.4903 | 3417.1512 | 3428.6319 | 3471.5224 | 3425.2769 | 3455.3619 | 3504.2293 | 3587.0916 | 3658.7459 | 3711.8677
2013 | CA | MRO | - | Manitoba Hydro | MW | Peak Hour Demand - Winter | 4552.6 | 4524.153 | 4570.3632 | 4609.3477 | 4623.2514 | 4685.9193 | 4659.4449 | 4709.6923 | 4782.4131 | 4888.5612 | 4984.8392 | 5063.9927
2013 | US | MRO | - | MAPP | MW | Peak Hour Demand - Summer | 5050.8197 | 5108.509 | 5249.2917 | 5360.2347 | 5631.708 | 5695.0865 | 5788.1932 | 5893.0359 | 5988.1386 | 6076.6926 | 6165.3421 | 6253.9686
2013 | US | MRO | - | MAPP | MW | Peak Hour Demand - Winter | 5168.4515 | 5726.4231 | 5852.1922 | 5921.0696 | 6255.9701 | 6301.7686 | 6418.7678 | 6522.8063 | 6619.8957 | 6719.6114 | 6818.2609 | 6936.6445
2013 | CA | MRO | - | SaskPower | MW | Peak Hour Demand - Summer | 3004 | 3093 | 3204 | 3320 | 3432 | 3558 | 3622 | 3653 | 3692 | 3770 | 3833 | 3869
2013 | CA | MRO | - | SaskPower | MW | Peak Hour Demand - Winter | 3281 | 3471 | 3567 | 3696 | 3821 | 3961 | 4033 | 4067 | 4110 | 4197 | 4267 | 4307
2013 | US | NPCC | - | New England | MW | Peak Hour Demand - Summer | 25880 | 26690 | 26929 | 27290 | 27830 | 28053 | 28213 | 28391 | 28546 | 28721 | 28878 | 29038
2013 | US | NPCC | - | New England | MW | Peak Hour Demand - Winter | 20887 | 21299 | 21272 | 21278 | 21451 | 21374 | 21295 | 21218 | 21157 | 21103 | 21060 | 21017
2013 | CA | NPCC | - | Maritimes | MW | Peak Hour Demand - Summer | 3196 | 3407 | 3425 | 3445.4623 | 3437.6671 | 3436.6927 | 3434.744 | 3454.2319 | 3304.175 | 3314.8933 | 3311.9701 | 3319.7653
2013 | CA | NPCC | - | Maritimes | MW | Peak Hour Demand - Winter | 5502 | 5424 | 5471.9912 | 5453.9945 | 5455.9941 | 5440.9969 | 5393.0057 | 5264.0295 | 5264.0295 | 5259.0304 | 5264.0295 | 5254.0313
2013 | US | NPCC | - | New York | MW | Peak Hour Demand - Summer | 32439 | 33279 | 33725 | 34138 | 34556 | 34818 | 35103 | 35415 | 35745 | 36068 | 36355 | 36613
2013 | US | NPCC | - | New York | MW | Peak Hour Demand - Winter | 24658 | 24709 | 24818 | 24906 | 25095 | 25148 | 25219 | 25270 | 25482 | 25587 | 25725 | 25808
2013 | CA | NPCC | - | Ontario | MW | Peak Hour Demand - Summer | 24636 | 23212.9 | 22936.9 | 22851.5 | 22801.1 | 22549.3 | 22610.2 | 22912.2 | 23039.4 | 23334.6 | 23518.6 | 23662.1
2013 | CA | NPCC | - | Ontario | MW | Peak Hour Demand - Winter | 22610 | 22238.7 | 21800.1 | 21394.6 | 20973.7 | 21006.7 | 21375.5 | 21553 | 21725 | 21740.9 | 21754.4 | 21994.6
2013 | CA | NPCC | - | Quebec | MW | Peak Hour Demand - Summer | 21439 | 21294.1606 | 20944.4014 | 20787.4731 | 20922.6914 | 21038.664 | 21189.664 | 21668.664 | 21843.664 | 21959.364 | 22093.364 | 22246.364
2013 | CA | NPCC | - | Quebec | MW | Peak Hour Demand - Winter | 38797 | 37233.0521 | 37179.2227 | 37521.3605 | 37910.4818 | 38253.7032 | 38949.7032 | 39326.7032 | 39666.3306 | 39977.3306 | 40290.3306 | 40562.3306
2013 | US | RF | - | PJM | MW | Peak Hour Demand - Summer | 156319 | 155553 | 158717 | 162216 | 165128 | 167211 | 168813 | 170521 | 172368 | 174175 | 175791 | 177439
2013 | US | RF | - | PJM | MW | Peak Hour Demand - Winter | 122566 | 132229 | 134742 | 137338 | 139296 | 140430 | 141483 | 142462 | 144099 | 145441 | 146618 | 147730
2013 | US | SERC | - | SERC-E | MW | Peak Hour Demand - Summer | 44839.1 | 43094 | 43786 | 44595 | 45358 | 46052 | 46673 | 47409 | 48113 | 48828 | 49566 | 50311
2013 | US | SERC | - | SERC-E | MW | Peak Hour Demand - Winter | 41761 | 42359 | 42331 | 42795 | 43577 | 44303 | 45065 | 45852 | 46572 | 47189 | 48005 | 48704
2013 | US | SERC | - | SERC-N | MW | Peak Hour Demand - Summer | 44978 | 42119 | 42855 | 43659 | 44360 | 44957 | 45585 | 46215 | 46912 | 47499 | 48085 | 48603
2013 | US | SERC | - | SERC-N | MW | Peak Hour Demand - Winter | 45362 | 41397 | 41623 | 41512 | 41283 | 42730 | 44966 | 45837 | 46632 | 46090 | 44737 | 45543
2013 | US | SERC | - | SERC-SE | MW | Peak Hour Demand - Summer | 46731 | 48056 | 48813 | 49783 | 50719 | 51395 | 51841 | 52549 | 53328 | 54122 | 54935 | 55768
2013 | US | SERC | - | SERC-SE | MW | Peak Hour Demand - Winter | 45120 | 45956 | 46619 | 47274 | 47933 | 48338 | 49011 | 49717 | 50432 | 51167 | 51916 | 52676
2013 | US | SERC | - | SERC-W | MW | Peak Hour Demand - Summer | 25139 | 25763 | 24003 | 26113 | 26376 | 26635 | 26895 | 27158 | 27407 | 27662 | 27918 | 28164
2013 | US | SERC | - | SERC-W | MW | Peak Hour Demand - Winter | 21495 | 21385 | 21437 | 21729 | 21998 | 22242 | 22478 | 22619 | 22959 | 23189 | 23411 | 23628
2013 | US | SPP | - | SPP | MW | Peak Hour Demand - Summer | 50246.133 | 53971.434 | 54703.3047 | 55345.7867 | 56055.5023 | 56765.2178 | 57474.9333 | 58184.6488 | 58443.1435 | 58701.6381 | 58960.1328 | 59218.6274
2013 | US | SPP | - | SPP | MW | Peak Hour Demand - Winter | 34915.9283 | 41300.5256 | 41831.1343 | 42339.4674 | 42955.3926 | 43571.3178 | 44187.2431 | 44803.1683 | 44882.657 | 44962.1457 | 45041.6345 | 45121.1232
2013 | CA | WECC | - | CAN | MW | Peak Hour Demand - Summer | 17339 | 17893 | 18717 | 19219 | 19683 | 20470 | 21210 | 21658 | 22013 | 22331 | 22654 | 22985
2013 | CA | WECC | - | CAN | MW | Peak Hour Demand - Winter | 20261 | 21913 | 22598 | 23112 | 23716 | 24621 | 25481 | 26002 | 26349 | 26713 | 27163 | 27550
2013 | CA | WECC | - | AB | MW | Peak Hour Demand - Summer | 9885 | 10022 | 10388 | 10819 | 11259 | 11955 | 12615 | 13013 | 13289 | 13574 | 13842 | 14110
2013 | CA | WECC | - | AB | MW | Peak Hour Demand - Winter | 10599 | 11319 | 11766 | 12219 | 12928 | 13630 | 14035 | 14314 | 14612 | 14891 | 15178 | 15534
2013 | US | WECC | - | BASN | MW | Peak Hour Demand - Summer | 12169 | 14001.9 | 14160.9 | 14305.3 | 14380.2 | 14434.2 | 14570.1 | 14741 | 15142.5 | 15295.4 | 15334 | 15376.4
2013 | US | WECC | - | BASN | MW | Peak Hour Demand - Winter | 9274.1 | 10863.3 | 11001.1 | 11197.2 | 11339.9 | 11518.6 | 11564.5 | 11673.8 | 11843.8 | 11987 | 12109.9 | 12202.3
2013 | CA | WECC | - | BC | MW | Peak Hour Demand - Summer | 7774 | 7934 | 8353 | 8424 | 8490 | 8585 | 8667 | 8715 | 8747 | 8780 | 8888 | 8958
2013 | CA | WECC | - | BC | MW | Peak Hour Demand - Winter | 9840 | 10915 | 11368 | 11465 | 11554 | 11685 | 11796 | 11862 | 11905 | 11948 | 12098 | 12192
2013 | US | WECC | - | CALN | MW | Peak Hour Demand - Summer | 25201 | 26522.3 | 26476.1 | 26883 | 27774.8 | 28149.6 | 28476.5 | 28790.6 | 29146 | 29484.4 | 29828.1 | 30193.9
2013 | US | WECC | - | CALN | MW | Peak Hour Demand - Winter | 17820 | 18208 | 18454.5 | 18690.3 | 18930.8 | 19134.4 | 19344.3 | 19578.7 | 19812 | 20045.6 | 20279.3 | 20484
2013 | US | WECC | - | CALS | MW | Peak Hour Demand - Summer | 34008 | 34910.6 | 35748 | 36298 | 36776 | 37338 | 37867 | 38414 | 39018 | 39632 | 40126 | 40664
2013 | US | WECC | - | CALS | MW | Peak Hour Demand - Winter | 22242 | 22813.9 | 23327.1 | 23680 | 24004 | 24372.9 | 24713.9 | 25076.7 | 25461.9 | 25863.8 | 26243.8 | 26599.8
2013 | US | WECC | - | DSW | MW | Peak Hour Demand - Summer | 28425.5 | 28021 | 28222.4 | 28523.1 | 28972.7 | 29516.3 | 30134.1 | 30764.9 | 31306.7 | 32052.5 | 32855.2 | 33686
2013 | US | WECC | - | DSW | MW | Peak Hour Demand - Winter | 16283.7 | 17672.6 | 17930.8 | 18229.5 | 18564.8 | 18999.4 | 19404.1 | 19731.8 | 20177 | 20680.8 | 21136.9 | 21511
2013 | MX | WECC | - | MEXW | MW | Peak Hour Demand - Summer | 2302.232 | 2400 | 2393 | 2460 | 2529 | 2599 | 2672 | 2746 | 2823 | 2902 | 2983 | 3066
2013 | MX | WECC | - | MEXW | MW | Peak Hour Demand - Winter | 1465.985 | 1513 | 1512 | 1536 | 1560 | 1585 | 1610 | 1635 | 1661 | 1687 | 1713 | 1740
2013 | US | WECC | - | NORW | MW | Peak Hour Demand - Summer | 24615.61 | 25167.74 | 25679.89 | 25976.28 | 26207.1 | 26475.36 | 26751.8 | 26978.17 | 27376.1 | 27671.1 | 27945.99 | 28232.19
2013 | US | WECC | - | NORW | MW | Peak Hour Demand - Winter | 27297.9701 | 30637.88 | 30905.5 | 31148.7 | 31385.5 | 31672 | 31926.2 | 32154.2 | 32404.3 | 32667.5 | 32940.7 | 33241
2013 | US | WECC | - | ROCK | MW | Peak Hour Demand - Summer | 11666 | 11610 | 12270 | 12498 | 12698 | 12928 | 13155 | 13386 | 13579 | 13789 | 14000 | 14214
2013 | US | WECC | - | ROCK | MW | Peak Hour Demand - Winter | 10016 | 9780 | 10180 | 10385 | 10364 | 10761 | 10934 | 11105 | 11250 | 11420 | 11570 | 11721
2014 | US | FRCC | - | FRCC | MW | Peak Hour Demand - Summer | 44653 | 45759 | 46719 | 47615 | 48501 | 49147 | 49852 | 50554 | 51263 | 52049 | 52981 | 52981
2014 | US | FRCC | - | FRCC | MW | Peak Hour Demand - Winter | 38701 | 41094 | 44636 | 46415 | 47165 | 47692 | 48241 | 48769 | 49323 | 49934 | 50584 | 50584
2014 | US | MRO | - | MISO | MW | Peak Hour Demand - Summer | 121124.3 | 127247.5 | 128570.7 | 130100.6 | 131241.6 | 132376.1 | 133469.7 | 134509.3 | 135525.9 | 136459.5 | 137376.6 | 138432.8
2014 | US | MRO | - | MISO | MW | Peak Hour Demand - Winter | 109400 | 95064.5 | 102787.3 | 107352.4 | 108414.2 | 109505.6 | 110457.2 | 111359.8 | 112218.7 | 113052.6 | 113796.6 | 115031.2
2014 | CA | MRO | - | Manitoba Hydro | MW | Peak Hour Demand - Summer | 3406.321 | 3408 | 3434 | 3482.7455 | 3424.1186 | 3445.9317 | 3482.1031 | 3555.144 | 3610.0265 | 3654.547 | 3703.0382 | 3753.1979
2014 | CA | MRO | - | Manitoba Hydro | MW | Peak Hour Demand - Winter | 4744.678 | 4578 | 4624 | 4713.1434 | 4663.3256 | 4704.7079 | 4761.115 | 4854.4395 | 4931.4873 | 4997.0666 | 5065.9103 | 5135.8594
2014 | US | MRO | - | MAPP | MW | Peak Hour Demand - Summer | 4755.464 | 4852.2337 | 5027.7387 | 5373.8883 | 5499.6926 | 5689.647 | 5810.3167 | 5926.7463 | 6037.839 | 6145.1828 | 6256.5452 | 6426.7809
2014 | US | MRO | - | MAPP | MW | Peak Hour Demand - Winter | 5303.6558 | 5175.4009 | 5323.5007 | 5817.9952 | 5948.6734 | 6175.7237 | 6311.1381 | 6439.7613 | 6572.0489 | 6702.118 | 6831.6707 | 7008.7945
2014 | CA | MRO | - | SaskPower | MW | Peak Hour Demand - Summer | 3149 | 3204 | 3207.9859 | 3289.1551 | 3356.796 | 3468.6291 | 3568.7378 | 3593.0885 | 3633.6731 | 3676.9633 | 3712.1366 | 3734.6836
2014 | CA | MRO | - | SaskPower | MW | Peak Hour Demand - Winter | 3464 | 3567 | 3557 | 3647 | 3722 | 3846 | 3957 | 3984 | 4029 | 4077 | 4116 | 4141
2014 | CA | NPCC | - | Maritimes | MW | Peak Hour Demand - Summer | 3250 | 3396 | 3669.2 | 3529.0039 | 3497.0597 | 3480.8393 | 3455.3358 | 3444.3518 | 3424.7446 | 3420.8546 | 3417.9017 | 3420.6915
2014 | CA | NPCC | - | Maritimes | MW | Peak Hour Demand - Winter | 5528.2 | 5426.5 | 5477.6 | 5513.2466 | 5507.5195 | 5492.896 | 5465.6362 | 5434.2855 | 5421.1944 | 5419.6641 | 5424.7011 | 5426.7242
2014 | US | NPCC | - | New England | MW | Peak Hour Demand - Summer | 27379 | 26658 | 26930 | 27291 | 27521 | 27677 | 27782 | 27911 | 28028 | 28167 | 28298 | 28430
2014 | US | NPCC | - | New England | MW | Peak Hour Demand - Winter | 21448 | 21086 | 21086 | 21274 | 21238 | 21153 | 21062 | 20986 | 20918 | 20865 | 20822 | 20790
2014 | US | NPCC | - | New York | MW | Peak Hour Demand - Summer | 33955.8 | 33666 | 34066 | 34412 | 34766 | 35111 | 35454 | 35656 | 35890 | 36127 | 36369 | 36580
2014 | US | NPCC | - | New York | MW | Peak Hour Demand - Winter | 25737.6 | 24709 | 24737 | 24856 | 24906 | 24966 | 25104 | 25177 | 25252 | 25334 | 25427 | 25537
2014 | CA | NPCC | - | Ontario | MW | Peak Hour Demand - Summer | 24927 | 22948.69 | 22725.52 | 22534.9313 | 22344.3425 | 22301.433 | 22271.6275 | 22170.3732 | 22479.0481 | 22609.4306 | 22616.2899 | 22540.8599
2014 | CA | NPCC | - | Ontario | MW | Peak Hour Demand - Winter | 22774 | 22319.8106 | 22272.5 | 21900.6138 | 21528.7276 | 21592.4887 | 21577.5061 | 21535.3415 | 21646.1272 | 21541.2998 | 21508.1743 | 21627.9409
2014 | CA | NPCC | - | Quebec | MW | Peak Hour Demand - Summer | 21702 | 21233.546 | 24741.9229 | 21195.8023 | 21319.824 | 21334.8614 | 21471.0078 | 21672.5606 | 22109.9927 | 22273.9732 | 22421.0984 | 22557.143
2014 | CA | NPCC | - | Quebec | MW | Peak Hour Demand - Winter | 39031 | 37591.8935 | 37984.9684 | 38611.5179 | 38847.4239 | 39168.3708 | 39567.0796 | 40218.0577 | 40558.4846 | 40862.4846 | 41120.0804 | 41373.4846
2014 | US | RF | - | PJM | MW | Peak Hour Demand - Summer | 157509 | 157279 | 160259 | 162470 | 164195 | 165479 | 166900 | 168593 | 170027 | 171217 | 172542 | 173729
2014 | US | RF | - | PJM | MW | Peak Hour Demand - Winter | 140510 | 131719 | 133509 | 137308 | 138314 | 139213 | 139975 | 141369 | 142489 | 143481 | 144359 | 144913
2014 | US | SERC | - | SERC-E | MW | Peak Hour Demand - Summer | 39748 | 43547 | 44086 | 44768 | 45398 | 45992 | 46669 | 47289 | 47928 | 48579 | 49251 | 49943
2014 | US | SERC | - | SERC-E | MW | Peak Hour Demand - Winter | 36834 | 41368 | 41903 | 42560 | 42907 | 43476 | 44186 | 44858 | 45603 | 46300 | 46847 | 47557
2014 | US | SERC | - | SERC-N | MW | Peak Hour Demand - Summer | 39328 | 41798 | 42100 | 42571 | 42917 | 43298 | 43677 | 44018 | 44470 | 44908 | 45359 | 45797
2014 | US | SERC | - | SERC-N | MW | Peak Hour Demand - Winter | 35969 | 40376 | 40306 | 41022 | 41348 | 41639 | 41955 | 42419 | 42902 | 43322 | 43642 | 44263
2014 | US | SERC | - | SERC-SE | MW | Peak Hour Demand - Summer | 42734 | 46488 | 47116 | 48137 | 48931 | 49427 | 50124 | 51135 | 51563 | 52292 | 53046 | 53844
2014 | US | SERC | - | SERC-SE | MW | Peak Hour Demand - Winter | 37063 | 43485 | 44183 | 45292 | 45946 | 46332 | 46997 | 47635 | 48300 | 48996 | 49679 | 50399
2014 | US | SPP | - | SPP | MW | Peak Hour Demand - Summer | 47647.3996 | 49586.726 | 49710.304 | 50992.9956 | 51700.0571 | 52267.0308 | 52848.933 | 53454.3374 | 53999.1173 | 54817.3306 | 55437.5886 | 56990.7025
2014 | US | SPP | - | SPP | MW | Peak Hour Demand - Winter | 39167.6137 | 35771.862 | 36497.846 | 38122.6621 | 38548.5139 | 39181.123 | 39546.0489 | 40061.9009 | 40664.2472 | 41140.861 | 41639.0626 | 42063.5967
2014 | US | TRE | - | ERCOT | MW | Peak Hour Demand - Summer | 67244.5294 | 68095.6734 | 69056.8043 | 70014.4076 | 70871.0846 | 71805.8478 | 72859.1053 | 73783.8442 | 74709.7654 | 75631.0849 | 76550.4722 | 77470.5742
2014 | US | TRE | - | ERCOT | MW | Peak Hour Demand - Winter | 57256.3073 | 51966.5438 | 52837.006 | 53719.121 | 54579.312 | 55440.7278 | 56280.6432 | 57115.7777 | 57962.0193 | 58804.466 | 59642.616 | 60479.6487
2014 | US/MX | WECC | - | CAMX | MW | Peak Hour Demand - Summer | 52729.684 | 54537 | 57606 | 56767 | 57004 | 57245 | 57580 | 58003 | 58257 | 58542 | 58742 | 58930
2014 | US/MX | WECC | - | CAMX | MW | Peak Hour Demand - Winter | 38996.845 | 39910 | 40189 | 40227 | 40292 | 40432 | 40636 | 40946 | 41209 | 41424 | 41515 | 41564
2014 | US/CA | WECC | - | NWPP | MW | Peak Hour Demand - Summer | 67643.9754 | 66076.8 | 66283.1 | 67733 | 69233.3 | 70674.2 | 71799.1 | 72745.3 | 73585.5 | 74390 | 75363.5 | 76651.6
2014 | US/CA | WECC | - | NWPP | MW | Peak Hour Demand - Winter | 69913.7849 | 69491.8 | 70778.1 | 71785.9 | 73217.2 | 74430.3 | 75489.6 | 76481.9 | 77422 | 78319.5 | 79189 | 79912
2014 | US | WECC | - | RMRG | MW | Peak Hour Demand - Summer | 12071 | 11943 | 11217 | 10100 | 10239 | 10410 | 10558 | 10709 | 10843 | 10901 | 11046 | 11249
2014 | US | WECC | - | RMRG | MW | Peak Hour Demand - Winter | 10508 | 9892 | 10061 | 10205 | 10355 | 10466 | 10584 | 10724 | 10863 | 10994 | 11121 | 11251
2014 | US | WECC | - | SRSG | MW | Peak Hour Demand - Summer | 23040 | 23194.5 | 22635 | 22759.6 | 23282 | 23762.4 | 24335 | 24707.3 | 25112.8 | 25694.1 | 26193.2 | 26709.4
2014 | US | WECC | - | SRSG | MW | Peak Hour Demand - Winter | 14386 | 15398.7 | 15649.9 | 15862.4 | 16138.2 | 16443 | 16851.9 | 17189.5 | 17491.9 | 17813.6 | 18156.4 | 18438.8
2015 | US | FRCC | - | FRCC | MW | Peak Hour Demand - Summer | 46025 | 46452 | 47304 | 48097 | 48784 | 49498 | 50133 | 50756 | 51378 | 52074 | 52837 | 52837
2015 | US | FRCC | - | FRCC | MW | Peak Hour Demand - Winter | 42822 | 45600 | 46019 | 46412 | 46912 | 47381 | 47794 | 48199 | 48614 | 49089 | 49555 | 49555
2015 | US | MRO | - | MISO | MW | Peak Hour Demand - Summer | 113506.9 | 126256.8 | 128087.4 | 129780.4 | 130670 | 131813.9 | 132693.7 | 133462.7 | 134328 | 135254.7 | 136035.6 | 137726.9124
2015 | US | MRO | - | MISO | MW | Peak Hour Demand - Winter | 104713 | 103610.8 | 105407 | 105909.9 | 108135.1 | 109007.1 | 109586.8 | 110305.4 | 111042.1 | 111941.9 | 112618.3 | 113151
2015 | CA | MRO | - | Manitoba Hydro | MW | Peak Hour Demand - Summer | 3069.6 | 3144.2238 | 3388.3685 | 3443.0325 | 3354.9363 | 3390.0514 | 3430.162 | 3466.8142 | 3491.3642 | 3518.5636 | 3548.8288 | 3494.096
2015 | CA | MRO | - | Manitoba Hydro | MW | Peak Hour Demand - Winter | 4465.4 | 4659.1843 | 4678.6375 | 4745.8011 | 4656.2407 | 4694.1996 | 4724.0921 | 4752.5365 | 4782.747 | 4817.593 | 4857.0123 | 4870.8977
2015 | US | MRO | - | MAPP | MW | Peak Hour Demand - Summer | 4487.6352 | 4964.7653 | 5153.958 | 5445.9269 | 5549.0486 | 5743.0706 | 5837.781 | 5924.9973 | 6010.6495 | 6097.3316 | 6209.9169 | 6330.5361
2015 | US | MRO | - | MAPP | MW | Peak Hour Demand - Winter | 5294.0475 | 5567.9175 | 5731.5775 | 6047.7803 | 6179.672 | 6375.3526 | 6477.5326 | 6581.8432 | 6684.5106 | 6810.9767 | 6911.2739 | 7008.334
2015 | CA | MRO | - | SaskPower | MW | Peak Hour Demand - Summer | 3093 | 3207.9859 | 3286.4 | 3359.5017 | 3414.5163 | 3542.5833 | 3618.3411 | 3661.6314 | 3720.2535 | 3760.8381 | 3802.3246 | 3854.6336
2015 | CA | MRO | - | SaskPower | MW | Peak Hour Demand - Winter | 3534 | 3557 | 3644 | 3725 | 3786 | 3928 | 4012 | 4060 | 4125 | 4170 | 4216 | 4274
2015 | CA | NPCC | - | Maritimes | MW | Peak Hour Demand - Summer | 3147.8 | 3281.8 | 3286.8 | 3398.9 | 3418.2 | 3413.9 | 3408 | 3398.7 | 3385.1 | 3373.2 | 3343 | 3334.9
2015 | CA | NPCC | - | Maritimes | MW | Peak Hour Demand - Winter | 5425 | 5388.6 | 5400.4 | 5425.5 | 5417.4 | 5417.9 | 5400.9 | 5400.8 | 5372.9 | 5346.3 | 5293.7 | 5292.4
2015 | US | NPCC | - | New England | MW | Peak Hour Demand - Summer | 24443 | 26566 | 26835 | 26977 | 27178 | 27310 | 27400 | 27487 | 27599 | 27733 | 27876 | 28019
2015 | US | NPCC | - | New England | MW | Peak Hour Demand - Winter | 20556 | 21077 | 21268 | 21273 | 21109 | 21028 | 20951 | 20890 | 20847 | 20821 | 20805 | 20789
2015 | US | NPCC | - | New York | MW | Peak Hour Demand - Summer | 29782 | 33567 | 33636 | 33779 | 33882 | 34119 | 34309 | 34469 | 34639 | 34823 | 35010 | 35219
2015 | US | NPCC | - | New York | MW | Peak Hour Demand - Winter | 24648 | 24515 | 24524 | 24488 | 24463 | 24603 | 24757 | 24796 | 24843 | 24895 | 24951 | 25020
2015 | CA | NPCC | - | Ontario | MW | Peak Hour Demand - Summer | 21363 | 22888.49 | 22848.71 | 22819.259 | 22789.8081 | 22668.9316 | 22521.585 | 22479.0481 | 22759.8459 | 22976.4311 | 22919.9506 | 23135.112
2015 | CA | NPCC | - | Ontario | MW | Peak Hour Demand - Winter | 21814 | 22379.58 | 21960.8144 | 21542.0489 | 21422.5049 | 21306.9004 | 21242.0991 | 21089.9157 | 21250.793 | 21380.6165 | 21551.8305 | 21622.7204
2015 | CA | NPCC | - | Quebec | MW | Peak Hour Demand - Summer | 21112 | 20895.4008 | 20833.0318 | 20954.1929 | 21042.4539 | 21170.5635 | 21297.6342 | 21411.4303 | 21556.0753 | 21724.4553 | 21886.0983 | 22012.7525
2015 | CA | NPCC | - | Quebec | MW | Peak Hour Demand - Winter | 38743 | 38251.9651 | 38650.3225 | 38855.3432 | 39174.5743 | 39469.3179 | 39792.4554 | 40113.9721 | 40440.1949 | 40724.1053 | 40964.8996 | 41149.0606
2015 | US | RF | - | PJM | MW | Peak Hour Demand - Summer | 141677.933 | 155544 | 157912 | 159808 | 161128 | 162618 | 164443 | 165764 | 166902 | 168399 | 169706 | 171580
2015 | US | RF | - | PJM | MW | Peak Hour Demand - Winter | 143085.952 | 131721 | 133442 | 134770 | 135813 | 136788 | 138018 | 139319 | 140479 | 141516 | 142561 | 143610
2015 | US | SERC | - | SERC-E | MW | Peak Hour Demand - Summer | 40541 | 42825 | 43370 | 44006 | 44553 | 45191 | 45831 | 46503 | 47176 | 47868 | 48576 | 49279
2015 | US | SERC | - | SERC-E | MW | Peak Hour Demand - Winter | 47462 | 41922 | 42455 | 43083 | 43558 | 44007 | 44650 | 45214 | 45858 | 46484 | 46981 | 47764
2015 | US | SERC | - | SERC-N | MW | Peak Hour Demand - Summer | 38752 | 42097 | 42688 | 43226 | 43617 | 43746 | 44036 | 44394 | 44792 | 45201 | 45604 | 46029
2015 | US | SERC | - | SERC-N | MW | Peak Hour Demand - Winter | 44311 | 40989 | 41366 | 41710 | 41826 | 42015 | 42385 | 42831 | 43206 | 43497 | 43898 | 44322
2015 | US | SERC | - | SERC-SE | MW | Peak Hour Demand - Summer | 44573 | 46473 | 47173 | 48198 | 48689 | 49221 | 49768 | 50283 | 50849 | 51421 | 52114 | 52808
2015 | US | SERC | - | SERC-SE | MW | Peak Hour Demand - Winter | 46921 | 43973 | 44659 | 45101 | 45636 | 46119 | 46627 | 47111 | 47646 | 48213 | 48800 | 49450
2015 | US | SPP | - | SPP | MW | Peak Hour Demand - Summer | 46076.2335 | 48016.3891 | 48546.94 | 49527.4308 | 50073.6945 | 50540.0943 | 50850.3553 | 51312.2815 | 51987.2166 | 52507.1646 | 53043.6517 | 53584.2064
2015 | US | SPP | - | SPP | MW | Peak Hour Demand - Winter | 36927.093 | 36198.0307 | 35420.3374 | 38155.279 | 38257.0368 | 38391.9196 | 38861.0794 | 39206.5832 | 39747.6051 | 40092.6388 | 40540.9852 | 40957.3575
2015 | US | TRE | - | ERCOT | MW | Peak Hour Demand - Summer | 66453.6387 | 69056.8043 | 70014.4076 | 70871 | 71806 | 72859 | 73784 | 74710 | 75631 | 76550 | 77471 | 78384
2015 | US | TRE | - | ERCOT | MW | Peak Hour Demand - Winter | 56831.7803 | 53719.121 | 54579.312 | 55440.7278 | 56280.6432 | 57115.7777 | 57962.0193 | 58804.466 | 59642.616 | 60479.6487 | 61321.43 | 62152.03
2015 | US/MX | WECC | - | CAMX | MW | Peak Hour Demand - Summer | 52385 | 54751 | 54621 | 54895 | 55154 | 55435 | 55749 | 56035 | 56321 | 56511 | 56679 | 56774
2015 | US/MX | WECC | - | CAMX | MW | Peak Hour Demand - Winter | 37009 | 39101 | 39121 | 39178 | 39344 | 39525 | 39754 | 39983 | 40183 | 40314 | 40402 | 40482
2015 | CA | WECC | - | NWPP-CA | MW | Peak Hour Demand - Summer | 18552 | 19070 | 19770 | 20591 | 21309 | 22096 | 22602 | 23050 | 23412 | 23780 | 24143 | 24525
2015 | CA | WECC | - | NWPP-CA | MW | Peak Hour Demand - Winter | 21526 | 22791 | 23777 | 24568 | 25374 | 26263 | 26830 | 27326 | 27733 | 28147 | 28569 | 28996
2015 | US | WECC | - | NWPP-US | MW | Peak Hour Demand - Summer | 50957 | 49278.0001 | 50001 | 50417 | 50941 | 51387 | 51803 | 52172 | 52579.0001 | 52956 | 53367.0001 | 53795.9999
2015 | US | WECC | - | NWPP-US | MW | Peak Hour Demand - Winter | 46652 | 47429 | 47887 | 48419.9999 | 48757.9999 | 49070 | 49234 | 49572 | 50019.0001 | 50292.9999 | 50607.0001 | 50902
2015 | US | WECC | - | RMRG | MW | Peak Hour Demand - Summer | 12001 | 12447 | 12613 | 12738 | 12994 | 13253 | 13424 | 13706 | 14000 | 14329 | 14532 | 14800
2015 | US | WECC | - | RMRG | MW | Peak Hour Demand - Winter | 10875 | 10394 | 10495 | 10683 | 10753 | 10952 | 11161 | 11323 | 11577 | 11804 | 12048 | 12194
2015 | US | WECC | - | SRSG | MW | Peak Hour Demand - Summer | 23791 | 23548.9999 | 23773 | 23931.9999 | 24407 | 24894 | 25444 | 25902 | 26120 | 26595 | 27149 | 27764
2015 | US | WECC | - | SRSG | MW | Peak Hour Demand - Winter | 14912 | 15363 | 15388 | 15716 | 16074 | 16375 | 16622 | 16674 | 17019 | 17568 | 17970 | 17897
2016 | US | FRCC | - | FRCC | MW | Peak Hour Demand - Summer | 45938 | 47654 | 48125 | 48648 | 49266 | 49873 | 50461 | 50973 | 51514 | 52125 | 52803 | 52803
2016 | US | FRCC | - | FRCC | MW | Peak Hour Demand - Winter | 38283 | 45521 | 45962 | 46546 | 47035 | 47525 | 47993 | 48462 | 48942 | 49411 | 49911 | 49911
2016 | US | MRO | - | MISO | MW | Peak Hour Demand - Summer | 118325 | 125912.9 | 127640.9 | 128269.9 | 129367.3 | 130076.1 | 130728 | 131516.6 | 132261.2 | 132958.9 | 133581.4 | 134461.7
2016 | US | MRO | - | MISO | MW | Peak Hour Demand - Winter | 95920 | 103877.8 | 105217.6 | 105682.8 | 106801.8 | 107595 | 108131.1 | 108754.1 | 109532.3 | 110215.9 | 110880.5 | 111540.4
2016 | CA | MRO | - | Manitoba Hydro | MW | Peak Hour Demand - Summer | 3493.5 | 3302 | 3459 | 3371.2266 | 3355.7377 | 3447.3842 | 3473.1083 | 3497.0119 | 3520.2683 | 3545.2827 | 3486.354 | 3480.4083
2016 | CA | MRO | - | Manitoba Hydro | MW | Peak Hour Demand - Winter | 4476 | 4709 | 4826 | 4712.9655 | 4646.1862 | 4703.264 | 4685.2125 | 4710.1642 | 4742.7791 | 4780.7942 | 4792.5294 | 4821.1798
2016 | CA | MRO | - | SaskPower | MW | Peak Hour Demand - Summer | 3269 | 3308.7 | 3389.7 | 3422.8 | 3505.6 | 3525.7 | 3550.4 | 3603.5 | 3647.2 | 3684.3 | 3741.5 | 3785
2016 | CA | MRO | - | SaskPower | MW | Peak Hour Demand - Winter | 3432 | 3635.5 | 3724.4 | 3760.7 | 3851.8 | 3873.9 | 3901 | 3959.3 | 4007.4 | 4048.2 | 4111 | 4158.8
2016 | CA | NPCC | - | Maritimes | MW | Peak Hour Demand - Summer | 3269.8 | 3220.8 | 3256.3 | 3417.292 | 3442.5049 | 3434.339 | 3439.3944 | 3423.0713 | 3417.57 | 3407.7907 | 3388.0336 | 3368.199
2016 | CA | NPCC | - | Maritimes | MW | Peak Hour Demand - Winter | 5222.7 | 5560.2 | 5584.2 | 5608.1 | 5627 | 5622.7 | 5621.5 | 5607.5 | 5579.5 | 5551.6 | 5508.5 | 5518.3
2016 | US | NPCC | - | New England | MW | Peak Hour Demand - Summer | 24437 | 26704 | 26698 | 26765 | 26783 | 26789 | 26816 | 26870 | 26942 | 27026 | 27122 | 27218.341
2016 | US | NPCC | - | New England | MW | Peak Hour Demand - Winter | 19524 | 21340 | 21338 | 21183 | 21136 | 21029 | 20937 | 20865 | 20807 | 20758 | 20717 | 20676.081
2016 | US | NPCC | - | New York | MW | Peak Hour Demand - Summer | 31138 | 33360 | 33363 | 33404 | 33477 | 33501 | 33555 | 33650 | 33748 | 33833 | 33926 | 34056
2016 | US | NPCC | - | New York | MW | Peak Hour Demand - Winter | 23317 | 24445 | 24493 | 24557 | 24617 | 24670 | 24716 | 24790 | 24849 | 24922 | 24981 | 25069
2016 | CA | NPCC | - | Ontario | MW | Peak Hour Demand - Summer | 22516 | 22599.9414 | 22680.2164 | 22518.7737 | 22357.331 | 22192.4701 | 22479.0481 | 22255.2938 | 22189.8421 | 22194.4063 | 22326.0175 | 22265.4866
2016 | CA | NPCC | - | Ontario | MW | Peak Hour Demand - Winter | 20836 | 22201.3748 | 21854.4929 | 21507.611 | 21301.3444 | 21234.5409 | 21409.209 | 21312.4776 | 21397.0059 | 21286.1236 | 21280.0764 | 21302.2688
2016 | CA | NPCC | - | Quebec | MW | Peak Hour Demand - Summer | 20764 | 20523.3787 | 20526.5891 | 20654.3119 | 20794.5123 | 20933.0341 | 21005.5404 | 21115.9405 | 21219.5338 | 21317.7708 | 21411.4163 | 21513.4255
2016 | CA | NPCC | - | Quebec | MW | Peak Hour Demand - Winter | 37349 | 37869.9781 | 38149.826 | 38520.6631 | 38874.9063 | 39129.8271 | 39415.1154 | 39689.1269 | 39939.4246 | 40166.7281 | 40387.8876 | 40624.9375
2016 | US | RF | - | PJM | MW | Peak Hour Demand - Summer | 143633 | 152131 | 154149 | 155913 | 156958 | 156887 | 157358 | 157986 | 158975 | 159991 | 160947 | 161891
2016 | US | RF | - | PJM | MW | Peak Hour Demand - Winter | 129771 | 132482 | 134645 | 136079 | 136022 | 136402 | 137263 | 138010 | 139190 | 139962 | 140912 | 141987
2016 | US | SERC | - | SERC-E | MW | Peak Hour Demand - Summer | 42429 | 42755 | 43213 | 43999 | 44672 | 45440 | 46126 | 46774 | 47449 | 48053 | 48668 | 49309
2016 | US | SERC | - | SERC-E | MW | Peak Hour Demand - Winter | 41834 | 43018 | 43597 | 43712 | 44314 | 44886 | 45471 | 46038 | 46620 | 47250 | 47828 | 48449
2016 | US | SERC | - | SERC-N | MW | Peak Hour Demand - Summer | 39637 | 42148 | 42540 | 42955 | 43051 | 43419 | 43800 | 44184 | 44572 | 44954 | 45331 | 45690
2016 | US | SERC | - | SERC-N | MW | Peak Hour Demand - Winter | 40322 | 41699 | 42056 | 42432 | 42534 | 42895 | 43265 | 43642 | 44031 | 44408 | 44764 | 45127
2016 | US | SERC | - | SERC-SE | MW | Peak Hour Demand - Summer | 45676 | 47091 | 47762 | 48124 | 48507 | 48903 | 49325 | 49756 | 50281 | 50859 | 51461 | 52083
2016 | US | SERC | - | SERC-SE | MW | Peak Hour Demand - Winter | 40634 | 45647 | 45500 | 45689 | 46098 | 46522 | 46911 | 47300 | 47782 | 48309 | 48852 | 49417
2016 | US | SPP | - | SPP | MW | Peak Hour Demand - Summer | 48894.0035 | 51202.3976 | 51936.4678 | 52818.5555 | 53235.3542 | 53409.2647 | 53779.1651 | 54335.9192 | 54702.8789 | 55119.199 | 55581.1938 | 56048.0155
2016 | US | SPP | - | SPP | MW | Peak Hour Demand - Winter | 50846.9524 | 40618.2819 | 41379.0179 | 41075.9571 | 41445.3508 | 41840.4944 | 42303.3064 | 42616.0299 | 42954.3478 | 43239.1699 | 43730.461 | 44045.5917
2016 | US | TRE | - | ERCOT | MW | Peak Hour Demand - Summer | 69877.0467 | 70588 | 71416 | 72277 | 73663 | 74288 | 74966 | 75660 | 76350 | 77036 | 77732 | 78571.5056
2016 | US | TRE | - | ERCOT | MW | Peak Hour Demand - Winter | 49262.5579 | 58591 | 59597 | 60679 | 61845 | 62562 | 63299 | 64038 | 64790 | 65516 | 66236 | 67156.6804
2016 | CA | WECC | - | AB | MW | Peak Hour Demand - Summer | 10520 | 11170 | 11261 | 11549 | 11844 | 12121 | 12395 | 12624 | 12851 | 13053 | 13236 | 13414
2016 | CA | WECC | - | AB | MW | Peak Hour Demand - Winter | 10994 | 11937 | 12253 | 12261 | 12607 | 12942 | 13198 | 13460 | 13705 | 13910 | 14114 | 14304
2016 | CA | WECC | - | BC | MW | Peak Hour Demand - Summer | 8281 | 8253 | 8484 | 8462 | 8847 | 8996 | 9031 | 9042 | 9130 | 9366 | 9486 | 9618
2016 | CA | WECC | - | BC | MW | Peak Hour Demand - Winter | 10482 | 11249 | 11532 | 11740 | 11993 | 12140 | 12242 | 12401 | 12524 | 12690 | 12853 | 13040
2016 | US/MX | WECC | - | CAMX | MW | Peak Hour Demand - Summer | 55546 | 54497 | 54774 | 54554 | 54335 | 54221 | 54162 | 54287 | 54301 | 54260 | 54129 | 54005
2016 | US/MX | WECC | - | CAMX | MW | Peak Hour Demand - Winter | 37036 | 39528 | 39529 | 39331 | 39174 | 39121 | 39120 | 39224 | 39242 | 39191 | 39120 | 39018
2016 | US | WECC | - | NWPP-US | MW | Peak Hour Demand - Summer | 51291 | 49420 | 50013 | 50438 | 50851 | 51319 | 51693 | 52119 | 52479 | 52869 | 53439 | 53294
2016 | US | WECC | - | NWPP-US | MW | Peak Hour Demand - Winter | 42996 | 46922 | 47822 | 48153 | 48470 | 48640 | 48918 | 49410 | 49696 | 49923 | 50268 | 50263
2016 | US | WECC | - | RMRG | MW | Peak Hour Demand - Summer | 11835 | 12195 | 12392 | 12530 | 12759 | 12947 | 13194 | 13375 | 13552 | 13739 | 13910 | 14094
2016 | US | WECC | - | RMRG | MW | Peak Hour Demand - Winter | 10218 | 10311 | 10451 | 10597 | 10842 | 11099 | 11256 | 11425 | 11595 | 11782 | 11942 | 12119
2016 | US | WECC | - | SRSG | MW | Peak Hour Demand - Summer | 23467 | 23219 | 23207 | 23534 | 24023 | 24479 | 24978 | 25319 | 25766 | 26211 | 26871 | 27424
2016 | US | WECC | - | SRSG | MW | Peak Hour Demand - Winter | 15913 | 14737 | 14925 | 15142 | 15469 | 15654 | 15981 | 16346 | 16627 | 16889 | 17204 | 17519
2017 | US | FRCC | - | FRCC | MW | Peak Hour Demand - Summer | 47746 | 47508 | 48042 | 48587 | 48947 | 49498 | 49984 | 50600 | 51264 | 51893 | 52525 | 52525
2017 | US | FRCC | - | FRCC | MW | Peak Hour Demand - Winter | 36770 | 44836 | 45350 | 45769 | 46270 | 46659 | 47096 | 47535 | 47933 | 48356 | 48801 | 48801
2017 | US | MRO | - | MISO | MW | Peak Hour Demand - Summer | 119506 | 125000.3 | 125568.1 | 126543.6 | 127022.4 | 127645.6 | 128287.1 | 128897.1 | 129409.4 | 129109 | 128912.5 | 128716
2017 | US | MRO | - | MISO | MW | Peak Hour Demand - Winter | 99054 | 103730.7 | 104294.6 | 105682.8 | 106801.8 | 107595 | 108131.1 | 108754.1 | 109532.3 | 110215.9 | 110880.5 | 111540.4
2017 | CA | MRO | - | Manitoba Hydro | MW | Peak Hour Demand - Summer | 3445.93 | 3331.2 | 3483 | 3394 | 3436 | 3467 | 3489 | 3514 | 3538 | 3473 | 3485 | 3463
2017 | CA | MRO | - | Manitoba Hydro | MW | Peak Hour Demand - Winter | 4814.685 | 4612.4899 | 4760 | 4642 | 4681 | 4706 | 4739 | 4777 | 4817 | 4840 | 4867 | 4897
2017 | CA | MRO | - | SaskPower | MW | Peak Hour Demand - Summer | 3270 | 3373 | 3426 | 3454 | 3511 | 3545 | 3594 | 3626 | 3636 | 3674 | 3699 | 3717
2017 | CA | MRO | - | SaskPower | MW | Peak Hour Demand - Winter | 3747 | 3726 | 3784 | 3815 | 3878 | 3915 | 3969 | 4005 | 4016 | 4058 | 4086 | 4106
2017 | CA | NPCC | - | Maritimes | MW | Peak Hour Demand - Summer | 3196.6 | 3195.2 | 3201.485 | 3345.984 | 3391.5888 | 3386.3147 | 3382.6619 | 3380.7055 | 3373.9737 | 3357.0666 | 3367.9846 | 3373.7279
2017 | CA | NPCC | - | Maritimes | MW | Peak Hour Demand - Winter | 5488.6 | 5555.05 | 5565 | 5559.1904 | 5571.3899 | 5572.409 | 5565.0488 | 5538.0781 | 5508.8548 | 5463.6541 | 5483.7403 | 5492.5364
2017 | US | NPCC | - | New England | MW | Peak Hour Demand - Summer | 25596 | 26482 | 26458 | 26409 | 26298 | 26213 | 26167 | 26155 | 26176 | 26228 | 26310 | 26392
2017 | US | NPCC | - | New England | MW | Peak Hour Demand - Winter | 19581 | 21197 | 21009 | 20947 | 20648 | 20451 | 20293 | 20164 | 20063 | 19984 | 19932 | 19880
2017 | US | NPCC | - | New York | MW | Peak Hour Demand - Summer | 32075.5 | 33178 | 33078 | 33035 | 32993 | 33009 | 33034 | 33096 | 33152 | 33232 | 33324 | 33398
2017 | US | NPCC | - | New York | MW | Peak Hour Demand - Winter | 24164 | 24365 | 24294 | 24207 | 24090 | 24043 | 24023 | 24008 | 24007 | 24001 | 24001 | 24000
2017 | CA | NPCC | - | Ontario | MW | Peak Hour Demand - Summer | 23100 | 22492.73 | 22380.87 | 22294.9302 | 22208.9904 | 22100.5032 | 22016.2958 | 22057.7779 | 22177.1425 | 22228.7653 | 22214.4887 | 22185.1457
2017 | CA | NPCC | - | Ontario | MW | Peak Hour Demand - Winter | 20688 | 21726.72 | 21557.5603 | 21388.4006 | 21276.3912 | 21138.5293 | 21244.7697 | 21195.4291 | 21171.7394 | 21180.7583 | 21200.025 | 21125.6666
2017 | CA | NPCC | - | Quebec | MW | Peak Hour Demand - Summer | 21187 | 20610.2281 | 20534.2551 | 20591.1737 | 20681.8559 | 20830.2012 | 20977.1912 | 21070.9112 | 21170.8112 | 21246.8512 | 21319.5112 | 21400.1612
2017 | CA | NPCC | - | Quebec | MW | Peak Hour Demand - Winter | 36797 | 37921.1297 | 38183.8353 | 38414.3309 | 38744.2776 | 39113.4475 | 39378.8328 | 39640.0397 | 39873.8135 | 40088.0185 | 40287.1184 | 40476.9324
2017 | US | RF | - | PJM | MW | Peak Hour Demand - Summer | 152177 | 152999 | 153951 | 154278 | 153684 | 153384 | 153425 | 153722 | 154142 | 154572 | 155148 | 155773
2017 | US | RF | - | PJM | MW | Peak Hour Demand - Winter | 131021 | 132652 | 133394 | 132942 | 132883 | 133050 | 133239 | 133842 | 133797 | 134342 | 134915 | 135667
2017 | US | SERC | - | SERC-E | MW | Peak Hour Demand - Summer | 43231 | 44408 | 44967 | 45467 | 46071 | 46827 | 47444 | 48145 | 48847 | 49669 | 50316 | 50966
2017 | US | SERC | - | SERC-E | MW | Peak Hour Demand - Winter | 37635 | 45189 | 45636 | 46108 | 46705 | 47171 | 47835 | 48462 | 49280 | 49917 | 50538 | 51157
2017 | US | SERC | - | SERC-N | MW | Peak Hour Demand - Summer | 40494 | 41978 | 42208 | 42861 | 42992 | 43055 | 43152 | 43259 | 43301 | 43381 | 43571 | 43673
2017 | US | SERC | - | SERC-N | MW | Peak Hour Demand - Winter | 36284 | 41051 | 41516 | 41746 | 41817 | 41996 | 42075 | 42246 | 42343 | 42469 | 42618 | 42887
2017 | US | SERC | - | SERC-SE | MW | Peak Hour Demand - Summer | 45260 | 46423 | 46453 | 46801 | 47505 | 47843 | 48188 | 48545 | 48789 | 49269 | 49720 | 50232
2017 | US | SERC | - | SERC-SE | MW | Peak Hour Demand - Winter | 35897 | 44805 | 44315 | 44537 | 44821 | 45143 | 45472 | 45772 | 46137 | 46548 | 46988 | 47435
2017 | US | SPP | - | SPP | MW | Peak Hour Demand - Summer | 51882.931 | 52403.4784 | 52553.7458 | 53318.8692 | 53361.0731 | 53642.68 | 53981.3899 | 54179.2031 | 54409.1197 | 54729.2398 | 54929.2609 | 55250.283
2017 | US | SPP | - | SPP | MW | Peak Hour Demand - Winter | 41533.675 | 41215.1771 | 40923.0971 | 41248.5908 | 41818.3177 | 41971.3468 | 41957.578 | 42588.3115 | 42682.5473 | 43031.6854 | 43208.1251 | 44043.8664
2017 | US | TRE | - | ERCOT | MW | Peak Hour Demand - Summer | 71110.1039 | 72933.5504 | 74149.3873 | 75588.3302 | 76510.2932 | 77417.2496 | 78377.2801 | 79347.6336 | 80315.2207 | 81260.6643 | 82285.7788 | 83931.4943
2017 | US | TRE | - | ERCOT | MW | Peak Hour Demand - Winter | 59649.9652 | 55003.0884 | 56043.4754 | 56043.4754 | 56836.1389 | 57382.7001 | 57939.4894 | 58509.4652 | 59083.3191 | 59639.8389 | 60207.077 | 61411.2186
2017 | CA | WECC | - | AB | MW | Peak Hour Demand - Summer | 10211 | 11261 | 11594 | 11912 | 12188 | 12424 | 12623 | 12709 | 13086 | 13268 | 13393 | 13575
2017 | CA | WECC | - | AB | MW | Peak Hour Demand - Winter | 11455 | 12253 | 12581 | 12599 | 12932 | 13188 | 13457 | 13700 | 13903 | 14102 | 14298 | 14516
2017 | CA | WECC | - | BC | MW | Peak Hour Demand - Summer | 8088 | 8282 | 8352 | 8393 | 8481 | 8643 | 8660 | 8964 | 9157 | 9283 | 9406 | 9561
2017 | CA | WECC | - | BC | MW | Peak Hour Demand - Winter | 11008 | 11220 | 11315 | 11456 | 11599 | 11748 | 11942 | 12160 | 12323 | 12497 | 12665 | 12880
2017 | US/MX | WECC | - | CAMX | MW | Peak Hour Demand - Summer | 54218 | 55498 | 54112 | 53026 | 55192 | 55578 | 54979 | 54513 | 53205 | 53521 | 55148 | 55445
2017 | US/MX | WECC | - | CAMX | MW | Peak Hour Demand - Winter | 36855 | 39786 | 39494 | 39315 | 39278 | 39285 | 39471 | 39540 | 39539 | 39500 | 39458 | 39396
2017 | US | WECC | - | NWPP-US | MW | Peak Hour Demand - Summer | 50591 | 49459 | 49902 | 50210 | 50517 | 50875 | 51308 | 51356 | 51680 | 52025 | 52384 | 52768
2017 | US | WECC | - | NWPP-US | MW | Peak Hour Demand - Winter | 48230 | 46760 | 47437 | 47629 | 47794 | 48112 | 48299 | 48533 | 48720 | 48960 | 49242 | 49499
2017 | US | WECC | - | RMRG | MW | Peak Hour Demand - Summer | 12314 | 12361 | 12528 | 12678 | 12812 | 13052 | 13208 | 13451 | 13631 | 13803 | 13985 | 14168
2017 | US | WECC | - | RMRG | MW | Peak Hour Demand - Winter | 10620 | 10418 | 10579 | 10726 | 10907 | 11057 | 11311 | 11500 | 11651 | 11811 | 11979 | 12154
2017 | US | WECC | - | SRSG | MW | Peak Hour Demand - Summer | 23764 | 23357 | 23883 | 24227 | 24534 | 24978 | 25664 | 26239 | 26643 | 27267 | 27771 | 28238
2017 | US | WECC | - | SRSG | MW | Peak Hour Demand - Winter | 14125 | 15193 | 15594 | 15891 | 1612 | 16472 | 16883 | 17232 | 17522 | 17875 | 18190 | 18489
2018 | US | FRCC | - | FRCC | MW | Peak Hour Demand - Summer | 46680 | 47505 | 48264 | 48739 | 49340 | 49852 | 50374 | 51016 | 51585 | 52205 | 52842 | 52842
2018 | US | FRCC | - | FRCC | MW | Peak Hour Demand - Winter | 44167 | 44190 | 44667 | 45292 | 45781 | 46262 | 46814 | 47247 | 47829 | 48375 | 48931 | 48931
2018 | US | MRO | - | MISO | MW | Peak Hour Demand - Summer | 119413 | 124817.1 | 125284.3 | 125293.0604 | 125636.2389 | 125993.879 | 126414.1227 | 126778.8034 | 127279.4424 | 127619.6715 | 128216.9752 | 128115.9752
2018 | US | MRO | - | MISO | MW | Peak Hour Demand - Winter | 104535 | 103180.8 | 103706.7 | 104233.4751 | 104624.804 | 105132.0751 | 105719.7391 | 106046.5811 | 106234.6758 | 106648.0433 | 107042.9175 | 107846.9175
2018 | CA | MRO | - | Manitoba Hydro | MW | Peak Hour Demand - Summer | 3418.1 | 3278 | 3404.3 | 3389.5 | 3359.3 | 3339.8 | 3310.9 | 3291 | 3190.3 | 3191.8 | 3194.9 | 3215.1
2018 | CA | MRO | - | Manitoba Hydro | MW | Peak Hour Demand - Winter | 4729 | 4387.5 | 4523.9 | 4481.8 | 4406.9 | 4370 | 4336.4 | 4316.6 | 4293.4 | 4301.8 | 4318 | 4356.8
2018 | CA | MRO | - | SaskPower | MW | Peak Hour Demand - Summer | 3470 | 3479 | 3552.2 | 3596.6 | 3620.5 | 3650.5 | 3678 | 3696.9 | 3743.4 | 3774.7 | 3807.7 | 3830.2
2018 | CA | MRO | - | SaskPower | MW | Peak Hour Demand - Winter | 3792 | 3842.63 | 3923.5 | 3972.5 | 3998.4 | 4032.1 | 4062.4 | 4083.3 | 4134.6 | 4169.2 | 4205.7 | 4230.6
2018 | CA | NPCC | - | Maritimes | MW | Peak Hour Demand - Summer | 3155.4 | 3222.8 | 3204.052 | 3395.4 | 3374.34 | 3359.5288 | 3344.6674 | 3328.1567 | 3321.6979 | 3315.1918 | 3312.8397 | 3307.8424
2018 | CA | NPCC | - | Maritimes | MW | Peak Hour Demand - Winter | 5412.2 | 5574.714 | 5594.8803 | 5603.1 | 5583.38 | 5545.1738 | 5508.2815 | 5480.4034 | 5453.9394 | 5444.5898 | 5433.9547 | 5428.7342
2018 | US | NPCC | - | New England | MW | Peak Hour Demand - Summer | 23868 | 25728 | 25511 | 25297.5372 | 25135.9113 | 25020.7963 | 24941.6196 | 24888.5434 | 24863.8401 | 24873.738 | 24911.9609 | 24950.2427
2018 | US | NPCC | - | New England | MW | Peak Hour Demand - Winter | 20599 | 20357 | 20272 | 20011.9295 | 19808.3553 | 19642.4456 | 19505.2202 | 19379.5079 | 19271.0817 | 19190.3418 | 19132.8914 | 19075.613
2018 | US | NPCC | - | New York | MW | Peak Hour Demand - Summer | 29699.4 | 32904 | 32857 | 32629 | 32451 | 32339 | 32284 | 32276 | 32299 | 32343 | 32403 | 32469
2018 | US | NPCC | - | New York | MW | Peak Hour Demand - Winter | 25080.5 | 24269 | 24135 | 23948 | 23817 | 23751 | 23730 | 23728 | 23742 | 23762 | 23786 | 23812
2018 | CA | NPCC | - | Ontario | MW | Peak Hour Demand - Summer | 21168 | 22076.0001 | 22016.0001 | 22085.4819 | 22154.9638 | 22097.816 | 22138.9293 | 22250.5733 | 22302.2069 | 22145.5234 | 22262.908 | 22262.9617
2018 | CA | NPCC | - | Ontario | MW | Peak Hour Demand - Winter | 20906 | 21328.0001 | 21317 | 21305.1781 | 21165.0214 | 21273.3651 | 21224.1538 | 21202.522 | 21209.2999 | 21229.6302 | 21160.4958 | 21403
2018 | CA | NPCC | - | Quebec | MW | Peak Hour Demand - Summer | 20633 | 20503.1105 | 21091.4757 | 21227.1254 | 21409.6648 | 21555.9712 | 21626.3885 | 21702.5811 | 21776.3743 | 21840.2163 | 21906.6561 | 21976.6315
2018 | CA | NPCC | - | Quebec | MW | Peak Hour Demand - Winter | 38410 | 38460.7037 | 38782.4347 | 39057.2441 | 39427.2716 | 39736.6799 | 40016.4134 | 40287.5389 | 40560.5092 | 40816.7464 | 41059.1635 | 41310.5508
2018 | US | RF | - | PJM | MW | Peak Hour Demand - Summer | 145637.464 | 152108 | 152479 | 151962 | 152363 | 152887 | 153632 | 154245 | 154941 | 155724 | 156605 | 157635
2018 | US | RF | - | PJM | MW | Peak Hour Demand - Winter | 137465 | 132357 | 132039 | 132401 | 133117 | 133802 | 134435 | 134694 | 135341 | 135926 | 136702 | 137199
2018 | US | SERC | - | SERC-E | MW | Peak Hour Demand - Summer | 41841 | 42620 | 42684 | 43162 | 43523 | 43902 | 44227 | 44632 | 45010 | 45445 | 45876 | 46375
2018 | US | SERC | - | SERC-E | MW | Peak Hour Demand - Winter | 46911 | 43284 | 43583 | 43857 | 44209 | 44548 | 45051 | 45442 | 45883 | 46386 | 46883 | 47391
2018 | US | SERC | - | SERC-N | MW | Peak Hour Demand - Summer | 41048 | 41454 | 41526 | 41730 | 41784 | 41851 | 42001 | 42025 | 42143 | 42414 | 42486 | 42547
2018 | US | SERC | - | SERC-N | MW | Peak Hour Demand - Winter | 44559 | 41274 | 41335 | 41421 | 41482 | 41468 | 41579 | 41617 | 41653 | 41785 | 42001 | 42151
2018 | US | SERC | - | SERC-SE | MW | Peak Hour Demand - Summer | 44227 | 47370 | 47896 | 48085 | 48260 | 48508 | 48765 | 49039 | 49304 | 49980 | 49080 | 48712
2018 | US | SERC | - | SERC-SE | MW | Peak Hour Demand - Winter | 44702 | 45042 | 45497 | 45700 | 45960 | 46142 | 46335 | 46602 | 46874 | 46464 | 46484 | 47003
2018 | US | SPP | - | SPP | MW | Peak Hour Demand - Summer | 51824.8793 | 52056 | 52695 | 52941 | 53295.0301 | 54062.4561 | 54350.5275 | 54562.1217 | 54837.09 | 55114.403 | 55408.4743 | 55758
2018 | US | SPP | - | SPP | MW | Peak Hour Demand - Winter | 40236.0271 | 40509.7793 | 40653.8835 | 41248.5908 | 41193 | 41607.3996 | 41841.9193 | 42550.585 | 42675.9058 | 42881.8524 | 43228.8602 | 43484.2285
2018 | US | TRE | - | ERCOT | MW | Peak Hour Demand - Summer | 69512.1546 | 72756 | 74202.654 | 75878.5907 | 77595.0519 | 79026.7677 | 80430.5515 | 81673.0179 | 82849.5316 | 84178.6219 | 85511.2776 | 86849.8046
2018 | US | TRE | - | ERCOT | MW | Peak Hour Demand - Winter | 65914.6978 | 58229.1783 | 59004.3521 | 59991.0894 | 61097.4507 | 62006.9683 | 62856.9839 | 63615.8866 | 64410.9523 | 65268.2054 | 66119.5135 | 66971.3072
2018 | CA | WECC | - | AB | MW | Peak Hour Demand - Summer | 10852 | 10941.23 | 11111.44 | 11213 | 11328 | 11434 | 11483 | 11574 | 11687 | 11795 | 11920 | 12044
2018 | CA | WECC | - | AB | MW | Peak Hour Demand - Winter | 11473 | 11737.4 | 11938.67 | 12018 | 12144 | 12260 | 12321 | 12428 | 12557 | 12678 | 12814 | 12945
2018 | CA | WECC | - | BC | MW | Peak Hour Demand - Summer | 8412 | 8382.4 | 8411.2691 | 8502 | 8686 | 8828 | 8987 | 9178 | 9301 | 9420 | 9574 | 9715
2018 | CA | WECC | - | BC | MW | Peak Hour Demand - Winter | 10541 | 11374.463 | 11468.1067 | 11616 | 11797 | 11972 | 12186 | 12346 | 12516 | 12682 | 12894 | 13088
2018 | US/MX | WECC | - | CAMX | MW | Peak Hour Demand - Summer | 55120 | 55120.2689 | 55108.7166 | 51091 | 51219 | 51476 | 51127 | 52373 | 52510 | 52306 | 52397 | 52571
2018 | US/MX | WECC | - | CAMX | MW | Peak Hour Demand - Winter | 36314.7115 | 39541.8412 | 39614.804 | 39413 | 39736 | 40256 | 40087 | 41477 | 41719 | 41660 | 41754 | 41794
2018 | US | WECC | - | NWPP-US | MW | Peak Hour Demand - Summer | 49234.5406 | 47045.6415 | 47642.816 | 50003 | 50434 | 50625 | 51085 | 51405 | 51717 | 51999 | 52364 | 52628
2018 | US | WECC | - | NWPP-US | MW | Peak Hour Demand - Winter | 49234.5406 | 47642.816 | 47737.3874 | 46810 | 47105 | 47380 | 47551 | 47798 | 47999 | 48187 | 48417 | 48652
2018 | US | WECC | - | RMRG | MW | Peak Hour Demand - Summer | 12338.9957 | 12065.911 | 12182.3762 | 12925 | 13094 | 13239 | 13489 | 13655 | 13835 | 13980 | 14129 | 14308
2018 | US | WECC | - | RMRG | MW | Peak Hour Demand - Winter | 10013.2195 | 10206.7216 | 10355.3213 | 10809 | 10964 | 11101 | 11383 | 11529 | 11672 | 11819 | 11967 | 12136
2018 | US | WECC | - | SRSG | MW | Peak Hour Demand - Summer | 25046.4188 | 24050.2468 | 24286.3979 | 24484 | 24854 | 25408 | 25898 | 26344 | 26836 | 27207 | 27659 | 28014
2018 | US | WECC | - | SRSG | MW | Peak Hour Demand - Winter | 14089.0635 | 15647.4702 | 15917.3 | 15943 | 16264 | 16577 | 16854 | 17115 | 17433 | 17767 | 18023 | 18259
2019 | US | SPP-RE | - | SPP | MW | Peak Hour Demand - Summer | 53031.811 | 53217.66 | 53478.396 | 54161.078 | 54534.969 | 54884.993 | 55177.786 | 55427.851 | 55647.618 | 55903.355 | 56179.209 | 56464.65
2019 | US | SPP-RE | - | SPP | MW | Peak Hour Demand - Winter | 42169 | 42399.03 | 43495.955 | 43472.312 | 43882.962 | 44253.766 | 44527.516 | 44756.455 | 45055.831 | 45291.242 | 45259.397 | 45812.721
2019 | US | TRE-ERCOT | - | TRE-ERCOT | MW | Peak Hour Demand - Summer | 73473.0281 | 74853.2073 | 76845.4656 | 78823.7416 | 80589.5979 | 82506.3718 | 84121.46 | 85732.0628 | 87345.3083 | 88912.6439 | 90425.6994 | 91914.1789
2019 | US | TRE-ERCOT | - | TRE-ERCOT | MW | Peak Hour Demand - Winter | 54693.0216 | 61149.762 | 62782.2869 | 64448.5253 | 66101.9584 | 67895.605 | 69406.808 | 70949.1549 | 72476.6045 | 73951.4911 | 75394.4419 | 76865.5477
2019 | CA | MRO | - | MRO-Manitoba Hydro | MW | Peak Hour Demand - Summer | 3390.735 | 3224.4522 | 3240.3043 | 3245.7193 | 3281.148 | 3302.33 | 3476.8681 | 3406.897 | 3419.1717 | 3415.6747 | 3417.0263 | 3425.0931
2019 | CA | MRO | - | MRO-Manitoba Hydro | MW | Peak Hour Demand - Winter | 4908.193 | 4505.4163 | 4517.7823 | 4503.0282 | 4534.758 | 4568.8604 | 4757.4705 | 4776.2662 | 4803.9814 | 4816.7652 | 4837.6309 | 4868.2247
2019 | CA | NPCC | - | NPCC-Maritimes | MW | Peak Hour Demand - Summer | 3250.4 | 3367.3 | 3358.2 | 3496.4075 | 3514.08 | 3483.5554 | 3456.0336 | 3440.8319 | 3439.0302 | 3431.2285 | 3434.8267 | 3416.925
2019 | CA | NPCC | - | NPCC-Maritimes | MW | Peak Hour Demand - Winter | 5424.8 | 5684.2 | 5644.3 | 5673.3143 | 5664.419 | 5611.3267 | 5576.4375 | 5541.1348 | 5517.4322 | 5516.5457 | 5501.043 | 5481.3404
2019 | US | MRO | - | MRO-MISO | MW | Peak Hour Demand - Summer | 121232.73 | 124321.0813 | 124808.5438 | 125664.2196 | 125818.4179 | 125984.0418 | 126121.6297 | 126307.0325 | 126322.3947 | 126658.1553 | 127012.9266 | 127012.9266
2019 | US | MRO | - | MRO-MISO | MW | Peak Hour Demand - Winter | 100603.21 | 103754.5233 | 104257.252 | 104862.4275 | 105100.83 | 105414.7954 | 105692.1795 | 105776.2877 | 106040.0378 | 106524.1398 | 106833.7846 | 106833.7846
2019 | CA | MRO | - | MRO-SaskPower | MW | Peak Hour Demand - Summer | 3524 | 3416 | 3455 | 3486 | 3524 | 3545 | 3565 | 3530 | 3553 | 3569 | 3589 | 3621
2019 | CA | MRO | - | MRO-SaskPower | MW | Peak Hour Demand - Winter | 3723 | 3803 | 3846 | 3881 | 3923 | 3946 | 3968 | 3930 | 3955 | 3973 | 3995 | 4031
2019 | US | NPCC | - | NPCC-New England | MW | Peak Hour Demand - Summer | 26024 | 25323 | 25025 | 24793 | 24620 | 24479 | 24383 | 24329 | 24315 | 24341 | 24408 | 24476
2019 | US | NPCC | - | NPCC-New England | MW | Peak Hour Demand - Winter | 20740 | 20476 | 20215 | 19997 | 19808 | 19654 | 19528 | 19436 | 19380 | 19360 | 19368 | 19376
2019 | US | NPCC | - | NPCC-New York | MW | Peak Hour Demand - Summer | 31860.9 | 32382 | 32202 | 32063 | 31971 | 31700 | 31522 | 31387 | 31246 | 31121 | 31068 | 31115
2019 | US | NPCC | - | NPCC-New York | MW | Peak Hour Demand - Winter | 24727.6 | 24123 | 23745 | 23457 | 23415 | 23381 | 23340 | 23297 | 23281 | 23307 | 23436 | 23550
2019 | CA | NPCC | - | NPCC-Ontario | MW | Peak Hour Demand - Summer | 23046 | 22061 | 22094 | 22371.5314 | 22649.0628 | 22818.886 | 23127.7842 | 23307.4046 | 23195.4242 | 23289.4405 | 23722.5334 | 24186.0314
2019 | CA | NPCC | - | NPCC-Ontario | MW | Peak Hour Demand - Winter | 21525 | 21106 | 21185.1038 | 21264.2077 | 21280.7643 | 21314.1912 | 21643.8977 | 21654.8216 | 21812.8574 | 22042.7229 | 22157.1314 | 22432.4044
2019 | CA | NPCC | - | NPCC-Quebec | MW | Peak Hour Demand - Summer | 21493 | 20897.0226 | 21757.6502 | 22320.0671 | 22589.5565 | 22644.4479 | 22685.9237 | 22679.8505 | 22445.8125 | 22376.9355 | 22403.8521 | 22412.5133
2019 | CA | NPCC | - | NPCC-Quebec | MW | Peak Hour Demand - Winter | 38364 | 38665.4577 | 39657.0285 | 40359.3815 | 40704.1096 | 40888.7694 | 41129.5242 | 41283.6267 | 41208.5102 | 41432.0578 | 41667.2838 | 41866.9472
2019 | US | RF | - | PJM | MW | Peak Hour Demand - Summer | 150670 | 151358 | 150870 | 151547 | 152253 | 152854 | 153435 | 153988 | 154494 | 155107 | 155891 | 156689
2019 | US | RF | - | PJM | MW | Peak Hour Demand - Winter | 138069 | 131148 | 131660 | 132669 | 133258 | 133882 | 134091 | 134597 | 135136 | 135826 | 136178 | 136878
2019 | US | SERC | - | SERC-C | MW | Peak Hour Demand - Summer | 39801 | 40781 | 40761 | 41104 | 41380 | 41533 | 41609 | 41690 | 41636 | 41761 | 41903 | 42072
2019 | US | SERC | - | SERC-C | MW | Peak Hour Demand - Winter | 39158 | 40907 | 41076 | 41327 | 41593 | 41724 | 41868 | 41861 | 42008 | 42221 | 42410 | 42576
2019 | US | SERC | - | SERC-E | MW | Peak Hour Demand - Summer | 42372 | 43704 | 43852 | 43991 | 44205 | 44460 | 44733 | 45063 | 45478 | 45838 | 46318 | 46771
2019 | US | SERC | - | SERC-E | MW | Peak Hour Demand - Winter | 41485 | 45334 | 45119 | 45327 | 45461 | 45811 | 46056 | 46402 | 46791 | 47210 | 47674 | 48052
2019 | US | SERC | - | SERC-SE | MW | Peak Hour Demand - Summer | 44033 | 47311 | 47655 | 48040 | 48169 | 48246 | 48514 | 48750 | 48302 | 47401 | 47536 | 48011
2019 | US | SERC | - | SERC-SE | MW | Peak Hour Demand - Winter | 41135 | 45863 | 46320 | 46488 | 46583 | 46802 | 47085 | 46642 | 46371 | 46471 | 46964 | 47462
2019 | CA | WECC | - | WECC-AB | MW | Peak Hour Demand - Summer | 11169 | 11111.44 | 11212.9529 | 11260 | 11178 | 11043 | 11291 | 11399 | 11500 | 11848 | 11573 | 11776
2019 | CA | WECC | - | WECC-AB | MW | Peak Hour Demand - Winter | 11184.0461 | 11938.67 | 12018.0541 | 11707 | 12144 | 12260 | 12321 | 12113 | 12231 | 12345 | 12814 | 12945
2019 | CA | WECC | - | WECC-BC | MW | Peak Hour Demand - Summer | 8758 | 8411.2691 | 8553.8 | 8534 | 8676 | 9055 | 9178 | 9297 | 9417 | 9347 | 9720 | 9876
2019 | CA | WECC | - | WECC-BC | MW | Peak Hour Demand - Winter | 10104 | 11468.1067 | 11648.66 | 11828 | 12027 | 12251 | 12430 | 12594 | 12758 | 12965 | 13161 | 13374
2019 | US/MX | WECC | - | WECC-CAMX | MW | Peak Hour Demand - Summer | 59643.1315 | 55108.7166 | 54213.7458 | 54629 | 54780 | 55173 | 55740 | 56105 | 56394 | 56281 | 56302 | 56777
2019 | US/MX | WECC | - | WECC-CAMX | MW | Peak Hour Demand - Winter | 36736.2003 | 39614.804 | 39539.1121 | 40170 | 40595 | 40876 | 41329 | 41519 | 41709 | 41870 | 42016 | 42234
2019 | US | WECC | - | WECC-NWPP-US | MW | Peak Hour Demand - Summer | 52152.1697 | 47642.816 | 51855.3936 | 51806 | 52489 | 52762 | 52967 | 53263 | 53481 | 53830 | 54091 | 54690
2019 | US | WECC | - | WECC-NWPP-US | MW | Peak Hour Demand - Winter | 44754.6795 | 47642.816 | 48195.7131 | 47983 | 48408 | 48663 | 48798 | 48964 | 49066 | 49368 | 49611 | 49796
2019 | US | WECC | - | WECC-RMRG | MW | Peak Hour Demand - Summer | 12574.4497 | 12182.3762 | 12982.1699 | 13133 | 13317 | 13494 | 13675 | 13847 | 14044 | 14235 | 14413 | 14597
2019 | US | WECC | - | WECC-RMRG | MW | Peak Hour Demand - Winter | 10173.6741 | 10422.5346 | 10686.039 | 10822 | 10976 | 11118 | 11251 | 11404 | 11556 | 11712 | 11852 | 12006
2019 | US | WECC | - | WECC-SRSG | MW | Peak Hour Demand - Summer | 23991.0516 | 24286.3979 | 24571.1192 | 25221 | 25647 | 26136 | 26515 | 26885 | 27633 | 27902 | 28444 | 28785
2019 | US | WECC | - | WECC-SRSG | MW | Peak Hour Demand - Winter | 13898.3967 | 15852.0814 | 16023.1369 | 16339 | 16775 | 17057 | 17322 | 17660 | 17944 | 18260 | 18552 | 19214.2789
2019 | US | SERC | - | SERC-FP | MW | Peak Hour Demand - Summer | 45401 | 47670 | 48139 | 48675 | 49161 | 49663 | 50315 | 50924 | 51600 | 52333 | 53033 | 53033
2019 | US | SERC | - | SERC-FP | MW | Peak Hour Demand - Winter | 43592 | 43962 | 43770 | 45194 | 45049 | 45860 | 46056 | 46711 | 47183 | 47603 | 48194 | 48194
2020 | US | MRO | - | SPP | MW | Peak Hour Demand - Summer | 49806.5047 | 51951.2546 | 52248.9834 | 53524.1486 | 54242.1035 | 54689.0023 | 55082.3197 | 55480.1764 | 55738.1471 | 56046.2548 | 56374.5835 | 56584.1795
2020 | US | MRO | - | SPP | MW | Peak Hour Demand - Winter | 40056 | 42062.3643 | 42326.2382 | 43376.9529 | 44016.059 | 44449.3521 | 44922.5348 | 45288.8882 | 45632.1691 | 45864.4817 | 46158.4681 | 46384.1384
2020 | US | TRE-ERCOT | - | TRE-ERCOT | MW | Peak Hour Demand - Summer | 74819.7146 | 75199.65 | 78298.6666 | 80107.5913 | 81593.2603 | 82982.0987 | 84193.342 | 85383.9337 | 86546.2076 | 87668.3732 | 88751.3167 | 89814.0662
2020 | US | TRE-ERCOT | - | TRE-ERCOT | MW | Peak Hour Demand - Winter | 56127.6102 | 59566.9368 | 61053.2862 | 63005.7163 | 64556.9368 | 65932.9294 | 67207.0464 | 68456.987 | 69669.0529 | 70839.9645 | 71980.7696 | 73102.645
2020 | CA | MRO | - | MRO-Manitoba Hydro | MW | Peak Hour Demand - Summer | 3311.454 | 3271.8753 | 3246.809 | 3289.6261 | 3291.171 | 3285.2216 | 3351.8532 | 3348.1898 | 3336.307 | 3324.5475 | 3328.4999 | 3325.4896
2020 | CA | MRO | - | MRO-Manitoba Hydro | MW | Peak Hour Demand - Winter | 4703.016 | 4582.0643 | 4667.288 | 4606.6118 | 4624.6703 | 4626.9735 | 4780.0594 | 4783.1775 | 4775.6544 | 4772.0138 | 4778.5101 | 4778.0314
2020 | CA | NPCC | - | NPCC-Maritimes | MW | Peak Hour Demand - Summer | 3267.874 | 3344.0659 | 3373.1099 | 3479.8365 | 3535.9657 | 3548.6975 | 3561.332 | 3574.6691 | 3585.009 | 3594.8515 | 3607.9968 | 3620.4448
2020 | CA | NPCC | - | NPCC-Maritimes | MW | Peak Hour Demand - Winter | 5339.872 | 5713.6447 | 5687.9419 | 5727.4421 | 5755.9453 | 5760.7515 | 5772.6608 | 5781.4731 | 5789.5884 | 5798.8069 | 5804.9284 | 5815.6531
2020 | US | MRO | - | MRO-MISO | MW | Peak Hour Demand - Summer | 120508.36 | 124147.8323 | 124484.7165 | 125912.577 | 126237.3827 | 126611.9335 | 127028.957 | 127195.1245 | 127618.16 | 128003.6231 | 128324.0447 | 128672.2898
2020 | US | MRO | - | MRO-MISO | MW | Peak Hour Demand - Winter | 95527.2 | 103166.6907 | 103964.6198 | 105454.9885 | 105908.5045 | 106108.96 | 106217.9073 | 106458.128 | 106976.5142 | 107281.7009 | 106755.3617 | 106755.3617
2020 | CA | MRO | - | MRO-SaskPower | MW | Peak Hour Demand - Summer | 3437.0542 | 3203.7 | 3239.61 | 3258.6957 | 3289.8293 | 3305.0837 | 3335.6845 | 3355.2025 | 3338.8842 | 3342.0431 | 3358.1398 | 3377.2752
2020 | CA | MRO | - | MRO-SaskPower | MW | Peak Hour Demand - Winter | 3722.2856 | 3536.32 | 3575.96 | 3597.0295 | 3631.3955 | 3648.2337 | 3682.0117 | 3703.5561 | 3685.5435 | 3689.0304 | 3706.7983 | 3727.9205
2020 | US | NPCC | - | NPCC-New England | MW | Peak Hour Demand - Summer | 24361 | 25125 | 24981 | 24861.0206 | 24782.7854 | 24702.8359 | 24657.2818 | 24640.4709 | 24656.0024 | 24693.8297 | 24755.3948 | 24817.1135
2020 | US | NPCC | - | NPCC-New England | MW | Peak Hour Demand - Winter | 19065 | 20166 | 19818 | 19993.383 | 19942.172 | 19921.7912 | 19943.3593 | 19999.9833 | 20092.5487 | 20200.0374 | 20333.579 | 20468.8889
2020 | US | NPCC | - | NPCC-New York | MW | Peak Hour Demand - Summer | 30396.9 | 32296 | 32129 | 32128 | 31918 | 31838 | 31711 | 31670 | 31673 | 31756 | 31865 | 31992
2020 | US | NPCC | - | NPCC-New York | MW | Peak Hour Demand - Winter | 23253.1 | 24130 | 24203 | 24474 | 24650 | 24944 | 25251 | 25635 | 25988 | 26404 | 26888 | 27388
2020 | CA | NPCC | - | NPCC-Ontario | MW | Peak Hour Demand - Summer | 21791 | 22364.4404 | 22103.4441 | 22675.7168 | 23247.9896 | 23533.0894 | 23706.843 | 23849.8505 | 24088.6871 | 24410.6075 | 24680.3385 | 24946.0796
2020 | CA | NPCC | - | NPCC-Ontario | MW | Peak Hour Demand - Winter | 20974 | 20558.4422 | 20492.6058 | 20426.7695 | 20645.2427 | 20808.6281 | 21051.7539 | 21141.2312 | 21338.3578 | 21639.3093 | 21716.94 | 21890.3815
2020 | CA | NPCC | - | NPCC-Quebec | MW | Peak Hour Demand - Summer | 20567.4824 | 21757.6502 | 21550.5023 | 20620.9699 | 21435.3647 | 21680.6735 | 21894.8014 | 22048.0839 | 22188.0652 | 22341.9904 | 22498.7989 | 22641.9383
2020 | CA | NPCC | - | NPCC-Quebec | MW | Peak Hour Demand - Winter | 35851.0877 | 38694.2338 | 39308.3588 | 39703.0439 | 40067.0637 | 40365.6347 | 40717.9385 | 41054.7333 | 41374.1133 | 41696.255 | 41986.9522 | 42258.2289
2020 | US | RF | - | PJM | MW | Peak Hour Demand - Summer | 151570 | 148092 | 149616 | 151051 | 151898 | 152443 | 153315 | 154499 | 155441 | 156014 | 156556 | 157132
2020 | US | RF | - | PJM | MW | Peak Hour Demand - Winter | 120656 | 132175 | 133562 | 134740 | 135791 | 136720 | 137381 | 138051 | 138867 | 139211 | 139970 | 140368
2020 | US | SERC | - | SERC-C | MW | Peak Hour Demand - Summer | 40510 | 40799 | 40952 | 41159 | 41431 | 41571 | 41600 | 41518 | 41657 | 41759 | 41974 | 42113
2020 | US | SERC | - | SERC-C | MW | Peak Hour Demand - Winter | 37000 | 41170 | 41425 | 41720 | 41837 | 41963 | 41918 | 42061 | 42237 | 42399 | 42533 | 42499
2020 | US | SERC | - | SERC-E | MW | Peak Hour Demand - Summer | 42520 | 43702 | 43624 | 43976 | 44258 | 44544 | 44793 | 45141 | 45458 | 45817 | 46256 | 46651
2020 | US | SERC | - | SERC-E | MW | Peak Hour Demand - Winter | 38756 | 45606 | 45887 | 45811 | 46108 | 46332 | 46596 | 46979 | 47328 | 47733 | 48103 | 48562
2020 | US | SERC | - | SERC-SE | MW | Peak Hour Demand - Summer | 46636 | 47311 | 47748 | 47882 | 48057 | 48289 | 48450 | 47923 | 48208 | 46970 | 47342 | 47762
2020 | US | SERC | - | SERC-SE | MW | Peak Hour Demand - Winter | 41096 | 46889 | 47108 | 47381 | 47660 | 47885 | 47342 | 47659 | 47114 | 47500 | 47924 | 48344
2020 | CA | WECC | - | WECC-AB | MW | Peak Hour Demand - Summer | 10809.3238 | 11500.1309 | 11513.9356 | 11823.3569 | 11870.8717 | 12023.702 | 12109.4802 | 11985.1121 | 12136.7948 | 12258.8338 | 12346.8149 | 12547.3943
2020 | CA | WECC | - | WECC-AB | MW | Peak Hour Demand - Winter | 11927.7083 | 12247.7821 | 12329.2823 | 12453.2855 | 12806.6074 | 12684.4236 | 12724.7214 | 12823.7853 | 12916.8141 | 13051.0456 | 13160.458 | 13241.4686
2020 | CA | WECC | - | WECC-BC | MW | Peak Hour Demand - Summer | 8231 | 8277.7298 | 8224.9332 | 8301.2291 | 8413.0893 | 8526.7375 | 8584.5737 | 8697.2886 | 8777.1837 | 8871.4997 | 8951.4387 | 9055.7894
2020 | CA | WECC | - | WECC-BC | MW | Peak Hour Demand - Winter | 10815.5813 | 11150.877 | 11076.8057 | 11187.0069 | 11340.0505 | 11494.558 | 11572.1827 | 11725.5338 | 11833.5923 | 11961.3492 | 12069.3497 | 12210.9697
2020 | US/MX | WECC | - | WECC-CAMX | MW | Peak Hour Demand - Summer | 54795.7923 | 56175.4333 | 55721.1774 | 53451 | 53882 | 54331 | 54742 | 55063 | 55416 | 55638 | 56097 | 56647
2020 | US/MX | WECC | - | WECC-CAMX | MW | Peak Hour Demand - Winter | 36371.5238 | 39382 | 39513 | 39889 | 40311 | 40708 | 40969 | 41285 | 41585 | 42069 | 42512 | 42890
2020 | US | WECC | - | WECC-NWPP-US and RMRG | MW | Peak Hour Demand - Summer | 64193.8432 | 63810.067 | 64257.5266 | 65160.0516 | 65663.3996 | 66260.9729 | 66498.1138 | 66904.3408 | 67330.5584 | 68152.4113 | 68567.4597 | 69063.3425
2020 | US | WECC | - | WECC-NWPP-US and RMRG | MW | Peak Hour Demand - Winter | 54484.5476 | 58645.673 | 58951.4675 | 59129.1052 | 59588.5629 | 60545.944 | 60729.2451 | 61074.4527 | 61286.7995 | 61380.8921 | 62086.9857 | 62743.5402
2020 | US | WECC | - | WECC-SRSG | MW | Peak Hour Demand - Summer | 23874.6525 | 25132 | 25652 | 26128 | 26570 | 26991 | 27458 | 27902 | 28374 | 29051 | 29358 | 29830
2020 | US | WECC | - | WECC-SRSG | MW | Peak Hour Demand - Winter | 13469.3057 | 16355 | 16698 | 16698 | 17062 | 17433 | 17876 | 18256 | 18543 | 18908 | 19291 | 19691
2020 | US | SERC | - | SERC-FP | MW | Peak Hour Demand - Summer | 45840 | 49286 | 49026 | 49778 | 50073 | 50726 | 51107 | 51742 | 52474 | 53175 | 53175 | 53175
2020 | US | SERC | - | SERC-FP | MW | Peak Hour Demand - Winter | 38284 | 44625 | 44625 | 45847 | 46353 | 46523 | 46934 | 47406 | 47826 | 48367 | 48367 | 48367
2021 | US | MRO | - | SPP | MW | Peak Hour Demand - Summer | 48532.43 | 50986.304 | 51910.7207 | 52816.91 | 53335.2 | 53978.43 | 54299.29 | 54601.54 | 54946.71 | 55208.44 | 56166.01 | 56436.82
2021 | US | MRO | - | SPP | MW | Peak Hour Demand - Winter | 43661 | 41669.249 | 42431.82 | 42359.5 | 43028.05 | 43498.57 | 43834.64 | 44112.42 | 44335.8 | 45457.19 | 45801.69 | 45982.36
2021 | US | TRE-ERCOT | - | TRE-ERCOT | MW | Peak Hour Demand - Summer | 74375.8462 | 77143.6379 | 78665.2515 | 80000.2923 | 80907.443 | 81631.6726 | 82354.1323 | 83075.884 | 83781.8352 | 84481.3042 | 85178.6225 | 85861.0061
2021 | US | TRE-ERCOT | - | TRE-ERCOT | MW | Peak Hour Demand - Winter | 69811.9544 | 62000.5315 | 64472.0935 | 66211.6623 | 67647.9845 | 68952.4274 | 70244.3797 | 71503.3955 | 72742.3773 | 73955.9429 | 75156.4108 | 76316
2021 | CA | MRO | - | MRO-Manitoba Hydro | MW | Peak Hour Demand - Summer | 3453.1326 | 2965 | 2960.5 | 2975.1 | 2955.4984 | 2836.6549 | 2957.5776 | 2921.319 | 2893.8463 | 2881.1817 | 2855.3562 | 2861.3999
2021 | CA | MRO | - | MRO-Manitoba Hydro | MW | Peak Hour Demand - Winter | 4879.3176 | 4496.7 | 4493.2 | 4534.1 | 4551.4685 | 4545.4444 | 4708.5053 | 4711.6268 | 4716.8645 | 4733.6333 | 4768.6129 | 4809.6093
2021 | CA | NPCC | - | NPCC-Maritimes | MW | Peak Hour Demand - Summer | 3401.3 | 3372.5 | 3351.9 | 3464.3 | 3497.3 | 3504.6 | 3509.2 | 3513 | 3506.6 | 3503.5 | 3508.8 | 3520.9
2021 | CA | NPCC | - | NPCC-Maritimes | MW | Peak Hour Demand - Winter | 5102.5 | 5703.9 | 5727.1 | 5759.2 | 5788 | 5785.6 | 5780.4 | 5775.6 | 5773.5 | 5771.6 | 5786.2 | 5805.6
2021 | US | MRO | - | MRO-MISO | MW | Peak Hour Demand - Summer | 116794.67 | 121816.9009 | 121782.0625 | 123174.9801 | 123528.9049 | 123669.7329 | 123754.8958 | 124052.5156 | 124229.3934 | 124471.9727 | 124635.065 | 124845.7112
2021 | US | MRO | - | MRO-MISO | MW | Peak Hour Demand - Winter | 107754 | 100811.7152 | 107031.3 | 102903.6333 | 103362.9877 | 103527.3072 | 103516.6754 | 104015.6145 | 104273.7225 | 104459.9703 | 108943.3029 | 109834.5778
2021 | CA | MRO | - | MRO-SaskPower | MW | Peak Hour Demand - Summer | 3400 | 3391 | 3430 | 3441 | 3396 | 3417 | 3439 | 3421 | 3448 | 3454 | 3485 | 3506
2021 | CA | MRO | - | MRO-SaskPower | MW | Peak Hour Demand - Winter | 3664 | 3715 | 3732 | 3744 | 3695 | 3718 | 3741 | 3722 | 3751 | 3758 | 3792 | 3815
2021 | US | NPCC | - | NPCC-New England | MW | Peak Hour Demand - Summer | 25121 | 24810 | 24789 | 24713 | 24672 | 24552 | 24479 | 24458 | 24491 | 24574 | 24796 | 25020
2021 | US | NPCC | - | NPCC-New England | MW | Peak Hour Demand - Winter | 18922 | 19710 | 19693 | 19686 | 19729 | 19774 | 19895 | 20093 | 20370 | 20726 | 21158 | 21599
2021 | US | NPCC | - | NPCC-New York | MW | Peak Hour Demand - Summer | 30660.1 | 32327 | 32178 | 31910 | 31641 | 31470 | 31326 | 31278 | 31284 | 31348 | 31453 | 31565
2021 | US | NPCC | - | NPCC-New York | MW | Peak Hour Demand - Winter | 22541.5 | 24025 | 24065 | 24095 | 24072 | 24065 | 24160 | 24359 | 24583 | 24879 | 25252 | 25757
2021 | CA | NPCC | - | NPCC-Ontario | MW | Peak Hour Demand - Summer | 24903 | 22500.0009 | 22580.0009 | 22453.644 | 22459.287 | 22686.4272 | 22934.0255 | 23239.0068 | 23421.494 | 23735.9622 | 24059.0623 | 24303.5944
2021 | CA | NPCC | - | NPCC-Ontario | MW | Peak Hour Demand - Winter | 20738 | 21033.0009 | 21758.8692 | 22484.7374 | 22696.754 | 22949.9465 | 23303.177 | 23499.6569 | 23703.8325 | 24024.6677 | 24273.0101 | 24472.0553
2021 | CA | NPCC | - | NPCC-Quebec | MW | Peak Hour Demand - Summer | 22049 | 21550.5023 | 22385.7993 | 22537.0884 | 22711.1466 | 22883.4813 | 22990.8085 | 23144.4482 | 23328.8968 | 23489.3323 | 23576.5916 | 23659.6126
2021 | CA | NPCC | - | NPCC-Quebec | MW | Peak Hour Demand - Winter | 36365.9671 | 39385.8327 | 39758.4225 | 40171.4281 | 40493.1653 | 40758.6506 | 41089.4869 | 41427.5242 | 41797.9441 | 42055.5064 | 42284.953 | 42481.5916
2021 | US | RF | - | PJM | MW | Peak Hour Demand - Summer | 144588 | 149224 | 149966 | 150855 | 151503 | 151928 | 152290 | 152571 | 152971 | 153268 | 153536 | 153759
2021 | US | RF | - | PJM | MW | Peak Hour Demand - Winter | 117381 | 132632 | 132785 | 133527 | 133888 | 134223 | 134799 | 135163 | 135108 | 135829 | 135568 | 135799
2021 | US | SERC | - | SERC-C | MW | Peak Hour Demand - Summer | 39987 | 40341 | 40181 | 40967 | 41086 | 41193 | 41305 | 41349 | 41390 | 41480 | 41581 | 41625
2021 | US | SERC | - | SERC-C | MW | Peak Hour Demand - Winter | 40536 | 40320 | 40643 | 40796 | 40932 | 41016 | 41112 | 41199 | 41354 | 41478 | 41624 | 41734
2021 | US | SERC | - | SERC-E | MW | Peak Hour Demand - Summer | 42252 | 42680 | 43058 | 43294 | 43693 | 43979 | 44105 | 44378 | 44599 | 45061 | 45446 | 45921
2021 | US | SERC | - | SERC-E | MW | Peak Hour Demand - Winter | 36543 | 44175 | 44266 | 44529 | 44815 | 44879 | 45225 | 45501 | 45943 | 46232 | 46649 | 47106
2021 | US | SERC | - | SERC-SE | MW | Peak Hour Demand - Summer | 45101 | 46631 | 47352 | 47420 | 47549 | 47735 | 47544 | 47706 | 46266 | 46526 | 46749 | 47065
2021 | US | SERC | - | SERC-SE | MW | Peak Hour Demand - Winter | 39647 | 46232 | 46455 | 46640 | 46755 | 46880 | 47090 | 47293 | 46484 | 46769 | 47054 | 47383
2021 | CA | WECC | - | WECC-AB | MW | Peak Hour Demand - Summer | 10430 | 10430 | 11085.3355 | 11206.0545 | 11233.3331 | 11421.7095 | 11510.0926 | 11733.7742 | 11525.2417 | 11673.1561 | 11634.918 | 11819.0973
2021 | CA | WECC | - | WECC-AB | MW | Peak Hour Demand - Winter | 11698 | 11569.0043 | 11771.3412 | 11900.7055 | 11961.1208 | 12064.838 | 12154.3443 | 12256.8751 | 12373.2441 | 12362.0828 | 12413.3696 | 12547.8723
2021 | CA | WECC | - | WECC-BC | MW | Peak Hour Demand - Summer | 8795 | 8312.9642 | 8464.2064 | 8464.2064 | 8574.6455 | 8670.5814 | 8776.9749 | 8879.2421 | 8972.4446 | 9053.4335 | 9139.296 | 9228.053
2021 | CA | WECC | - | WECC-BC | MW | Peak Hour Demand - Winter | 10586.0645 | 11212.7773 | 11420.1306 | 11429.5064 | 11582.02 | 11714.2868 | 11858.6756 | 11997.954 | 12124.7019 | 12234.6211 | 12351.2688 | 12471.9096
2021 | US/MX | WECC | - | WECC-CAMX | MW | Peak Hour Demand - Summer | 57870.3417 | 54912 | 55315 | 56186 | 57123 | 57693 | 58278 | 58591 | 59115 | 59271 | 59833 | 60405
2021 | US/MX | WECC | - | WECC-CAMX | MW | Peak Hour Demand - Winter | 38377 | 39779 | 40330 | 41033 | 41644 | 42173 | 42596 | 42787 | 43103 | 43483 | 43803 | 44185
2021 | US | WECC | - | WECC-NWPP-US and RMRG | MW | Peak Hour Demand - Summer | 67147.9027 | 69448.4973 | 70393.3029 | 71775.4533 | 72954.8661 | 73410.2059 | 73843.4834 | 74475.8213 | 75136.4277 | 75670.5585 | 76190.5943 | 76802.8806
2021 | US | WECC | - | WECC-NWPP-US and RMRG | MW | Peak Hour Demand - Winter | 61274.4766 | 62821.6552 | 63363.8736 | 64537.7566 | 65662.9856 | 65912.4593 | 66173.7817 | 66670.6417 | 67125.7049 | 67590.1314 | 67893.4411 | 68368.6482
2021 | US | WECC | - | WECC-SRSG | MW | Peak Hour Demand - Summer | 24504.469 | 24751 | 25203 | 25445 | 25742 | 26113 | 26690 | 27155 | 27512 | 27920 | 28340 | 28684
2021 | US | WECC | - | WECC-SRSG | MW | Peak Hour Demand - Winter | 14539 | 14910 | 15406 | 15609 | 16007 | 16288 | 16755 | 16727 | 17231 | 17596 | 17954 | 18220
2021 | US | SERC | - | SERC-FP | MW | Peak Hour Demand - Summer | 48288 | 51822 | 49817 | 50274 | 50840 | 51225 | 51668 | 52122 | 52606 | 53310 | 54085 | 51879
2021 | US | SERC | - | SERC-FP | MW | Peak Hour Demand - Winter | 40233 | 46074 | 46262 | 47079 | 47343 | 47903 | 48316 | 48140 | 48726 | 49186 | 49630 | 47205
2022 | US | MRO | - | SPP | MW | Peak Hour Demand - Summer | 50198.24 | 51495.32 | 52397.93 | 52999.15 | 53383.24 | 53997.55 | 54219.68 | 54451.61 | 54697.11 | 55640.77 | 55872.77 | 56160.74
2022 | US | MRO | - | SPP | MW | Peak Hour Demand - Winter | 42314 | 41650.02 | 42174.29 | 42569.09 | 43200.35 | 43557.03 | 43640.48 | 43945.69 | 44938.51 | 45204.69 | 45475.11 | 45746.11
2022 | US | TRE-ERCOT | - | TRE-ERCOT | MW | Peak Hour Demand - Summer | 73687.1049 | 77732.7575 | 79328.6254 | 80553.6185 | 81581.3409 | 82605.7585 | 83398.0649 | 84146.1036 | 84878.1297 | 85569.3326 | 86233.2128 | 86863.3857
2022 | US | TRE-ERCOT | - | TRE-ERCOT | MW | Peak Hour Demand - Winter | 68967.6626 | 64960.8128 | 66454.2891 | 67699.4281 | 68858.0128 | 69793.0825 | 70697.4498 | 71558.417 | 72391.6114 | 73178.3107 | 73931.1852 | 74660.4042
2022 | CA | MRO | - | MRO-Manitoba Hydro | MW | Peak Hour Demand - Summer | 3550.132 | 3059 | 3058 | 3050.3948 | 2969.947 | 2973.8326 | 3132.3156 | 3131.5193 | 3144.5583 | 3138.089 | 3169.8334 | 3216.165
2022 | CA | MRO | - | MRO-Manitoba Hydro | MW | Peak Hour Demand - Winter | 4762.353 | 4588 | 4622 | 4628.194 | 4638.3254 | 4650.0578 | 4843.613 | 4861.7846 | 4894.1996 | 4945.1265 | 5008.1638 | 5080.4192
2022 | CA | NPCC | - | NPCC-Maritimes | MW | Peak Hour Demand - Summer | 3514.547 | 3359.1426 | 3358.0834 | 3499.935 | 3518.4978 | 3547.9036 | 3566.4135 | 3584.3887 | 3602.8749 | 3629.0726 | 3655.0412 | 3686.0506
2022 | CA | NPCC | - | NPCC-Maritimes | MW | Peak Hour Demand - Winter | 6015.671 | 5636.2433 | 5636.2433 | 5726.8417 | 5750.2079 | 5771.9154 | 5805.1693 | 5839.513 | 5862.4177 | 5905.1836 | 5944.8999 | 5993.7884
2022 | US | MRO | - | MRO-MISO | MW | Peak Hour Demand - Summer | 118259.09 | 124019.1634 | 124950.0893 | 126090.8305 | 126211.5764 | 126297.8097 | 126630.8223 | 126964.9885 | 127239.9354 | 127652.4518 | 128319.7267 | 128317.1174
2022 | US | MRO | - | MRO-MISO | MW | Peak Hour Demand - Winter | 99614.36 | 102379.9308 | 102502.6956 | 105147.9057 | 105123.3431 | 105281.1491 | 105707.6533 | 105994.7132 | 106410.1618 | 106878.1483 | 107211.4012 | 107409.9841
2022 | CA | MRO | - | MRO-SaskPower | MW | Peak Hour Demand - Summer | 3547 | 3500 | 3521 | 3543 | 3626 | 3648 | 3703 | 3755 | 3797 | 3822 | 3848 | 3868
2022 | CA | MRO | - | MRO-SaskPower | MW | Peak Hour Demand - Winter | 3910 | 3781 | 3804 | 3827 | 3916 | 3940 | 3999 | 4056 | 4101 | 4128 | 4156 | 4178
2022 | US | NPCC | - | NPCC-New England | MW | Peak Hour Demand - Summer | 25801 | 24686 | 24633 | 24600 | 24579 | 24592 | 24631 | 24722 | 24869 | 25071 | 25322 | 25576
2022 | US | NPCC | - | NPCC-New England | MW | Peak Hour Demand - Winter | 19729 | 20009 | 20090 | 20223 | 20405 | 20607 | 20881 | 21236 | 21678 | 22226 | 22852 | 23496
2022 | US | NPCC | - | NPCC-New York | MW | Peak Hour Demand - Summer | 30918.9381 | 31765 | 32018 | 31778 | 31505 | 31339 | 31292 | 31317 | 31468 | 31684 | 31946 | 32214
2022 | US | NPCC | - | NPCC-New York | MW | Peak Hour Demand - Winter | 23236.6009 | 23893 | 24287 | 24481 | 24735 | 25098 | 25575 | 26171 | 26884 | 27719 | 28756 | 29954
2022 | CA | NPCC | - | NPCC-Ontario | MW | Peak Hour Demand - Summer | 22909 | 22470.3953 | 22930.4729 | 23489.6595 | 23855.6833 | 24104.445 | 24288.2906 | 24477.0541 | 25166.2161 | 25081.4362 | 25678.1739 | 25693.5652
2022 | CA | NPCC | - | NPCC-Ontario | MW | Peak Hour Demand - Winter | 21420 | 21404.5216 | 22041.9616 | 22277.2404 | 22819.6055 | 22915.6455 | 23279.6862 | 23933.0826 | 24056.1322 | 24315.9589 | 24542.3979 | 24793.7842
2022 | CA | NPCC | - | NPCC-Quebec | MW | Peak Hour Demand - Summer | 22048.9226 | 22542.1888 | 22793.8053 | 23555.0777 | 23882.0416 | 24223.8484 | 24605.6554 | 25001.4568 | 25397.8997 | 25830.9341 | 26288.1034 | 26760.2045
2022 | CA | NPCC | - | NPCC-Quebec | MW | Peak Hour Demand - Winter | 39521.6525 | 39975.8798 | 40389.8442 | 40554.0588 | 40768.6364 | 41102.1614 | 41444.6294 | 41822.4003 | 42089.9357 | 42332.7062 | 42546.8458 | 42863.8716
2022 | US | RF | - | PJM | MW | Peak Hour Demand - Summer | 148770 | 148938 | 149351 | 150309 | 151165 | 152259 | 152322 | 152689 | 153334 | 153775 | 154275 | 154381
2022 | US | RF | - | PJM | MW | Peak Hour Demand - Winter | 129319 | 132980 | 134360 | 135521 | 136923 | 137943 | 138809 | 139318 | 140109 | 140682 | 141516 | 142314
2022 | US | SERC | - | SERC-C | MW | Peak Hour Demand - Summer | 41506 | 41267 | 41343 | 41791 | 41787 | 41794 | 41825 | 41978 | 42052 | 42145 | 42235 | 42452
2022 | US | SERC | - | SERC-C | MW | Peak Hour Demand - Winter | 39653 | 41745 | 42119 | 42080 | 42128 | 42190 | 42328 | 42403 | 42509 | 42606 | 42793 | 42848
2022 | US | SERC | - | SERC-E | MW | Peak Hour Demand - Summer | 41990 | 42883 | 43123 | 43372 | 43549 | 43761 | 44070 | 44265 | 44654 | 45092 | 45607 | 46111
2022 | US | SERC | - | SERC-E | MW | Peak Hour Demand - Winter | 39038 | 44648 | 44878 | 44996 | 45091 | 45320 | 45490 | 45953 | 46135 | 46706 | 47164 | 47636
2022 | US | SERC | - | SERC-SE | MW | Peak Hour Demand - Summer | 45704 | 47258 | 46082 | 45630 | 45826 | 45814 | 46022 | 44638 | 44826 | 44938 | 45290 | 45586
2022 | US | SERC | - | SERC-SE | MW | Peak Hour Demand - Winter | 42596 | 46513 | 46451 | 45288 | 45474 | 45733 | 44877 | 45161 | 45376 | 45719 | 46034 | 46411
2022 | CA | WECC | - | WECC-AB | MW | Peak Hour Demand - Summer | 11721 | 11253.8304 | 11206.0545 | 11233.333 | 11421.7095 | 11510.0926 | 11733.7743 | 11525.2418 | 11673.156 | 11634.918 | 11819.0973 | 11839.0706
2022 | CA | WECC | - | WECC-AB | MW | Peak Hour Demand - Winter | 11771.3412 | 11900.7055 | 11961.1208 | 11961.1208 | 12064.8379 | 12154.3441 | 12256.875 | 12373.2441 | 12362.0829 | 12413.3697 | 12547.8723 | 12621.9433
2022 | CA | WECC | - | WECC-BC | MW | Peak Hour Demand - Summer | 9542 | 8454.8314 | 8568.5641 | 8568.5641 | 8671.1149 | 8772.4432 | 8877.1863 | 8973.7468 | 9058.784 | 9149.3945 | 9243.6126 | 9356.582
2022 | CA | WECC | - | WECC-BC | MW | Peak Hour Demand - Winter | 11817 | 11395.4835 | 11551.5132 | 11571.8286 | 11711.3583 | 11849.7916 | 11991.534 | 12121.649 | 12235.6205 | 12357.0146 | 12483.1089 | 12634.5411
2022 | US/MX | WECC | - | WECC-CAMX | MW | Peak Hour Demand - Summer | 51782.0872 | 56375.0045 | 57072.8354 | 57759.3006 | 58609.038 | 59184.3483 | 60027.8458 | 60652.2454 | 61423.295 | 62163.5222 | 62967.3189 | 63526.125
2022 | US/MX | WECC | - | WECC-CAMX | MW | Peak Hour Demand - Winter | 37522.2617 | 38978.209 | 39585.1007 | 39585.1007 | 40153.3768 | 40655.2233 | 41207.2925 | 41795.5893 | 42229.2661 | 42933.9317 | 43406.8412 | 44017.0425
2022 | US | WECC | - | WECC-WPP | MW | Peak Hour Demand - Summer | 63747.8472 | 66400.8469 | 67257.98 | 68558.5424 | 69474.5002 | 69635.5145 | 70388.5379 | 71095.2431 | 71714.8833 | 72228.594 | 72827.4737 | 73612.9503
2022 | US | WECC | - | WECC-WPP | MW | Peak Hour Demand - Winter | 56934.7639 | 58605.1248 | 59505.6084 | 60540.8405 | 61290.5569 | 61474.8794 | 62075.5621 | 62568.6069 | 63159.3945 | 63639.8923 | 64251.9623 | 64944.3623
2022 | US | WECC | - | WECC-SRSG | MW | Peak Hour Demand - Summer | 26049.4619 | 26411.4167 | 27038.8919 | 27154.1495 | 27863.5563 | 28516.3181 | 29185.6649 | 29633.896 | 30048.737 | 30512.6781 | 30935.4732 | 31440.9163
2022 | US | WECC | - | WECC-SRSG | MW | Peak Hour Demand - Winter | 15091.2537 | 16004.0869 | 16587.9438 | 16199.9002 | 16896.0471 | 17446.646 | 18033.619 | 18497.0999 | 18926.4642 | 19294.4982 | 19637.2783 | 19928.8015
2022 | US | SERC | - | SERC-FP | MW | Peak Hour Demand - Summer | 47691 | 52172 | 52427 | 52857 | 53140 | 53654 | 54128 | 54605 | 55322 | 56010 | 56600 | 57313
2022 | US | SERC | - | SERC-FP | MW | Peak Hour Demand - Winter | 33755 | 48582 | 49014 | 49239 | 49764 | 50246 | 50127 | 50684 | 51228 | 51773 | 52420 | 53008
2023 | US | MRO | - | MRO-MISO | MW | Peak Hour Demand - Summer | 117057 | 123732.5415 | 121932.5931 | 122725.7441 | 123315.3349 | 123888.4209 | 124658.6485 | 125140.0407 | 125591.174 | 126134.9179 | 126593.3867 | 126593.3867
2023 | US | MRO | - | MRO-MISO | MW | Peak Hour Demand - Winter | 103156 | 102075 | 98622.0089 | 101396.4294 | 101963.7001 | 102811.0158 | 103248.1374 | 103685.2589 | 104186.1087 | 104771.331 | 105349.3726 | 105349.3726
2023 | CA | NPCC | - | NPCC-Maritimes | MW | Peak Hour Demand - Summer | 3494.9 | 3406.8868 | 3441.2364 | 3517.9114 | 3553.0509 | 3597.5011 | 3629.2123 | 3666.2025 | 3700.0622 | 3733.3289 | 3767.4846 | 3791.8333
2023 | CA | NPCC | - | NPCC-Maritimes | MW | Peak Hour Demand - Winter | 6409.847 | 5862.8714 | 5910.52 | 5950.5007 | 5998.9295 | 6052.4088 | 6104.8926 | 6171.2075 | 6240.4984 | 6313.8463 | 6381.4381 | 6451.0325
2023 | CA | MRO | - | MRO-Manitoba Hydro | MW | Peak Hour Demand - Summer | 3559.598 | 3058.8052 | 3049.8702 | 2968.3981 | 2974.5992 | 2963.4118 | 3132.9308 | 3146.0513 | 3139.3653 | 3171.1097 | 3217.4794 | 3270.6346
2023 | CA | MRO | - | MRO-Manitoba Hydro | MW | Peak Hour Demand - Winter | 4819.182 | 4623.2921 | 4629.2502 | 4635.8911 | 4656.1474 | 4664.4555 | 4862.5068 | 4895.0647 | 4946.0105 | 5009.1088 | 5081.3643 | 5174.4142
2023 | CA | MRO | - | MRO-SaskPower | MW | Peak Hour Demand - Summer | 3597 | 3601 | 3556.5 | 3646.9 | 3704.2 | 3777.4 | 3820.4 | 3849.5 | 3882.8 | 3903 | 3937 | 4004.6
2023 | CA | MRO | - | MRO-SaskPower | MW | Peak Hour Demand - Winter | 3800 | 3839.1 | 3880.2 | 3941 | 4018.9 | 4064.7 | 4095.7 | 4131.1 | 4152.7 | 4188.8 | 4260.8 | 4324.1
2023 | US | NPCC | - | NPCC-New England | MW | Peak Hour Demand - Summer | 24780 | 24605 | 24633 | 24708 | 24866 | 25052 | 25307 | 25636 | 26036 | 26505 | 27046 | 27598.0425
2023 | US | NPCC | - | NPCC-New England | MW | Peak Hour Demand - Winter | 19645 | 20269 | 20207 | 20964 | 21442 | 21963 | 22578 | 23301 | 24145 | 25133 | 26267 | 27452.166
2023 | US | NPCC | - | NPCC-New York | MW | Peak Hour Demand - Summer | 30504.6425 | 32048 | 32280 | 32390 | 32440 | 32410 | 32310 | 32300 | 32490 | 32750 | 33110 | 33520
2023 | US | NPCC | - | NPCC-New York | MW | Peak Hour Demand - Winter | 23368.7758 | 24220 | 24530 | 25100 | 25700 | 26300 | 26990 | 27920 | 28970 | 30160 | 31530 | 32980
2023 | CA | NPCC | - | NPCC-Ontario | MW | Peak Hour Demand - Summer | 22713 | 22879.8266 | 23236.362 | 24321.4689 | 24217.2189 | 24459.9442 | 24694.9974 | 24952.9546 | 25294.9247 | 25927.9637 | 25928.021 | 26386.9806
2023 | CA | NPCC | - | NPCC-Ontario | MW | Peak Hour Demand - Winter | 21301 | 21963.2029 | 22832.7821 | 23135.1202 | 23723.4078 | 23551.0631 | 24242.7078 | 24840.1049 | 25280.1183 | 25271.4956 | 25671.3176 | 26315.6999
2023 | CA | NPCC | - | NPCC-Quebec | MW | Peak Hour Demand - Summer | 22537.8016 | 22978.1305 | 23212.1966 | 23669.0792 | 24110.8962 | 24604.6113 | 25190.2458 | 25991.5918 | 26687.5539 | 27400.7878 | 28076.4723 | 29134.604
2023 | CA | NPCC | - | NPCC-Quebec | MW | Peak Hour Demand - Winter | 42595.7833 | 40641.5105 | 41035.8443 | 41488.0996 | 41945.7663 | 42467.7994 | 43376.6079 | 44061.9786 | 44776.0235 | 45569.1749 | 46627.0243 | 47820.35
2023 | US | RF | - | PJM | MW | Peak Hour Demand - Summer | 147716 | 149059 | 149737 | 150924 | 152736 | 154275 | 155703 | 156923 | 157899 | 158942 | 159917 | 160971
2023 | US | RF | - | PJM | MW | Peak Hour Demand - Winter | 134699 | 132667 | 133274 | 135094 | 136812 | 139262 | 139907 | 141280 | 142553 | 144378 | 144992 | 145978
2023 | US | SERC | - | SERC-C | MW | Peak Hour Demand - Summer | 43129 | 42223 | 42259 | 42595 | 42560 | 42737 | 42739 | 42765 | 42764 | 42858 | 42877 | 43109
2023 | US | SERC | - | SERC-C | MW | Peak Hour Demand - Winter | 46609 | 42282 | 42622 | 42711 | 42793 | 42843 | 42896 | 42963 | 42729 | 42840 | 42764 | 42690
2023 | US | SERC | - | SERC-E | MW | Peak Hour Demand - Summer | 43268 | 43889 | 44014 | 44590 | 44789 | 44993 | 45220 | 45425 | 45831 | 46583 | 46985 | 47580
2023 | US | SERC | - | SERC-E | MW | Peak Hour Demand - Winter | 44746 | 45044 | 45312 | 45509 | 45599 | 45697 | 46230 | 46323 | 46691 | 47162 | 47528 | 47908
2023 | US | SERC | - | SERC-FP | MW | Peak Hour Demand - Summer | 50494 | 52195 | 53190 | 53591 | 54107 | 54516 | 54977 | 55719 | 56407 | 57036 | 57847 | 58667
2023 | US | SERC | - | SERC-FP | MW | Peak Hour Demand - Winter | 42752 | 48470 | 48700 | 49340 | 49743 | 49581 | 50198 | 50761 | 51406 | 52106 | 52877 | 53435
2023 | US | SERC | - | SERC-SE | MW | Peak Hour Demand - Summer | 50170 | 46127 | 46354 | 45595 | 45831 | 46267 | 46555 | 46753 | 47050 | 47311 | 47570 | 47937
2023 | US | SERC | - | SERC-SE | MW | Peak Hour Demand - Winter | 47594 | 45101 | 45506 | 44982 | 45652 | 46061 | 46446 | 46711 | 46959 | 47225 | 47520 | 47897
2023 | US | MRO | - | SPP | MW | Peak Hour Demand - Summer | 52346.3 | 52365.3 | 53602.9 | 54845.5021 | 55783.9623 | 56754.4137 | 57047.5951 | 57248.535 | 58252.9172 | 58556.9327 | 58907.9817 | 59242.3646
2023 | US | MRO | - | SPP | MW | Peak Hour Demand - Winter | 44709.7 | 42659.8 | 43523.1 | 45083.0503 | 45981.0399 | 46448.1349 | 46649.3146 | 47679.2038 | 47961.0072 | 48243.317 | 48381.9904 | 48627.8708
2023 | US | TRE-ERCOT | - | TRE-ERCOT | MW | Peak Hour Demand - Summer | 80037.84 | 82308 | 84325 | 85740 | 87131 | 88518 | 89090 | 89624 | 90298 | 90986 | 91646 | 92296.3056
2023 | US | TRE-ERCOT | - | TRE-ERCOT | MW | Peak Hour Demand - Winter | 74426.82 | 69319 | 71474 | 73190 | 74900 | 75843 | 76634 | 77397 | 78117 | 78794 | 79456.0906 | 80091.621
2023 | CA | WECC | - | WECC-AB | MW | Peak Hour Demand - Summer | 11381 | 11206.0545 | 11233.333 | 11421.7095 | 11510.0926 | 11733.7743 | 11525.2418 | 11673.156 | 11634.918 | 11819.0973 | 11839.0706 | 12104.4908
2023 | CA | WECC | - | WECC-AB | MW | Peak Hour Demand - Winter | 12193 | 11961.1208 | 12064.8379 | 12064.8379 | 12154.3441 | 12256.875 | 12373.2441 | 12362.0829 | 12413.3697 | 12547.8723 | 12621.9433 | 12689.1264
2023 | CA | WECC | - | WECC-BC | MW | Peak Hour Demand - Summer | 9457 | 8663.2621 | 8761.8249 | 8752 | 8904 | 8998 | 9111 | 9199 | 9289 | 9303 | 9467 | 9573
2023 | CA | WECC | - | WECC-BC | MW | Peak Hour Demand - Winter | 12024 | 11650.616 | 11785.7569 | 11897 | 12031 | 12159 | 12270 | 12389 | 12511 | 12657 | 12799 | 12943
2023 | US/MX | WECC | - | WECC-CAMX | MW | Peak Hour Demand - Summer | 55520.3359 | 55221.5851 | 55949.5767 | 57884.0592 | 58553.8792 | 59380.4463 | 60293.5494 | 61179.5164 | 62213.0371 | 63417.8773 | 64469.7416 | 65448.7305
2023 | US/MX | WECC | - | WECC-CAMX | MW | Peak Hour Demand - Winter | 38775.934 | 38327.7689 | 38887.4808 | 39410.5405 | 40228.184 | 40661.4693 | 41287.3315 | 42025.2506 | 42856.4966 | 43766.9902 | 44734.6682 | 45468.3784
2023 | US | WECC | - | WECC-NW | MW | Peak Hour Demand - Summer | 50147.2192 | 62304.5 | 62899.1 | 64432 | 65427 | 67732 | 69449 | 70241 | 70881 | 71453 | 73043 | 73661
2023 | US | WECC | - | WECC-NW | MW | Peak Hour Demand - Winter | 54212.7 | 57407.6 | 58950.2 | 60321 | 61479 | 63002 | 64296 | 65134 | 65990 | 66758 | 67605 | 68408
2023 | US | WECC | - | WECC-SW | MW | Peak Hour Demand - Summer | 15842.1 | 25990.9466 | 26749.2675 | 27499.1555 | 28294.2008 | 29029.2558 | 29553.8427 | 29972.8957 | 30400.3593 | 30529.267 | 30671.9105 | 31233.6117
2023 | US | WECC | - | WECC-SW | MW | Peak Hour Demand - Winter | 15215.443 | 15742.6052 | 16451.4216 | 17022.9485 | 17693.0815 | 18220.8875 | 18560.9668 | 18870.5806 | 19003.792 | 19223.729 | 19630.58 | 20041.0008
2024 | US | MRO | - | MRO-MISO | MW | Peak Hour Demand - Summer | 125000 | 120855.9618 | 122327.6084 | 124343 | 126073 | 128700 | 129401 | 130120 | 130493 | 131327 | 131952 | 131952
2024 | US | MRO | - | MRO-MISO | MW | Peak Hour Demand - Winter | 106000 | 96134.0294 | 98069.4 | 99459 | 101990 | 102899 | 103595 | 104217 | 105432 | 105600 | 106476 | 106476
2024 | CA | NPCC | - | NPCC-Maritimes | MW | Peak Hour Demand - Summer | 3588.9 | 3440.039 | 3513.8693 | 3438.894 | 3456.4194 | 3475.408 | 3498.9966 | 3516.4642 | 3535.9845 | 3544.3574 | 3562.8566 | 3585.1009
2024 | CA | NPCC | - | NPCC-Maritimes | MW | Peak Hour Demand - Winter | 5532.61 | 6166.5235 | 6200.8511 | 6055.6 | 6094.8 | 6141.4 | 6215.7 | 6271.6 | 6331.2 | 6397.9 | 6474.0969 | 6559.9949
2024 | CA | MRO | - | MRO-Manitoba Hydro | MW | Peak Hour Demand - Summer | 3679.9183 | 3143 | 3161.9231 | 3248.7561 | 3269.2483 | 3277.1094 | 3484.6079 | 3440.1195 | 3477.6493 | 3521.718 | 3565.3335 | 3612.9208
2024 | CA | MRO | - | MRO-Manitoba Hydro | MW | Peak Hour Demand - Winter | 4585.4366 | 4767.7161 | 4796.6055 | 4923.2791 | 4967.7646 | 5036.6466 | 5268.0014 | 5366.4433 | 5426.5188 | 5486.4973 | 5555.5292 | 5629.0299
2024 | CA | MRO | - | MRO-SaskPower | MW | Peak Hour Demand - Summer | 3669 | 3604 | 3620.1 | 3681.9594 | 3783.3354 | 3899.9745 | 3937.0153 | 3956.8397 | 3986.986 | 4014.4739 | 4055.3053 | 4096.9213
2024 | CA | MRO | - | MRO-SaskPower | MW | Peak Hour Demand - Winter | 3896 | 3851.6 | 3917.4 | 4025.2908 | 4149.3893 | 4188.7989 | 4209.8912 | 4241.9655 | 4271.2113 | 4314.6539 | 4358.9315 | 4408.4425
2024 | US | NPCC | - | NPCC-New England | MW | Peak Hour Demand - Summer | 22999 | 24553 | 24579 | 24702 | 24845 | 25076 | 25364 | 25706 | 26100 | 26547 | 27052 | 27566.61
2024 | US | NPCC | - | NPCC-New England | MW | Peak Hour Demand - Winter | 18431 | 20308 | 20639 | 21075 | 21559 | 22136 | 22825 | 23628 | 24562 | 25608 | 26768 | 27980.5
2024 | US | NPCC | - | NPCC-New York | MW | Peak Hour Demand - Summer | 28735.2 | 31541 | 31650 | 31900 | 32110 | 32130 | 32340 | 32580 | 32880 | 33320 | 33830 | 34210
2024 | US | NPCC | - | NPCC-New York | MW | Peak Hour Demand - Winter | 22754.3 | 23800 | 24210 | 24730 | 25270 | 25760 | 26350 | 27020 | 27900 | 28850 | 29950 | 31480
2024 | CA | NPCC | - | NPCC-Ontario | MW | Peak Hour Demand - Summer | 22682 | 22646.6446 | 23384.619 | 23860.1599 | 24264.4836 | 24627.3797 | 25247.5887 | 26037.8022 | 26472.9706 | 27372.8266 | 27974.1724 | 28789.0213
2024 | CA | NPCC | - | NPCC-Ontario | MW | Peak Hour Demand - Winter | 21081 | 22637.5239 | 23399.7879 | 23988.7498 | 24658.5747 | 25311.1913 | 26008.7395 | 26909.8999 | 27545.3036 | 28160.1305 | 28629.6442 | 28987.1612
2024 | CA | NPCC | - | NPCC-Quebec | MW | Peak Hour Demand - Summer | 22610.4178 | 23266.2958 | 23805.7232 | 24228.5382 | 24675.0693 | 25281.5238 | 25999.3518 | 26695.6739 | 27409.2678 | 28084.5923 | 29142.724 | 30247.0981
2024 | CA | NPCC | - | NPCC-Quebec | MW | Peak Hour Demand - Winter | 36324.732 | 41044.3558 | 41496.6229 | 41953.8863 | 42475.9194 | 43384.7279 | 44070.0986 | 44784.1435 | 45577.2949 | 46635.1443 | 47828.47 | 49040.5255
2024 | US | RF | - | PJM | MW | Peak Hour Demand - Summer | 147178 | 151247 | 153493 | 156803 | 159859 | 162972 | 165681 | 167873 | 170008 | 172109 | 174366 | 176822
2024 | US | RF | - | PJM | MW | Peak Hour Demand - Winter | 133362 | 136328 | 139224 | 142824 | 146998 | 149836 | 152870 | 155549 | 158580 | 160732 | 163069 | 165705
2024 | US | SERC | - | SERC-C | MW | Peak Hour Demand - Summer | 43668 | 42636 | 42983.29 | 43202.32 | 43398.97 | 43383.92 | 43439.91 | 43635.53 | 43724.82 | 43913.13 | 44077.11 | 44315.91
2024 | US | SERC | - | SERC-C | MW | Peak Hour Demand - Winter | 47537 | 42894.6 | 43128.47 | 43449.03 | 43556.81 | 43582.99 | 43637.76 | 43592.14 | 43662.57 | 43842.15 | 43993.36 | 44243.69
2024 | US | SERC | - | SERC-E | MW | Peak Hour Demand - Summer | 43332 | 43567 | 44099 | 44789 | 46308 | 47378 | 48286 | 49533 | 50349 | 50896 | 51741 | 52155
2024 | US | SERC | - | SERC-E | MW | Peak Hour Demand - Winter | 45220 | 45005 | 45720 | 46806 | 46874 | 47889 | 49001 | 49895 | 50563 | 51066 | 51749 | 52068
2024 | US | SERC | - | SERC-FP | MW | Peak Hour Demand - Summer | 54629 | 53293 | 53509 | 53795 | 54015 | 54551 | 55250 | 55879 | 56593 | 57612 | 58631 | 59679
2024 | US | SERC | - | SERC-FP | MW | Peak Hour Demand - Winter | 38093 | 48494 | 49535 | 50086 | 49666 | 49698 | 50283 | 51058 | 51550 | 52347 | 53069 | 53873
2024 | US | SERC | - | SERC-SE | MW | Peak Hour Demand - Summer | 47781 | 46021 | 46984 | 48384 | 50467 | 50852 | 51974 | 53031 | 53794 | 54233 | 54677 | 55078
2024 | US | SERC | - | SERC-SE | MW | Peak Hour Demand - Winter | 49820 | 45308 | 46717 | 48713 | 48713 | 49002 | 50063 | 51030 | 51723 | 52104 | 52492 | 52829
2024 | US | SPP-RE | - | SPP | MW | Peak Hour Demand - Summer | 54010.0434 | 54061.7051 | 55669.2687 | 57171.1932 | 59031.4828 | 59764.3937 | 60596.0249 | 61963.1543 | 62489.7393 | 63286.6386 | 63763.7858 | 64172.2335
2024 | US | SPP-RE | - | SPP | MW | Peak Hour Demand - Winter | 44534.8152 | 45411.8171 | 46649.3505 | 48820.9629 | 49481.8187 | 51046.8055 | 51808.612 | 52366.823 | 52905.3396 | 53461.6699 | 53768.5307 | 54005.3521
2024 | US | TRE-ERCOT | - | TRE-ERCOT | MW | Peak Hour Demand - Summer | 85508.4518 | 84827.808 | 88872.5122 | 95720.675 | 101404.667 | 105416.833 | 106365.433 | 106950.533 | 106771.533 | 106463.233 | 106062.233 | 106961.233
2024 | US | TRE-ERCOT | - | TRE-ERCOT | MW | Peak Hour Demand - Winter | 78349.2062 | 75606.5931 | 79316.9716 | 87353.675 | 94159.667 | 99582.833 | 102729.933 | 104511.533 | 106267.533 | 107953.233 | 109566.233 | 111150.233
2024 | CA | WECC | - | WECC-AB | MW | Peak Hour Demand - Summer | 11525.2332 | 12201.1803 | 12246.3831 | 12498.2514 | 12435.9159 | 12664.1731 | 12595.5752 | 12417.5175 | 12383.1216 | 12889.3961 | 12847.6589 | 13031.2516
2024 | CA | WECC | - | WECC-AB | MW | Peak Hour Demand - Winter | 11571.2043 | 12279.9082 | 12411.3282 | 12463.1312 | 12434.4461 | 12510.0873 | 12527.5457 | 12759.4821 | 12830.7507 | 12956.4814 | 12992.3126 | 13075.8023
2024 | CA | WECC | - | WECC-BC | MW | Peak Hour Demand - Summer | 9260 | 9275.2634 | 9330.809 | 9352.6998 | 9303.4711 | 9412.4883 | 9463.79 | 9503.1286 | 9541.0942 | 9576.2396 | 9625.8116 | 9679.0252
2024 | CA | WECC | - | WECC-BC | MW | Peak Hour Demand - Winter | 10782 | 11966.0546 | 11986.0149 | 11959.4672 | 12014.6685 | 11983.0271 | 12075.3424 | 12082.3413 | 12130.2182 | 12174.3864 | 12237.4406 | 12305.2495
2024 | US/MX | WECC | - | WECC-CAMX | MW | Peak Hour Demand - Summer | 54165.1709 | 56366.9337 | 56619.4653 | 57273.9686 | 59291.3266 | 60131.1134 | 61289.3235 | 61066.5047 | 62336.1628 | 65876.4733 | 67251.2759 | 69063.5708
2024 | US/MX | WECC | - | WECC-CAMX | MW | Peak Hour Demand - Winter | 35056.7285 | 36095.2938 | 36659.2068 | 37185.106 | 37908.8872 | 38599.2198 | 39573.1888 | 40654.5521 | 42505.6073 | 44352.964 | 46528.6417 | 48844.5235
2024 | US | WECC | - | WECC-NW | MW | Peak Hour Demand - Summer | 65199.7086 | 66419.7798 | 68274.3946 | 69744.5063 | 71579.6264 | 73625.5742 | 75078.6605 | 75916.9929 | 76736.4505 | 77461.7868 | 78315.688 | 78835.2066
2024 | US | WECC | - | WECC-NW | MW | Peak Hour Demand - Winter | 56128.9531 | 58404.3278 | 59514.8181 | 61291.1539 | 63175.8533 | 64816.1088 | 65931.9256 | 66806.0196 | 67728.5107 | 68620.958 | 69492.1691 | 70141.1619
2024 | US | WECC | - | WECC-SW | MW | Peak Hour Demand - Summer | 27637.0901 | 27292.2771 | 28347.4751 | 29184.3843 | 30098.3339 | 30905.3191 | 31683.9195 | 32401.3759 | 33082.4577 | 33675.5388 | 34300.7157 | 34885.7165
2024 | US | WECC | - | WECC-SW | MW | Peak Hour Demand - Winter | 15994.2167 | 16517.0533 | 17242.7487 | 17607.9656 | 18420.0996 | 19169.1563 | 19981.8326 | 20668.5349 | 21308.622 | 21836.8839 | 22452.7481 | 22886.4777

## Demand & Resources-Summer
Report Year | Country | Region | Subregion | Assessment Area | Code | Description | Actual | Year 0 | Year 1 | Year 2 | Year 3 | Year 4 | Year 5 | Year 6 | Year 7 | Year 8 | Year 9 | Year 10
1990 | CA | MRO | - | - | CSIPP | IPPs | 0 | 0 | 0 | 0 | 0 | 0 | 0 | 0 | 0 | 0 | 0
1990 | CA | MRO | - | - | CST | Total Capacity | 6521 | 6701 | 7391 | 7990 | 8110 | 8156 | 8167 | 8209 | 8479 | 8479 | 8479
1990 | CA | MRO | - | - | CSTOC | Total Owned Capacity | 6521 | 6701 | 7391 | 7990 | 8110 | 8156 | 8167 | 8209 | 8479 | 8479 | 8479
1990 | CA | MRO | - | - | DCSAJ | Adjustments | 0 | 0 | 0 | 0 | 0 | 0 | 0 | 0 | 0 | 0 | 0
1990 | CA | MRO | - | - | DCSFP | Full-Responsibility Purchases (portion of total purchases) | 0 | 0 | 0 | 0 | 0 | 0 | 0 | 0 | 0 | 0 | 200
1990 | CA | MRO | - | - | DCSFS | Full-Responsibility Sales (portion of total sales) | 0 | 0 | 0 | 0 | 0 | 0 | 0 | 0 | 0 | 0 | 0
1990 | CA | MRO | - | - | DCSIC | Inoperable capacity | 0 | 0 | 0 | 0 | 0 | 0 | 0 | 0 | 0 | 0 | 0
1990 | CA | MRO | - | - | DCSIN | Internal Demand | 0 | 4541 | 4791 | 4920 | 5081 | 5191 | 5202 | 5309 | 5433 | 5541 | 5636
1990 | CA | MRO | - | - | DCSIPP | IPPs | 0 | 0 | 0 | 0 | 0 | 0 | 0 | 0 | 0 | 0 | 0
1990 | CA | MRO | - | - | DCSIT | Interruptible Demand | 0 | 0 | 0 | 0 | 0 | 0 | 0 | 0 | 0 | 0 | 0
1990 | CA | MRO | - | - | DCSLM | Direct Control Load Management | 0 | 0 | 0 | 0 | 0 | 0 | 0 | 0 | 0 | 0 | 0
1990 | CA | MRO | - | - | DCSNC | Net Capacity Resources | 0 | 6051 | 6841 | 7440 | 7310 | 7356 | 7067 | 7109 | 7379 | 7379 | 7179
1990 | CA | MRO | - | - | DCSNI | Projected Net Internal Demand | 0 | 4541 | 4791 | 4920 | 5081 | 5191 | 5202 | 5309 | 5433 | 5541 | 5636
1990 | CA | MRO | - | - | DCSNO | Net Operable Capacity | 0 | 6701 | 7391 | 7990 | 8110 | 8156 | 8167 | 8209 | 8479 | 8479 | 8479
1990 | CA | MRO | - | - | DCSPU | Purchases | 0 | 0 | 0 | 0 | 0 | 0 | 0 | 0 | 0 | 0 | 0
1990 | CA | MRO | - | - | DCSSA | Sales | 0 | 650 | 550 | 550 | 800 | 800 | 1100 | 1100 | 1100 | 1100 | 1300
1990 | CA | MRO | - | - | DCSST | Standby Demand | 0 | 0 | 0 | 0 | 0 | 0 | 0 | 0 | 0 | 0 | 0
1990 | CA | MRO | - | - | DCSTI | Projected Total Internal Demand | 0 | 4541 | 4791 | 4920 | 5081 | 5191 | 5202 | 5309 | 5433 | 5541 | 5636
1990 | CA | MRO | - | - | DCSTO | Operable Total Internal Capacity | 0 | 6701 | 7391 | 7990 | 8110 | 8156 | 8167 | 8209 | 8479 | 8479 | 8479
1990 | CA | MRO | - | - | NGEX | Exports | 2526 | 4749 | 8988 | 8460 | 8572 | 8020 | 7961 | 7195 | 6244 | 7015 | 8324
1990 | CA | MRO | - | - | NGIG | Internal Generation | 34683 | 36953 | 41824 | 42315 | 43578 | 43852 | 44616 | 44674 | 44670 | 46312 | 48365
1990 | CA | MRO | - | - | NGIM | Imports | 0 | 0 | 0 | 0 | 0 | 0 | 0 | 0 | 0 | 0 | 0
1990 | CA | MRO | - | - | NGIPP | IPPs | 0 | 0 | 0 | 0 | 0 | 0 | 0 | 0 | 0 | 0 | 0
1990 | CA | MRO | - | - | NGNL | Net Energy for Load | 32157 | 32204 | 32836 | 33855 | 35006 | 35832 | 36655 | 37479 | 38426 | 39297 | 40041
1990 | CA | MRO | - | - | NGPRO | Electricity Production | 34683 | 36953 | 41824 | 42315 | 43578 | 43852 | 44616 | 44674 | 44670 | 46312 | 48365
1990 | CA | MRO | - | - | NGPSLD | Pumped Storage Load | 0 | 0 | 0 | 0 | 0 | 0 | 0 | 0 | 0 | 0 | 0
1990 | CA | MRO | - | - | NGPSOT | Pumped Storage Generation | 0 | 0 | 0 | 0 | 0 | 0 | 0 | 0 | 0 | 0 | 0
1990 | CA | NPCC | - | - | CSIPP | IPPs | 39 | 224 | 332 | 564 | 769 | 937 | 1025 | 1097 | 1172 | 1252 | 1338
1990 | CA | NPCC | - | - | CST | Total Capacity | 55111 | 60488 | 62053 | 65353 | 67062 | 69606 | 71147 | 72008 | 73400 | 74850 | 77066
1990 | CA | NPCC | - | - | CSTOC | Total Owned Capacity | 55072 | 60264 | 61721 | 64789 | 66293 | 68669 | 70122 | 70911 | 72228 | 73598 | 75728
1990 | CA | NPCC | - | - | DCSAJ | Adjustments | 0 | 0 | 0 | 0 | 0 | 0 | 0 | 0 | 0 | 0 | 0
1990 | CA | NPCC | - | - | DCSFP | Full-Responsibility Purchases (portion of total purchases) | 0 | 4592 | 4552 | 4667 | 4727 | 4687 | 4297 | 4253 | 4147 | 4147 | 4147
1990 | CA | NPCC | - | - | DCSFS | Full-Responsibility Sales (portion of total sales) | 0 | 1634 | 1723 | 1991 | 2091 | 2041 | 2091 | 2668 | 2707 | 2707 | 2607
1990 | CA | NPCC | - | - | DCSIC | Inoperable capacity | 0 | 1694 | 1694 | 1648 | 1602 | 1557 | 1469 | 1469 | 1469 | 1469 | 1469
1990 | CA | NPCC | - | - | DCSIN | Internal Demand | 0 | 39765 | 41497 | 42472 | 43566 | 44309 | 45181 | 46370 | 47251 | 47984 | 49057
1990 | CA | NPCC | - | - | DCSIPP | IPPs | 0 | 224 | 332 | 564 | 769 | 937 | 1025 | 1097 | 1172 | 1252 | 1338
1990 | CA | NPCC | - | - | DCSIT | Interruptible Demand | 0 | 1710 | 1829 | 1997 | 2063 | 2118 | 2170 | 2221 | 2223 | 2224 | 2226
1990 | CA | NPCC | - | - | DCSLM | Direct Control Load Management | 0 | 0 | 0 | 0 | 0 | 0 | 0 | 0 | 0 | 0 | 0
1990 | CA | NPCC | - | - | DCSNC | Net Capacity Resources | 0 | 61654 | 63080 | 66269 | 68096 | 70695 | 71884 | 72124 | 73371 | 74821 | 77337
1990 | CA | NPCC | - | - | DCSNI | Projected Net Internal Demand | 0 | 38055 | 39668 | 40475 | 41503 | 42191 | 43011 | 44149 | 45028 | 45760 | 46831
1990 | CA | NPCC | - | - | DCSNO | Net Operable Capacity | 0 | 58570 | 60027 | 63141 | 64691 | 67112 | 68653 | 69442 | 70759 | 72129 | 74259
1990 | CA | NPCC | - | - | DCSPU | Purchases | 0 | 4592 | 4552 | 4667 | 4727 | 4687 | 4297 | 4253 | 4147 | 4147 | 4347
1990 | CA | NPCC | - | - | DCSSA | Sales | 0 | 1732 | 1831 | 2103 | 2091 | 2041 | 2091 | 2668 | 2707 | 2707 | 2607
1990 | CA | NPCC | - | - | DCSST | Standby Demand | 0 | 0 | 0 | 0 | 0 | 0 | 0 | 0 | 0 | 0 | 0
1990 | CA | NPCC | - | - | DCSTI | Projected Total Internal Demand | 0 | 39765 | 41497 | 42472 | 43566 | 44309 | 45181 | 46370 | 47251 | 47984 | 49057
1990 | CA | NPCC | - | - | DCSTO | Operable Total Internal Capacity | 0 | 60264 | 61721 | 64789 | 66293 | 68669 | 70122 | 70911 | 72228 | 73598 | 75728
1990 | CA | NPCC | - | - | NGEX | Exports | 19525 | 19995 | 25487 | 25318 | 24387 | 24442 | 24373 | 27367 | 28268 | 28382 | 31900
1990 | CA | NPCC | - | - | NGIG | Internal Generation | 285525 | 285418 | 309244 | 320051 | 330381 | 337948 | 347057 | 360870 | 368955 | 375074 | 385696
1990 | CA | NPCC | - | - | NGIM | Imports | 42650 | 44850 | 39577 | 39563 | 38718 | 37954 | 35876 | 35403 | 34804 | 35035 | 35804
1990 | CA | NPCC | - | - | NGIPP | IPPs | 286 | 812 | 2272 | 3746 | 5278 | 6412 | 6973 | 7449 | 7948 | 8480 | 9056
1990 | CA | NPCC | - | - | NGNL | Net Energy for Load | 308650 | 310273 | 323334 | 334296 | 344712 | 351460 | 358560 | 368906 | 375491 | 381727 | 389600
1990 | CA | NPCC | - | - | NGPRO | Electricity Production | 285525 | 285418 | 309244 | 320051 | 330381 | 337948 | 347057 | 360870 | 368955 | 375074 | 385696
1990 | CA | NPCC | - | - | NGPSLD | Pumped Storage Load | 0 | 0 | 0 | 0 | 0 | 0 | 0 | 0 | 0 | 0 | 0
1990 | CA | NPCC | - | - | NGPSOT | Pumped Storage Generation | 0 | 0 | 0 | 0 | 0 | 0 | 0 | 0 | 0 | 0 | 0
1990 | CA | NPCC | Maritimes | Maritimes | CSIPP | IPPs | 5 | 10 | 10 | 10 | 10 | 50 | 65 | 65 | 65 | 65 | 65
1990 | CA | NPCC | Maritimes | Maritimes | CST | Total Capacity | 5216 | 5221 | 5221 | 5707 | 5791 | 6417 | 6602 | 6702 | 6702 | 7307 | 7307
1990 | CA | NPCC | Maritimes | Maritimes | CSTOC | Total Owned Capacity | 5211 | 5211 | 5211 | 5697 | 5781 | 6367 | 6537 | 6637 | 6637 | 7242 | 7242
1990 | CA | NPCC | Maritimes | Maritimes | DCSAJ | Adjustments | 0 | 0 | 0 | 0 | 0 | 0 | 0 | 0 | 0 | 0 | 0
1990 | CA | NPCC | Maritimes | Maritimes | DCSFP | Full-Responsibility Purchases (portion of total purchases) | 0 | 150 | 125 | 250 | 350 | 350 | 0 | 0 | 0 | 0 | 0
1990 | CA | NPCC | Maritimes | Maritimes | DCSFS | Full-Responsibility Sales (portion of total sales) | 0 | 270 | 285 | 570 | 570 | 520 | 420 | 420 | 420 | 420 | 320
1990 | CA | NPCC | Maritimes | Maritimes | DCSIC | Inoperable capacity | 0 | 0 | 0 | 0 | 0 | 0 | 0 | 0 | 0 | 0 | 0
1990 | CA | NPCC | Maritimes | Maritimes | DCSIN | Internal Demand | 0 | 3013 | 3088 | 3166 | 3259 | 3352 | 3451 | 3553 | 3658 | 3762 | 3869
1990 | CA | NPCC | Maritimes | Maritimes | DCSIPP | IPPs | 0 | 10 | 10 | 10 | 10 | 50 | 65 | 65 | 65 | 65 | 65
1990 | CA | NPCC | Maritimes | Maritimes | DCSIT | Interruptible Demand | 0 | 207 | 208 | 208 | 209 | 212 | 214 | 215 | 217 | 218 | 220
1990 | CA | NPCC | Maritimes | Maritimes | DCSLM | Direct Control Load Management | 0 | 0 | 0 | 0 | 0 | 0 | 0 | 0 | 0 | 0 | 0
1990 | CA | NPCC | Maritimes | Maritimes | DCSNC | Net Capacity Resources | 0 | 5101 | 5061 | 5387 | 5571 | 6247 | 6182 | 6282 | 6282 | 6887 | 6987
1990 | CA | NPCC | Maritimes | Maritimes | DCSNI | Projected Net Internal Demand | 0 | 2806 | 2880 | 2958 | 3050 | 3140 | 3237 | 3338 | 3441 | 3544 | 3649
1990 | CA | NPCC | Maritimes | Maritimes | DCSNO | Net Operable Capacity | 0 | 5211 | 5211 | 5697 | 5781 | 6367 | 6537 | 6637 | 6637 | 7242 | 7242
1990 | CA | NPCC | Maritimes | Maritimes | DCSPU | Purchases | 0 | 150 | 125 | 250 | 350 | 350 | 0 | 0 | 0 | 0 | 0
1990 | CA | NPCC | Maritimes | Maritimes | DCSSA | Sales | 0 | 270 | 285 | 570 | 570 | 520 | 420 | 420 | 420 | 420 | 320
1990 | CA | NPCC | Maritimes | Maritimes | DCSST | Standby Demand | 0 | 0 | 0 | 0 | 0 | 0 | 0 | 0 | 0 | 0 | 0
1990 | CA | NPCC | Maritimes | Maritimes | DCSTI | Projected Total Internal Demand | 0 | 3013 | 3088 | 3166 | 3259 | 3352 | 3451 | 3553 | 3658 | 3762 | 3869
1990 | CA | NPCC | Maritimes | Maritimes | DCSTO | Operable Total Internal Capacity | 0 | 5211 | 5211 | 5697 | 5781 | 6367 | 6537 | 6637 | 6637 | 7242 | 7242
1990 | CA | NPCC | Maritimes | Maritimes | NGEX | Exports | 7233 | 7009 | 4621 | 3802 | 3671 | 4126 | 3857 | 3467 | 3268 | 3782 | 3900
1990 | CA | NPCC | Maritimes | Maritimes | NGIG | Internal Generation | 25385 | 26785 | 25185 | 25099 | 26391 | 28100 | 30523 | 30894 | 31485 | 32791 | 33713
1990 | CA | NPCC | Maritimes | Maritimes | NGIM | Imports | 3628 | 3459 | 3403 | 3289 | 2544 | 1980 | 2 | 3 | 4 | 1 | 2
1990 | CA | NPCC | Maritimes | Maritimes | NGIPP | IPPs | 44 | 52 | 52 | 52 | 111 | 361 | 437 | 437 | 437 | 437 | 437
1990 | CA | NPCC | Maritimes | Maritimes | NGNL | Net Energy for Load | 21780 | 23235 | 23967 | 24586 | 25264 | 25954 | 26668 | 27430 | 28221 | 29010 | 29815
1990 | CA | NPCC | Maritimes | Maritimes | NGPRO | Electricity Production | 25385 | 26785 | 25185 | 25099 | 26391 | 28100 | 30523 | 30894 | 31485 | 32791 | 33713
1990 | CA | NPCC | Maritimes | Maritimes | NGPSLD | Pumped Storage Load | 0 | 0 | 0 | 0 | 0 | 0 | 0 | 0 | 0 | 0 | 0
1990 | CA | NPCC | Maritimes | Maritimes | NGPSOT | Pumped Storage Generation | 0 | 0 | 0 | 0 | 0 | 0 | 0 | 0 | 0 | 0 | 0
1990 | CA | NPCC | Ontario | Ontario | CSIPP | IPPs | 34 | 193 | 252 | 338 | 424 | 497 | 570 | 642 | 717 | 797 | 883
1990 | CA | NPCC | Ontario | Ontario | CST | Total Capacity | 30036 | 31115 | 32051 | 33018 | 33990 | 34073 | 34401 | 34598 | 34802 | 34882 | 35518
1990 | CA | NPCC | Ontario | Ontario | CSTOC | Total Owned Capacity | 30002 | 30922 | 31799 | 32680 | 33566 | 33576 | 33831 | 33956 | 34085 | 34085 | 34635
1990 | CA | NPCC | Ontario | Ontario | DCSAJ | Adjustments | 0 | 0 | 0 | 0 | 0 | 0 | 0 | 0 | 0 | 0 | 0
1990 | CA | NPCC | Ontario | Ontario | DCSFP | Full-Responsibility Purchases (portion of total purchases) | 0 | 0 | 0 | 0 | 0 | 0 | 0 | 0 | 0 | 0 | 0
1990 | CA | NPCC | Ontario | Ontario | DCSFS | Full-Responsibility Sales (portion of total sales) | 0 | 0 | 0 | 0 | 0 | 0 | 0 | 0 | 0 | 0 | 0
1990 | CA | NPCC | Ontario | Ontario | DCSIC | Inoperable capacity | 0 | 1694 | 1694 | 1648 | 1602 | 1557 | 1469 | 1469 | 1469 | 1469 | 1469
1990 | CA | NPCC | Ontario | Ontario | DCSIN | Internal Demand | 0 | 20169 | 20709 | 21300 | 21706 | 22107 | 22497 | 23014 | 23433 | 23789 | 24163
1990 | CA | NPCC | Ontario | Ontario | DCSIPP | IPPs | 0 | 193 | 252 | 338 | 424 | 497 | 570 | 642 | 717 | 797 | 883
1990 | CA | NPCC | Ontario | Ontario | DCSIT | Interruptible Demand | 0 | 753 | 771 | 789 | 804 | 806 | 806 | 806 | 806 | 806 | 806
1990 | CA | NPCC | Ontario | Ontario | DCSLM | Direct Control Load Management | 0 | 0 | 0 | 0 | 0 | 0 | 0 | 0 | 0 | 0 | 0
1990 | CA | NPCC | Ontario | Ontario | DCSNC | Net Capacity Resources | 0 | 29323 | 30249 | 31258 | 32388 | 32516 | 32932 | 33129 | 33333 | 33413 | 34249
1990 | CA | NPCC | Ontario | Ontario | DCSNI | Projected Net Internal Demand | 0 | 19416 | 19938 | 20511 | 20902 | 21301 | 21691 | 22208 | 22627 | 22983 | 23357
1990 | CA | NPCC | Ontario | Ontario | DCSNO | Net Operable Capacity | 0 | 29228 | 30105 | 31032 | 31964 | 32019 | 32362 | 32487 | 32616 | 32616 | 33166
1990 | CA | NPCC | Ontario | Ontario | DCSPU | Purchases | 0 | 0 | 0 | 0 | 0 | 0 | 0 | 0 | 0 | 0 | 200
1990 | CA | NPCC | Ontario | Ontario | DCSSA | Sales | 0 | 98 | 108 | 112 | 0 | 0 | 0 | 0 | 0 | 0 | 0
1990 | CA | NPCC | Ontario | Ontario | DCSST | Standby Demand | 0 | 0 | 0 | 0 | 0 | 0 | 0 | 0 | 0 | 0 | 0
1990 | CA | NPCC | Ontario | Ontario | DCSTI | Projected Total Internal Demand | 0 | 20169 | 20709 | 21300 | 21706 | 22107 | 22497 | 23014 | 23433 | 23789 | 24163
1990 | CA | NPCC | Ontario | Ontario | DCSTO | Operable Total Internal Capacity | 0 | 30922 | 31799 | 32680 | 33566 | 33576 | 33831 | 33956 | 34085 | 34085 | 34635
1990 | CA | NPCC | Ontario | Ontario | NGEX | Exports | 2292 | 1386 | 8266 | 8716 | 8616 | 8716 | 8716 | 8700 | 8600 | 8200 | 8600
1990 | CA | NPCC | Ontario | Ontario | NGIG | Internal Generation | 135940 | 141333 | 153459 | 158652 | 161790 | 165448 | 168634 | 173576 | 176170 | 178383 | 180883
1990 | CA | NPCC | Ontario | Ontario | NGIM | Imports | 7122 | 2791 | 1274 | 1574 | 1574 | 1574 | 1574 | 1300 | 1400 | 1634 | 2402
1990 | CA | NPCC | Ontario | Ontario | NGIPP | IPPs | 242 | 560 | 1720 | 2294 | 2867 | 3351 | 3836 | 4312 | 4811 | 5343 | 5919
1990 | CA | NPCC | Ontario | Ontario | NGNL | Net Energy for Load | 140770 | 142738 | 146467 | 151510 | 154748 | 158306 | 161492 | 166176 | 168970 | 171817 | 174685
1990 | CA | NPCC | Ontario | Ontario | NGPRO | Electricity Production | 135940 | 141333 | 153459 | 158652 | 161790 | 165448 | 168634 | 173576 | 176170 | 178383 | 180883
1990 | CA | NPCC | Ontario | Ontario | NGPSLD | Pumped Storage Load | 0 | 0 | 0 | 0 | 0 | 0 | 0 | 0 | 0 | 0 | 0
1990 | CA | NPCC | Ontario | Ontario | NGPSOT | Pumped Storage Generation | 0 | 0 | 0 | 0 | 0 | 0 | 0 | 0 | 0 | 0 | 0
1990 | CA | NPCC | Quebec | Quebec | CSIPP | IPPs | 0 | 21 | 70 | 216 | 335 | 390 | 390 | 390 | 390 | 390 | 390
1990 | CA | NPCC | Quebec | Quebec | CST | Total Capacity | 19859 | 24152 | 24781 | 26628 | 27281 | 29116 | 30144 | 30708 | 31896 | 32661 | 34241
1990 | CA | NPCC | Quebec | Quebec | CSTOC | Total Owned Capacity | 19859 | 24131 | 24711 | 26412 | 26946 | 28726 | 29754 | 30318 | 31506 | 32271 | 33851
1990 | CA | NPCC | Quebec | Quebec | DCSAJ | Adjustments | 0 | 0 | 0 | 0 | 0 | 0 | 0 | 0 | 0 | 0 | 0
1990 | CA | NPCC | Quebec | Quebec | DCSFP | Full-Responsibility Purchases (portion of total purchases) | 0 | 4442 | 4427 | 4417 | 4377 | 4337 | 4297 | 4253 | 4147 | 4147 | 4147
1990 | CA | NPCC | Quebec | Quebec | DCSFS | Full-Responsibility Sales (portion of total sales) | 0 | 1364 | 1438 | 1421 | 1521 | 1521 | 1671 | 2248 | 2287 | 2287 | 2287
1990 | CA | NPCC | Quebec | Quebec | DCSIC | Inoperable capacity | 0 | 0 | 0 | 0 | 0 | 0 | 0 | 0 | 0 | 0 | 0
1990 | CA | NPCC | Quebec | Quebec | DCSIN | Internal Demand | 0 | 16583 | 17700 | 18006 | 18601 | 18850 | 19233 | 19803 | 20160 | 20433 | 21025
1990 | CA | NPCC | Quebec | Quebec | DCSIPP | IPPs | 0 | 21 | 70 | 216 | 335 | 390 | 390 | 390 | 390 | 390 | 390
1990 | CA | NPCC | Quebec | Quebec | DCSIT | Interruptible Demand | 0 | 750 | 850 | 1000 | 1050 | 1100 | 1150 | 1200 | 1200 | 1200 | 1200
1990 | CA | NPCC | Quebec | Quebec | DCSLM | Direct Control Load Management | 0 | 0 | 0 | 0 | 0 | 0 | 0 | 0 | 0 | 0 | 0
1990 | CA | NPCC | Quebec | Quebec | DCSNC | Net Capacity Resources | 0 | 27230 | 27770 | 29624 | 30137 | 31932 | 32770 | 32713 | 33756 | 34521 | 36101
1990 | CA | NPCC | Quebec | Quebec | DCSNI | Projected Net Internal Demand | 0 | 15833 | 16850 | 17006 | 17551 | 17750 | 18083 | 18603 | 18960 | 19233 | 19825
1990 | CA | NPCC | Quebec | Quebec | DCSNO | Net Operable Capacity | 0 | 24131 | 24711 | 26412 | 26946 | 28726 | 29754 | 30318 | 31506 | 32271 | 33851
1990 | CA | NPCC | Quebec | Quebec | DCSPU | Purchases | 0 | 4442 | 4427 | 4417 | 4377 | 4337 | 4297 | 4253 | 4147 | 4147 | 4147
1990 | CA | NPCC | Quebec | Quebec | DCSSA | Sales | 0 | 1364 | 1438 | 1421 | 1521 | 1521 | 1671 | 2248 | 2287 | 2287 | 2287
1990 | CA | NPCC | Quebec | Quebec | DCSST | Standby Demand | 0 | 0 | 0 | 0 | 0 | 0 | 0 | 0 | 0 | 0 | 0
1990 | CA | NPCC | Quebec | Quebec | DCSTI | Projected Total Internal Demand | 0 | 16583 | 17700 | 18006 | 18601 | 18850 | 19233 | 19803 | 20160 | 20433 | 21025
1990 | CA | NPCC | Quebec | Quebec | DCSTO | Operable Total Internal Capacity | 0 | 24131 | 24711 | 26412 | 26946 | 28726 | 29754 | 30318 | 31506 | 32271 | 33851
1990 | CA | NPCC | Quebec | Quebec | NGEX | Exports | 10000 | 11600 | 12600 | 12800 | 12100 | 11600 | 11800 | 15200 | 16400 | 16400 | 19400
1990 | CA | NPCC | Quebec | Quebec | NGIG | Internal Generation | 124200 | 117300 | 130600 | 136300 | 142200 | 144400 | 147900 | 156400 | 161300 | 163900 | 171100
1990 | CA | NPCC | Quebec | Quebec | NGIM | Imports | 31900 | 38600 | 34900 | 34700 | 34600 | 34400 | 34300 | 34100 | 33400 | 33400 | 33400
1990 | CA | NPCC | Quebec | Quebec | NGIPP | IPPs | 0 | 200 | 500 | 1400 | 2300 | 2700 | 2700 | 2700 | 2700 | 2700 | 2700
1990 | CA | NPCC | Quebec | Quebec | NGNL | Net Energy for Load | 146100 | 144300 | 152900 | 158200 | 164700 | 167200 | 170400 | 175300 | 178300 | 180900 | 185100
1990 | CA | NPCC | Quebec | Quebec | NGPRO | Electricity Production | 124200 | 117300 | 130600 | 136300 | 142200 | 144400 | 147900 | 156400 | 161300 | 163900 | 171100
1990 | CA | NPCC | Quebec | Quebec | NGPSLD | Pumped Storage Load | 0 | 0 | 0 | 0 | 0 | 0 | 0 | 0 | 0 | 0 | 0
1990 | CA | NPCC | Quebec | Quebec | NGPSOT | Pumped Storage Generation | 0 | 0 | 0 | 0 | 0 | 0 | 0 | 0 | 0 | 0 | 0
1990 | CA | WECC | - | - | CSIPP | IPPs | 0 | 0 | 0 | 130 | 130 | 130 | 430 | 430 | 430 | 430 | 430
1990 | CA | WECC | - | - | CST | Total Capacity | 17873 | 18562 | 18858 | 19510 | 19510 | 19510 | 19810 | 19994 | 20181 | 20381 | 20301
1990 | CA | WECC | - | - | CSTOC | Total Owned Capacity | 17873 | 18562 | 18858 | 19380 | 19380 | 19380 | 19380 | 19564 | 19751 | 19951 | 19871
1990 | CA | WECC | - | - | DCSAJ | Adjustments | 0 | 0 | 0 | 0 | 0 | 0 | 0 | 0 | 0 | 0 | 0
1990 | CA | WECC | - | - | DCSFP | Full-Responsibility Purchases (portion of total purchases) | 0 | 0 | 0 | 0 | 0 | 0 | 0 | 0 | 0 | 126 | 768
1990 | CA | WECC | - | - | DCSFS | Full-Responsibility Sales (portion of total sales) | 0 | 142 | 142 | 142 | 142 | 142 | 142 | 142 | 142 | 142 | 142
1990 | CA | WECC | - | - | DCSIC | Inoperable capacity | 0 | 0 | 0 | 0 | 0 | 0 | 0 | 0 | 0 | 0 | 0
1990 | CA | WECC | - | - | DCSIN | Internal Demand | 0 | 11487 | 11696 | 11968 | 12287 | 12601 | 12870 | 13155 | 13428 | 13741 | 14042
1990 | CA | WECC | - | - | DCSIPP | IPPs | 0 | 0 | 0 | 130 | 130 | 130 | 430 | 430 | 430 | 430 | 430
1990 | CA | WECC | - | - | DCSIT | Interruptible Demand | 0 | 113 | 78 | 78 | 78 | 78 | 78 | 78 | 78 | 78 | 78
1990 | CA | WECC | - | - | DCSLM | Direct Control Load Management | 0 | 2 | 5 | 7 | 10 | 8 | 10 | 10 | 11 | 12 | 12
1990 | CA | WECC | - | - | DCSNC | Net Capacity Resources | 0 | 18420 | 18716 | 19368 | 19368 | 19368 | 19668 | 19852 | 20039 | 20365 | 20927
1990 | CA | WECC | - | - | DCSNI | Projected Net Internal Demand | 0 | 11372 | 11613 | 11883 | 12199 | 12515 | 12782 | 13067 | 13339 | 13651 | 13952
1990 | CA | WECC | - | - | DCSNO | Net Operable Capacity | 0 | 18562 | 18858 | 19380 | 19380 | 19380 | 19380 | 19564 | 19751 | 19951 | 19871
1990 | CA | WECC | - | - | DCSPU | Purchases | 0 | 0 | 0 | 0 | 0 | 0 | 0 | 0 | 0 | 126 | 768
1990 | CA | WECC | - | - | DCSSA | Sales | 0 | 142 | 142 | 142 | 142 | 142 | 142 | 142 | 142 | 142 | 142
1990 | CA | WECC | - | - | DCSST | Standby Demand | 0 | 0 | 0 | 0 | 0 | 0 | 0 | 0 | 0 | 0 | 0
1990 | CA | WECC | - | - | DCSTI | Projected Total Internal Demand | 0 | 11487 | 11696 | 11968 | 12287 | 12601 | 12870 | 13155 | 13428 | 13741 | 14042
1990 | CA | WECC | - | - | DCSTO | Operable Total Internal Capacity | 0 | 18562 | 18858 | 19380 | 19380 | 19380 | 19380 | 19564 | 19751 | 19951 | 19871
1990 | CA | WECC | - | - | NGEX | Exports | 5741 | 456 | 310 | 310 | 310 | 310 | 310 | 310 | 310 | 310 | 310
1990 | CA | WECC | - | - | NGIG | Internal Generation | 89678 | 89901 | 92528 | 95513 | 98339 | 101182 | 103635 | 106124 | 108408 | 110466 | 110978
1990 | CA | WECC | - | - | NGIM | Imports | 1349 | 0 | 0 | 0 | 0 | 0 | 0 | 0 | 0 | 374 | 2304
1990 | CA | WECC | - | - | NGIPP | IPPs | 0 | 0 | 146 | 578 | 800 | 748 | 578 | 578 | 895 | 1843 | 1132
1990 | CA | WECC | - | - | NGNL | Net Energy for Load | 85286 | 89445 | 92218 | 95203 | 98029 | 100872 | 103325 | 105814 | 108098 | 110530 | 112972
1990 | CA | WECC | - | - | NGPRO | Electricity Production | 89678 | 89901 | 92528 | 95513 | 98339 | 101182 | 103635 | 106124 | 108408 | 110466 | 110978
1990 | CA | WECC | - | - | NGPSLD | Pumped Storage Load | 0 | 0 | 0 | 0 | 0 | 0 | 0 | 0 | 0 | 0 | 0
1990 | CA | WECC | - | - | NGPSOT | Pumped Storage Generation | 0 | 0 | 0 | 0 | 0 | 0 | 0 | 0 | 0 | 0 | 0
1990 | MX | WECC | CA-MX | - | CSIPP | IPPs | 0 | 0 | 0 | 0 | 0 | 0 | 0 | 0 | 0 | 0 | 0
1990 | MX | WECC | CA-MX | - | CST | Total Capacity | 1030 | 1180 | 1330 | 1330 | 1368 | 1518 | 1556 | 1706 | 1706 | 1706 | 1706
1990 | MX | WECC | CA-MX | - | CSTOC | Total Owned Capacity | 1030 | 1180 | 1330 | 1330 | 1368 | 1518 | 1556 | 1706 | 1706 | 1706 | 1706
1990 | MX | WECC | CA-MX | - | DCSAJ | Adjustments | 0 | 0 | 0 | 0 | 0 | 0 | 0 | 0 | 0 | 0 | 0
1990 | MX | WECC | CA-MX | - | DCSFP | Full-Responsibility Purchases (portion of total purchases) | 0 | 0 | 0 | 0 | 0 | 0 | 0 | 0 | 0 | 0 | 0
1990 | MX | WECC | CA-MX | - | DCSFS | Full-Responsibility Sales (portion of total sales) | 0 | 220 | 220 | 220 | 220 | 220 | 220 | 220 | 0 | 0 | 0
1990 | MX | WECC | CA-MX | - | DCSIC | Inoperable capacity | 0 | 0 | 0 | 0 | 0 | 0 | 0 | 0 | 0 | 0 | 0
1990 | MX | WECC | CA-MX | - | DCSIN | Internal Demand | 0 | 874 | 940 | 1023 | 1103 | 1190 | 1294 | 1391 | 1482 | 1575 | 1675
1990 | MX | WECC | CA-MX | - | DCSIPP | IPPs | 0 | 0 | 0 | 0 | 0 | 0 | 0 | 0 | 0 | 0 | 0
1990 | MX | WECC | CA-MX | - | DCSIT | Interruptible Demand | 0 | 0 | 0 | 0 | 0 | 0 | 0 | 0 | 0 | 0 | 0
1990 | MX | WECC | CA-MX | - | DCSLM | Direct Control Load Management | 0 | 0 | 0 | 0 | 0 | 0 | 0 | 0 | 0 | 0 | 0
1990 | MX | WECC | CA-MX | - | DCSNC | Net Capacity Resources | 0 | 960 | 1110 | 1110 | 1148 | 1298 | 1336 | 1486 | 1706 | 1706 | 1706
1990 | MX | WECC | CA-MX | - | DCSNI | Projected Net Internal Demand | 0 | 874 | 940 | 1023 | 1103 | 1190 | 1294 | 1391 | 1482 | 1575 | 1675
1990 | MX | WECC | CA-MX | - | DCSNO | Net Operable Capacity | 0 | 1180 | 1330 | 1330 | 1368 | 1518 | 1556 | 1706 | 1706 | 1706 | 1706
1990 | MX | WECC | CA-MX | - | DCSPU | Purchases | 0 | 0 | 0 | 0 | 0 | 0 | 0 | 0 | 0 | 0 | 0
1990 | MX | WECC | CA-MX | - | DCSSA | Sales | 0 | 220 | 220 | 220 | 220 | 220 | 220 | 220 | 0 | 0 | 0
1990 | MX | WECC | CA-MX | - | DCSST | Standby Demand | 0 | 0 | 0 | 0 | 0 | 0 | 0 | 0 | 0 | 0 | 0
1990 | MX | WECC | CA-MX | - | DCSTI | Projected Total Internal Demand | 0 | 874 | 940 | 1023 | 1103 | 1190 | 1294 | 1391 | 1482 | 1575 | 1675
1990 | MX | WECC | CA-MX | - | DCSTO | Operable Total Internal Capacity | 0 | 1180 | 1330 | 1330 | 1368 | 1518 | 1556 | 1706 | 1706 | 1706 | 1706
1990 | MX | WECC | CA-MX | - | NGEX | Exports | 2005 | 1928 | 1928 | 1932 | 1927 | 1927 | 1927 | 1286 | 0 | 0 | 0
1990 | MX | WECC | CA-MX | - | NGIG | Internal Generation | 5523 | 6332 | 6713 | 7138 | 7591 | 8093 | 8642 | 8600 | 7895 | 8500 | 9174
1990 | MX | WECC | CA-MX | - | NGIM | Imports | 557 | 0 | 0 | 0 | 0 | 0 | 0 | 0 | 0 | 0 | 0
1990 | MX | WECC | CA-MX | - | NGIPP | IPPs | 0 | 0 | 0 | 0 | 0 | 0 | 0 | 0 | 0 | 0 | 0
1990 | MX | WECC | CA-MX | - | NGNL | Net Energy for Load | 4075 | 4404 | 4785 | 5206 | 5664 | 6166 | 6715 | 7314 | 7895 | 8500 | 9174
1990 | MX | WECC | CA-MX | - | NGPRO | Electricity Production | 5523 | 6332 | 6713 | 7138 | 7591 | 8093 | 8642 | 8600 | 7895 | 8500 | 9174
1990 | MX | WECC | CA-MX | - | NGPSLD | Pumped Storage Load | 0 | 0 | 0 | 0 | 0 | 0 | 0 | 0 | 0 | 0 | 0
1990 | MX | WECC | CA-MX | - | NGPSOT | Pumped Storage Generation | 0 | 0 | 0 | 0 | 0 | 0 | 0 | 0 | 0 | 0 | 0
1990 | US | ECAR | - | - | CSIPP | IPPs | 237 | 1210 | 1261 | 1718 | 1906 | 2020 | 2159 | 2466 | 2488 | 2493 | 2501
1990 | US | ECAR | - | - | CST | Total Capacity | 97218 | 99505 | 101197 | 101935 | 102586 | 103404 | 104403 | 105468 | 106758 | 107114 | 107475
1990 | US | ECAR | - | - | CSTOC | Total Owned Capacity | 96981 | 98295 | 99936 | 100217 | 100680 | 101384 | 102244 | 103002 | 104270 | 104621 | 104974
1990 | US | ECAR | - | - | DCSAJ | Adjustments | 0 | 0 | 0 | 0 | 0 | 0 | 0 | 0 | 0 | 0 | 0
1990 | US | ECAR | - | - | DCSFP | Full-Responsibility Purchases (portion of total purchases) | 0 | 0 | 0 | 0 | 0 | 0 | 0 | 0 | 0 | 0 | 0
1990 | US | ECAR | - | - | DCSFS | Full-Responsibility Sales (portion of total sales) | 0 | 850 | 1154 | 1154 | 1154 | 850 | 850 | 850 | 850 | 850 | 850
1990 | US | ECAR | - | - | DCSIC | Inoperable capacity | 0 | 0 | 0 | 0 | 0 | 0 | 0 | 0 | 0 | 0 | 0
1990 | US | ECAR | - | - | DCSIN | Internal Demand | 0 | 78912 | 80373 | 81863 | 83080 | 84322 | 85696 | 87075 | 88490 | 89881 | 91232
1990 | US | ECAR | - | - | DCSIPP | IPPs | 0 | 1210 | 1261 | 1718 | 1906 | 2020 | 2159 | 2466 | 2488 | 2493 | 2501
1990 | US | ECAR | - | - | DCSIT | Interruptible Demand | 0 | 932 | 932 | 932 | 932 | 932 | 932 | 932 | 932 | 992 | 992
1990 | US | ECAR | - | - | DCSLM | Direct Control Load Management | 0 | 23 | 29 | 33 | 39 | 39 | 39 | 38 | 38 | 38 | 38
1990 | US | ECAR | - | - | DCSNC | Net Capacity Resources | 0 | 94384 | 98855 | 99643 | 100700 | 101822 | 103121 | 104240 | 105530 | 105886 | 106247
1990 | US | ECAR | - | - | DCSNI | Projected Net Internal Demand | 0 | 77958 | 79415 | 80905 | 82117 | 83361 | 84737 | 86118 | 87535 | 88868 | 90221
1990 | US | ECAR | - | - | DCSNO | Net Operable Capacity | 0 | 98295 | 99936 | 100217 | 100680 | 101384 | 102244 | 103002 | 104270 | 104621 | 104974
1990 | US | ECAR | - | - | DCSPU | Purchases | 0 | 372 | 322 | 372 | 372 | 372 | 372 | 372 | 372 | 372 | 372
1990 | US | ECAR | - | - | DCSSA | Sales | 0 | 5493 | 2664 | 2664 | 2258 | 1954 | 1654 | 1600 | 1600 | 1600 | 1600
1990 | US | ECAR | - | - | DCSST | Standby Demand | 0 | 1 | 3 | 7 | 8 | 10 | 12 | 13 | 15 | 17 | 19
1990 | US | ECAR | - | - | DCSTI | Projected Total Internal Demand | 0 | 78913 | 80376 | 81870 | 83088 | 84332 | 85708 | 87088 | 88505 | 89898 | 91251
1990 | US | ECAR | - | - | DCSTO | Operable Total Internal Capacity | 0 | 98295 | 99936 | 100217 | 100680 | 101384 | 102244 | 103002 | 104270 | 104621 | 104974
1990 | US | ECAR | - | - | NGEX | Exports | 88496 | 53318 | 44301 | 43656 | 41800 | 39973 | 39265 | 40153 | 40715 | 41176 | 42376
1990 | US | ECAR | - | - | NGIG | Internal Generation | 473974 | 480085 | 482378 | 494034 | 496828 | 500871 | 506128 | 514614 | 521987 | 528867 | 537752
1990 | US | ECAR | - | - | NGIM | Imports | 54354 | 20877 | 18786 | 14297 | 15598 | 16183 | 17733 | 18007 | 18577 | 19473 | 19210
1990 | US | ECAR | - | - | NGIPP | IPPs | 2076 | 7095 | 8019 | 12605 | 13730 | 14117 | 14603 | 16208 | 16414 | 16705 | 17233
1990 | US | ECAR | - | - | NGNL | Net Energy for Load | 439832 | 447644 | 456863 | 464675 | 470626 | 477081 | 484596 | 492468 | 499849 | 507164 | 514586
1990 | US | ECAR | - | - | NGPRO | Electricity Production | 475296 | 481729 | 483825 | 495404 | 498268 | 502349 | 507687 | 516255 | 523664 | 530616 | 539465
1990 | US | ECAR | - | - | NGPSLD | Pumped Storage Load | 5368 | 6296 | 5620 | 5423 | 5671 | 5810 | 6071 | 6348 | 6459 | 6674 | 6511
1990 | US | ECAR | - | - | NGPSOT | Pumped Storage Generation | 4046 | 4652 | 4173 | 4053 | 4231 | 4332 | 4512 | 4707 | 4782 | 4925 | 4798
1990 | US | TRE | - | ERCOT | CSIPP | IPPs | 2829 | 2972 | 2572 | 2272 | 2272 | 2047 | 1452 | 1375 | 1375 | 1239 | 824
1990 | US | TRE | - | ERCOT | CST | Total Capacity | 51927 | 53560 | 53124 | 54472 | 54576 | 54754 | 55065 | 56006 | 57268 | 57954 | 60187
1990 | US | TRE | - | ERCOT | CSTOC | Total Owned Capacity | 49098 | 50588 | 50552 | 52200 | 52304 | 52707 | 53613 | 54631 | 55893 | 56715 | 59363
1990 | US | TRE | - | ERCOT | DCSAJ | Adjustments | 0 | 0 | 0 | 0 | 0 | 0 | 0 | 0 | 0 | 0 | 0
1990 | US | TRE | - | ERCOT | DCSFP | Full-Responsibility Purchases (portion of total purchases) | 0 | 0 | 0 | 0 | 0 | 0 | 0 | 0 | 0 | 0 | 0
1990 | US | TRE | - | ERCOT | DCSFS | Full-Responsibility Sales (portion of total sales) | 0 | 0 | 0 | 0 | 0 | 0 | 0 | 0 | 0 | 0 | 0
1990 | US | TRE | - | ERCOT | DCSIC | Inoperable capacity | 0 | 452 | 452 | 452 | 284 | 284 | 250 | 108 | 0 | 0 | 0
1990 | US | TRE | - | ERCOT | DCSIN | Internal Demand | 0 | 41849 | 42686 | 44416 | 45315 | 45979 | 46877 | 48153 | 49393 | 50644 | 52126
1990 | US | TRE | - | ERCOT | DCSIPP | IPPs | 0 | 2972 | 2572 | 2272 | 2272 | 2047 | 1452 | 1375 | 1375 | 1239 | 824
1990 | US | TRE | - | ERCOT | DCSIT | Interruptible Demand | 0 | 1559 | 1395 | 1583 | 1634 | 1407 | 1347 | 1385 | 1422 | 1462 | 1504
1990 | US | TRE | - | ERCOT | DCSLM | Direct Control Load Management | 0 | 27 | 39 | 50 | 62 | 77 | 97 | 114 | 133 | 149 | 161
1990 | US | TRE | - | ERCOT | DCSNC | Net Capacity Resources | 0 | 53108 | 52672 | 54020 | 54292 | 54492 | 54870 | 55982 | 57295 | 58048 | 60206
1990 | US | TRE | - | ERCOT | DCSNI | Projected Net Internal Demand | 0 | 40294 | 41283 | 42819 | 43659 | 44536 | 45475 | 46697 | 47881 | 49077 | 50506
1990 | US | TRE | - | ERCOT | DCSNO | Net Operable Capacity | 0 | 50136 | 50100 | 51748 | 52020 | 52423 | 53363 | 54523 | 55893 | 56715 | 59363
1990 | US | TRE | - | ERCOT | DCSPU | Purchases | 0 | 0 | 0 | 0 | 0 | 22 | 55 | 84 | 27 | 94 | 19
1990 | US | TRE | - | ERCOT | DCSSA | Sales | 0 | 0 | 0 | 0 | 0 | 0 | 0 | 0 | 0 | 0 | 0
1990 | US | TRE | - | ERCOT | DCSST | Standby Demand | 0 | 31 | 31 | 36 | 40 | 41 | 42 | 43 | 43 | 44 | 45
1990 | US | TRE | - | ERCOT | DCSTI | Projected Total Internal Demand | 0 | 41880 | 42717 | 44452 | 45355 | 46020 | 46919 | 48196 | 49436 | 50688 | 52171
1990 | US | TRE | - | ERCOT | DCSTO | Operable Total Internal Capacity | 0 | 50588 | 50552 | 52200 | 52304 | 52707 | 53613 | 54631 | 55893 | 56715 | 59363
1990 | US | TRE | - | ERCOT | NGEX | Exports | 0 | 0 | 0 | 0 | 0 | 0 | 0 | 0 | 0 | 0 | 0
1990 | US | TRE | - | ERCOT | NGIG | Internal Generation | 206417 | 205609 | 212173 | 219209 | 225641 | 229778 | 235272 | 241078 | 248419 | 256117 | 264863
1990 | US | TRE | - | ERCOT | NGIM | Imports | 887 | 210 | 681 | 1966 | 1595 | 1895 | 1998 | 3407 | 3095 | 2452 | 1779
1990 | US | TRE | - | ERCOT | NGIPP | IPPs | 19806 | 20695 | 22086 | 21503 | 20678 | 19171 | 15782 | 15877 | 15770 | 15152 | 14474
1990 | US | TRE | - | ERCOT | NGNL | Net Energy for Load | 207304 | 205819 | 212854 | 221175 | 227236 | 231673 | 237270 | 244485 | 251514 | 258569 | 266642
1990 | US | TRE | - | ERCOT | NGPRO | Electricity Production | 206417 | 205609 | 212173 | 219209 | 225641 | 229778 | 235272 | 241078 | 248419 | 256117 | 264863
1990 | US | TRE | - | ERCOT | NGPSLD | Pumped Storage Load | 0 | 0 | 0 | 0 | 0 | 0 | 0 | 0 | 0 | 0 | 0
1990 | US | TRE | - | ERCOT | NGPSOT | Pumped Storage Generation | 0 | 0 | 0 | 0 | 0 | 0 | 0 | 0 | 0 | 0 | 0
1990 | US | FRCC | - | - | CSIPP | IPPs | 785 | 793 | 826 | 976 | 1365 | 1489 | 1580 | 1947 | 1984 | 1999 | 1999
1990 | US | FRCC | - | - | CST | Total Capacity | 30857 | 30865 | 31333 | 31571 | 32833 | 33876 | 34352 | 35644 | 36710 | 37759 | 38087
1990 | US | FRCC | - | - | CSTOC | Total Owned Capacity | 30072 | 30072 | 30507 | 30595 | 31468 | 32387 | 32772 | 33697 | 34726 | 35760 | 36088
1990 | US | FRCC | - | - | DCSAJ | Adjustments | 0 | 0 | 0 | 0 | 0 | 0 | 0 | 0 | 0 | 0 | 0
1990 | US | FRCC | - | - | DCSFP | Full-Responsibility Purchases (portion of total purchases) | 0 | 2482 | 2474 | 2482 | 1607 | 1421 | 1515 | 1515 | 1515 | 1515 | 1515
1990 | US | FRCC | - | - | DCSFS | Full-Responsibility Sales (portion of total sales) | 0 | 0 | 0 | 0 | 0 | 0 | 0 | 0 | 0 | 0 | 0
1990 | US | FRCC | - | - | DCSIC | Inoperable capacity | 0 | 0 | 0 | 0 | 0 | 0 | 0 | 0 | 0 | 0 | 0
1990 | US | FRCC | - | - | DCSIN | Internal Demand | 0 | 28010 | 28742 | 29165 | 30077 | 30899 | 31861 | 32671 | 33449 | 34270 | 35107
1990 | US | FRCC | - | - | DCSIPP | IPPs | 0 | 793 | 826 | 976 | 1365 | 1489 | 1580 | 1947 | 1984 | 1999 | 1999
1990 | US | FRCC | - | - | DCSIT | Interruptible Demand | 0 | 705 | 774 | 864 | 882 | 900 | 951 | 955 | 959 | 962 | 966
1990 | US | FRCC | - | - | DCSLM | Direct Control Load Management | 0 | 513 | 640 | 785 | 928 | 1071 | 1212 | 1351 | 1441 | 1478 | 1511
1990 | US | FRCC | - | - | DCSNC | Net Capacity Resources | 0 | 33347 | 33807 | 34053 | 34440 | 35297 | 35867 | 37159 | 38225 | 39274 | 39602
1990 | US | FRCC | - | - | DCSNI | Projected Net Internal Demand | 0 | 26792 | 27328 | 27516 | 28267 | 28928 | 29698 | 30365 | 31049 | 31830 | 32630
1990 | US | FRCC | - | - | DCSNO | Net Operable Capacity | 0 | 30072 | 30507 | 30595 | 31468 | 32387 | 32772 | 33697 | 34726 | 35760 | 36088
1990 | US | FRCC | - | - | DCSPU | Purchases | 0 | 2482 | 2474 | 2482 | 1607 | 1421 | 1515 | 1515 | 1515 | 1515 | 1515
1990 | US | FRCC | - | - | DCSSA | Sales | 0 | 0 | 0 | 0 | 0 | 0 | 0 | 0 | 0 | 0 | 0
1990 | US | FRCC | - | - | DCSST | Standby Demand | 0 | 0 | 0 | 0 | 0 | 0 | 0 | 0 | 0 | 0 | 0
1990 | US | FRCC | - | - | DCSTI | Projected Total Internal Demand | 0 | 28010 | 28742 | 29165 | 30077 | 30899 | 31861 | 32671 | 33449 | 34270 | 35107
1990 | US | FRCC | - | - | DCSTO | Operable Total Internal Capacity | 0 | 30072 | 30507 | 30595 | 31468 | 32387 | 32772 | 33697 | 34726 | 35760 | 36088
1990 | US | FRCC | - | - | NGEX | Exports | 0 | 0 | 0 | 0 | 0 | 0 | 0 | 0 | 0 | 0 | 0
1990 | US | FRCC | - | - | NGIG | Internal Generation | 119664 | 124199 | 129116 | 131364 | 137051 | 141266 | 144941 | 150363 | 158363 | 167556 | 172635
1990 | US | FRCC | - | - | NGIM | Imports | 23295 | 21798 | 21726 | 21933 | 21041 | 21324 | 22644 | 21866 | 18321 | 13683 | 13399
1990 | US | FRCC | - | - | NGIPP | IPPs | 2136 | 2065 | 2150 | 3907 | 6305 | 6721 | 8745 | 10021 | 10303 | 10507 | 10593
1990 | US | FRCC | - | - | NGNL | Net Energy for Load | 142959 | 145997 | 150842 | 153297 | 158092 | 162590 | 167585 | 172229 | 176684 | 181239 | 186034
1990 | US | FRCC | - | - | NGPRO | Electricity Production | 119664 | 124199 | 129116 | 131364 | 137051 | 141266 | 144941 | 150363 | 158363 | 167556 | 172635
1990 | US | FRCC | - | - | NGPSLD | Pumped Storage Load | 0 | 0 | 0 | 0 | 0 | 0 | 0 | 0 | 0 | 0 | 0
1990 | US | FRCC | - | - | NGPSOT | Pumped Storage Generation | 0 | 0 | 0 | 0 | 0 | 0 | 0 | 0 | 0 | 0 | 0
1990 | US | MAAC | - | - | CSIPP | IPPs | 1088 | 1244 | 2156 | 2990 | 3592 | 4579 | 4628 | 4740 | 4740 | 4746 | 4746
1990 | US | MAAC | - | - | CST | Total Capacity | 49829 | 51194 | 53573 | 54511 | 55308 | 56410 | 57092 | 57882 | 58417 | 59015 | 59859
1990 | US | MAAC | - | - | CSTOC | Total Owned Capacity | 48741 | 49950 | 51417 | 51521 | 51716 | 51831 | 52464 | 53142 | 53677 | 54269 | 55113
1990 | US | MAAC | - | - | DCSAJ | Adjustments | 0 | 0 | 0 | 0 | 0 | 0 | 0 | 0 | 0 | 0 | 0
1990 | US | MAAC | - | - | DCSFP | Full-Responsibility Purchases (portion of total purchases) | 0 | 450 | 450 | 450 | 450 | 450 | 450 | 450 | 450 | 450 | 450
1990 | US | MAAC | - | - | DCSFS | Full-Responsibility Sales (portion of total sales) | 0 | 0 | 0 | 0 | 0 | 0 | 0 | 0 | 0 | 0 | 0
1990 | US | MAAC | - | - | DCSIC | Inoperable capacity | 0 | 0 | 0 | 0 | 0 | 0 | 0 | 0 | 0 | 0 | 0
1990 | US | MAAC | - | - | DCSIN | Internal Demand | 0 | 43919 | 44835 | 45708 | 46503 | 47257 | 47988 | 48700 | 49426 | 50090 | 50780
1990 | US | MAAC | - | - | DCSIPP | IPPs | 0 | 1244 | 2156 | 2990 | 3592 | 4579 | 4628 | 4740 | 4740 | 4746 | 4746
1990 | US | MAAC | - | - | DCSIT | Interruptible Demand | 0 | 1007 | 1052 | 1090 | 1138 | 1169 | 1204 | 1231 | 1248 | 1267 | 1287
1990 | US | MAAC | - | - | DCSLM | Direct Control Load Management | 0 | 177 | 264 | 349 | 435 | 503 | 577 | 660 | 746 | 819 | 869
1990 | US | MAAC | - | - | DCSNC | Net Capacity Resources | 0 | 52057 | 54182 | 55124 | 55843 | 56948 | 57630 | 58420 | 58955 | 59553 | 60397
1990 | US | MAAC | - | - | DCSNI | Projected Net Internal Demand | 0 | 42735 | 43519 | 44269 | 44930 | 45585 | 46207 | 46809 | 47432 | 48004 | 48624
1990 | US | MAAC | - | - | DCSNO | Net Operable Capacity | 0 | 49950 | 51417 | 51521 | 51716 | 51831 | 52464 | 53142 | 53677 | 54269 | 55113
1990 | US | MAAC | - | - | DCSPU | Purchases | 0 | 863 | 609 | 613 | 535 | 538 | 538 | 538 | 538 | 538 | 538
1990 | US | MAAC | - | - | DCSSA | Sales | 0 | 0 | 0 | 0 | 0 | 0 | 0 | 0 | 0 | 0 | 0
1990 | US | MAAC | - | - | DCSST | Standby Demand | 0 | 0 | 0 | 0 | 0 | 0 | 0 | 0 | 0 | 0 | 0
1990 | US | MAAC | - | - | DCSTI | Projected Total Internal Demand | 0 | 43919 | 44835 | 45708 | 46503 | 47257 | 47988 | 48700 | 49426 | 50090 | 50780
1990 | US | MAAC | - | - | DCSTO | Operable Total Internal Capacity | 0 | 49950 | 51417 | 51521 | 51716 | 51831 | 52464 | 53142 | 53677 | 54269 | 55113
1990 | US | MAAC | - | - | NGEX | Exports | 2990 | 0 | 0 | 0 | 0 | 0 | 0 | 0 | 0 | 0 | 0
1990 | US | MAAC | - | - | NGIG | Internal Generation | 202757 | 205116 | 211254 | 221497 | 229948 | 238267 | 246164 | 250545 | 254660 | 258918 | 263052
1990 | US | MAAC | - | - | NGIM | Imports | 24155 | 19043 | 21151 | 16434 | 12842 | 9217 | 5635 | 5656 | 5870 | 5810 | 5904
1990 | US | MAAC | - | - | NGIPP | IPPs | 8330 | 8310 | 12712 | 19970 | 23883 | 27052 | 27889 | 28350 | 28642 | 29022 | 29088
1990 | US | MAAC | - | - | NGNL | Net Energy for Load | 223922 | 224159 | 232405 | 237931 | 242790 | 247484 | 251799 | 256201 | 260530 | 264728 | 268956
1990 | US | MAAC | - | - | NGPRO | Electricity Production | 203689 | 205970 | 212334 | 222598 | 231043 | 239164 | 247056 | 251441 | 255547 | 259807 | 263938
1990 | US | MAAC | - | - | NGPSLD | Pumped Storage Load | 2987 | 2821 | 3609 | 3681 | 3662 | 2960 | 2943 | 2959 | 2931 | 2934 | 2926
1990 | US | MAAC | - | - | NGPSOT | Pumped Storage Generation | 2055 | 1967 | 2529 | 2580 | 2567 | 2063 | 2051 | 2063 | 2044 | 2045 | 2040
1990 | US | MAIN | - | - | CSIPP | IPPs | 1 | 4 | 4 | 40 | 40 | 40 | 47 | 50 | 116 | 160 | 187
1990 | US | MAIN | - | - | CST | Total Capacity | 49373 | 49182 | 49203 | 49322 | 49623 | 50036 | 50343 | 50641 | 51082 | 51366 | 52145
1990 | US | MAIN | - | - | CSTOC | Total Owned Capacity | 49372 | 49178 | 49199 | 49282 | 49583 | 49996 | 50296 | 50591 | 50966 | 51206 | 51958
1990 | US | MAIN | - | - | DCSAJ | Adjustments | 0 | 5 | -1 | 0 | 0 | 0 | 0 | 0 | 0 | 0 | 0
1990 | US | MAIN | - | - | DCSFP | Full-Responsibility Purchases (portion of total purchases) | 0 | 802 | 897 | 845 | 591 | 356 | 336 | 236 | 236 | 236 | 236
1990 | US | MAIN | - | - | DCSFS | Full-Responsibility Sales (portion of total sales) | 0 | 435 | 564 | 592 | 558 | 338 | 273 | 314 | 224 | 224 | 224
1990 | US | MAIN | - | - | DCSIC | Inoperable capacity | 0 | 540 | 365 | 365 | 105 | 105 | 28 | 28 | 28 | 28 | 28
1990 | US | MAIN | - | - | DCSIN | Internal Demand | 0 | 39191 | 39871 | 40514 | 41140 | 41788 | 42473 | 43176 | 43873 | 44670 | 45438
1990 | US | MAIN | - | - | DCSIPP | IPPs | 0 | 4 | 4 | 40 | 40 | 40 | 47 | 50 | 116 | 160 | 187
1990 | US | MAIN | - | - | DCSIT | Interruptible Demand | 0 | 843 | 860 | 878 | 940 | 959 | 945 | 1001 | 1052 | 1039 | 1024
1990 | US | MAIN | - | - | DCSLM | Direct Control Load Management | 0 | 41 | 57 | 75 | 100 | 107 | 117 | 128 | 144 | 159 | 170
1990 | US | MAIN | - | - | DCSNC | Net Capacity Resources | 0 | 48522 | 48933 | 48983 | 49358 | 49771 | 50130 | 50439 | 50970 | 51319 | 52146
1990 | US | MAIN | - | - | DCSNI | Projected Net Internal Demand | 0 | 38307 | 38954 | 39561 | 40100 | 40722 | 41411 | 42047 | 42677 | 43472 | 44244
1990 | US | MAIN | - | - | DCSNO | Net Operable Capacity | 0 | 48638 | 48834 | 48917 | 49478 | 49891 | 50268 | 50563 | 50938 | 51178 | 51930
1990 | US | MAIN | - | - | DCSPU | Purchases | 0 | 562 | 692 | 572 | 402 | 422 | 377 | 227 | 227 | 292 | 341
1990 | US | MAIN | - | - | DCSSA | Sales | 0 | 687 | 596 | 546 | 562 | 582 | 562 | 401 | 311 | 311 | 312
1990 | US | MAIN | - | - | DCSST | Standby Demand | 0 | 0 | 0 | 0 | 0 | 0 | 0 | 0 | 0 | 0 | 0
1990 | US | MAIN | - | - | DCSTI | Projected Total Internal Demand | 0 | 39191 | 39871 | 40514 | 41140 | 41788 | 42473 | 43176 | 43873 | 44670 | 45438
1990 | US | MAIN | - | - | DCSTO | Operable Total Internal Capacity | 0 | 49178 | 49199 | 49282 | 49583 | 49996 | 50296 | 50591 | 50966 | 51206 | 51958
1990 | US | MAIN | - | - | NGEX | Exports | 17064 | 12653 | 12267 | 11882 | 11300 | 11273 | 10434 | 9837 | 9452 | 8424 | 7178
1990 | US | MAIN | - | - | NGIG | Internal Generation | 194481 | 194711 | 198689 | 203451 | 205769 | 210198 | 212317 | 215126 | 218780 | 221482 | 224014
1990 | US | MAIN | - | - | NGIM | Imports | 17118 | 13087 | 12279 | 10417 | 10941 | 10209 | 11082 | 11665 | 11655 | 12029 | 12357
1990 | US | MAIN | - | - | NGIPP | IPPs | 94 | 27 | 27 | 347 | 332 | 334 | 337 | 371 | 822 | 1177 | 1364
1990 | US | MAIN | - | - | NGNL | Net Energy for Load | 194535 | 195145 | 198701 | 201986 | 205410 | 209134 | 212965 | 216954 | 220983 | 225087 | 229193
1990 | US | MAIN | - | - | NGPRO | Electricity Production | 194521 | 194729 | 198724 | 203503 | 205819 | 210245 | 212373 | 215180 | 218833 | 221535 | 224092
1990 | US | MAIN | - | - | NGPSLD | Pumped Storage Load | 52 | 37 | 73 | 112 | 105 | 101 | 122 | 115 | 115 | 115 | 166
1990 | US | MAIN | - | - | NGPSOT | Pumped Storage Generation | 12 | 19 | 38 | 60 | 55 | 54 | 66 | 61 | 62 | 62 | 88
1990 | US | MRO | - | - | CSIPP | IPPs | 208 | 436 | 436 | 436 | 436 | 436 | 436 | 436 | 436 | 436 | 436
1990 | US | MRO | - | - | CST | Total Capacity | 30864 | 31335 | 31456 | 31333 | 31461 | 31611 | 31691 | 31765 | 31916 | 32396 | 32511
1990 | US | MRO | - | - | CSTOC | Total Owned Capacity | 30656 | 30899 | 31020 | 30897 | 31025 | 31175 | 31255 | 31329 | 31480 | 31960 | 32075
1990 | US | MRO | - | - | DCSAJ | Adjustments | 0 | 0 | 0 | 0 | 0 | 0 | 0 | 0 | 0 | 0 | 0
1990 | US | MRO | - | - | DCSFP | Full-Responsibility Purchases (portion of total purchases) | 0 | 994 | 896 | 955 | 1196 | 1181 | 1466 | 1456 | 1456 | 1456 | 1456
1990 | US | MRO | - | - | DCSFS | Full-Responsibility Sales (portion of total sales) | 0 | 1047 | 924 | 966 | 807 | 830 | 716 | 469 | 471 | 458 | 442
1990 | US | MRO | - | - | DCSIC | Inoperable capacity | 0 | 0 | 0 | 0 | 0 | 0 | 0 | 0 | 0 | 0 | 0
1990 | US | MRO | - | - | DCSIN | Internal Demand | 0 | 24741 | 25196 | 25499 | 25907 | 26268 | 26635 | 27036 | 27511 | 27964 | 28431
1990 | US | MRO | - | - | DCSIPP | IPPs | 0 | 436 | 436 | 436 | 436 | 436 | 436 | 436 | 436 | 436 | 436
1990 | US | MRO | - | - | DCSIT | Interruptible Demand | 0 | 58 | 60 | 83 | 94 | 82 | 87 | 89 | 90 | 90 | 93
1990 | US | MRO | - | - | DCSLM | Direct Control Load Management | 0 | 166 | 177 | 208 | 213 | 209 | 219 | 229 | 239 | 249 | 259
1990 | US | MRO | - | - | DCSNC | Net Capacity Resources | 0 | 31282 | 31428 | 31322 | 31850 | 31962 | 32441 | 32752 | 32901 | 33394 | 33525
1990 | US | MRO | - | - | DCSNI | Projected Net Internal Demand | 0 | 24530 | 24974 | 25224 | 25616 | 25994 | 26347 | 26738 | 27203 | 27647 | 28102
1990 | US | MRO | - | - | DCSNO | Net Operable Capacity | 0 | 30899 | 31020 | 30897 | 31025 | 31175 | 31255 | 31329 | 31480 | 31960 | 32075
1990 | US | MRO | - | - | DCSPU | Purchases | 0 | 994 | 896 | 955 | 1196 | 1181 | 1466 | 1456 | 1456 | 1456 | 1456
1990 | US | MRO | - | - | DCSSA | Sales | 0 | 1047 | 924 | 966 | 807 | 830 | 716 | 469 | 471 | 458 | 442
1990 | US | MRO | - | - | DCSST | Standby Demand | 0 | 13 | 15 | 16 | 16 | 17 | 18 | 20 | 21 | 22 | 23
1990 | US | MRO | - | - | DCSTI | Projected Total Internal Demand | 0 | 24754 | 25211 | 25515 | 25923 | 26285 | 26653 | 27056 | 27532 | 27986 | 28454
1990 | US | MRO | - | - | DCSTO | Operable Total Internal Capacity | 0 | 30899 | 31020 | 30897 | 31025 | 31175 | 31255 | 31329 | 31480 | 31960 | 32075
1990 | US | MRO | - | - | NGEX | Exports | 6967 | 7170 | 7147 | 4089 | 2135 | 2236 | 881 | 0 | 0 | 0 | 0
1990 | US | MRO | - | - | NGIG | Internal Generation | 129949 | 132646 | 135230 | 134726 | 135203 | 137783 | 138673 | 139745 | 141227 | 143161 | 143700
1990 | US | MRO | - | - | NGIM | Imports | 0 | 0 | 0 | 0 | 0 | 0 | 0 | 684 | 1931 | 2661 | 4943
1990 | US | MRO | - | - | NGIPP | IPPs | 3 | 23 | 23 | 24 | 24 | 25 | 25 | 26 | 26 | 27 | 27
1990 | US | MRO | - | - | NGNL | Net Energy for Load | 122982 | 125476 | 128083 | 130637 | 133068 | 135547 | 137792 | 140429 | 143158 | 145822 | 148643
1990 | US | MRO | - | - | NGPRO | Electricity Production | 129949 | 132646 | 135230 | 134726 | 135203 | 137783 | 138673 | 139745 | 141227 | 143161 | 143700
1990 | US | MRO | - | - | NGPSLD | Pumped Storage Load | 0 | 0 | 0 | 0 | 0 | 0 | 0 | 0 | 0 | 0 | 0
1990 | US | MRO | - | - | NGPSOT | Pumped Storage Generation | 0 | 0 | 0 | 0 | 0 | 0 | 0 | 0 | 0 | 0 | 0
1990 | US | NPCC | - | - | CSIPP | IPPs | 1786 | 2435 | 3083 | 5355 | 6581 | 7109 | 7709 | 7709 | 7709 | 7670 | 7664
1990 | US | NPCC | - | - | CST | Total Capacity | 54622 | 57480 | 58383 | 60728 | 61685 | 62238 | 63151 | 63653 | 64413 | 64898 | 65564
1990 | US | NPCC | - | - | CSTOC | Total Owned Capacity | 52836 | 55045 | 55300 | 55373 | 55104 | 55129 | 55442 | 55944 | 56704 | 57228 | 57900
1990 | US | NPCC | - | - | DCSAJ | Adjustments | 0 | 0 | 0 | 0 | 0 | 0 | 0 | 0 | 0 | 0 | 0
1990 | US | NPCC | - | - | DCSFP | Full-Responsibility Purchases (portion of total purchases) | 0 | 1226 | 868 | 547 | 435 | 195 | 95 | 109 | 109 | 109 | 109
1990 | US | NPCC | - | - | DCSFS | Full-Responsibility Sales (portion of total sales) | 0 | 413 | 413 | 413 | 413 | 413 | 413 | 413 | 446 | 446 | 446
1990 | US | NPCC | - | - | DCSIC | Inoperable capacity | 0 | 251 | 251 | 251 | 251 | 350 | 350 | 350 | 350 | 350 | 350
1990 | US | NPCC | - | - | DCSIN | Internal Demand | 0 | 47001 | 47832 | 49046 | 50261 | 51438 | 52476 | 53414 | 54307 | 55253 | 56321
1990 | US | NPCC | - | - | DCSIPP | IPPs | 0 | 2435 | 3083 | 5355 | 6581 | 7109 | 7709 | 7709 | 7709 | 7670 | 7664
1990 | US | NPCC | - | - | DCSIT | Interruptible Demand | 0 | 402 | 519 | 635 | 644 | 649 | 654 | 657 | 664 | 668 | 672
1990 | US | NPCC | - | - | DCSLM | Direct Control Load Management | 0 | 485 | 661 | 852 | 1087 | 1305 | 1517 | 1742 | 1950 | 2143 | 2297
1990 | US | NPCC | - | - | DCSNC | Net Capacity Resources | 0 | 58861 | 60926 | 62900 | 63745 | 64130 | 65467 | 66483 | 67260 | 67745 | 68411
1990 | US | NPCC | - | - | DCSNI | Projected Net Internal Demand | 0 | 46114 | 46652 | 47559 | 48530 | 49484 | 50305 | 51015 | 51693 | 52442 | 53352
1990 | US | NPCC | - | - | DCSNO | Net Operable Capacity | 0 | 54794 | 55049 | 55122 | 54853 | 54779 | 55092 | 55594 | 56354 | 56878 | 57550
1990 | US | NPCC | - | - | DCSPU | Purchases | 0 | 2260 | 3402 | 3081 | 2969 | 2730 | 3129 | 3643 | 3643 | 3643 | 3643
1990 | US | NPCC | - | - | DCSSA | Sales | 0 | 628 | 608 | 658 | 658 | 488 | 463 | 463 | 446 | 446 | 446
1990 | US | NPCC | - | - | DCSST | Standby Demand | 0 | 0 | 0 | 0 | 0 | 0 | 0 | 0 | 0 | 0 | 0
1990 | US | NPCC | - | - | DCSTI | Projected Total Internal Demand | 0 | 47001 | 47832 | 49046 | 50261 | 51438 | 52476 | 53414 | 54307 | 55253 | 56321
1990 | US | NPCC | - | - | DCSTO | Operable Total Internal Capacity | 0 | 55045 | 55300 | 55373 | 55104 | 55129 | 55442 | 55944 | 56704 | 57228 | 57900
1990 | US | NPCC | - | - | NGEX | Exports | 7550 | 5048 | 5200 | 5244 | 5225 | 4934 | 4591 | 4600 | 4600 | 4550 | 4550
1990 | US | NPCC | - | - | NGIG | Internal Generation | 242456 | 251596 | 256765 | 261968 | 265404 | 269442 | 270963 | 272884 | 274810 | 279173 | 284080
1990 | US | NPCC | - | - | NGIM | Imports | 18960 | 10846 | 11117 | 12365 | 13731 | 14341 | 17141 | 19850 | 22049 | 22461 | 22987
1990 | US | NPCC | - | - | NGIPP | IPPs | 7768 | 15568 | 18672 | 32603 | 40198 | 42580 | 42699 | 42814 | 42869 | 43644 | 44158
1990 | US | NPCC | - | - | NGNL | Net Energy for Load | 253866 | 257394 | 262682 | 269089 | 273910 | 278849 | 283513 | 288134 | 292259 | 297084 | 302517
1990 | US | NPCC | - | - | NGPRO | Electricity Production | 243809 | 252295 | 257557 | 262785 | 266225 | 270208 | 271410 | 273395 | 275281 | 279643 | 284579
1990 | US | NPCC | - | - | NGPSLD | Pumped Storage Load | 4419 | 2611 | 2991 | 3069 | 3095 | 2891 | 1661 | 1911 | 1770 | 1753 | 1855
1990 | US | NPCC | - | - | NGPSOT | Pumped Storage Generation | 3066 | 1912 | 2199 | 2252 | 2274 | 2125 | 1214 | 1400 | 1299 | 1283 | 1356
1990 | US | NPCC | New England | New England | CSIPP | IPPs | 1100 | 1618 | 1831 | 2198 | 2304 | 2305 | 2304 | 2304 | 2304 | 2265 | 2259
1990 | US | NPCC | New England | New England | CST | Total Capacity | 22597 | 24707 | 25169 | 25586 | 25389 | 25374 | 25686 | 26188 | 26618 | 27103 | 27769
1990 | US | NPCC | New England | New England | CSTOC | Total Owned Capacity | 21497 | 23089 | 23338 | 23388 | 23085 | 23069 | 23382 | 23884 | 24314 | 24838 | 25510
1990 | US | NPCC | New England | New England | DCSAJ | Adjustments | 0 | 0 | 0 | 0 | 0 | 0 | 0 | 0 | 0 | 0 | 0
1990 | US | NPCC | New England | New England | DCSFP | Full-Responsibility Purchases (portion of total purchases) | 0 | 1226 | 868 | 547 | 435 | 195 | 95 | 109 | 109 | 109 | 109
1990 | US | NPCC | New England | New England | DCSFS | Full-Responsibility Sales (portion of total sales) | 0 | 117 | 117 | 117 | 117 | 117 | 117 | 117 | 117 | 117 | 117
1990 | US | NPCC | New England | New England | DCSIC | Inoperable capacity | 0 | 251 | 251 | 251 | 251 | 350 | 350 | 350 | 350 | 350 | 350
1990 | US | NPCC | New England | New England | DCSIN | Internal Demand | 0 | 20381 | 20582 | 21276 | 22021 | 22798 | 23356 | 23854 | 24277 | 24733 | 25331
1990 | US | NPCC | New England | New England | DCSIPP | IPPs | 0 | 1618 | 1831 | 2198 | 2304 | 2305 | 2304 | 2304 | 2304 | 2265 | 2259
1990 | US | NPCC | New England | New England | DCSIT | Interruptible Demand | 0 | 64 | 75 | 84 | 93 | 98 | 103 | 106 | 113 | 117 | 121
1990 | US | NPCC | New England | New England | DCSLM | Direct Control Load Management | 0 | 328 | 420 | 518 | 593 | 661 | 713 | 778 | 836 | 889 | 923
1990 | US | NPCC | New England | New England | DCSNC | Net Capacity Resources | 0 | 25799 | 27403 | 27499 | 27190 | 26837 | 27048 | 27564 | 27994 | 28479 | 29145
1990 | US | NPCC | New England | New England | DCSNI | Projected Net Internal Demand | 0 | 19989 | 20087 | 20674 | 21335 | 22039 | 22540 | 22970 | 23328 | 23727 | 24287
1990 | US | NPCC | New England | New England | DCSNO | Net Operable Capacity | 0 | 22838 | 23087 | 23137 | 22834 | 22719 | 23032 | 23534 | 23964 | 24488 | 25160
1990 | US | NPCC | New England | New England | DCSPU | Purchases | 0 | 1460 | 2602 | 2281 | 2169 | 1930 | 1829 | 1843 | 1843 | 1843 | 1843
1990 | US | NPCC | New England | New England | DCSSA | Sales | 0 | 117 | 117 | 117 | 117 | 117 | 117 | 117 | 117 | 117 | 117
1990 | US | NPCC | New England | New England | DCSST | Standby Demand | 0 | 0 | 0 | 0 | 0 | 0 | 0 | 0 | 0 | 0 | 0
1990 | US | NPCC | New England | New England | DCSTI | Projected Total Internal Demand | 0 | 20381 | 20582 | 21276 | 22021 | 22798 | 23356 | 23854 | 24277 | 24733 | 25331
1990 | US | NPCC | New England | New England | DCSTO | Operable Total Internal Capacity | 0 | 23089 | 23338 | 23388 | 23085 | 23069 | 23382 | 23884 | 24314 | 24838 | 25510
1990 | US | NPCC | New England | New England | NGEX | Exports | 1847 | 589 | 665 | 708 | 717 | 732 | 732 | 741 | 741 | 741 | 741
1990 | US | NPCC | New England | New England | NGIG | Internal Generation | 103345 | 105027 | 106290 | 109012 | 111436 | 114260 | 116484 | 119585 | 120221 | 122224 | 124761
1990 | US | NPCC | New England | New England | NGIM | Imports | 10484 | 7746 | 7717 | 7565 | 7931 | 8341 | 8741 | 8150 | 9489 | 9901 | 10427
1990 | US | NPCC | New England | New England | NGIPP | IPPs | 5002 | 10373 | 10776 | 11179 | 11581 | 11984 | 11899 | 11814 | 11729 | 11644 | 11559
1990 | US | NPCC | New England | New England | NGNL | Net Energy for Load | 111982 | 112184 | 113342 | 115869 | 118650 | 121869 | 124493 | 126994 | 128969 | 131384 | 134447
1990 | US | NPCC | New England | New England | NGPRO | Electricity Production | 103959 | 105565 | 106965 | 109671 | 112117 | 114902 | 116808 | 119978 | 120605 | 122579 | 125129
1990 | US | NPCC | New England | New England | NGPSLD | Pumped Storage Load | 2272 | 2075 | 2604 | 2542 | 2627 | 2476 | 1251 | 1516 | 1480 | 1370 | 1419
1990 | US | NPCC | New England | New England | NGPSOT | Pumped Storage Generation | 1658 | 1537 | 1929 | 1883 | 1946 | 1834 | 927 | 1123 | 1096 | 1015 | 1051
1990 | US | NPCC | New York | New York | CSIPP | IPPs | 686 | 817 | 1252 | 3157 | 4277 | 4804 | 5405 | 5405 | 5405 | 5405 | 5405
1990 | US | NPCC | New York | New York | CST | Total Capacity | 32025 | 32773 | 33214 | 35142 | 36296 | 36864 | 37465 | 37465 | 37795 | 37795 | 37795
1990 | US | NPCC | New York | New York | CSTOC | Total Owned Capacity | 31339 | 31956 | 31962 | 31985 | 32019 | 32060 | 32060 | 32060 | 32390 | 32390 | 32390
1990 | US | NPCC | New York | New York | DCSAJ | Adjustments | 0 | 0 | 0 | 0 | 0 | 0 | 0 | 0 | 0 | 0 | 0
1990 | US | NPCC | New York | New York | DCSFP | Full-Responsibility Purchases (portion of total purchases) | 0 | 0 | 0 | 0 | 0 | 0 | 0 | 0 | 0 | 0 | 0
1990 | US | NPCC | New York | New York | DCSFS | Full-Responsibility Sales (portion of total sales) | 0 | 296 | 296 | 296 | 296 | 296 | 296 | 296 | 329 | 329 | 329
1990 | US | NPCC | New York | New York | DCSIC | Inoperable capacity | 0 | 0 | 0 | 0 | 0 | 0 | 0 | 0 | 0 | 0 | 0
1990 | US | NPCC | New York | New York | DCSIN | Internal Demand | 0 | 26620 | 27250 | 27770 | 28240 | 28640 | 29120 | 29560 | 30030 | 30520 | 30990
1990 | US | NPCC | New York | New York | DCSIPP | IPPs | 0 | 817 | 1252 | 3157 | 4277 | 4804 | 5405 | 5405 | 5405 | 5405 | 5405
1990 | US | NPCC | New York | New York | DCSIT | Interruptible Demand | 0 | 338 | 444 | 551 | 551 | 551 | 551 | 551 | 551 | 551 | 551
1990 | US | NPCC | New York | New York | DCSLM | Direct Control Load Management | 0 | 157 | 241 | 334 | 494 | 644 | 804 | 964 | 1114 | 1254 | 1374
1990 | US | NPCC | New York | New York | DCSNC | Net Capacity Resources | 0 | 33062 | 33523 | 35401 | 36555 | 37293 | 38419 | 38919 | 39266 | 39266 | 39266
1990 | US | NPCC | New York | New York | DCSNI | Projected Net Internal Demand | 0 | 26125 | 26565 | 26885 | 27195 | 27445 | 27765 | 28045 | 28365 | 28715 | 29065
1990 | US | NPCC | New York | New York | DCSNO | Net Operable Capacity | 0 | 31956 | 31962 | 31985 | 32019 | 32060 | 32060 | 32060 | 32390 | 32390 | 32390
1990 | US | NPCC | New York | New York | DCSPU | Purchases | 0 | 800 | 800 | 800 | 800 | 800 | 1300 | 1800 | 1800 | 1800 | 1800
1990 | US | NPCC | New York | New York | DCSSA | Sales | 0 | 511 | 491 | 541 | 541 | 371 | 346 | 346 | 329 | 329 | 329
1990 | US | NPCC | New York | New York | DCSST | Standby Demand | 0 | 0 | 0 | 0 | 0 | 0 | 0 | 0 | 0 | 0 | 0
1990 | US | NPCC | New York | New York | DCSTI | Projected Total Internal Demand | 0 | 26620 | 27250 | 27770 | 28240 | 28640 | 29120 | 29560 | 30030 | 30520 | 30990
1990 | US | NPCC | New York | New York | DCSTO | Operable Total Internal Capacity | 0 | 31956 | 31962 | 31985 | 32019 | 32060 | 32060 | 32060 | 32390 | 32390 | 32390
1990 | US | NPCC | New York | New York | NGEX | Exports | 5703 | 4459 | 4535 | 4536 | 4508 | 4202 | 3859 | 3859 | 3859 | 3809 | 3809
1990 | US | NPCC | New York | New York | NGIG | Internal Generation | 139111 | 146569 | 150475 | 152956 | 153968 | 155182 | 154479 | 153299 | 154589 | 156949 | 159319
1990 | US | NPCC | New York | New York | NGIM | Imports | 8476 | 3100 | 3400 | 4800 | 5800 | 6000 | 8400 | 11700 | 12560 | 12560 | 12560
1990 | US | NPCC | New York | New York | NGIPP | IPPs | 2766 | 5195 | 7896 | 21424 | 28617 | 30596 | 30800 | 31000 | 31140 | 32000 | 32599
1990 | US | NPCC | New York | New York | NGNL | Net Energy for Load | 141884 | 145210 | 149340 | 153220 | 155260 | 156980 | 159020 | 161140 | 163290 | 165700 | 168070
1990 | US | NPCC | New York | New York | NGPRO | Electricity Production | 139850 | 146730 | 150592 | 153114 | 154108 | 155306 | 154602 | 153417 | 154676 | 157064 | 159450
1990 | US | NPCC | New York | New York | NGPSLD | Pumped Storage Load | 2147 | 536 | 387 | 527 | 468 | 415 | 410 | 395 | 290 | 383 | 436
1990 | US | NPCC | New York | New York | NGPSOT | Pumped Storage Generation | 1408 | 375 | 270 | 369 | 328 | 291 | 287 | 277 | 203 | 268 | 305
1990 | US | SERC | - | - | CSIPP | IPPs | 1200 | 1610 | 2251 | 3025 | 3789 | 3903 | 3958 | 3958 | 3952 | 3952 | 3952
1990 | US | SERC | - | - | CST | Total Capacity | 112468 | 114182 | 116221 | 119742 | 121118 | 123635 | 128066 | 130941 | 133397 | 136776 | 138283
1990 | US | SERC | - | - | CSTOC | Total Owned Capacity | 111268 | 112572 | 113970 | 116717 | 117329 | 119732 | 124108 | 126983 | 129445 | 132824 | 134331
1990 | US | SERC | - | - | DCSAJ | Adjustments | 0 | 0 | 0 | 0 | 0 | 0 | 0 | 0 | 0 | 0 | 0
1990 | US | SERC | - | - | DCSFP | Full-Responsibility Purchases (portion of total purchases) | 0 | 0 | 0 | 0 | 0 | 0 | 0 | 0 | 0 | 0 | 0
1990 | US | SERC | - | - | DCSFS | Full-Responsibility Sales (portion of total sales) | 0 | 2482 | 2474 | 2482 | 1607 | 1421 | 1515 | 1515 | 1515 | 1515 | 1515
1990 | US | SERC | - | - | DCSIC | Inoperable capacity | 0 | 2130 | 2130 | 2130 | 1065 | 1065 | 0 | 0 | 0 | 0 | 0
1990 | US | SERC | - | - | DCSIN | Internal Demand | 0 | 94009 | 97017 | 100704 | 103602 | 106063 | 109046 | 111906 | 114734 | 117431 | 119876
1990 | US | SERC | - | - | DCSIPP | IPPs | 0 | 1610 | 2251 | 3025 | 3789 | 3903 | 3958 | 3958 | 3952 | 3952 | 3952
1990 | US | SERC | - | - | DCSIT | Interruptible Demand | 0 | 1549 | 1561 | 1576 | 1601 | 1683 | 1709 | 1742 | 1777 | 1832 | 1892
1990 | US | SERC | - | - | DCSLM | Direct Control Load Management | 0 | 598 | 640 | 683 | 715 | 747 | 770 | 794 | 820 | 847 | 869
1990 | US | SERC | - | - | DCSNC | Net Capacity Resources | 0 | 110718 | 112775 | 116368 | 119863 | 122291 | 127593 | 130488 | 132879 | 136108 | 137535
1990 | US | SERC | - | - | DCSNI | Projected Net Internal Demand | 0 | 91862 | 94816 | 98445 | 101286 | 103633 | 106567 | 109370 | 112137 | 114752 | 117115
1990 | US | SERC | - | - | DCSNO | Net Operable Capacity | 0 | 110442 | 111840 | 114587 | 116264 | 118667 | 124108 | 126983 | 129445 | 132824 | 134331
1990 | US | SERC | - | - | DCSPU | Purchases | 0 | 2026 | 2061 | 2091 | 1885 | 1620 | 1545 | 1565 | 1510 | 1360 | 1280
1990 | US | SERC | - | - | DCSSA | Sales | 0 | 3360 | 3377 | 3335 | 2075 | 1899 | 2018 | 2018 | 2028 | 2028 | 2028
1990 | US | SERC | - | - | DCSST | Standby Demand | 0 | 0 | 0 | 0 | 0 | 0 | 0 | 0 | 0 | 0 | 0
1990 | US | SERC | - | - | DCSTI | Projected Total Internal Demand | 0 | 94009 | 97017 | 100704 | 103602 | 106063 | 109046 | 111906 | 114734 | 117431 | 119876
1990 | US | SERC | - | - | DCSTO | Operable Total Internal Capacity | 0 | 112572 | 113970 | 116717 | 117329 | 119732 | 124108 | 126983 | 129445 | 132824 | 134331
1990 | US | SERC | - | - | NGEX | Exports | 67175 | 22595 | 23606 | 25248 | 20573 | 21008 | 21342 | 21240 | 21364 | 19161 | 18870
1990 | US | SERC | - | - | NGIG | Internal Generation | 486341 | 493236 | 508906 | 526799 | 536710 | 549382 | 563118 | 577195 | 590629 | 604262 | 615916
1990 | US | SERC | - | - | NGIM | Imports | 61105 | 25282 | 25747 | 24632 | 23942 | 25639 | 27509 | 27316 | 28060 | 26579 | 27257
1990 | US | SERC | - | - | NGIPP | IPPs | 7239 | 8287 | 10016 | 11493 | 13145 | 13188 | 15096 | 19075 | 21120 | 24291 | 25080
1990 | US | SERC | - | - | NGNL | Net Energy for Load | 480271 | 495923 | 511047 | 526183 | 540079 | 554013 | 569285 | 583271 | 597325 | 611680 | 624303
1990 | US | SERC | - | - | NGPRO | Electricity Production | 488066 | 494173 | 510000 | 528190 | 538209 | 551100 | 564831 | 579079 | 592606 | 606344 | 618074
1990 | US | SERC | - | - | NGPSLD | Pumped Storage Load | 7692 | 4200 | 4950 | 6216 | 6682 | 7711 | 7755 | 8588 | 9001 | 9506 | 9807
1990 | US | SERC | - | - | NGPSOT | Pumped Storage Generation | 5967 | 3263 | 3856 | 4825 | 5183 | 5993 | 6042 | 6704 | 7024 | 7424 | 7649
1990 | US | SERC | Central | - | CSIPP | IPPs | 0 | 0 | 0 | 0 | 0 | 0 | 0 | 0 | 0 | 0 | 0
1990 | US | SERC | Central | - | CST | Total Capacity | 29596 | 29596 | 29596 | 31116 | 31116 | 31466 | 32636 | 32636 | 33136 | 34348 | 34648
1990 | US | SERC | Central | - | CSTOC | Total Owned Capacity | 29596 | 29596 | 29596 | 31116 | 31116 | 31466 | 32636 | 32636 | 33136 | 34348 | 34648
1990 | US | SERC | Central | - | DCSAJ | Adjustments | 0 | 0 | 0 | 0 | 0 | 0 | 0 | 0 | 0 | 0 | 0
1990 | US | SERC | Central | - | DCSFP | Full-Responsibility Purchases (portion of total purchases) | 0 | 0 | 0 | 0 | 0 | 0 | 0 | 0 | 0 | 0 | 0
1990 | US | SERC | Central | - | DCSFS | Full-Responsibility Sales (portion of total sales) | 0 | 0 | 0 | 0 | 0 | 0 | 0 | 0 | 0 | 0 | 0
1990 | US | SERC | Central | - | DCSIC | Inoperable capacity | 0 | 2130 | 2130 | 2130 | 1065 | 1065 | 0 | 0 | 0 | 0 | 0
1990 | US | SERC | Central | - | DCSIN | Internal Demand | 0 | 22408 | 23155 | 23983 | 24827 | 25686 | 26565 | 27266 | 27965 | 28668 | 29371
1990 | US | SERC | Central | - | DCSIPP | IPPs | 0 | 0 | 0 | 0 | 0 | 0 | 0 | 0 | 0 | 0 | 0
1990 | US | SERC | Central | - | DCSIT | Interruptible Demand | 0 | 822 | 816 | 812 | 820 | 836 | 857 | 861 | 866 | 870 | 874
1990 | US | SERC | Central | - | DCSLM | Direct Control Load Management | 0 | 0 | 0 | 0 | 0 | 0 | 0 | 0 | 0 | 0 | 0
1990 | US | SERC | Central | - | DCSNC | Net Capacity Resources | 0 | 27053 | 27053 | 28573 | 29638 | 29988 | 32223 | 32223 | 32723 | 33935 | 34235
1990 | US | SERC | Central | - | DCSNI | Projected Net Internal Demand | 0 | 21586 | 22339 | 23171 | 24007 | 24850 | 25708 | 26405 | 27099 | 27798 | 28497
1990 | US | SERC | Central | - | DCSNO | Net Operable Capacity | 0 | 27466 | 27466 | 28986 | 30051 | 30401 | 32636 | 32636 | 33136 | 34348 | 34648
1990 | US | SERC | Central | - | DCSPU | Purchases | 0 | 0 | 0 | 0 | 0 | 0 | 0 | 0 | 0 | 0 | 0
1990 | US | SERC | Central | - | DCSSA | Sales | 0 | 413 | 413 | 413 | 413 | 413 | 413 | 413 | 413 | 413 | 413
1990 | US | SERC | Central | - | DCSST | Standby Demand | 0 | 0 | 0 | 0 | 0 | 0 | 0 | 0 | 0 | 0 | 0
1990 | US | SERC | Central | - | DCSTI | Projected Total Internal Demand | 0 | 22408 | 23155 | 23983 | 24827 | 25686 | 26565 | 27266 | 27965 | 28668 | 29371
1990 | US | SERC | Central | - | DCSTO | Operable Total Internal Capacity | 0 | 29596 | 29596 | 31116 | 31116 | 31466 | 32636 | 32636 | 33136 | 34348 | 34648
1990 | US | SERC | Central | - | NGEX | Exports | 0 | 0 | 0 | 0 | 0 | 0 | 0 | 0 | 0 | 0 | 0
1990 | US | SERC | Central | - | NGIG | Internal Generation | 118359 | 123844 | 126696 | 130388 | 134260 | 138733 | 143158 | 147295 | 150205 | 153510 | 156820
1990 | US | SERC | Central | - | NGIM | Imports | 236 | 739 | 2021 | 1547 | 1694 | 1446 | 1092 | 308 | 738 | 779 | 816
1990 | US | SERC | Central | - | NGIPP | IPPs | 854 | 745 | 745 | 219 | 0 | 0 | 0 | 0 | 0 | 0 | 0
1990 | US | SERC | Central | - | NGNL | Net Energy for Load | 118595 | 124583 | 128717 | 131935 | 135954 | 140179 | 144250 | 147603 | 150943 | 154289 | 157636
1990 | US | SERC | Central | - | NGPRO | Electricity Production | 118916 | 124151 | 127096 | 130874 | 134807 | 139358 | 143830 | 148024 | 150950 | 154281 | 157616
1990 | US | SERC | Central | - | NGPSLD | Pumped Storage Load | 2515 | 1362 | 1772 | 2152 | 2425 | 2768 | 2977 | 3231 | 3300 | 3417 | 3528
1990 | US | SERC | Central | - | NGPSOT | Pumped Storage Generation | 1958 | 1055 | 1372 | 1666 | 1878 | 2143 | 2305 | 2502 | 2555 | 2646 | 2732
1990 | US | SERC | Southeastern | - | CSIPP | IPPs | 445 | 445 | 445 | 445 | 445 | 445 | 445 | 445 | 445 | 445 | 445
1990 | US | SERC | Southeastern | - | CST | Total Capacity | 37481 | 37603 | 38530 | 38530 | 38610 | 39711 | 40845 | 42039 | 43127 | 44324 | 45281
1990 | US | SERC | Southeastern | - | CSTOC | Total Owned Capacity | 37036 | 37158 | 38085 | 38085 | 38165 | 39266 | 40400 | 41594 | 42682 | 43879 | 44836
1990 | US | SERC | Southeastern | - | DCSAJ | Adjustments | 0 | 0 | 0 | 0 | 0 | 0 | 0 | 0 | 0 | 0 | 0
1990 | US | SERC | Southeastern | - | DCSFP | Full-Responsibility Purchases (portion of total purchases) | 0 | 0 | 0 | 0 | 0 | 0 | 0 | 0 | 0 | 0 | 0
1990 | US | SERC | Southeastern | - | DCSFS | Full-Responsibility Sales (portion of total sales) | 0 | 2482 | 2474 | 2482 | 1607 | 1421 | 1515 | 1515 | 1515 | 1515 | 1515
1990 | US | SERC | Southeastern | - | DCSIC | Inoperable capacity | 0 | 0 | 0 | 0 | 0 | 0 | 0 | 0 | 0 | 0 | 0
1990 | US | SERC | Southeastern | - | DCSIN | Internal Demand | 0 | 30475 | 31458 | 32429 | 33298 | 34262 | 35251 | 36203 | 37168 | 38141 | 39000
1990 | US | SERC | Southeastern | - | DCSIPP | IPPs | 0 | 445 | 445 | 445 | 445 | 445 | 445 | 445 | 445 | 445 | 445
1990 | US | SERC | Southeastern | - | DCSIT | Interruptible Demand | 0 | 467 | 479 | 492 | 504 | 566 | 566 | 591 | 616 | 663 | 714
1990 | US | SERC | Southeastern | - | DCSLM | Direct Control Load Management | 0 | 0 | 0 | 0 | 0 | 0 | 0 | 0 | 0 | 0 | 0
1990 | US | SERC | Southeastern | - | DCSNC | Net Capacity Resources | 0 | 35233 | 36178 | 36250 | 37384 | 38596 | 39636 | 40850 | 41873 | 42920 | 43797
1990 | US | SERC | Southeastern | - | DCSNI | Projected Net Internal Demand | 0 | 30008 | 30979 | 31937 | 32794 | 33696 | 34685 | 35612 | 36552 | 37478 | 38286
1990 | US | SERC | Southeastern | - | DCSNO | Net Operable Capacity | 0 | 37158 | 38085 | 38085 | 38165 | 39266 | 40400 | 41594 | 42682 | 43879 | 44836
1990 | US | SERC | Southeastern | - | DCSPU | Purchases | 0 | 562 | 597 | 627 | 421 | 356 | 381 | 401 | 346 | 196 | 116
1990 | US | SERC | Southeastern | - | DCSSA | Sales | 0 | 2932 | 2949 | 2907 | 1647 | 1471 | 1590 | 1590 | 1600 | 1600 | 1600
1990 | US | SERC | Southeastern | - | DCSST | Standby Demand | 0 | 0 | 0 | 0 | 0 | 0 | 0 | 0 | 0 | 0 | 0
1990 | US | SERC | Southeastern | - | DCSTI | Projected Total Internal Demand | 0 | 30475 | 31458 | 32429 | 33298 | 34262 | 35251 | 36203 | 37168 | 38141 | 39000
1990 | US | SERC | Southeastern | - | DCSTO | Operable Total Internal Capacity | 0 | 37158 | 38085 | 38085 | 38165 | 39266 | 40400 | 41594 | 42682 | 43879 | 44836
1990 | US | SERC | Southeastern | - | NGEX | Exports | 41371 | 16002 | 17229 | 17226 | 12411 | 11361 | 11410 | 11258 | 11271 | 11042 | 10838
1990 | US | SERC | Southeastern | - | NGIG | Internal Generation | 166672 | 162909 | 168886 | 174365 | 174729 | 178369 | 183179 | 187356 | 191828 | 197638 | 201906
1990 | US | SERC | Southeastern | - | NGIM | Imports | 23813 | 8697 | 8143 | 7214 | 6316 | 6546 | 6801 | 7049 | 7618 | 6629 | 6695
1990 | US | SERC | Southeastern | - | NGIPP | IPPs | 225 | 187 | 187 | 187 | 187 | 187 | 187 | 187 | 187 | 187 | 187
1990 | US | SERC | Southeastern | - | NGNL | Net Energy for Load | 149114 | 155604 | 159800 | 164353 | 168634 | 173554 | 178570 | 183147 | 188175 | 193225 | 197763
1990 | US | SERC | Southeastern | - | NGPRO | Electricity Production | 166741 | 162971 | 169006 | 174483 | 174845 | 178473 | 183211 | 187548 | 192067 | 197904 | 202211
1990 | US | SERC | Southeastern | - | NGPSLD | Pumped Storage Load | 255 | 251 | 536 | 537 | 512 | 485 | 202 | 1053 | 1284 | 1444 | 1620
1990 | US | SERC | Southeastern | - | NGPSOT | Pumped Storage Generation | 186 | 189 | 416 | 419 | 396 | 381 | 170 | 861 | 1045 | 1178 | 1315
1990 | US | SERC | VACAR | - | CSIPP | IPPs | 755 | 1165 | 1806 | 2580 | 3344 | 3458 | 3513 | 3513 | 3507 | 3507 | 3507
1990 | US | SERC | VACAR | - | CST | Total Capacity | 45391 | 46983 | 48095 | 50096 | 51392 | 52458 | 54585 | 56266 | 57134 | 58104 | 58354
1990 | US | SERC | VACAR | - | CSTOC | Total Owned Capacity | 44636 | 45818 | 46289 | 47516 | 48048 | 49000 | 51072 | 52753 | 53627 | 54597 | 54847
1990 | US | SERC | VACAR | - | DCSAJ | Adjustments | 0 | 0 | 0 | 0 | 0 | 0 | 0 | 0 | 0 | 0 | 0
1990 | US | SERC | VACAR | - | DCSFP | Full-Responsibility Purchases (portion of total purchases) | 0 | 0 | 0 | 0 | 0 | 0 | 0 | 0 | 0 | 0 | 0
1990 | US | SERC | VACAR | - | DCSFS | Full-Responsibility Sales (portion of total sales) | 0 | 0 | 0 | 0 | 0 | 0 | 0 | 0 | 0 | 0 | 0
1990 | US | SERC | VACAR | - | DCSIC | Inoperable capacity | 0 | 0 | 0 | 0 | 0 | 0 | 0 | 0 | 0 | 0 | 0
1990 | US | SERC | VACAR | - | DCSIN | Internal Demand | 0 | 41126 | 42404 | 44292 | 45477 | 46115 | 47230 | 48437 | 49601 | 50622 | 51505
1990 | US | SERC | VACAR | - | DCSIPP | IPPs | 0 | 1165 | 1806 | 2580 | 3344 | 3458 | 3513 | 3513 | 3507 | 3507 | 3507
1990 | US | SERC | VACAR | - | DCSIT | Interruptible Demand | 0 | 260 | 266 | 272 | 277 | 281 | 286 | 290 | 295 | 299 | 304
1990 | US | SERC | VACAR | - | DCSLM | Direct Control Load Management | 0 | 598 | 640 | 683 | 715 | 747 | 770 | 794 | 820 | 847 | 869
1990 | US | SERC | VACAR | - | DCSNC | Net Capacity Resources | 0 | 48432 | 49544 | 51545 | 52841 | 53707 | 55734 | 57415 | 58283 | 59253 | 59503
1990 | US | SERC | VACAR | - | DCSNI | Projected Net Internal Demand | 0 | 40268 | 41498 | 43337 | 44485 | 45087 | 46174 | 47353 | 48486 | 49476 | 50332
1990 | US | SERC | VACAR | - | DCSNO | Net Operable Capacity | 0 | 45818 | 46289 | 47516 | 48048 | 49000 | 51072 | 52753 | 53627 | 54597 | 54847
1990 | US | SERC | VACAR | - | DCSPU | Purchases | 0 | 1464 | 1464 | 1464 | 1464 | 1264 | 1164 | 1164 | 1164 | 1164 | 1164
1990 | US | SERC | VACAR | - | DCSSA | Sales | 0 | 15 | 15 | 15 | 15 | 15 | 15 | 15 | 15 | 15 | 15
1990 | US | SERC | VACAR | - | DCSST | Standby Demand | 0 | 0 | 0 | 0 | 0 | 0 | 0 | 0 | 0 | 0 | 0
1990 | US | SERC | VACAR | - | DCSTI | Projected Total Internal Demand | 0 | 41126 | 42404 | 44292 | 45477 | 46115 | 47230 | 48437 | 49601 | 50622 | 51505
1990 | US | SERC | VACAR | - | DCSTO | Operable Total Internal Capacity | 0 | 45818 | 46289 | 47516 | 48048 | 49000 | 51072 | 52753 | 53627 | 54597 | 54847
1990 | US | SERC | VACAR | - | NGEX | Exports | 25804 | 6593 | 6377 | 8022 | 8162 | 9647 | 9932 | 9982 | 10093 | 8119 | 8032
1990 | US | SERC | VACAR | - | NGIG | Internal Generation | 201310 | 206483 | 213324 | 222046 | 227721 | 232280 | 236781 | 242544 | 248596 | 253114 | 257190
1990 | US | SERC | VACAR | - | NGIM | Imports | 37056 | 15846 | 15583 | 15871 | 15932 | 17647 | 19616 | 19959 | 19704 | 19171 | 19746
1990 | US | SERC | VACAR | - | NGIPP | IPPs | 6160 | 7355 | 9084 | 11087 | 12958 | 13001 | 14909 | 18888 | 20933 | 24104 | 24893
1990 | US | SERC | VACAR | - | NGNL | Net Energy for Load | 212562 | 215736 | 222530 | 229895 | 235491 | 240280 | 246465 | 252521 | 258207 | 264166 | 268904
1990 | US | SERC | VACAR | - | NGPRO | Electricity Production | 202409 | 207051 | 213898 | 222833 | 228557 | 233269 | 237790 | 243507 | 249589 | 254159 | 258247
1990 | US | SERC | VACAR | - | NGPSLD | Pumped Storage Load | 4922 | 2587 | 2642 | 3527 | 3745 | 4458 | 4576 | 4304 | 4417 | 4645 | 4659
1990 | US | SERC | VACAR | - | NGPSOT | Pumped Storage Generation | 3823 | 2019 | 2068 | 2740 | 2909 | 3469 | 3567 | 3341 | 3424 | 3600 | 3602
1990 | US | SPP | - | - | CSIPP | IPPs | 141 | 141 | 441 | 471 | 471 | 471 | 471 | 501 | 501 | 601 | 601
1990 | US | SPP | - | - | CST | Total Capacity | 66625 | 67460 | 67835 | 68038 | 68367 | 68432 | 68624 | 69180 | 69839 | 70437 | 71235
1990 | US | SPP | - | - | CSTOC | Total Owned Capacity | 66484 | 67319 | 67394 | 67567 | 67896 | 67961 | 68153 | 68679 | 69338 | 69836 | 70634
1990 | US | SPP | - | - | DCSAJ | Adjustments | 0 | 0 | 0 | 0 | 0 | 0 | 0 | 0 | 0 | 0 | 0
1990 | US | SPP | - | - | DCSFP | Full-Responsibility Purchases (portion of total purchases) | 0 | 2562 | 2550 | 2536 | 2505 | 2531 | 2517 | 2526 | 2543 | 2470 | 2492
1990 | US | SPP | - | - | DCSFS | Full-Responsibility Sales (portion of total sales) | 0 | 1293 | 1258 | 1236 | 1158 | 1183 | 1203 | 1234 | 1179 | 1248 | 1175
1990 | US | SPP | - | - | DCSIC | Inoperable capacity | 0 | 574 | 574 | 569 | 613 | 613 | 569 | 407 | 354 | 192 | 107
1990 | US | SPP | - | - | DCSIN | Internal Demand | 0 | 51009 | 52028 | 52986 | 53755 | 54775 | 55931 | 57069 | 58157 | 59252 | 60381
1990 | US | SPP | - | - | DCSIPP | IPPs | 0 | 141 | 441 | 471 | 471 | 471 | 471 | 501 | 501 | 601 | 601
1990 | US | SPP | - | - | DCSIT | Interruptible Demand | 0 | 413 | 506 | 531 | 542 | 529 | 620 | 606 | 611 | 677 | 680
1990 | US | SPP | - | - | DCSLM | Direct Control Load Management | 0 | 20 | 25 | 34 | 41 | 51 | 61 | 72 | 81 | 90 | 101
1990 | US | SPP | - | - | DCSNC | Net Capacity Resources | 0 | 67340 | 67708 | 67961 | 68370 | 68413 | 68551 | 69212 | 70220 | 71021 | 72150
1990 | US | SPP | - | - | DCSNI | Projected Net Internal Demand | 0 | 50597 | 51519 | 52443 | 53194 | 54217 | 55273 | 56414 | 57488 | 58508 | 59623
1990 | US | SPP | - | - | DCSNO | Net Operable Capacity | 0 | 66745 | 66820 | 66998 | 67283 | 67348 | 67584 | 68272 | 68984 | 69644 | 70527
1990 | US | SPP | - | - | DCSPU | Purchases | 0 | 5726 | 5774 | 6072 | 6311 | 6558 | 6660 | 6272 | 6346 | 6288 | 6275
1990 | US | SPP | - | - | DCSSA | Sales | 0 | 5272 | 5327 | 5580 | 5695 | 5964 | 6164 | 5833 | 5611 | 5512 | 5253
1990 | US | SPP | - | - | DCSST | Standby Demand | 0 | 21 | 22 | 22 | 22 | 22 | 23 | 23 | 23 | 23 | 23
1990 | US | SPP | - | - | DCSTI | Projected Total Internal Demand | 0 | 51030 | 52050 | 53008 | 53777 | 54797 | 55954 | 57092 | 58180 | 59275 | 60404
1990 | US | SPP | - | - | DCSTO | Operable Total Internal Capacity | 0 | 67319 | 67394 | 67567 | 67896 | 67961 | 68153 | 68679 | 69338 | 69836 | 70634
1990 | US | SPP | - | - | NGEX | Exports | 47525 | 35263 | 33467 | 33964 | 33782 | 33874 | 33264 | 35151 | 35832 | 34706 | 33719
1990 | US | SPP | - | - | NGIG | Internal Generation | 251982 | 247465 | 254357 | 257696 | 260099 | 265235 | 269958 | 277552 | 286342 | 290289 | 293521
1990 | US | SPP | - | - | NGIM | Imports | 39348 | 32128 | 28703 | 30345 | 31581 | 32043 | 32568 | 32820 | 30619 | 31389 | 33018
1990 | US | SPP | - | - | NGIPP | IPPs | 2699 | 3104 | 5116 | 5124 | 5122 | 5125 | 5128 | 5136 | 5134 | 5137 | 5140
1990 | US | SPP | - | - | NGNL | Net Energy for Load | 243805 | 244330 | 249593 | 254077 | 257898 | 263404 | 269262 | 275221 | 281129 | 286972 | 292820
1990 | US | SPP | - | - | NGPRO | Electricity Production | 252027 | 247535 | 254427 | 257766 | 260169 | 265305 | 270028 | 277622 | 286412 | 290359 | 293591
1990 | US | SPP | - | - | NGPSLD | Pumped Storage Load | 101 | 145 | 145 | 145 | 145 | 145 | 145 | 145 | 145 | 145 | 145
1990 | US | SPP | - | - | NGPSOT | Pumped Storage Generation | 56 | 75 | 75 | 75 | 75 | 75 | 75 | 75 | 75 | 75 | 75
1990 | US | WECC | - | - | CSIPP | IPPs | 6313 | 7529 | 8027 | 8466 | 9026 | 9378 | 9754 | 9895 | 10071 | 10092 | 10099
1990 | US | WECC | - | - | CST | Total Capacity | 129533 | 126478 | 127523 | 128678 | 129567 | 130321 | 131472 | 132927 | 133781 | 135078 | 136058
1990 | US | WECC | - | - | CSTOC | Total Owned Capacity | 123220 | 118949 | 119496 | 120212 | 120541 | 120943 | 121718 | 123032 | 123710 | 124986 | 125959
1990 | US | WECC | - | - | DCSAJ | Adjustments | 0 | 0 | 0 | 0 | 0 | 0 | 0 | 0 | 0 | 0 | 0
1990 | US | WECC | - | - | DCSFP | Full-Responsibility Purchases (portion of total purchases) | 0 | 643 | 558 | 558 | 558 | 528 | 628 | 628 | 408 | 408 | 408
1990 | US | WECC | - | - | DCSFS | Full-Responsibility Sales (portion of total sales) | 0 | 49 | 49 | 49 | 49 | 49 | 49 | 49 | 49 | 175 | 817
1990 | US | WECC | - | - | DCSIC | Inoperable capacity | 0 | 72 | 72 | 72 | 72 | 72 | 72 | 72 | 72 | 72 | 27
1990 | US | WECC | - | - | DCSIN | Internal Demand | 0 | 92168 | 93911 | 95567 | 97355 | 99165 | 101123 | 103021 | 104704 | 106505 | 108267
1990 | US | WECC | - | - | DCSIPP | IPPs | 0 | 7529 | 8027 | 8466 | 9026 | 9378 | 9754 | 9895 | 10071 | 10092 | 10099
1990 | US | WECC | - | - | DCSIT | Interruptible Demand | 0 | 2256 | 2236 | 2213 | 1963 | 1961 | 1968 | 1968 | 1979 | 1996 | 2011
1990 | US | WECC | - | - | DCSLM | Direct Control Load Management | 0 | 1278 | 1336 | 1348 | 1362 | 1382 | 1392 | 1384 | 1388 | 1415 | 1455
1990 | US | WECC | - | - | DCSNC | Net Capacity Resources | 0 | 127000 | 127960 | 129115 | 130004 | 130728 | 131979 | 133434 | 134068 | 135239 | 135622
1990 | US | WECC | - | - | DCSNI | Projected Net Internal Demand | 0 | 88634 | 90339 | 92006 | 94030 | 95822 | 97763 | 99669 | 101337 | 103094 | 104801
1990 | US | WECC | - | - | DCSNO | Net Operable Capacity | 0 | 118877 | 119424 | 120140 | 120469 | 120871 | 121646 | 122960 | 123638 | 124914 | 125932
1990 | US | WECC | - | - | DCSPU | Purchases | 0 | 643 | 558 | 558 | 558 | 528 | 628 | 628 | 408 | 408 | 408
1990 | US | WECC | - | - | DCSSA | Sales | 0 | 49 | 49 | 49 | 49 | 49 | 49 | 49 | 49 | 175 | 817
1990 | US | WECC | - | - | DCSST | Standby Demand | 0 | 0 | 0 | 0 | 0 | 0 | 0 | 0 | 0 | 0 | 0
1990 | US | WECC | - | - | DCSTI | Projected Total Internal Demand | 0 | 92168 | 93911 | 95567 | 97355 | 99165 | 101123 | 103021 | 104704 | 106505 | 108267
1990 | US | WECC | - | - | DCSTO | Operable Total Internal Capacity | 0 | 118949 | 119496 | 120212 | 120541 | 120943 | 121718 | 123032 | 123710 | 124986 | 125959
1990 | US | WECC | - | - | NGEX | Exports | 4644 | 200 | 200 | 201 | 201 | 201 | 201 | 201 | 201 | 575 | 2505
1990 | US | WECC | - | - | NGIG | Internal Generation | 533140 | 518529 | 527726 | 540865 | 554323 | 561292 | 572256 | 579489 | 590065 | 599967 | 609552
1990 | US | WECC | - | - | NGIM | Imports | 12002 | 29641 | 30984 | 30378 | 27332 | 29156 | 28686 | 32829 | 31951 | 33437 | 35264
1990 | US | WECC | - | - | NGIPP | IPPs | 38893 | 50354 | 53910 | 59531 | 63415 | 65544 | 68188 | 68725 | 70097 | 70925 | 71052
1990 | US | WECC | - | - | NGNL | Net Energy for Load | 540498 | 547970 | 558510 | 571042 | 581454 | 590247 | 600741 | 612117 | 621815 | 632829 | 642311
1990 | US | WECC | - | - | NGPRO | Electricity Production | 532804 | 517386 | 526304 | 539493 | 552885 | 559838 | 570649 | 577778 | 588318 | 598196 | 607815
1990 | US | WECC | - | - | NGPSLD | Pumped Storage Load | 2713 | 2062 | 1902 | 1920 | 1859 | 1919 | 1859 | 1759 | 1731 | 1908 | 2015
1990 | US | WECC | - | - | NGPSOT | Pumped Storage Generation | 3049 | 3205 | 3324 | 3292 | 3297 | 3373 | 3466 | 3470 | 3478 | 3679 | 3752
1990 | US | WECC | AZN | - | CSIPP | IPPs | 360 | 360 | 360 | 360 | 360 | 360 | 360 | 364 | 368 | 382 | 386
1990 | US | WECC | AZN | - | CST | Total Capacity | 15873 | 16415 | 16417 | 16515 | 16544 | 16596 | 16593 | 16717 | 16844 | 17154 | 17298
1990 | US | WECC | AZN | - | CSTOC | Total Owned Capacity | 15513 | 16055 | 16057 | 16155 | 16184 | 16236 | 16233 | 16353 | 16476 | 16772 | 16912
1990 | US | WECC | AZN | - | DCSAJ | Adjustments | 0 | 3509 | 3519 | 3557 | 3576 | 3576 | 3719 | 3719 | 3719 | 3719 | 3719
1990 | US | WECC | AZN | - | DCSFP | Full-Responsibility Purchases (portion of total purchases) | 0 | 547 | 658 | 668 | 695 | 673 | 779 | 779 | 779 | 779 | 779
1990 | US | WECC | AZN | - | DCSFS | Full-Responsibility Sales (portion of total sales) | 0 | 622 | 591 | 591 | 491 | 491 | 261 | 211 | 211 | 211 | 211
1990 | US | WECC | AZN | - | DCSIC | Inoperable capacity | 0 | 0 | 0 | 0 | 0 | 0 | 0 | 0 | 0 | 0 | 0
1990 | US | WECC | AZN | - | DCSIN | Internal Demand | 0 | 12303 | 12616 | 12901 | 12915 | 13331 | 13729 | 14039 | 14347 | 14573 | 14894
1990 | US | WECC | AZN | - | DCSIPP | IPPs | 0 | 360 | 360 | 360 | 360 | 360 | 360 | 364 | 368 | 382 | 386
1990 | US | WECC | AZN | - | DCSIT | Interruptible Demand | 0 | 677 | 689 | 705 | 413 | 414 | 414 | 403 | 403 | 408 | 408
1990 | US | WECC | AZN | - | DCSLM | Direct Control Load Management | 0 | 0 | 0 | 0 | 0 | 0 | 0 | 0 | 0 | 0 | 0
1990 | US | WECC | AZN | - | DCSNC | Net Capacity Resources | 0 | 16327 | 16494 | 16618 | 16389 | 16521 | 16711 | 16885 | 17012 | 17320 | 17564
1990 | US | WECC | AZN | - | DCSNI | Projected Net Internal Demand | 0 | 11626 | 11927 | 12196 | 12502 | 12917 | 13315 | 13636 | 13944 | 14165 | 14486
1990 | US | WECC | AZN | - | DCSNO | Net Operable Capacity | 0 | 16055 | 16057 | 16155 | 16184 | 16236 | 16233 | 16353 | 16476 | 16772 | 16912
1990 | US | WECC | AZN | - | DCSPU | Purchases | 0 | 1094 | 1215 | 1242 | 1242 | 1220 | 1326 | 1326 | 1326 | 1326 | 1326
1990 | US | WECC | AZN | - | DCSSA | Sales | 0 | 4691 | 4657 | 4696 | 4973 | 4871 | 4927 | 4877 | 4877 | 4879 | 4779
1990 | US | WECC | AZN | - | DCSST | Standby Demand | 0 | 0 | 0 | 0 | 0 | 0 | 0 | 0 | 0 | 0 | 0
1990 | US | WECC | AZN | - | DCSTI | Projected Total Internal Demand | 0 | 12303 | 12616 | 12901 | 12915 | 13331 | 13729 | 14039 | 14347 | 14573 | 14894
1990 | US | WECC | AZN | - | DCSTO | Operable Total Internal Capacity | 0 | 16055 | 16057 | 16155 | 16184 | 16236 | 16233 | 16353 | 16476 | 16772 | 16912
1990 | US | WECC | AZN | - | NGEX | Exports | 12882 | 4706 | 4574 | 3787 | 3355 | 3691 | 4292 | 3774 | 3793 | 3649 | 3515
1990 | US | WECC | AZN | - | NGIG | Internal Generation | 66852 | 65995 | 67859 | 69536 | 71109 | 73728 | 76590 | 77810 | 79701 | 81318 | 82891
1990 | US | WECC | AZN | - | NGIM | Imports | 7222 | 2544 | 2537 | 2644 | 2683 | 2588 | 2697 | 2882 | 2886 | 2832 | 2831
1990 | US | WECC | AZN | - | NGIPP | IPPs | 2408 | 2039 | 1779 | 1991 | 2066 | 2276 | 2471 | 2362 | 2189 | 2529 | 2506
1990 | US | WECC | AZN | - | NGNL | Net Energy for Load | 61192 | 63833 | 65822 | 68393 | 70437 | 72625 | 74995 | 76918 | 78794 | 80501 | 82207
1990 | US | WECC | AZN | - | NGPRO | Electricity Production | 66881 | 66194 | 67929 | 69675 | 71212 | 73775 | 76584 | 77792 | 79638 | 81231 | 82781
1990 | US | WECC | AZN | - | NGPSLD | Pumped Storage Load | 101 | 393 | 154 | 281 | 257 | 247 | 190 | 187 | 144 | 143 | 134
1990 | US | WECC | AZN | - | NGPSOT | Pumped Storage Generation | 72 | 194 | 84 | 142 | 154 | 200 | 196 | 205 | 207 | 230 | 244
1990 | US | WECC | CNV | - | CSIPP | IPPs | 5062 | 6223 | 6511 | 6683 | 7091 | 7293 | 7569 | 7626 | 7633 | 7640 | 7643
1990 | US | WECC | CNV | - | CST | Total Capacity | 53921 | 55143 | 55731 | 56436 | 56931 | 57310 | 58317 | 59188 | 59662 | 60172 | 61008
1990 | US | WECC | CNV | - | CSTOC | Total Owned Capacity | 48859 | 48920 | 49220 | 49753 | 49840 | 50017 | 50748 | 51562 | 52029 | 52532 | 53365
1990 | US | WECC | CNV | - | DCSAJ | Adjustments | 0 | -3897 | -3907 | -3946 | -3964 | -3964 | -4107 | -4107 | -4107 | -4107 | -4107
1990 | US | WECC | CNV | - | DCSFP | Full-Responsibility Purchases (portion of total purchases) | 0 | 3064 | 2648 | 2990 | 3116 | 3316 | 2959 | 2829 | 2659 | 2659 | 2519
1990 | US | WECC | CNV | - | DCSFS | Full-Responsibility Sales (portion of total sales) | 0 | 3 | 4 | 4 | 4 | 4 | 4 | 4 | 4 | 4 | 4
1990 | US | WECC | CNV | - | DCSIC | Inoperable capacity | 0 | 0 | 0 | 0 | 0 | 0 | 0 | 0 | 0 | 0 | 0
1990 | US | WECC | CNV | - | DCSIN | Internal Demand | 0 | 45263 | 46254 | 47325 | 48473 | 49462 | 50512 | 51517 | 52367 | 53390 | 54383
1990 | US | WECC | CNV | - | DCSIPP | IPPs | 0 | 6223 | 6511 | 6683 | 7091 | 7293 | 7569 | 7626 | 7633 | 7640 | 7643
1990 | US | WECC | CNV | - | DCSIT | Interruptible Demand | 0 | 138 | 165 | 183 | 238 | 258 | 274 | 286 | 300 | 315 | 328
1990 | US | WECC | CNV | - | DCSLM | Direct Control Load Management | 0 | 1278 | 1336 | 1348 | 1362 | 1382 | 1392 | 1384 | 1388 | 1415 | 1455
1990 | US | WECC | CNV | - | DCSNC | Net Capacity Resources | 0 | 60970 | 61463 | 62481 | 63469 | 63809 | 64293 | 65125 | 65508 | 66096 | 66284
1990 | US | WECC | CNV | - | DCSNI | Projected Net Internal Demand | 0 | 43847 | 44753 | 45794 | 46873 | 47822 | 48846 | 49847 | 50679 | 51660 | 52600
1990 | US | WECC | CNV | - | DCSNO | Net Operable Capacity | 0 | 48920 | 49220 | 49753 | 49840 | 50017 | 50748 | 51562 | 52029 | 52532 | 53365
1990 | US | WECC | CNV | - | DCSPU | Purchases | 0 | 10286 | 10202 | 10554 | 11065 | 11026 | 10646 | 10607 | 10516 | 10594 | 9946
1990 | US | WECC | CNV | - | DCSSA | Sales | 0 | 562 | 563 | 563 | 563 | 563 | 563 | 563 | 563 | 563 | 563
1990 | US | WECC | CNV | - | DCSST | Standby Demand | 0 | 0 | 0 | 0 | 0 | 0 | 0 | 0 | 0 | 0 | 0
1990 | US | WECC | CNV | - | DCSTI | Projected Total Internal Demand | 0 | 45263 | 46254 | 47325 | 48473 | 49462 | 50512 | 51517 | 52367 | 53390 | 54383
1990 | US | WECC | CNV | - | DCSTO | Operable Total Internal Capacity | 0 | 48920 | 49220 | 49753 | 49840 | 50017 | 50748 | 51562 | 52029 | 52532 | 53365
1990 | US | WECC | CNV | - | NGEX | Exports | 4011 | 236 | 418 | 986 | 1066 | 1267 | 1267 | 1270 | 1268 | 1455 | 1802
1990 | US | WECC | CNV | - | NGIG | Internal Generation | 208350 | 197815 | 200665 | 208347 | 215784 | 217547 | 223564 | 225350 | 230581 | 235124 | 239039
1990 | US | WECC | CNV | - | NGIM | Imports | 30814 | 40143 | 42341 | 41229 | 38615 | 41294 | 40308 | 43586 | 42336 | 42864 | 44300
1990 | US | WECC | CNV | - | NGIPP | IPPs | 33270 | 42219 | 44763 | 48899 | 52099 | 53788 | 55506 | 55986 | 56429 | 56807 | 56957
1990 | US | WECC | CNV | - | NGNL | Net Energy for Load | 235153 | 237722 | 242588 | 248590 | 253333 | 257574 | 262605 | 267666 | 271649 | 276533 | 281537
1990 | US | WECC | CNV | - | NGPRO | Electricity Production | 207941 | 196380 | 199047 | 206760 | 214162 | 215921 | 221838 | 223528 | 228766 | 233320 | 237297
1990 | US | WECC | CNV | - | NGPSLD | Pumped Storage Load | 2343 | 1132 | 1102 | 1163 | 1117 | 1056 | 1054 | 943 | 953 | 1167 | 1297
1990 | US | WECC | CNV | - | NGPSOT | Pumped Storage Generation | 2752 | 2567 | 2720 | 2750 | 2739 | 2682 | 2780 | 2765 | 2768 | 2971 | 3039
1990 | US | WECC | NWPP | - | CSIPP | IPPs | 716 | 768 | 929 | 1011 | 972 | 1041 | 1002 | 1071 | 1167 | 1167 | 1167
1990 | US | WECC | NWPP | - | CST | Total Capacity | 50042 | 44519 | 44685 | 44832 | 44622 | 45140 | 44763 | 45267 | 45012 | 45012 | 45012
1990 | US | WECC | NWPP | - | CSTOC | Total Owned Capacity | 49326 | 43751 | 43756 | 43821 | 43650 | 44099 | 43761 | 44196 | 43845 | 43845 | 43845
1990 | US | WECC | NWPP | - | DCSAJ | Adjustments | 0 | 62 | 62 | 62 | 62 | 62 | 62 | 62 | 62 | 62 | 62
1990 | US | WECC | NWPP | - | DCSFP | Full-Responsibility Purchases (portion of total purchases) | 0 | 764 | 764 | 764 | 752 | 764 | 752 | 773 | 761 | 761 | 761
1990 | US | WECC | NWPP | - | DCSFS | Full-Responsibility Sales (portion of total sales) | 0 | 2309 | 2143 | 2514 | 2737 | 2879 | 2785 | 2677 | 2759 | 2887 | 3391
1990 | US | WECC | NWPP | - | DCSIC | Inoperable capacity | 0 | 49 | 49 | 49 | 49 | 49 | 49 | 49 | 49 | 49 | 4
1990 | US | WECC | NWPP | - | DCSIN | Internal Demand | 0 | 28246 | 28546 | 28904 | 29267 | 29581 | 29921 | 30302 | 30703 | 31103 | 31413
1990 | US | WECC | NWPP | - | DCSIPP | IPPs | 0 | 768 | 929 | 1011 | 972 | 1041 | 1002 | 1071 | 1167 | 1167 | 1167
1990 | US | WECC | NWPP | - | DCSIT | Interruptible Demand | 0 | 1213 | 1165 | 1126 | 1122 | 1074 | 1097 | 1058 | 1084 | 1084 | 1084
1990 | US | WECC | NWPP | - | DCSLM | Direct Control Load Management | 0 | 0 | 0 | 0 | 0 | 0 | 0 | 0 | 0 | 0 | 0
1990 | US | WECC | NWPP | - | DCSNC | Net Capacity Resources | 0 | 43009 | 43346 | 43127 | 42705 | 43082 | 42809 | 43431 | 43107 | 42986 | 42533
1990 | US | WECC | NWPP | - | DCSNI | Projected Net Internal Demand | 0 | 27033 | 27381 | 27778 | 28145 | 28507 | 28824 | 29244 | 29619 | 30019 | 30329
1990 | US | WECC | NWPP | - | DCSNO | Net Operable Capacity | 0 | 43702 | 43707 | 43772 | 43601 | 44050 | 43712 | 44147 | 43796 | 43796 | 43841
1990 | US | WECC | NWPP | - | DCSPU | Purchases | 0 | 1249 | 1254 | 1259 | 1270 | 1271 | 1281 | 1291 | 1304 | 1311 | 1317
1990 | US | WECC | NWPP | - | DCSSA | Sales | 0 | 2772 | 2606 | 2977 | 3200 | 3342 | 3248 | 3140 | 3222 | 3350 | 3854
1990 | US | WECC | NWPP | - | DCSST | Standby Demand | 0 | 0 | 0 | 0 | 0 | 0 | 0 | 0 | 0 | 0 | 0
1990 | US | WECC | NWPP | - | DCSTI | Projected Total Internal Demand | 0 | 28246 | 28546 | 28904 | 29267 | 29581 | 29921 | 30302 | 30703 | 31103 | 31413
1990 | US | WECC | NWPP | - | DCSTO | Operable Total Internal Capacity | 0 | 43751 | 43756 | 43821 | 43650 | 44099 | 43761 | 44196 | 43845 | 43845 | 43845
1990 | US | WECC | NWPP | - | NGEX | Exports | 19769 | 8422 | 9218 | 9755 | 10847 | 11313 | 10356 | 10267 | 9950 | 9529 | 11272
1990 | US | WECC | NWPP | - | NGIG | Internal Generation | 214623 | 212747 | 216394 | 219358 | 222974 | 224806 | 226035 | 229792 | 232470 | 235475 | 238724
1990 | US | WECC | NWPP | - | NGIM | Imports | 11278 | 3717 | 3648 | 4351 | 4573 | 4809 | 4845 | 4285 | 4319 | 4544 | 4930
1990 | US | WECC | NWPP | - | NGIPP | IPPs | 2233 | 4787 | 5837 | 6668 | 6768 | 6878 | 6992 | 7118 | 8220 | 8330 | 8330
1990 | US | WECC | NWPP | - | NGNL | Net Energy for Load | 206132 | 208042 | 210824 | 213954 | 216700 | 218302 | 220524 | 223810 | 226839 | 230490 | 232382
1990 | US | WECC | NWPP | - | NGPRO | Electricity Production | 214623 | 212747 | 216394 | 219358 | 222974 | 224806 | 226035 | 229792 | 232470 | 235475 | 238724
1990 | US | WECC | NWPP | - | NGPSLD | Pumped Storage Load | 0 | 0 | 0 | 0 | 0 | 0 | 0 | 0 | 0 | 0 | 0
1990 | US | WECC | NWPP | - | NGPSOT | Pumped Storage Generation | 0 | 0 | 0 | 0 | 0 | 0 | 0 | 0 | 0 | 0 | 0
1990 | US | WECC | RMPA | - | CSIPP | IPPs | 175 | 175 | 231 | 416 | 538 | 688 | 758 | 838 | 838 | 838 | 838
1990 | US | WECC | RMPA | - | CST | Total Capacity | 9697 | 9294 | 9585 | 9787 | 9914 | 10168 | 10238 | 10648 | 10702 | 11187 | 11187
1990 | US | WECC | RMPA | - | CSTOC | Total Owned Capacity | 9522 | 9119 | 9354 | 9371 | 9376 | 9480 | 9480 | 9810 | 9864 | 10349 | 10349
1990 | US | WECC | RMPA | - | DCSAJ | Adjustments | 0 | 326 | 326 | 327 | 326 | 326 | 326 | 326 | 326 | 326 | 326
1990 | US | WECC | RMPA | - | DCSFP | Full-Responsibility Purchases (portion of total purchases) | 0 | 302 | 314 | 323 | 330 | 302 | 305 | 307 | 309 | 311 | 313
1990 | US | WECC | RMPA | - | DCSFS | Full-Responsibility Sales (portion of total sales) | 0 | 1105 | 1115 | 1125 | 1152 | 1160 | 1166 | 1175 | 1175 | 1175 | 1175
1990 | US | WECC | RMPA | - | DCSIC | Inoperable capacity | 0 | 23 | 23 | 23 | 23 | 23 | 23 | 23 | 23 | 23 | 23
1990 | US | WECC | RMPA | - | DCSIN | Internal Demand | 0 | 6452 | 6581 | 6711 | 6812 | 6930 | 7091 | 7290 | 7405 | 7558 | 7700
1990 | US | WECC | RMPA | - | DCSIPP | IPPs | 0 | 175 | 231 | 416 | 538 | 688 | 758 | 838 | 838 | 838 | 838
1990 | US | WECC | RMPA | - | DCSIT | Interruptible Demand | 0 | 184 | 187 | 188 | 189 | 179 | 189 | 190 | 191 | 192 | 193
1990 | US | WECC | RMPA | - | DCSLM | Direct Control Load Management | 0 | 0 | 0 | 0 | 0 | 0 | 0 | 0 | 0 | 0 | 0
1990 | US | WECC | RMPA | - | DCSNC | Net Capacity Resources | 0 | 8468 | 8761 | 8962 | 9069 | 9287 | 9354 | 9757 | 9813 | 10300 | 10302
1990 | US | WECC | RMPA | - | DCSNI | Projected Net Internal Demand | 0 | 6268 | 6394 | 6523 | 6623 | 6751 | 6902 | 7100 | 7214 | 7366 | 7507
1990 | US | WECC | RMPA | - | DCSNO | Net Operable Capacity | 0 | 9096 | 9331 | 9348 | 9353 | 9457 | 9457 | 9787 | 9841 | 10326 | 10326
1990 | US | WECC | RMPA | - | DCSPU | Purchases | 0 | 365 | 377 | 386 | 393 | 365 | 368 | 370 | 372 | 374 | 376
1990 | US | WECC | RMPA | - | DCSSA | Sales | 0 | 1494 | 1504 | 1515 | 1541 | 1549 | 1555 | 1564 | 1564 | 1564 | 1564
1990 | US | WECC | RMPA | - | DCSST | Standby Demand | 0 | 0 | 0 | 0 | 0 | 0 | 0 | 0 | 0 | 0 | 0
1990 | US | WECC | RMPA | - | DCSTI | Projected Total Internal Demand | 0 | 6452 | 6581 | 6711 | 6812 | 6930 | 7091 | 7290 | 7405 | 7558 | 7700
1990 | US | WECC | RMPA | - | DCSTO | Operable Total Internal Capacity | 0 | 9119 | 9354 | 9371 | 9376 | 9480 | 9480 | 9810 | 9864 | 10349 | 10349
1990 | US | WECC | RMPA | - | NGEX | Exports | 8293 | 4594 | 4570 | 4568 | 4568 | 4568 | 4568 | 3968 | 3968 | 3968 | 3968
1990 | US | WECC | RMPA | - | NGIG | Internal Generation | 43315 | 41972 | 42808 | 43624 | 44456 | 45211 | 46067 | 46537 | 47313 | 48050 | 48898
1990 | US | WECC | RMPA | - | NGIM | Imports | 2999 | 995 | 1038 | 1049 | 1096 | 1103 | 1118 | 1154 | 1188 | 1223 | 1255
1990 | US | WECC | RMPA | - | NGIPP | IPPs | 982 | 1309 | 1531 | 1973 | 2482 | 2602 | 3219 | 3259 | 3259 | 3259 | 3259
1990 | US | WECC | RMPA | - | NGNL | Net Energy for Load | 38021 | 38373 | 39276 | 40105 | 40984 | 41746 | 42617 | 43723 | 44533 | 45305 | 46185
1990 | US | WECC | RMPA | - | NGPRO | Electricity Production | 43359 | 42065 | 42934 | 43700 | 44537 | 45336 | 46192 | 46666 | 47444 | 48170 | 49013
1990 | US | WECC | RMPA | - | NGPSLD | Pumped Storage Load | 269 | 537 | 646 | 476 | 485 | 616 | 615 | 629 | 634 | 598 | 584
1990 | US | WECC | RMPA | - | NGPSOT | Pumped Storage Generation | 225 | 444 | 520 | 400 | 404 | 491 | 490 | 500 | 503 | 478 | 469
1991 | CA | MRO | - | - | CSIPP | IPPs | 0 | 0 | 0 | 0 | 0 | 0 | 0 | 0 | 0 | 0 | 0
1991 | CA | MRO | - | - | CST | Total Capacity | 7032 | 7316 | 7932 | 8035 | 8035 | 8119 | 8119 | 8389 | 8389 | 8389 | 8411
1991 | CA | MRO | - | - | CSTOC | Total Owned Capacity | 7032 | 7316 | 7932 | 8035 | 8035 | 8119 | 8119 | 8389 | 8389 | 8389 | 8411
1991 | CA | MRO | - | - | DCSAJ | Adjustments | 0 | 0 | 0 | 0 | 0 | 0 | 0 | 0 | 0 | 0 | 0
1991 | CA | MRO | - | - | DCSFP | Full-Responsibility Purchases (portion of total purchases) | 0 | 200 | 200 | 150 | 150 | 125 | 125 | 125 | 125 | 125 | 125
1991 | CA | MRO | - | - | DCSFS | Full-Responsibility Sales (portion of total sales) | 0 | 600 | 600 | 800 | 800 | 1100 | 1100 | 1100 | 1100 | 1300 | 1300
1991 | CA | MRO | - | - | DCSIC | Inoperable capacity | 0 | 0 | 0 | 0 | 0 | 0 | 0 | 0 | 0 | 0 | 0
1991 | CA | MRO | - | - | DCSIN | Internal Demand | 0 | 4504 | 4644 | 4771 | 4929 | 5068 | 5205 | 5317 | 5452 | 5565 | 5688
1991 | CA | MRO | - | - | DCSIPP | IPPs | 0 | 0 | 0 | 0 | 0 | 0 | 0 | 0 | 0 | 0 | 0
1991 | CA | MRO | - | - | DCSIT | Interruptible Demand | 0 | 158 | 162 | 162 | 162 | 162 | 162 | 162 | 162 | 162 | 162
1991 | CA | MRO | - | - | DCSLM | Direct Control Load Management | 0 | 0 | 0 | 0 | 0 | 0 | 0 | 0 | 0 | 0 | 0
1991 | CA | MRO | - | - | DCSNC | Net Capacity Resources | 0 | 6916 | 7532 | 7385 | 7385 | 7144 | 7144 | 7414 | 7414 | 7214 | 7236
1991 | CA | MRO | - | - | DCSNI | Projected Net Internal Demand | 0 | 4346 | 4482 | 4609 | 4767 | 4906 | 5043 | 5155 | 5290 | 5403 | 5526
1991 | CA | MRO | - | - | DCSNO | Net Operable Capacity | 0 | 7316 | 7932 | 8035 | 8035 | 8119 | 8119 | 8389 | 8389 | 8389 | 8411
1991 | CA | MRO | - | - | DCSPU | Purchases | 0 | 200 | 200 | 150 | 150 | 125 | 125 | 125 | 125 | 125 | 125
1991 | CA | MRO | - | - | DCSSA | Sales | 0 | 600 | 600 | 800 | 800 | 1100 | 1100 | 1100 | 1100 | 1300 | 1300
1991 | CA | MRO | - | - | DCSST | Standby Demand | 0 | 0 | 0 | 0 | 0 | 0 | 0 | 0 | 0 | 0 | 0
1991 | CA | MRO | - | - | DCSTI | Projected Total Internal Demand | 0 | 4504 | 4644 | 4771 | 4929 | 5068 | 5205 | 5317 | 5452 | 5565 | 5688
1991 | CA | MRO | - | - | DCSTO | Operable Total Internal Capacity | 0 | 7316 | 7932 | 8035 | 8035 | 8119 | 8119 | 8389 | 8389 | 8389 | 8411
1991 | CA | MRO | - | - | NGEX | Exports | 5949 | 9055 | 8294 | 3494 | 3751 | 3925 | 3613 | 3473 | 3780 | 4514 | 5152
1991 | CA | MRO | - | - | NGIG | Internal Generation | 36549 | 41159 | 41694 | 37942 | 39110 | 39972 | 40645 | 41336 | 42488 | 44025 | 45456
1991 | CA | MRO | - | - | NGIM | Imports | 0 | 0 | 0 | 0 | 0 | 0 | 0 | 0 | 0 | 0 | 0
1991 | CA | MRO | - | - | NGIPP | IPPs | 0 | 0 | 0 | 0 | 0 | 0 | 0 | 0 | 0 | 0 | 0
1991 | CA | MRO | - | - | NGNL | Net Energy for Load | 30600 | 32104 | 33400 | 34448 | 35359 | 36047 | 37032 | 37863 | 38708 | 39511 | 40304
1991 | CA | MRO | - | - | NGPRO | Electricity Production | 36549 | 41159 | 41694 | 37942 | 39110 | 39972 | 40645 | 41336 | 42488 | 44025 | 45456
1991 | CA | MRO | - | - | NGPSLD | Pumped Storage Load | 0 | 0 | 0 | 0 | 0 | 0 | 0 | 0 | 0 | 0 | 0
1991 | CA | MRO | - | - | NGPSOT | Pumped Storage Generation | 0 | 0 | 0 | 0 | 0 | 0 | 0 | 0 | 0 | 0 | 0
1991 | CA | NPCC | - | - | CSIPP | IPPs | 110 | 408 | 703 | 1012 | 1211 | 1328 | 1469 | 1608 | 1752 | 1897 | 2043
1991 | CA | NPCC | - | - | CST | Total Capacity | 57762 | 62653 | 65972 | 67867 | 70300 | 71489 | 72767 | 74095 | 75692 | 78095 | 78769
1991 | CA | NPCC | - | - | CSTOC | Total Owned Capacity | 57652 | 62245 | 65269 | 66855 | 69089 | 70161 | 71298 | 72487 | 73940 | 76198 | 76726
1991 | CA | NPCC | - | - | DCSAJ | Adjustments | 0 | 0 | 0 | 0 | 0 | 0 | 0 | 0 | 0 | 0 | 0
1991 | CA | NPCC | - | - | DCSFP | Full-Responsibility Purchases (portion of total purchases) | 0 | 4527 | 4517 | 4477 | 4337 | 4297 | 4253 | 4147 | 4147 | 4147 | 4147
1991 | CA | NPCC | - | - | DCSFS | Full-Responsibility Sales (portion of total sales) | 0 | 1726 | 2041 | 2141 | 2141 | 2291 | 2868 | 2907 | 2907 | 2807 | 2770
1991 | CA | NPCC | - | - | DCSIC | Inoperable capacity | 0 | 1672 | 1672 | 1580 | 1595 | 1595 | 1943 | 1956 | 1961 | 1961 | 1961
1991 | CA | NPCC | - | - | DCSIN | Internal Demand | 0 | 41244 | 42378 | 43491 | 44237 | 45221 | 46311 | 47118 | 47745 | 48672 | 49304
1991 | CA | NPCC | - | - | DCSIPP | IPPs | 0 | 408 | 703 | 1012 | 1211 | 1328 | 1469 | 1608 | 1752 | 1897 | 2043
1991 | CA | NPCC | - | - | DCSIT | Interruptible Demand | 0 | 1819 | 1980 | 2040 | 2086 | 2131 | 2190 | 2209 | 2220 | 2232 | 2245
1991 | CA | NPCC | - | - | DCSLM | Direct Control Load Management | 0 | 0 | 0 | 0 | 0 | 0 | 0 | 0 | 0 | 0 | 0
1991 | CA | NPCC | - | - | DCSNC | Net Capacity Resources | 0 | 63874 | 66864 | 68623 | 70901 | 71900 | 72209 | 73379 | 74971 | 77674 | 78385
1991 | CA | NPCC | - | - | DCSNI | Projected Net Internal Demand | 0 | 39425 | 40398 | 41451 | 42151 | 43090 | 44121 | 44909 | 45525 | 46440 | 47059
1991 | CA | NPCC | - | - | DCSNO | Net Operable Capacity | 0 | 60573 | 63597 | 65275 | 67494 | 68566 | 69355 | 70531 | 71979 | 74237 | 74765
1991 | CA | NPCC | - | - | DCSPU | Purchases | 0 | 4727 | 4717 | 4477 | 4337 | 4297 | 4253 | 4147 | 4147 | 4347 | 4347
1991 | CA | NPCC | - | - | DCSSA | Sales | 0 | 1834 | 2153 | 2141 | 2141 | 2291 | 2868 | 2907 | 2907 | 2807 | 2770
1991 | CA | NPCC | - | - | DCSST | Standby Demand | 0 | 0 | 0 | 0 | 0 | 0 | 0 | 0 | 0 | 0 | 0
1991 | CA | NPCC | - | - | DCSTI | Projected Total Internal Demand | 0 | 41244 | 42378 | 43491 | 44237 | 45221 | 46311 | 47118 | 47745 | 48672 | 49304
1991 | CA | NPCC | - | - | DCSTO | Operable Total Internal Capacity | 0 | 62245 | 65269 | 66855 | 69089 | 70161 | 71298 | 72487 | 73940 | 76198 | 76726
1991 | CA | NPCC | - | - | NGEX | Exports | 16908 | 22125 | 22142 | 22537 | 22175 | 22081 | 25899 | 26445 | 26108 | 30664 | 30417
1991 | CA | NPCC | - | - | NGIG | Internal Generation | 265444 | 303867 | 316816 | 329752 | 337591 | 345467 | 359110 | 366582 | 371804 | 382734 | 389080
1991 | CA | NPCC | - | - | NGIM | Imports | 53017 | 40511 | 40064 | 37849 | 35954 | 35859 | 35915 | 35524 | 35650 | 36423 | 36846
1991 | CA | NPCC | - | - | NGIPP | IPPs | 630 | 2661 | 4680 | 6884 | 8259 | 9055 | 10000 | 10937 | 11907 | 12887 | 13874
1991 | CA | NPCC | - | - | NGNL | Net Energy for Load | 301553 | 322253 | 334738 | 345064 | 351370 | 359245 | 369126 | 375661 | 381346 | 388493 | 395509
1991 | CA | NPCC | - | - | NGPRO | Electricity Production | 265444 | 303867 | 316816 | 329752 | 337591 | 345467 | 359110 | 366582 | 371804 | 382734 | 389080
1991 | CA | NPCC | - | - | NGPSLD | Pumped Storage Load | 0 | 0 | 0 | 0 | 0 | 0 | 0 | 0 | 0 | 0 | 0
1991 | CA | NPCC | - | - | NGPSOT | Pumped Storage Generation | 0 | 0 | 0 | 0 | 0 | 0 | 0 | 0 | 0 | 0 | 0
1991 | CA | NPCC | Maritimes | Maritimes | CSIPP | IPPs | 10 | 10 | 30 | 40 | 60 | 60 | 60 | 60 | 60 | 60 | 60
1991 | CA | NPCC | Maritimes | Maritimes | CST | Total Capacity | 5211 | 5361 | 5825 | 6000 | 6463 | 6455 | 6705 | 6705 | 7020 | 7020 | 7170
1991 | CA | NPCC | Maritimes | Maritimes | CSTOC | Total Owned Capacity | 5201 | 5351 | 5795 | 5960 | 6403 | 6395 | 6645 | 6645 | 6960 | 6960 | 7110
1991 | CA | NPCC | Maritimes | Maritimes | DCSAJ | Adjustments | 0 | 0 | 0 | 0 | 0 | 0 | 0 | 0 | 0 | 0 | 0
1991 | CA | NPCC | Maritimes | Maritimes | DCSFP | Full-Responsibility Purchases (portion of total purchases) | 0 | 100 | 100 | 100 | 0 | 0 | 0 | 0 | 0 | 0 | 0
1991 | CA | NPCC | Maritimes | Maritimes | DCSFS | Full-Responsibility Sales (portion of total sales) | 0 | 288 | 620 | 620 | 620 | 620 | 620 | 620 | 620 | 520 | 520
1991 | CA | NPCC | Maritimes | Maritimes | DCSIC | Inoperable capacity | 0 | 0 | 0 | 0 | 0 | 0 | 0 | 0 | 0 | 0 | 0
1991 | CA | NPCC | Maritimes | Maritimes | DCSIN | Internal Demand | 0 | 3115 | 3174 | 3267 | 3366 | 3457 | 3556 | 3657 | 3758 | 3859 | 3965
1991 | CA | NPCC | Maritimes | Maritimes | DCSIPP | IPPs | 0 | 10 | 30 | 40 | 60 | 60 | 60 | 60 | 60 | 60 | 60
1991 | CA | NPCC | Maritimes | Maritimes | DCSIT | Interruptible Demand | 0 | 222 | 233 | 235 | 237 | 241 | 243 | 246 | 248 | 251 | 253
1991 | CA | NPCC | Maritimes | Maritimes | DCSLM | Direct Control Load Management | 0 | 0 | 0 | 0 | 0 | 0 | 0 | 0 | 0 | 0 | 0
1991 | CA | NPCC | Maritimes | Maritimes | DCSNC | Net Capacity Resources | 0 | 5173 | 5305 | 5480 | 5843 | 5835 | 6085 | 6085 | 6400 | 6500 | 6650
1991 | CA | NPCC | Maritimes | Maritimes | DCSNI | Projected Net Internal Demand | 0 | 2893 | 2941 | 3032 | 3129 | 3216 | 3313 | 3411 | 3510 | 3608 | 3712
1991 | CA | NPCC | Maritimes | Maritimes | DCSNO | Net Operable Capacity | 0 | 5351 | 5795 | 5960 | 6403 | 6395 | 6645 | 6645 | 6960 | 6960 | 7110
1991 | CA | NPCC | Maritimes | Maritimes | DCSPU | Purchases | 0 | 100 | 100 | 100 | 0 | 0 | 0 | 0 | 0 | 0 | 0
1991 | CA | NPCC | Maritimes | Maritimes | DCSSA | Sales | 0 | 288 | 620 | 620 | 620 | 620 | 620 | 620 | 620 | 520 | 520
1991 | CA | NPCC | Maritimes | Maritimes | DCSST | Standby Demand | 0 | 0 | 0 | 0 | 0 | 0 | 0 | 0 | 0 | 0 | 0
1991 | CA | NPCC | Maritimes | Maritimes | DCSTI | Projected Total Internal Demand | 0 | 3115 | 3174 | 3267 | 3366 | 3457 | 3556 | 3657 | 3758 | 3859 | 3965
1991 | CA | NPCC | Maritimes | Maritimes | DCSTO | Operable Total Internal Capacity | 0 | 5351 | 5795 | 5960 | 6403 | 6395 | 6645 | 6645 | 6960 | 6960 | 7110
1991 | CA | NPCC | Maritimes | Maritimes | NGEX | Exports | 6731 | 4910 | 4076 | 2772 | 2910 | 2617 | 2999 | 2945 | 2808 | 2764 | 2717
1991 | CA | NPCC | Maritimes | Maritimes | NGIG | Internal Generation | 24873 | 24809 | 25246 | 26154 | 28698 | 29107 | 30221 | 30913 | 31541 | 32251 | 32994
1991 | CA | NPCC | Maritimes | Maritimes | NGIM | Imports | 3824 | 3520 | 3269 | 1662 | 13 | 18 | 15 | 24 | 16 | 20 | 11
1991 | CA | NPCC | Maritimes | Maritimes | NGIPP | IPPs | 60 | 55 | 195 | 265 | 405 | 405 | 405 | 405 | 405 | 405 | 405
1991 | CA | NPCC | Maritimes | Maritimes | NGNL | Net Energy for Load | 21966 | 23419 | 24439 | 25044 | 25801 | 26508 | 27237 | 27992 | 28749 | 29507 | 30288
1991 | CA | NPCC | Maritimes | Maritimes | NGPRO | Electricity Production | 24873 | 24809 | 25246 | 26154 | 28698 | 29107 | 30221 | 30913 | 31541 | 32251 | 32994
1991 | CA | NPCC | Maritimes | Maritimes | NGPSLD | Pumped Storage Load | 0 | 0 | 0 | 0 | 0 | 0 | 0 | 0 | 0 | 0 | 0
1991 | CA | NPCC | Maritimes | Maritimes | NGPSOT | Pumped Storage Generation | 0 | 0 | 0 | 0 | 0 | 0 | 0 | 0 | 0 | 0 | 0
1991 | CA | NPCC | Ontario | Ontario | CSIPP | IPPs | 84 | 328 | 457 | 637 | 761 | 878 | 1019 | 1158 | 1302 | 1447 | 1593
1991 | CA | NPCC | Ontario | Ontario | CST | Total Capacity | 30088 | 32131 | 33137 | 34203 | 34337 | 34505 | 34968 | 35107 | 35623 | 36446 | 36592
1991 | CA | NPCC | Ontario | Ontario | CSTOC | Total Owned Capacity | 30004 | 31803 | 32680 | 33566 | 33576 | 33627 | 33949 | 33949 | 34321 | 34999 | 34999
1991 | CA | NPCC | Ontario | Ontario | DCSAJ | Adjustments | 0 | 0 | 0 | 0 | 0 | 0 | 0 | 0 | 0 | 0 | 0
1991 | CA | NPCC | Ontario | Ontario | DCSFP | Full-Responsibility Purchases (portion of total purchases) | 0 | 0 | 0 | 0 | 0 | 0 | 0 | 0 | 0 | 0 | 0
1991 | CA | NPCC | Ontario | Ontario | DCSFS | Full-Responsibility Sales (portion of total sales) | 0 | 0 | 0 | 0 | 0 | 0 | 0 | 0 | 0 | 0 | 0
1991 | CA | NPCC | Ontario | Ontario | DCSIC | Inoperable capacity | 0 | 1672 | 1672 | 1580 | 1595 | 1595 | 1943 | 1956 | 1961 | 1961 | 1961
1991 | CA | NPCC | Ontario | Ontario | DCSIN | Internal Demand | 0 | 20107 | 20877 | 21301 | 21698 | 22207 | 22627 | 22975 | 23227 | 23461 | 23717
1991 | CA | NPCC | Ontario | Ontario | DCSIPP | IPPs | 0 | 328 | 457 | 637 | 761 | 878 | 1019 | 1158 | 1302 | 1447 | 1593
1991 | CA | NPCC | Ontario | Ontario | DCSIT | Interruptible Demand | 0 | 747 | 747 | 755 | 749 | 740 | 747 | 763 | 772 | 781 | 792
1991 | CA | NPCC | Ontario | Ontario | DCSLM | Direct Control Load Management | 0 | 0 | 0 | 0 | 0 | 0 | 0 | 0 | 0 | 0 | 0
1991 | CA | NPCC | Ontario | Ontario | DCSNC | Net Capacity Resources | 0 | 30551 | 31553 | 32623 | 32742 | 32910 | 33025 | 33151 | 33662 | 34685 | 34831
1991 | CA | NPCC | Ontario | Ontario | DCSNI | Projected Net Internal Demand | 0 | 19360 | 20130 | 20546 | 20949 | 21467 | 21880 | 22212 | 22455 | 22680 | 22925
1991 | CA | NPCC | Ontario | Ontario | DCSNO | Net Operable Capacity | 0 | 30131 | 31008 | 31986 | 31981 | 32032 | 32006 | 31993 | 32360 | 33038 | 33038
1991 | CA | NPCC | Ontario | Ontario | DCSPU | Purchases | 0 | 200 | 200 | 0 | 0 | 0 | 0 | 0 | 0 | 200 | 200
1991 | CA | NPCC | Ontario | Ontario | DCSSA | Sales | 0 | 108 | 112 | 0 | 0 | 0 | 0 | 0 | 0 | 0 | 0
1991 | CA | NPCC | Ontario | Ontario | DCSST | Standby Demand | 0 | 0 | 0 | 0 | 0 | 0 | 0 | 0 | 0 | 0 | 0
1991 | CA | NPCC | Ontario | Ontario | DCSTI | Projected Total Internal Demand | 0 | 20107 | 20877 | 21301 | 21698 | 22207 | 22627 | 22975 | 23227 | 23461 | 23717
1991 | CA | NPCC | Ontario | Ontario | DCSTO | Operable Total Internal Capacity | 0 | 31803 | 32680 | 33566 | 33576 | 33627 | 33949 | 33949 | 34321 | 34999 | 34999
1991 | CA | NPCC | Ontario | Ontario | NGEX | Exports | 577 | 4615 | 5266 | 7665 | 7665 | 7664 | 7700 | 7100 | 6900 | 8500 | 8800
1991 | CA | NPCC | Ontario | Ontario | NGIG | Internal Generation | 124128 | 146041 | 152609 | 158491 | 161913 | 165869 | 169741 | 171461 | 173637 | 176789 | 179241
1991 | CA | NPCC | Ontario | Ontario | NGIM | Imports | 13193 | 2091 | 2095 | 1587 | 1541 | 1541 | 1800 | 2100 | 2234 | 3003 | 3435
1991 | CA | NPCC | Ontario | Ontario | NGIPP | IPPs | 570 | 2106 | 3085 | 4319 | 5154 | 5950 | 6895 | 7832 | 8802 | 9782 | 10769
1991 | CA | NPCC | Ontario | Ontario | NGNL | Net Energy for Load | 136744 | 143517 | 149438 | 152413 | 155789 | 159746 | 163841 | 166461 | 168971 | 171292 | 173876
1991 | CA | NPCC | Ontario | Ontario | NGPRO | Electricity Production | 124128 | 146041 | 152609 | 158491 | 161913 | 165869 | 169741 | 171461 | 173637 | 176789 | 179241
1991 | CA | NPCC | Ontario | Ontario | NGPSLD | Pumped Storage Load | 0 | 0 | 0 | 0 | 0 | 0 | 0 | 0 | 0 | 0 | 0
1991 | CA | NPCC | Ontario | Ontario | NGPSOT | Pumped Storage Generation | 0 | 0 | 0 | 0 | 0 | 0 | 0 | 0 | 0 | 0 | 0
1991 | CA | NPCC | Quebec | Quebec | CSIPP | IPPs | 16 | 70 | 216 | 335 | 390 | 390 | 390 | 390 | 390 | 390 | 390
1991 | CA | NPCC | Quebec | Quebec | CST | Total Capacity | 22463 | 25161 | 27010 | 27664 | 29500 | 30529 | 31094 | 32283 | 33049 | 34629 | 35007
1991 | CA | NPCC | Quebec | Quebec | CSTOC | Total Owned Capacity | 22447 | 25091 | 26794 | 27329 | 29110 | 30139 | 30704 | 31893 | 32659 | 34239 | 34617
1991 | CA | NPCC | Quebec | Quebec | DCSAJ | Adjustments | 0 | 0 | 0 | 0 | 0 | 0 | 0 | 0 | 0 | 0 | 0
1991 | CA | NPCC | Quebec | Quebec | DCSFP | Full-Responsibility Purchases (portion of total purchases) | 0 | 4427 | 4417 | 4377 | 4337 | 4297 | 4253 | 4147 | 4147 | 4147 | 4147
1991 | CA | NPCC | Quebec | Quebec | DCSFS | Full-Responsibility Sales (portion of total sales) | 0 | 1438 | 1421 | 1521 | 1521 | 1671 | 2248 | 2287 | 2287 | 2287 | 2250
1991 | CA | NPCC | Quebec | Quebec | DCSIC | Inoperable capacity | 0 | 0 | 0 | 0 | 0 | 0 | 0 | 0 | 0 | 0 | 0
1991 | CA | NPCC | Quebec | Quebec | DCSIN | Internal Demand | 0 | 18022 | 18327 | 18923 | 19173 | 19557 | 20128 | 20486 | 20760 | 21352 | 21622
1991 | CA | NPCC | Quebec | Quebec | DCSIPP | IPPs | 0 | 70 | 216 | 335 | 390 | 390 | 390 | 390 | 390 | 390 | 390
1991 | CA | NPCC | Quebec | Quebec | DCSIT | Interruptible Demand | 0 | 850 | 1000 | 1050 | 1100 | 1150 | 1200 | 1200 | 1200 | 1200 | 1200
1991 | CA | NPCC | Quebec | Quebec | DCSLM | Direct Control Load Management | 0 | 0 | 0 | 0 | 0 | 0 | 0 | 0 | 0 | 0 | 0
1991 | CA | NPCC | Quebec | Quebec | DCSNC | Net Capacity Resources | 0 | 28150 | 30006 | 30520 | 32316 | 33155 | 33099 | 34143 | 34909 | 36489 | 36904
1991 | CA | NPCC | Quebec | Quebec | DCSNI | Projected Net Internal Demand | 0 | 17172 | 17327 | 17873 | 18073 | 18407 | 18928 | 19286 | 19560 | 20152 | 20422
1991 | CA | NPCC | Quebec | Quebec | DCSNO | Net Operable Capacity | 0 | 25091 | 26794 | 27329 | 29110 | 30139 | 30704 | 31893 | 32659 | 34239 | 34617
1991 | CA | NPCC | Quebec | Quebec | DCSPU | Purchases | 0 | 4427 | 4417 | 4377 | 4337 | 4297 | 4253 | 4147 | 4147 | 4147 | 4147
1991 | CA | NPCC | Quebec | Quebec | DCSSA | Sales | 0 | 1438 | 1421 | 1521 | 1521 | 1671 | 2248 | 2287 | 2287 | 2287 | 2250
1991 | CA | NPCC | Quebec | Quebec | DCSST | Standby Demand | 0 | 0 | 0 | 0 | 0 | 0 | 0 | 0 | 0 | 0 | 0
1991 | CA | NPCC | Quebec | Quebec | DCSTI | Projected Total Internal Demand | 0 | 18022 | 18327 | 18923 | 19173 | 19557 | 20128 | 20486 | 20760 | 21352 | 21622
1991 | CA | NPCC | Quebec | Quebec | DCSTO | Operable Total Internal Capacity | 0 | 25091 | 26794 | 27329 | 29110 | 30139 | 30704 | 31893 | 32659 | 34239 | 34617
1991 | CA | NPCC | Quebec | Quebec | NGEX | Exports | 9600 | 12600 | 12800 | 12100 | 11600 | 11800 | 15200 | 16400 | 16400 | 19400 | 18900
1991 | CA | NPCC | Quebec | Quebec | NGIG | Internal Generation | 116443 | 133017 | 138961 | 145107 | 146980 | 150491 | 159148 | 164208 | 166626 | 173694 | 176845
1991 | CA | NPCC | Quebec | Quebec | NGIM | Imports | 36000 | 34900 | 34700 | 34600 | 34400 | 34300 | 34100 | 33400 | 33400 | 33400 | 33400
1991 | CA | NPCC | Quebec | Quebec | NGIPP | IPPs | 0 | 500 | 1400 | 2300 | 2700 | 2700 | 2700 | 2700 | 2700 | 2700 | 2700
1991 | CA | NPCC | Quebec | Quebec | NGNL | Net Energy for Load | 142843 | 155317 | 160861 | 167607 | 169780 | 172991 | 178048 | 181208 | 183626 | 187694 | 191345
1991 | CA | NPCC | Quebec | Quebec | NGPRO | Electricity Production | 116443 | 133017 | 138961 | 145107 | 146980 | 150491 | 159148 | 164208 | 166626 | 173694 | 176845
1991 | CA | NPCC | Quebec | Quebec | NGPSLD | Pumped Storage Load | 0 | 0 | 0 | 0 | 0 | 0 | 0 | 0 | 0 | 0 | 0
1991 | CA | NPCC | Quebec | Quebec | NGPSOT | Pumped Storage Generation | 0 | 0 | 0 | 0 | 0 | 0 | 0 | 0 | 0 | 0 | 0
1991 | CA | WECC | - | - | CSIPP | IPPs | 0 | 0 | 0 | 97 | 294 | 635 | 635 | 635 | 635 | 635 | 635
1991 | CA | WECC | - | - | CST | Total Capacity | 18544 | 18811 | 19217 | 19314 | 19661 | 20002 | 20077 | 20094 | 20194 | 20394 | 20632
1991 | CA | WECC | - | - | CSTOC | Total Owned Capacity | 18544 | 18811 | 19217 | 19217 | 19367 | 19367 | 19442 | 19459 | 19559 | 19759 | 19997
1991 | CA | WECC | - | - | DCSAJ | Adjustments | 0 | 0 | 0 | 0 | 0 | 0 | 0 | 0 | 0 | 0 | 0
1991 | CA | WECC | - | - | DCSFP | Full-Responsibility Purchases (portion of total purchases) | 0 | 0 | 0 | 0 | 0 | 0 | 0 | 0 | 100 | 600 | 600
1991 | CA | WECC | - | - | DCSFS | Full-Responsibility Sales (portion of total sales) | 0 | 142 | 142 | 142 | 142 | 142 | 142 | 142 | 142 | 142 | 142
1991 | CA | WECC | - | - | DCSIC | Inoperable capacity | 0 | 0 | 0 | 0 | 0 | 0 | 0 | 0 | 0 | 0 | 0
1991 | CA | WECC | - | - | DCSIN | Internal Demand | 0 | 11915 | 12198 | 12408 | 12727 | 13092 | 13313 | 13598 | 13906 | 14135 | 14412
1991 | CA | WECC | - | - | DCSIPP | IPPs | 0 | 0 | 0 | 97 | 294 | 635 | 635 | 635 | 635 | 635 | 635
1991 | CA | WECC | - | - | DCSIT | Interruptible Demand | 0 | 171 | 209 | 241 | 228 | 236 | 252 | 252 | 265 | 274 | 291
1991 | CA | WECC | - | - | DCSLM | Direct Control Load Management | 0 | 0 | 0 | 0 | 0 | 0 | 0 | 0 | 0 | 0 | 0
1991 | CA | WECC | - | - | DCSNC | Net Capacity Resources | 0 | 18669 | 19075 | 19172 | 19519 | 19860 | 19935 | 19952 | 20152 | 20852 | 21090
1991 | CA | WECC | - | - | DCSNI | Projected Net Internal Demand | 0 | 11744 | 11989 | 12167 | 12499 | 12856 | 13061 | 13346 | 13641 | 13861 | 14121
1991 | CA | WECC | - | - | DCSNO | Net Operable Capacity | 0 | 18811 | 19217 | 19217 | 19367 | 19367 | 19442 | 19459 | 19559 | 19759 | 19997
1991 | CA | WECC | - | - | DCSPU | Purchases | 0 | 0 | 0 | 0 | 0 | 0 | 0 | 0 | 100 | 600 | 600
1991 | CA | WECC | - | - | DCSSA | Sales | 0 | 142 | 142 | 142 | 142 | 142 | 142 | 142 | 142 | 142 | 142
1991 | CA | WECC | - | - | DCSST | Standby Demand | 0 | 0 | 0 | 0 | 0 | 0 | 0 | 0 | 0 | 0 | 0
1991 | CA | WECC | - | - | DCSTI | Projected Total Internal Demand | 0 | 11915 | 12198 | 12408 | 12727 | 13092 | 13313 | 13598 | 13906 | 14135 | 14412
1991 | CA | WECC | - | - | DCSTO | Operable Total Internal Capacity | 0 | 18811 | 19217 | 19217 | 19367 | 19367 | 19442 | 19459 | 19559 | 19759 | 19997
1991 | CA | WECC | - | - | NGEX | Exports | 5575 | 310 | 312 | 310 | 310 | 310 | 310 | 310 | 310 | 310 | 310
1991 | CA | WECC | - | - | NGIG | Internal Generation | 92590 | 91684 | 94286 | 96216 | 98613 | 101970 | 104599 | 106738 | 108705 | 108849 | 110205
1991 | CA | WECC | - | - | NGIM | Imports | 1327 | 0 | 0 | 0 | 0 | 0 | 0 | 0 | 362 | 2220 | 2768
1991 | CA | WECC | - | - | NGIPP | IPPs | 1115 | 0 | 47 | 793 | 1940 | 2158 | 2178 | 2187 | 2136 | 2155 | 2185
1991 | CA | WECC | - | - | NGNL | Net Energy for Load | 88342 | 91374 | 93974 | 95906 | 98303 | 101660 | 104289 | 106428 | 108757 | 110759 | 112663
1991 | CA | WECC | - | - | NGPRO | Electricity Production | 92590 | 91684 | 94286 | 96216 | 98613 | 101970 | 104599 | 106738 | 108705 | 108849 | 110205
1991 | CA | WECC | - | - | NGPSLD | Pumped Storage Load | 0 | 0 | 0 | 0 | 0 | 0 | 0 | 0 | 0 | 0 | 0
1991 | CA | WECC | - | - | NGPSOT | Pumped Storage Generation | 0 | 0 | 0 | 0 | 0 | 0 | 0 | 0 | 0 | 0 | 0
1991 | MX | WECC | CA-MX | - | CSIPP | IPPs | 0 | 0 | 0 | 0 | 0 | 0 | 0 | 0 | 0 | 0 | 0
1991 | MX | WECC | CA-MX | - | CST | Total Capacity | 1030 | 1330 | 1330 | 1368 | 1428 | 1753 | 1791 | 2116 | 2116 | 2116 | 2116
1991 | MX | WECC | CA-MX | - | CSTOC | Total Owned Capacity | 1030 | 1330 | 1330 | 1368 | 1428 | 1753 | 1791 | 2116 | 2116 | 2116 | 2116
1991 | MX | WECC | CA-MX | - | DCSAJ | Adjustments | 0 | 0 | 0 | 0 | 0 | 0 | 0 | 0 | 0 | 0 | 0
1991 | MX | WECC | CA-MX | - | DCSFP | Full-Responsibility Purchases (portion of total purchases) | 0 | 0 | 0 | 0 | 0 | 0 | 0 | 0 | 0 | 0 | 0
1991 | MX | WECC | CA-MX | - | DCSFS | Full-Responsibility Sales (portion of total sales) | 0 | 220 | 220 | 220 | 220 | 220 | 220 | 0 | 0 | 0 | 0
1991 | MX | WECC | CA-MX | - | DCSIC | Inoperable capacity | 0 | 0 | 0 | 0 | 0 | 0 | 0 | 0 | 0 | 0 | 0
1991 | MX | WECC | CA-MX | - | DCSIN | Internal Demand | 0 | 930 | 1016 | 1098 | 1187 | 1293 | 1393 | 1501 | 1618 | 1745 | 1882
1991 | MX | WECC | CA-MX | - | DCSIPP | IPPs | 0 | 0 | 0 | 0 | 0 | 0 | 0 | 0 | 0 | 0 | 0
1991 | MX | WECC | CA-MX | - | DCSIT | Interruptible Demand | 0 | 0 | 0 | 0 | 0 | 0 | 0 | 0 | 0 | 0 | 0
1991 | MX | WECC | CA-MX | - | DCSLM | Direct Control Load Management | 0 | 0 | 0 | 0 | 0 | 0 | 0 | 0 | 0 | 0 | 0
1991 | MX | WECC | CA-MX | - | DCSNC | Net Capacity Resources | 0 | 1110 | 1110 | 1148 | 1208 | 1533 | 1571 | 2116 | 2116 | 2116 | 2116
1991 | MX | WECC | CA-MX | - | DCSNI | Projected Net Internal Demand | 0 | 930 | 1016 | 1098 | 1187 | 1293 | 1393 | 1501 | 1618 | 1745 | 1882
1991 | MX | WECC | CA-MX | - | DCSNO | Net Operable Capacity | 0 | 1330 | 1330 | 1368 | 1428 | 1753 | 1791 | 2116 | 2116 | 2116 | 2116
1991 | MX | WECC | CA-MX | - | DCSPU | Purchases | 0 | 0 | 0 | 0 | 0 | 0 | 0 | 0 | 0 | 0 | 0
1991 | MX | WECC | CA-MX | - | DCSSA | Sales | 0 | 220 | 220 | 220 | 220 | 220 | 220 | 0 | 0 | 0 | 0
1991 | MX | WECC | CA-MX | - | DCSST | Standby Demand | 0 | 0 | 0 | 0 | 0 | 0 | 0 | 0 | 0 | 0 | 0
1991 | MX | WECC | CA-MX | - | DCSTI | Projected Total Internal Demand | 0 | 930 | 1016 | 1098 | 1187 | 1293 | 1393 | 1501 | 1618 | 1745 | 1882
1991 | MX | WECC | CA-MX | - | DCSTO | Operable Total Internal Capacity | 0 | 1330 | 1330 | 1368 | 1428 | 1753 | 1791 | 2116 | 2116 | 2116 | 2116
1991 | MX | WECC | CA-MX | - | NGEX | Exports | 2017 | 1927 | 1929 | 1927 | 1927 | 1927 | 1288 | 0 | 0 | 0 | 0
1991 | MX | WECC | CA-MX | - | NGIG | Internal Generation | 5694 | 6503 | 6942 | 7376 | 7855 | 8408 | 8355 | 7706 | 8403 | 9163 | 9991
1991 | MX | WECC | CA-MX | - | NGIM | Imports | 525 | 0 | 0 | 0 | 0 | 0 | 0 | 0 | 0 | 0 | 0
1991 | MX | WECC | CA-MX | - | NGIPP | IPPs | 0 | 0 | 0 | 0 | 0 | 0 | 0 | 0 | 0 | 0 | 0
1991 | MX | WECC | CA-MX | - | NGNL | Net Energy for Load | 4202 | 4576 | 5013 | 5449 | 5928 | 6481 | 7067 | 7706 | 8403 | 9163 | 9991
1991 | MX | WECC | CA-MX | - | NGPRO | Electricity Production | 5694 | 6503 | 6942 | 7376 | 7855 | 8408 | 8355 | 7706 | 8403 | 9163 | 9991
1991 | MX | WECC | CA-MX | - | NGPSLD | Pumped Storage Load | 0 | 0 | 0 | 0 | 0 | 0 | 0 | 0 | 0 | 0 | 0
1991 | MX | WECC | CA-MX | - | NGPSOT | Pumped Storage Generation | 0 | 0 | 0 | 0 | 0 | 0 | 0 | 0 | 0 | 0 | 0
1991 | US | ECAR | - | - | CSIPP | IPPs | 1155 | 1191 | 2200 | 2399 | 2617 | 2839 | 3179 | 3214 | 3244 | 3249 | 3254
1991 | US | ECAR | - | - | CST | Total Capacity | 99480 | 101312 | 102016 | 102394 | 103684 | 105188 | 106176 | 107193 | 107815 | 108556 | 109557
1991 | US | ECAR | - | - | CSTOC | Total Owned Capacity | 98325 | 100121 | 99816 | 99995 | 101067 | 102349 | 102997 | 103979 | 104571 | 105307 | 106303
1991 | US | ECAR | - | - | DCSAJ | Adjustments | 0 | 0 | 0 | 0 | 0 | 0 | 0 | 0 | 0 | 0 | 0
1991 | US | ECAR | - | - | DCSFP | Full-Responsibility Purchases (portion of total purchases) | 0 | 183 | 183 | 183 | 183 | 183 | 183 | 183 | 183 | 183 | 183
1991 | US | ECAR | - | - | DCSFS | Full-Responsibility Sales (portion of total sales) | 0 | 504 | 504 | 504 | 854 | 854 | 800 | 800 | 800 | 800 | 800
1991 | US | ECAR | - | - | DCSIC | Inoperable capacity | 0 | 0 | 0 | 0 | 0 | 0 | 0 | 0 | 0 | 0 | 0
1991 | US | ECAR | - | - | DCSIN | Internal Demand | 0 | 80116 | 81517 | 83019 | 84406 | 85835 | 87210 | 88639 | 90031 | 91433 | 92804
1991 | US | ECAR | - | - | DCSIPP | IPPs | 0 | 1191 | 2200 | 2399 | 2617 | 2839 | 3179 | 3214 | 3244 | 3249 | 3254
1991 | US | ECAR | - | - | DCSIT | Interruptible Demand | 0 | 814 | 825 | 1030 | 1039 | 1199 | 1206 | 1214 | 1221 | 1226 | 1231
1991 | US | ECAR | - | - | DCSLM | Direct Control Load Management | 0 | 22 | 37 | 65 | 96 | 128 | 156 | 183 | 210 | 236 | 262
1991 | US | ECAR | - | - | DCSNC | Net Capacity Resources | 0 | 97588 | 99692 | 100451 | 101745 | 103424 | 104466 | 105483 | 106105 | 106846 | 108747
1991 | US | ECAR | - | - | DCSNI | Projected Net Internal Demand | 0 | 79370 | 80655 | 81924 | 83271 | 84508 | 85848 | 87242 | 88600 | 89971 | 91311
1991 | US | ECAR | - | - | DCSNO | Net Operable Capacity | 0 | 100121 | 99816 | 99995 | 101067 | 102349 | 102997 | 103979 | 104571 | 105307 | 106303
1991 | US | ECAR | - | - | DCSPU | Purchases | 0 | 300 | 400 | 475 | 525 | 400 | 400 | 400 | 400 | 400 | 400
1991 | US | ECAR | - | - | DCSSA | Sales | 0 | 4024 | 2724 | 2418 | 2464 | 2164 | 2110 | 2110 | 2110 | 2110 | 1210
1991 | US | ECAR | - | - | DCSST | Standby Demand | 0 | 90 | 0 | 0 | 0 | 0 | 0 | 0 | 0 | 0 | 0
1991 | US | ECAR | - | - | DCSTI | Projected Total Internal Demand | 0 | 80206 | 81517 | 83019 | 84406 | 85835 | 87210 | 88639 | 90031 | 91433 | 92804
1991 | US | ECAR | - | - | DCSTO | Operable Total Internal Capacity | 0 | 100121 | 99816 | 99995 | 101067 | 102349 | 102997 | 103979 | 104571 | 105307 | 106303
1991 | US | ECAR | - | - | NGEX | Exports | 97471 | 50394 | 44179 | 44328 | 48295 | 47230 | 48818 | 46904 | 46201 | 46795 | 42293
1991 | US | ECAR | - | - | NGIG | Internal Generation | 482235 | 483036 | 487748 | 495567 | 506857 | 513760 | 523278 | 528298 | 535405 | 542707 | 545761
1991 | US | ECAR | - | - | NGIM | Imports | 57743 | 21644 | 20207 | 20582 | 21513 | 21636 | 21920 | 22935 | 22593 | 23865 | 24243
1991 | US | ECAR | - | - | NGIPP | IPPs | 7916 | 7928 | 13158 | 14837 | 16372 | 17241 | 19112 | 19576 | 19902 | 20142 | 20193
1991 | US | ECAR | - | - | NGNL | Net Energy for Load | 442507 | 454286 | 463776 | 471821 | 480075 | 488166 | 496380 | 504329 | 511797 | 519777 | 527711
1991 | US | ECAR | - | - | NGPRO | Electricity Production | 483482 | 484101 | 488849 | 496615 | 508251 | 515253 | 524865 | 529953 | 536999 | 544440 | 547609
1991 | US | ECAR | - | - | NGPSLD | Pumped Storage Load | 5094 | 4344 | 4471 | 4835 | 5586 | 5952 | 6307 | 6562 | 6364 | 7131 | 7433
1991 | US | ECAR | - | - | NGPSOT | Pumped Storage Generation | 3847 | 3279 | 3370 | 3787 | 4192 | 4459 | 4720 | 4907 | 4770 | 5398 | 5585
1991 | US | TRE | - | ERCOT | CSIPP | IPPs | 3296 | 3196 | 3046 | 3046 | 2471 | 1776 | 1699 | 1699 | 1574 | 1164 | 1090
1991 | US | TRE | - | ERCOT | CST | Total Capacity | 54114 | 54101 | 54559 | 55824 | 55404 | 56244 | 57020 | 57640 | 58402 | 59322 | 61479
1991 | US | TRE | - | ERCOT | CSTOC | Total Owned Capacity | 50818 | 50905 | 51513 | 52778 | 52933 | 54468 | 55321 | 55941 | 56828 | 58158 | 60389
1991 | US | TRE | - | ERCOT | DCSAJ | Adjustments | 0 | 0 | 0 | 0 | 0 | 0 | 0 | 0 | 0 | 0 | 0
1991 | US | TRE | - | ERCOT | DCSFP | Full-Responsibility Purchases (portion of total purchases) | 0 | 0 | 0 | 0 | 0 | 0 | 0 | 0 | 0 | 0 | 0
1991 | US | TRE | - | ERCOT | DCSFS | Full-Responsibility Sales (portion of total sales) | 0 | 0 | 0 | 0 | 0 | 0 | 0 | 0 | 0 | 0 | 0
1991 | US | TRE | - | ERCOT | DCSIC | Inoperable capacity | 0 | 552 | 552 | 552 | 552 | 410 | 410 | 242 | 242 | 100 | 100
1991 | US | TRE | - | ERCOT | DCSIN | Internal Demand | 0 | 43115 | 44076 | 45092 | 45881 | 46691 | 47821 | 48666 | 49793 | 50981 | 52301
1991 | US | TRE | - | ERCOT | DCSIPP | IPPs | 0 | 3196 | 3046 | 3046 | 2471 | 1776 | 1699 | 1699 | 1574 | 1164 | 1090
1991 | US | TRE | - | ERCOT | DCSIT | Interruptible Demand | 0 | 1345 | 1390 | 1518 | 1391 | 1130 | 1166 | 1199 | 1232 | 1265 | 1297
1991 | US | TRE | - | ERCOT | DCSLM | Direct Control Load Management | 0 | 4 | 5 | 6 | 8 | 9 | 10 | 12 | 13 | 15 | 16
1991 | US | TRE | - | ERCOT | DCSNC | Net Capacity Resources | 0 | 53549 | 54007 | 55272 | 54873 | 55872 | 56672 | 57461 | 58276 | 59226 | 61355
1991 | US | TRE | - | ERCOT | DCSNI | Projected Net Internal Demand | 0 | 41915 | 42819 | 43702 | 44611 | 45678 | 46767 | 47572 | 48661 | 49809 | 51092
1991 | US | TRE | - | ERCOT | DCSNO | Net Operable Capacity | 0 | 50353 | 50961 | 52226 | 52381 | 54058 | 54911 | 55699 | 56586 | 58058 | 60289
1991 | US | TRE | - | ERCOT | DCSPU | Purchases | 0 | 0 | 0 | 0 | 21 | 38 | 62 | 63 | 116 | 63 | 7
1991 | US | TRE | - | ERCOT | DCSSA | Sales | 0 | 0 | 0 | 0 | 0 | 0 | 0 | 0 | 0 | 59 | 31
1991 | US | TRE | - | ERCOT | DCSST | Standby Demand | 0 | 149 | 138 | 134 | 129 | 126 | 122 | 117 | 113 | 108 | 104
1991 | US | TRE | - | ERCOT | DCSTI | Projected Total Internal Demand | 0 | 43264 | 44214 | 45226 | 46010 | 46817 | 47943 | 48783 | 49906 | 51089 | 52405
1991 | US | TRE | - | ERCOT | DCSTO | Operable Total Internal Capacity | 0 | 50905 | 51513 | 52778 | 52933 | 54468 | 55321 | 55941 | 56828 | 58158 | 60389
1991 | US | TRE | - | ERCOT | NGEX | Exports | 1467 | 1149 | 1259 | 332 | 275 | 264 | 282 | 380 | 291 | 517 | 375
1991 | US | TRE | - | ERCOT | NGIG | Internal Generation | 209704 | 214040 | 220223 | 224416 | 229652 | 234688 | 241339 | 246692 | 253185 | 260750 | 267868
1991 | US | TRE | - | ERCOT | NGIM | Imports | 1552 | 904 | 614 | 1767 | 1437 | 1511 | 1595 | 1847 | 1855 | 1389 | 2032
1991 | US | TRE | - | ERCOT | NGIPP | IPPs | 20936 | 22692 | 23814 | 23543 | 20503 | 16106 | 16266 | 16206 | 15606 | 15241 | 14949
1991 | US | TRE | - | ERCOT | NGNL | Net Energy for Load | 209789 | 213795 | 219578 | 225851 | 230814 | 235935 | 242652 | 248159 | 254749 | 261622 | 269525
1991 | US | TRE | - | ERCOT | NGPRO | Electricity Production | 209704 | 214040 | 220223 | 224416 | 229652 | 234688 | 241339 | 246692 | 253185 | 260750 | 267868
1991 | US | TRE | - | ERCOT | NGPSLD | Pumped Storage Load | 0 | 0 | 0 | 0 | 0 | 0 | 0 | 0 | 0 | 0 | 0
1991 | US | TRE | - | ERCOT | NGPSOT | Pumped Storage Generation | 0 | 0 | 0 | 0 | 0 | 0 | 0 | 0 | 0 | 0 | 0
1991 | US | FRCC | - | - | CSIPP | IPPs | 62 | 136 | 305 | 663 | 1133 | 1488 | 1889 | 1977 | 2040 | 2083 | 2096
1991 | US | FRCC | - | - | CST | Total Capacity | 30511 | 31400 | 31142 | 32775 | 34176 | 35192 | 35963 | 36546 | 37988 | 39048 | 40823
1991 | US | FRCC | - | - | CSTOC | Total Owned Capacity | 30449 | 31264 | 30837 | 32112 | 33043 | 33704 | 34074 | 34569 | 35948 | 36965 | 38727
1991 | US | FRCC | - | - | DCSAJ | Adjustments | 0 | 0 | 0 | 0 | 0 | 0 | 0 | 0 | 0 | 0 | 0
1991 | US | FRCC | - | - | DCSFP | Full-Responsibility Purchases (portion of total purchases) | 0 | 2564 | 2565 | 1705 | 1518 | 1637 | 1637 | 1637 | 1637 | 1637 | 1512
1991 | US | FRCC | - | - | DCSFS | Full-Responsibility Sales (portion of total sales) | 0 | 0 | 0 | 0 | 0 | 0 | 0 | 0 | 0 | 0 | 0
1991 | US | FRCC | - | - | DCSIC | Inoperable capacity | 0 | 0 | 0 | 0 | 0 | 0 | 0 | 0 | 0 | 0 | 0
1991 | US | FRCC | - | - | DCSIN | Internal Demand | 0 | 28652 | 29441 | 30123 | 30921 | 31876 | 32594 | 33343 | 34093 | 34751 | 35602
1991 | US | FRCC | - | - | DCSIPP | IPPs | 0 | 136 | 305 | 663 | 1133 | 1488 | 1889 | 1977 | 2040 | 2083 | 2096
1991 | US | FRCC | - | - | DCSIT | Interruptible Demand | 0 | 764 | 855 | 866 | 870 | 919 | 922 | 926 | 928 | 930 | 927
1991 | US | FRCC | - | - | DCSLM | Direct Control Load Management | 0 | 726 | 886 | 1029 | 1184 | 1328 | 1492 | 1601 | 1643 | 1678 | 1711
1991 | US | FRCC | - | - | DCSNC | Net Capacity Resources | 0 | 33964 | 33707 | 34480 | 35694 | 36829 | 37600 | 38183 | 39625 | 40685 | 42335
1991 | US | FRCC | - | - | DCSNI | Projected Net Internal Demand | 0 | 27162 | 27700 | 28228 | 28867 | 29629 | 30180 | 30816 | 31522 | 32143 | 32964
1991 | US | FRCC | - | - | DCSNO | Net Operable Capacity | 0 | 31264 | 30837 | 32112 | 33043 | 33704 | 34074 | 34569 | 35948 | 36965 | 38727
1991 | US | FRCC | - | - | DCSPU | Purchases | 0 | 2564 | 2565 | 1705 | 1518 | 1637 | 1637 | 1637 | 1637 | 1637 | 1512
1991 | US | FRCC | - | - | DCSSA | Sales | 0 | 0 | 0 | 0 | 0 | 0 | 0 | 0 | 0 | 0 | 0
1991 | US | FRCC | - | - | DCSST | Standby Demand | 0 | 0 | 0 | 0 | 0 | 0 | 0 | 0 | 0 | 0 | 0
1991 | US | FRCC | - | - | DCSTI | Projected Total Internal Demand | 0 | 28652 | 29441 | 30123 | 30921 | 31876 | 32594 | 33343 | 34093 | 34751 | 35602
1991 | US | FRCC | - | - | DCSTO | Operable Total Internal Capacity | 0 | 31264 | 30837 | 32112 | 33043 | 33704 | 34074 | 34569 | 35948 | 36965 | 38727
1991 | US | FRCC | - | - | NGEX | Exports | 0 | 0 | 0 | 0 | 0 | 0 | 0 | 0 | 0 | 0 | 0
1991 | US | FRCC | - | - | NGIG | Internal Generation | 119912 | 125164 | 131382 | 138741 | 145197 | 151107 | 156419 | 157269 | 162639 | 167214 | 172412
1991 | US | FRCC | - | - | NGIM | Imports | 22590 | 23583 | 22347 | 19491 | 17375 | 16392 | 15270 | 18925 | 18209 | 18365 | 17560
1991 | US | FRCC | - | - | NGIPP | IPPs | 2119 | 1448 | 1729 | 2092 | 6201 | 6489 | 9544 | 9598 | 10904 | 11168 | 11278
1991 | US | FRCC | - | - | NGNL | Net Energy for Load | 142502 | 148747 | 153729 | 158232 | 162572 | 167499 | 171689 | 176194 | 180848 | 185579 | 189972
1991 | US | FRCC | - | - | NGPRO | Electricity Production | 119912 | 125164 | 131382 | 138741 | 145197 | 151107 | 156419 | 157269 | 162639 | 167214 | 172412
1991 | US | FRCC | - | - | NGPSLD | Pumped Storage Load | 0 | 0 | 0 | 0 | 0 | 0 | 0 | 0 | 0 | 0 | 0
1991 | US | FRCC | - | - | NGPSOT | Pumped Storage Generation | 0 | 0 | 0 | 0 | 0 | 0 | 0 | 0 | 0 | 0 | 0
1991 | US | MAAC | - | - | CSIPP | IPPs | 1417 | 2205 | 2455 | 3231 | 4378 | 4558 | 4858 | 4858 | 4858 | 4858 | 4858
1991 | US | MAAC | - | - | CST | Total Capacity | 51279 | 53531 | 53884 | 55055 | 56237 | 56778 | 57611 | 58296 | 59726 | 60447 | 61168
1991 | US | MAAC | - | - | CSTOC | Total Owned Capacity | 49862 | 51326 | 51429 | 51824 | 51859 | 52220 | 52753 | 53438 | 54868 | 55589 | 56310
1991 | US | MAAC | - | - | DCSAJ | Adjustments | 0 | 0 | 0 | 0 | 0 | 0 | 0 | 0 | 0 | 0 | 0
1991 | US | MAAC | - | - | DCSFP | Full-Responsibility Purchases (portion of total purchases) | 0 | 450 | 450 | 450 | 465 | 465 | 800 | 800 | 800 | 800 | 800
1991 | US | MAAC | - | - | DCSFS | Full-Responsibility Sales (portion of total sales) | 0 | 0 | 0 | 0 | 0 | 0 | 0 | 0 | 0 | 0 | 0
1991 | US | MAAC | - | - | DCSIC | Inoperable capacity | 0 | 0 | 0 | 0 | 0 | 0 | 0 | 0 | 0 | 0 | 0
1991 | US | MAAC | - | - | DCSIN | Internal Demand | 0 | 44729 | 45624 | 46457 | 47225 | 47868 | 48649 | 49430 | 50178 | 50934 | 51663
1991 | US | MAAC | - | - | DCSIPP | IPPs | 0 | 2205 | 2455 | 3231 | 4378 | 4558 | 4858 | 4858 | 4858 | 4858 | 4858
1991 | US | MAAC | - | - | DCSIT | Interruptible Demand | 0 | 1036 | 1110 | 1171 | 1206 | 1229 | 1255 | 1291 | 1312 | 1333 | 1355
1991 | US | MAAC | - | - | DCSLM | Direct Control Load Management | 0 | 352 | 474 | 597 | 690 | 750 | 806 | 854 | 900 | 948 | 987
1991 | US | MAAC | - | - | DCSNC | Net Capacity Resources | 0 | 54132 | 54495 | 55590 | 56790 | 57331 | 58499 | 59184 | 60614 | 61335 | 62056
1991 | US | MAAC | - | - | DCSNI | Projected Net Internal Demand | 0 | 43341 | 44040 | 44689 | 45329 | 45889 | 46588 | 47285 | 47966 | 48653 | 49321
1991 | US | MAAC | - | - | DCSNO | Net Operable Capacity | 0 | 51326 | 51429 | 51824 | 51859 | 52220 | 52753 | 53438 | 54868 | 55589 | 56310
1991 | US | MAAC | - | - | DCSPU | Purchases | 0 | 601 | 611 | 535 | 553 | 553 | 888 | 888 | 888 | 888 | 888
1991 | US | MAAC | - | - | DCSSA | Sales | 0 | 0 | 0 | 0 | 0 | 0 | 0 | 0 | 0 | 0 | 0
1991 | US | MAAC | - | - | DCSST | Standby Demand | 0 | 0 | 0 | 0 | 0 | 0 | 0 | 0 | 0 | 0 | 0
1991 | US | MAAC | - | - | DCSTI | Projected Total Internal Demand | 0 | 44729 | 45624 | 46457 | 47225 | 47868 | 48649 | 49430 | 50178 | 50934 | 51663
1991 | US | MAAC | - | - | DCSTO | Operable Total Internal Capacity | 0 | 51326 | 51429 | 51824 | 51859 | 52220 | 52753 | 53438 | 54868 | 55589 | 56310
1991 | US | MAAC | - | - | NGEX | Exports | 0 | 0 | 0 | 0 | 0 | 0 | 0 | 0 | 0 | 0 | 0
1991 | US | MAAC | - | - | NGIG | Internal Generation | 201471 | 204991 | 217518 | 226428 | 232321 | 240567 | 245397 | 249476 | 253761 | 258089 | 262608
1991 | US | MAAC | - | - | NGIM | Imports | 19628 | 22992 | 17452 | 13273 | 11316 | 6986 | 6946 | 7183 | 7270 | 7315 | 7397
1991 | US | MAAC | - | - | NGIPP | IPPs | 7974 | 12388 | 15091 | 21463 | 26977 | 28476 | 29189 | 29494 | 29857 | 30095 | 30307
1991 | US | MAAC | - | - | NGNL | Net Energy for Load | 221099 | 227983 | 234970 | 239701 | 243637 | 247553 | 252343 | 256659 | 261031 | 265404 | 270005
1991 | US | MAAC | - | - | NGPRO | Electricity Production | 202429 | 205989 | 218554 | 227502 | 233217 | 241476 | 246299 | 250377 | 254669 | 258994 | 263512
1991 | US | MAAC | - | - | NGPSLD | Pumped Storage Load | 3091 | 3325 | 3471 | 3599 | 2959 | 3001 | 2978 | 2975 | 2994 | 2985 | 2984
1991 | US | MAAC | - | - | NGPSOT | Pumped Storage Generation | 2133 | 2327 | 2435 | 2525 | 2063 | 2092 | 2076 | 2074 | 2086 | 2080 | 2080
1991 | US | MAIN | - | - | CSIPP | IPPs | 15 | 26 | 32 | 33 | 36 | 36 | 39 | 85 | 89 | 89 | 140
1991 | US | MAIN | - | - | CST | Total Capacity | 49184 | 49307 | 49316 | 49669 | 50222 | 50557 | 51113 | 51864 | 52902 | 53758 | 54541
1991 | US | MAIN | - | - | CSTOC | Total Owned Capacity | 49169 | 49281 | 49284 | 49636 | 50186 | 50521 | 51074 | 51779 | 52813 | 53669 | 54401
1991 | US | MAIN | - | - | DCSAJ | Adjustments | 0 | 0 | 0 | 0 | 0 | 0 | 0 | 0 | 0 | 0 | 0
1991 | US | MAIN | - | - | DCSFP | Full-Responsibility Purchases (portion of total purchases) | 0 | 542 | 412 | 196 | 142 | 127 | 12 | 12 | 12 | 12 | 12
1991 | US | MAIN | - | - | DCSFS | Full-Responsibility Sales (portion of total sales) | 0 | 58 | 95 | 95 | 95 | 95 | 90 | 90 | 90 | 90 | 90
1991 | US | MAIN | - | - | DCSIC | Inoperable capacity | 0 | 1546 | 539 | 433 | 299 | 112 | 112 | 112 | 112 | 112 | 112
1991 | US | MAIN | - | - | DCSIN | Internal Demand | 0 | 41309 | 42053 | 42769 | 43460 | 44126 | 44830 | 45614 | 46408 | 47198 | 47962
1991 | US | MAIN | - | - | DCSIPP | IPPs | 0 | 26 | 32 | 33 | 36 | 36 | 39 | 85 | 89 | 89 | 140
1991 | US | MAIN | - | - | DCSIT | Interruptible Demand | 0 | 797 | 817 | 884 | 906 | 921 | 936 | 952 | 1032 | 1041 | 1081
1991 | US | MAIN | - | - | DCSLM | Direct Control Load Management | 0 | 46 | 81 | 96 | 110 | 145 | 177 | 208 | 240 | 266 | 293
1991 | US | MAIN | - | - | DCSNC | Net Capacity Resources | 0 | 48244 | 49242 | 49481 | 50144 | 50876 | 51242 | 51983 | 53046 | 53807 | 54595
1991 | US | MAIN | - | - | DCSNI | Projected Net Internal Demand | 0 | 40466 | 41155 | 41789 | 42444 | 43060 | 43717 | 44454 | 45136 | 45891 | 46588
1991 | US | MAIN | - | - | DCSNO | Net Operable Capacity | 0 | 47735 | 48745 | 49203 | 49887 | 50409 | 50962 | 51667 | 52701 | 53557 | 54289
1991 | US | MAIN | - | - | DCSPU | Purchases | 0 | 997 | 813 | 683 | 729 | 794 | 599 | 589 | 614 | 519 | 524
1991 | US | MAIN | - | - | DCSSA | Sales | 0 | 514 | 348 | 438 | 508 | 363 | 358 | 358 | 358 | 358 | 358
1991 | US | MAIN | - | - | DCSST | Standby Demand | 0 | 0 | 0 | 0 | 0 | 0 | 0 | 0 | 0 | 0 | 0
1991 | US | MAIN | - | - | DCSTI | Projected Total Internal Demand | 0 | 41309 | 42053 | 42769 | 43460 | 44126 | 44830 | 45614 | 46408 | 47198 | 47962
1991 | US | MAIN | - | - | DCSTO | Operable Total Internal Capacity | 0 | 49281 | 49284 | 49636 | 50186 | 50521 | 51074 | 51779 | 52813 | 53669 | 54401
1991 | US | MAIN | - | - | NGEX | Exports | 17346 | 17474 | 16736 | 15247 | 15203 | 14693 | 13458 | 12682 | 11902 | 11007 | 9999
1991 | US | MAIN | - | - | NGIG | Internal Generation | 194365 | 201259 | 203865 | 206665 | 211126 | 212427 | 218680 | 222884 | 225824 | 227515 | 231293
1991 | US | MAIN | - | - | NGIM | Imports | 20307 | 16893 | 18040 | 17709 | 16966 | 18829 | 15270 | 14589 | 15221 | 17080 | 16615
1991 | US | MAIN | - | - | NGIPP | IPPs | 135 | 48 | 84 | 88 | 101 | 108 | 113 | 180 | 262 | 270 | 327
1991 | US | MAIN | - | - | NGNL | Net Energy for Load | 197326 | 200678 | 205169 | 209127 | 212889 | 216563 | 220492 | 224791 | 229143 | 233588 | 237909
1991 | US | MAIN | - | - | NGPRO | Electricity Production | 194401 | 201270 | 203891 | 206701 | 211149 | 212466 | 218719 | 222919 | 225865 | 227550 | 231344
1991 | US | MAIN | - | - | NGPSLD | Pumped Storage Load | 53 | 21 | 56 | 75 | 48 | 83 | 83 | 70 | 87 | 79 | 109
1991 | US | MAIN | - | - | NGPSOT | Pumped Storage Generation | 17 | 10 | 30 | 39 | 25 | 44 | 44 | 35 | 46 | 44 | 58
1991 | US | MRO | - | - | CSIPP | IPPs | 436 | 371 | 371 | 371 | 391 | 391 | 391 | 391 | 391 | 391 | 391
1991 | US | MRO | - | - | CST | Total Capacity | 32164 | 31633 | 31516 | 31508 | 31683 | 31779 | 32069 | 32329 | 32434 | 32766 | 33026
1991 | US | MRO | - | - | CSTOC | Total Owned Capacity | 31728 | 31262 | 31145 | 31137 | 31292 | 31388 | 31678 | 31938 | 32043 | 32375 | 32635
1991 | US | MRO | - | - | DCSAJ | Adjustments | 0 | 0 | 0 | 0 | 0 | 0 | 0 | 0 | 0 | 0 | 0
1991 | US | MRO | - | - | DCSFP | Full-Responsibility Purchases (portion of total purchases) | 0 | 4537 | 4225 | 4373 | 4115 | 4005 | 3875 | 3877 | 3868 | 3853 | 3843
1991 | US | MRO | - | - | DCSFS | Full-Responsibility Sales (portion of total sales) | 0 | 4107 | 3724 | 3524 | 3280 | 3114 | 2693 | 2696 | 2685 | 2670 | 2661
1991 | US | MRO | - | - | DCSIC | Inoperable capacity | 0 | 0 | 0 | 0 | 0 | 0 | 0 | 0 | 0 | 0 | 0
1991 | US | MRO | - | - | DCSIN | Internal Demand | 0 | 25302 | 25631 | 25972 | 26267 | 26575 | 26993 | 27428 | 27874 | 28329 | 28819
1991 | US | MRO | - | - | DCSIPP | IPPs | 0 | 371 | 371 | 371 | 391 | 391 | 391 | 391 | 391 | 391 | 391
1991 | US | MRO | - | - | DCSIT | Interruptible Demand | 0 | 567 | 640 | 712 | 791 | 855 | 908 | 952 | 993 | 1033 | 1071
1991 | US | MRO | - | - | DCSLM | Direct Control Load Management | 0 | 707 | 794 | 916 | 1007 | 1086 | 1152 | 1210 | 1260 | 1309 | 1352
1991 | US | MRO | - | - | DCSNC | Net Capacity Resources | 0 | 32063 | 32017 | 32357 | 32518 | 32670 | 33251 | 33510 | 33617 | 33949 | 34208
1991 | US | MRO | - | - | DCSNI | Projected Net Internal Demand | 0 | 24055 | 24237 | 24384 | 24509 | 24678 | 24977 | 25310 | 25665 | 26031 | 26440
1991 | US | MRO | - | - | DCSNO | Net Operable Capacity | 0 | 31262 | 31145 | 31137 | 31292 | 31388 | 31678 | 31938 | 32043 | 32375 | 32635
1991 | US | MRO | - | - | DCSPU | Purchases | 0 | 4537 | 4225 | 4373 | 4115 | 4005 | 3875 | 3877 | 3868 | 3853 | 3843
1991 | US | MRO | - | - | DCSSA | Sales | 0 | 4107 | 3724 | 3524 | 3280 | 3114 | 2693 | 2696 | 2685 | 2670 | 2661
1991 | US | MRO | - | - | DCSST | Standby Demand | 0 | 27 | 40 | 40 | 40 | 44 | 44 | 44 | 44 | 44 | 44
1991 | US | MRO | - | - | DCSTI | Projected Total Internal Demand | 0 | 25329 | 25671 | 26012 | 26307 | 26619 | 27037 | 27472 | 27918 | 28373 | 28863
1991 | US | MRO | - | - | DCSTO | Operable Total Internal Capacity | 0 | 31262 | 31145 | 31137 | 31292 | 31388 | 31678 | 31938 | 32043 | 32375 | 32635
1991 | US | MRO | - | - | NGEX | Exports | 6825 | 5064 | 4356 | 3699 | 2510 | 1098 | 0 | 0 | 0 | 0 | 0
1991 | US | MRO | - | - | NGIG | Internal Generation | 133927 | 134470 | 136707 | 138611 | 140382 | 141149 | 142494 | 144597 | 145743 | 147026 | 149089
1991 | US | MRO | - | - | NGIM | Imports | 0 | 0 | 0 | 0 | 0 | 0 | 393 | 1115 | 2794 | 4287 | 5074
1991 | US | MRO | - | - | NGIPP | IPPs | 3 | 23 | 23 | 24 | 24 | 25 | 25 | 26 | 26 | 27 | 27
1991 | US | MRO | - | - | NGNL | Net Energy for Load | 127102 | 129406 | 132351 | 134912 | 137872 | 140051 | 142887 | 145712 | 148537 | 151313 | 154163
1991 | US | MRO | - | - | NGPRO | Electricity Production | 133927 | 134470 | 136707 | 138611 | 140382 | 141149 | 142494 | 144597 | 145743 | 147026 | 149089
1991 | US | MRO | - | - | NGPSLD | Pumped Storage Load | 0 | 0 | 0 | 0 | 0 | 0 | 0 | 0 | 0 | 0 | 0
1991 | US | MRO | - | - | NGPSOT | Pumped Storage Generation | 0 | 0 | 0 | 0 | 0 | 0 | 0 | 0 | 0 | 0 | 0
1991 | US | NPCC | - | - | CSIPP | IPPs | 2275 | 2991 | 4960 | 6272 | 7495 | 8154 | 8154 | 8138 | 8099 | 8085 | 8051
1991 | US | NPCC | - | - | CST | Total Capacity | 56146 | 57706 | 59537 | 60570 | 61670 | 62332 | 62351 | 62670 | 62559 | 62486 | 62282
1991 | US | NPCC | - | - | CSTOC | Total Owned Capacity | 53871 | 54715 | 54577 | 54298 | 54175 | 54178 | 54197 | 54532 | 54460 | 54401 | 54231
1991 | US | NPCC | - | - | DCSAJ | Adjustments | 0 | 0 | 0 | 0 | 0 | 0 | 0 | 0 | 0 | 0 | 0
1991 | US | NPCC | - | - | DCSFP | Full-Responsibility Purchases (portion of total purchases) | 0 | 1131 | 898 | 786 | 561 | 511 | 588 | 641 | 591 | 591 | 591
1991 | US | NPCC | - | - | DCSFS | Full-Responsibility Sales (portion of total sales) | 0 | 365 | 365 | 365 | 365 | 365 | 365 | 398 | 398 | 398 | 398
1991 | US | NPCC | - | - | DCSIC | Inoperable capacity | 0 | 0 | 0 | 0 | 0 | 0 | 0 | 0 | 0 | 0 | 0
1991 | US | NPCC | - | - | DCSIN | Internal Demand | 0 | 46409 | 46372 | 46662 | 46904 | 47184 | 47644 | 48172 | 48717 | 49365 | 49965
1991 | US | NPCC | - | - | DCSIPP | IPPs | 0 | 2991 | 4960 | 6272 | 7495 | 8154 | 8154 | 8138 | 8099 | 8085 | 8051
1991 | US | NPCC | - | - | DCSIT | Interruptible Demand | 0 | 328 | 370 | 432 | 493 | 455 | 447 | 448 | 449 | 439 | 470
1991 | US | NPCC | - | - | DCSLM | Direct Control Load Management | 0 | 65 | 72 | 76 | 82 | 85 | 89 | 95 | 100 | 103 | 107
1991 | US | NPCC | - | - | DCSNC | Net Capacity Resources | 0 | 60878 | 62299 | 63272 | 64240 | 65287 | 65874 | 66213 | 66052 | 65979 | 65775
1991 | US | NPCC | - | - | DCSNI | Projected Net Internal Demand | 0 | 46016 | 45930 | 46154 | 46329 | 46644 | 47108 | 47629 | 48168 | 48823 | 49388
1991 | US | NPCC | - | - | DCSNO | Net Operable Capacity | 0 | 54715 | 54577 | 54298 | 54175 | 54178 | 54197 | 54532 | 54460 | 54401 | 54231
1991 | US | NPCC | - | - | DCSPU | Purchases | 0 | 3731 | 3323 | 3261 | 2961 | 3321 | 3888 | 3941 | 3891 | 3891 | 3891
1991 | US | NPCC | - | - | DCSSA | Sales | 0 | 560 | 560 | 560 | 390 | 365 | 365 | 398 | 398 | 398 | 398
1991 | US | NPCC | - | - | DCSST | Standby Demand | 0 | 0 | 0 | 0 | 0 | 0 | 0 | 0 | 0 | 0 | 0
1991 | US | NPCC | - | - | DCSTI | Projected Total Internal Demand | 0 | 46409 | 46372 | 46662 | 46904 | 47184 | 47644 | 48172 | 48717 | 49365 | 49965
1991 | US | NPCC | - | - | DCSTO | Operable Total Internal Capacity | 0 | 54715 | 54577 | 54298 | 54175 | 54178 | 54197 | 54532 | 54460 | 54401 | 54231
1991 | US | NPCC | - | - | NGEX | Exports | 6674 | 3569 | 3553 | 3526 | 3220 | 2877 | 2877 | 2877 | 2877 | 2877 | 2877
1991 | US | NPCC | - | - | NGIG | Internal Generation | 242650 | 242343 | 237785 | 240559 | 243434 | 244852 | 244316 | 246404 | 248813 | 252756 | 255345
1991 | US | NPCC | - | - | NGIM | Imports | 14705 | 15433 | 22214 | 21719 | 20944 | 21210 | 24151 | 24533 | 25078 | 24728 | 25678
1991 | US | NPCC | - | - | NGIPP | IPPs | 10675 | 16119 | 28187 | 36914 | 41660 | 45482 | 45071 | 44693 | 44523 | 45043 | 45853
1991 | US | NPCC | - | - | NGNL | Net Energy for Load | 250681 | 254207 | 256446 | 258752 | 261158 | 263185 | 265590 | 268060 | 271014 | 274607 | 278146
1991 | US | NPCC | - | - | NGPRO | Electricity Production | 244040 | 243524 | 239097 | 241744 | 244598 | 246241 | 245871 | 248191 | 250346 | 254409 | 256766
1991 | US | NPCC | - | - | NGPSLD | Pumped Storage Load | 4562 | 4219 | 4652 | 4229 | 4169 | 4918 | 5472 | 6245 | 5410 | 5829 | 5059
1991 | US | NPCC | - | - | NGPSOT | Pumped Storage Generation | 3172 | 3038 | 3340 | 3044 | 3005 | 3529 | 3917 | 4458 | 3877 | 4176 | 3638
1991 | US | NPCC | New England | New England | CSIPP | IPPs | 1458 | 1935 | 2538 | 2633 | 2732 | 2729 | 2729 | 2716 | 2677 | 2667 | 2633
1991 | US | NPCC | New England | New England | CST | Total Capacity | 24044 | 24826 | 25268 | 25059 | 25044 | 25041 | 25010 | 24997 | 24886 | 24817 | 24613
1991 | US | NPCC | New England | New England | CSTOC | Total Owned Capacity | 22586 | 22891 | 22730 | 22426 | 22312 | 22312 | 22281 | 22281 | 22209 | 22150 | 21980
1991 | US | NPCC | New England | New England | DCSAJ | Adjustments | 0 | 0 | 0 | 0 | 0 | 0 | 0 | 0 | 0 | 0 | 0
1991 | US | NPCC | New England | New England | DCSFP | Full-Responsibility Purchases (portion of total purchases) | 0 | 1131 | 898 | 786 | 561 | 511 | 588 | 641 | 591 | 591 | 591
1991 | US | NPCC | New England | New England | DCSFS | Full-Responsibility Sales (portion of total sales) | 0 | 69 | 69 | 69 | 69 | 69 | 69 | 69 | 69 | 69 | 69
1991 | US | NPCC | New England | New England | DCSIC | Inoperable capacity | 0 | 0 | 0 | 0 | 0 | 0 | 0 | 0 | 0 | 0 | 0
1991 | US | NPCC | New England | New England | DCSIN | Internal Demand | 0 | 19969 | 19732 | 19802 | 19824 | 19894 | 20154 | 20492 | 20847 | 21325 | 21775
1991 | US | NPCC | New England | New England | DCSIPP | IPPs | 0 | 1935 | 2538 | 2633 | 2732 | 2729 | 2729 | 2716 | 2677 | 2667 | 2633
1991 | US | NPCC | New England | New England | DCSIT | Interruptible Demand | 0 | 28 | 30 | 32 | 33 | 35 | 37 | 38 | 39 | 39 | 40
1991 | US | NPCC | New England | New England | DCSLM | Direct Control Load Management | 0 | 65 | 72 | 76 | 82 | 85 | 89 | 95 | 100 | 103 | 107
1991 | US | NPCC | New England | New England | DCSNC | Net Capacity Resources | 0 | 27389 | 27596 | 27277 | 27035 | 26982 | 27029 | 27069 | 26908 | 26839 | 26635
1991 | US | NPCC | New England | New England | DCSNI | Projected Net Internal Demand | 0 | 19876 | 19630 | 19694 | 19709 | 19774 | 20028 | 20359 | 20708 | 21183 | 21628
1991 | US | NPCC | New England | New England | DCSNO | Net Operable Capacity | 0 | 22891 | 22730 | 22426 | 22312 | 22312 | 22281 | 22281 | 22209 | 22150 | 21980
1991 | US | NPCC | New England | New England | DCSPU | Purchases | 0 | 2631 | 2398 | 2286 | 2061 | 2011 | 2088 | 2141 | 2091 | 2091 | 2091
1991 | US | NPCC | New England | New England | DCSSA | Sales | 0 | 69 | 69 | 69 | 69 | 69 | 69 | 69 | 69 | 69 | 69
1991 | US | NPCC | New England | New England | DCSST | Standby Demand | 0 | 0 | 0 | 0 | 0 | 0 | 0 | 0 | 0 | 0 | 0
1991 | US | NPCC | New England | New England | DCSTI | Projected Total Internal Demand | 0 | 19969 | 19732 | 19802 | 19824 | 19894 | 20154 | 20492 | 20847 | 21325 | 21775
1991 | US | NPCC | New England | New England | DCSTO | Operable Total Internal Capacity | 0 | 22891 | 22730 | 22426 | 22312 | 22312 | 22281 | 22281 | 22209 | 22150 | 21980
1991 | US | NPCC | New England | New England | NGEX | Exports | 586 | 586 | 586 | 586 | 586 | 586 | 586 | 586 | 586 | 586 | 586
1991 | US | NPCC | New England | New England | NGIG | Internal Generation | 103083 | 97780 | 95473 | 96769 | 98820 | 100871 | 102660 | 103728 | 105852 | 108355 | 110674
1991 | US | NPCC | New England | New England | NGIM | Imports | 7265 | 11783 | 14219 | 13479 | 12154 | 10980 | 10286 | 10538 | 10238 | 10238 | 10238
1991 | US | NPCC | New England | New England | NGIPP | IPPs | 5841 | 10419 | 12628 | 13294 | 13721 | 13716 | 13716 | 13660 | 13493 | 13452 | 13378
1991 | US | NPCC | New England | New England | NGNL | Net Energy for Load | 109762 | 108977 | 109106 | 109662 | 110388 | 111265 | 112360 | 113680 | 115504 | 118007 | 120326
1991 | US | NPCC | New England | New England | NGPRO | Electricity Production | 103712 | 98401 | 96095 | 97394 | 99449 | 101505 | 103300 | 104375 | 106510 | 109028 | 111360
1991 | US | NPCC | New England | New England | NGPSLD | Pumped Storage Load | 2379 | 2354 | 2357 | 2369 | 2384 | 2403 | 2427 | 2455 | 2495 | 2549 | 2599
1991 | US | NPCC | New England | New England | NGPSOT | Pumped Storage Generation | 1750 | 1733 | 1735 | 1744 | 1755 | 1769 | 1787 | 1808 | 1837 | 1876 | 1913
1991 | US | NPCC | New York | New York | CSIPP | IPPs | 817 | 1056 | 2422 | 3639 | 4763 | 5425 | 5425 | 5422 | 5422 | 5418 | 5418
1991 | US | NPCC | New York | New York | CST | Total Capacity | 32102 | 32880 | 34269 | 35511 | 36626 | 37291 | 37341 | 37673 | 37673 | 37669 | 37669
1991 | US | NPCC | New York | New York | CSTOC | Total Owned Capacity | 31285 | 31824 | 31847 | 31872 | 31863 | 31866 | 31916 | 32251 | 32251 | 32251 | 32251
1991 | US | NPCC | New York | New York | DCSAJ | Adjustments | 0 | 0 | 0 | 0 | 0 | 0 | 0 | 0 | 0 | 0 | 0
1991 | US | NPCC | New York | New York | DCSFP | Full-Responsibility Purchases (portion of total purchases) | 0 | 0 | 0 | 0 | 0 | 0 | 0 | 0 | 0 | 0 | 0
1991 | US | NPCC | New York | New York | DCSFS | Full-Responsibility Sales (portion of total sales) | 0 | 296 | 296 | 296 | 296 | 296 | 296 | 329 | 329 | 329 | 329
1991 | US | NPCC | New York | New York | DCSIC | Inoperable capacity | 0 | 0 | 0 | 0 | 0 | 0 | 0 | 0 | 0 | 0 | 0
1991 | US | NPCC | New York | New York | DCSIN | Internal Demand | 0 | 26440 | 26640 | 26860 | 27080 | 27290 | 27490 | 27680 | 27870 | 28040 | 28190
1991 | US | NPCC | New York | New York | DCSIPP | IPPs | 0 | 1056 | 2422 | 3639 | 4763 | 5425 | 5425 | 5422 | 5422 | 5418 | 5418
1991 | US | NPCC | New York | New York | DCSIT | Interruptible Demand | 0 | 300 | 340 | 400 | 460 | 420 | 410 | 410 | 410 | 400 | 430
1991 | US | NPCC | New York | New York | DCSLM | Direct Control Load Management | 0 | 0 | 0 | 0 | 0 | 0 | 0 | 0 | 0 | 0 | 0
1991 | US | NPCC | New York | New York | DCSNC | Net Capacity Resources | 0 | 33489 | 34703 | 35995 | 37205 | 38305 | 38845 | 39144 | 39144 | 39140 | 39140
1991 | US | NPCC | New York | New York | DCSNI | Projected Net Internal Demand | 0 | 26140 | 26300 | 26460 | 26620 | 26870 | 27080 | 27270 | 27460 | 27640 | 27760
1991 | US | NPCC | New York | New York | DCSNO | Net Operable Capacity | 0 | 31824 | 31847 | 31872 | 31863 | 31866 | 31916 | 32251 | 32251 | 32251 | 32251
1991 | US | NPCC | New York | New York | DCSPU | Purchases | 0 | 1100 | 925 | 975 | 900 | 1310 | 1800 | 1800 | 1800 | 1800 | 1800
1991 | US | NPCC | New York | New York | DCSSA | Sales | 0 | 491 | 491 | 491 | 321 | 296 | 296 | 329 | 329 | 329 | 329
1991 | US | NPCC | New York | New York | DCSST | Standby Demand | 0 | 0 | 0 | 0 | 0 | 0 | 0 | 0 | 0 | 0 | 0
1991 | US | NPCC | New York | New York | DCSTI | Projected Total Internal Demand | 0 | 26440 | 26640 | 26860 | 27080 | 27290 | 27490 | 27680 | 27870 | 28040 | 28190
1991 | US | NPCC | New York | New York | DCSTO | Operable Total Internal Capacity | 0 | 31824 | 31847 | 31872 | 31863 | 31866 | 31916 | 32251 | 32251 | 32251 | 32251
1991 | US | NPCC | New York | New York | NGEX | Exports | 6088 | 2983 | 2967 | 2940 | 2634 | 2291 | 2291 | 2291 | 2291 | 2291 | 2291
1991 | US | NPCC | New York | New York | NGIG | Internal Generation | 139567 | 144563 | 142312 | 143790 | 144614 | 143981 | 141656 | 142676 | 142961 | 144401 | 144671
1991 | US | NPCC | New York | New York | NGIM | Imports | 7440 | 3650 | 7995 | 8240 | 8790 | 10230 | 13865 | 13995 | 14840 | 14490 | 15440
1991 | US | NPCC | New York | New York | NGIPP | IPPs | 4834 | 5700 | 15559 | 23620 | 27939 | 31766 | 31355 | 31033 | 31030 | 31591 | 32475
1991 | US | NPCC | New York | New York | NGNL | Net Energy for Load | 140919 | 145230 | 147340 | 149090 | 150770 | 151920 | 153230 | 154380 | 155510 | 156600 | 157820
1991 | US | NPCC | New York | New York | NGPRO | Electricity Production | 140328 | 145123 | 143002 | 144350 | 145149 | 144736 | 142571 | 143816 | 143836 | 145381 | 145406
1991 | US | NPCC | New York | New York | NGPSLD | Pumped Storage Load | 2183 | 1865 | 2295 | 1860 | 1785 | 2515 | 3045 | 3790 | 2915 | 3280 | 2460
1991 | US | NPCC | New York | New York | NGPSOT | Pumped Storage Generation | 1422 | 1305 | 1605 | 1300 | 1250 | 1760 | 2130 | 2650 | 2040 | 2300 | 1725
1991 | US | SERC | - | - | CSIPP | IPPs | 1644 | 2236 | 3084 | 3598 | 3924 | 4000 | 4016 | 4092 | 4168 | 4166 | 4166
1991 | US | SERC | - | - | CST | Total Capacity | 113770 | 115533 | 119988 | 120921 | 122895 | 126967 | 130457 | 131881 | 135329 | 137118 | 140768
1991 | US | SERC | - | - | CSTOC | Total Owned Capacity | 112126 | 113297 | 116904 | 117323 | 118971 | 122967 | 126441 | 127789 | 131161 | 132952 | 136602
1991 | US | SERC | - | - | DCSAJ | Adjustments | 0 | 0 | 0 | 0 | 0 | 0 | 0 | 0 | 0 | 0 | 0
1991 | US | SERC | - | - | DCSFP | Full-Responsibility Purchases (portion of total purchases) | 0 | 0 | 0 | 0 | 0 | 0 | 0 | 0 | 0 | 0 | 0
1991 | US | SERC | - | - | DCSFS | Full-Responsibility Sales (portion of total sales) | 0 | 2564 | 2565 | 1705 | 1518 | 1637 | 1637 | 1637 | 1637 | 1637 | 1512
1991 | US | SERC | - | - | DCSIC | Inoperable capacity | 0 | 2130 | 2130 | 1065 | 1065 | 1065 | 0 | 0 | 0 | 0 | 0
1991 | US | SERC | - | - | DCSIN | Internal Demand | 0 | 96130 | 98956 | 102227 | 104913 | 107704 | 110461 | 113243 | 115902 | 118528 | 120840
1991 | US | SERC | - | - | DCSIPP | IPPs | 0 | 2236 | 3084 | 3598 | 3924 | 4000 | 4016 | 4092 | 4168 | 4166 | 4166
1991 | US | SERC | - | - | DCSIT | Interruptible Demand | 0 | 1474 | 1474 | 1472 | 1551 | 1595 | 1621 | 1660 | 1682 | 1708 | 1728
1991 | US | SERC | - | - | DCSLM | Direct Control Load Management | 0 | 763 | 945 | 1108 | 1360 | 1509 | 1684 | 1682 | 1850 | 1860 | 2187
1991 | US | SERC | - | - | DCSNC | Net Capacity Resources | 0 | 112112 | 116441 | 119302 | 121741 | 125490 | 129945 | 131369 | 134567 | 136356 | 139235
1991 | US | SERC | - | - | DCSNI | Projected Net Internal Demand | 0 | 93893 | 96537 | 99647 | 102002 | 104600 | 107156 | 109901 | 112370 | 114960 | 116925
1991 | US | SERC | - | - | DCSNO | Net Operable Capacity | 0 | 111167 | 114774 | 116258 | 117906 | 121902 | 126441 | 127789 | 131161 | 132952 | 136602
1991 | US | SERC | - | - | DCSPU | Purchases | 0 | 2111 | 1985 | 1985 | 1865 | 1665 | 1565 | 1565 | 1315 | 1315 | 415
1991 | US | SERC | - | - | DCSSA | Sales | 0 | 3402 | 3402 | 2539 | 1954 | 2077 | 2077 | 2077 | 2077 | 2077 | 1948
1991 | US | SERC | - | - | DCSST | Standby Demand | 0 | 0 | 0 | 0 | 0 | 0 | 0 | 0 | 0 | 0 | 0
1991 | US | SERC | - | - | DCSTI | Projected Total Internal Demand | 0 | 96130 | 98956 | 102227 | 104913 | 107704 | 110461 | 113243 | 115902 | 118528 | 120840
1991 | US | SERC | - | - | DCSTO | Operable Total Internal Capacity | 0 | 113297 | 116904 | 117323 | 118971 | 122967 | 126441 | 127789 | 131161 | 132952 | 136602
1991 | US | SERC | - | - | NGEX | Exports | 62574 | 32662 | 35316 | 32878 | 29405 | 28327 | 26951 | 27269 | 25253 | 25208 | 24971
1991 | US | SERC | - | - | NGIG | Internal Generation | 488428 | 513897 | 531440 | 540582 | 550819 | 561683 | 572847 | 586153 | 599380 | 612514 | 626461
1991 | US | SERC | - | - | NGIM | Imports | 59351 | 24708 | 24817 | 24384 | 23962 | 26120 | 27217 | 27463 | 25939 | 26039 | 22400
1991 | US | SERC | - | - | NGIPP | IPPs | 8508 | 9825 | 12114 | 14199 | 14947 | 16505 | 16921 | 16268 | 16943 | 18166 | 20471
1991 | US | SERC | - | - | NGNL | Net Energy for Load | 485205 | 505943 | 520941 | 532088 | 545376 | 559476 | 573113 | 586347 | 600066 | 613345 | 623890
1991 | US | SERC | - | - | NGPRO | Electricity Production | 489975 | 515212 | 533076 | 542138 | 552643 | 563871 | 574793 | 588369 | 601673 | 615030 | 628758
1991 | US | SERC | - | - | NGPSLD | Pumped Storage Load | 7220 | 6168 | 7492 | 7134 | 8315 | 9984 | 8939 | 10098 | 10471 | 11437 | 10540
1991 | US | SERC | - | - | NGPSOT | Pumped Storage Generation | 5673 | 4853 | 5856 | 5578 | 6491 | 7796 | 6993 | 7882 | 8178 | 8921 | 8243
1991 | US | SERC | Central | - | CSIPP | IPPs | 0 | 0 | 0 | 0 | 0 | 0 | 0 | 0 | 0 | 0 | 0
1991 | US | SERC | Central | - | CST | Total Capacity | 29574 | 29485 | 30655 | 30655 | 30655 | 30879 | 32049 | 32049 | 33261 | 33861 | 35373
1991 | US | SERC | Central | - | CSTOC | Total Owned Capacity | 29574 | 29485 | 30655 | 30655 | 30655 | 30879 | 32049 | 32049 | 33261 | 33861 | 35373
1991 | US | SERC | Central | - | DCSAJ | Adjustments | 0 | 0 | 0 | 0 | 0 | 0 | 0 | 0 | 0 | 0 | 0
1991 | US | SERC | Central | - | DCSFP | Full-Responsibility Purchases (portion of total purchases) | 0 | 0 | 0 | 0 | 0 | 0 | 0 | 0 | 0 | 0 | 0
1991 | US | SERC | Central | - | DCSFS | Full-Responsibility Sales (portion of total sales) | 0 | 0 | 0 | 0 | 0 | 0 | 0 | 0 | 0 | 0 | 0
1991 | US | SERC | Central | - | DCSIC | Inoperable capacity | 0 | 2130 | 2130 | 1065 | 1065 | 1065 | 0 | 0 | 0 | 0 | 0
1991 | US | SERC | Central | - | DCSIN | Internal Demand | 0 | 22419 | 22922 | 23867 | 24667 | 25540 | 26246 | 27047 | 27855 | 28655 | 29457
1991 | US | SERC | Central | - | DCSIPP | IPPs | 0 | 0 | 0 | 0 | 0 | 0 | 0 | 0 | 0 | 0 | 0
1991 | US | SERC | Central | - | DCSIT | Interruptible Demand | 0 | 778 | 716 | 651 | 627 | 627 | 637 | 647 | 657 | 667 | 676
1991 | US | SERC | Central | - | DCSLM | Direct Control Load Management | 0 | 0 | 0 | 0 | 0 | 0 | 0 | 0 | 0 | 0 | 0
1991 | US | SERC | Central | - | DCSNC | Net Capacity Resources | 0 | 26942 | 28112 | 29177 | 29177 | 29401 | 31636 | 31636 | 32848 | 33448 | 34960
1991 | US | SERC | Central | - | DCSNI | Projected Net Internal Demand | 0 | 21641 | 22206 | 23216 | 24040 | 24913 | 25609 | 26400 | 27198 | 27988 | 28781
1991 | US | SERC | Central | - | DCSNO | Net Operable Capacity | 0 | 27355 | 28525 | 29590 | 29590 | 29814 | 32049 | 32049 | 33261 | 33861 | 35373
1991 | US | SERC | Central | - | DCSPU | Purchases | 0 | 0 | 0 | 0 | 0 | 0 | 0 | 0 | 0 | 0 | 0
1991 | US | SERC | Central | - | DCSSA | Sales | 0 | 413 | 413 | 413 | 413 | 413 | 413 | 413 | 413 | 413 | 413
1991 | US | SERC | Central | - | DCSST | Standby Demand | 0 | 0 | 0 | 0 | 0 | 0 | 0 | 0 | 0 | 0 | 0
1991 | US | SERC | Central | - | DCSTI | Projected Total Internal Demand | 0 | 22419 | 22922 | 23867 | 24667 | 25540 | 26246 | 27047 | 27855 | 28655 | 29457
1991 | US | SERC | Central | - | DCSTO | Operable Total Internal Capacity | 0 | 29485 | 30655 | 30655 | 30655 | 30879 | 32049 | 32049 | 33261 | 33861 | 35373
1991 | US | SERC | Central | - | NGEX | Exports | 648 | 648 | 648 | 648 | 648 | 648 | 648 | 648 | 648 | 648 | 648
1991 | US | SERC | Central | - | NGIG | Internal Generation | 116291 | 125879 | 128833 | 133458 | 137161 | 141337 | 144939 | 148292 | 151553 | 154904 | 158281
1991 | US | SERC | Central | - | NGIM | Imports | 3340 | 792 | 1447 | 440 | 499 | 340 | 41 | 15 | 81 | 55 | 98
1991 | US | SERC | Central | - | NGIPP | IPPs | 983 | 745 | 219 | 0 | 0 | 0 | 0 | 0 | 0 | 0 | 0
1991 | US | SERC | Central | - | NGNL | Net Energy for Load | 118983 | 126023 | 129632 | 133250 | 137012 | 141029 | 144332 | 147659 | 150986 | 154311 | 157731
1991 | US | SERC | Central | - | NGPRO | Electricity Production | 116769 | 126304 | 129270 | 133908 | 137703 | 141901 | 145487 | 148882 | 152162 | 155537 | 158908
1991 | US | SERC | Central | - | NGPSLD | Pumped Storage Load | 2247 | 1882 | 1938 | 1992 | 2403 | 2499 | 2432 | 2616 | 2703 | 2804 | 2779
1991 | US | SERC | Central | - | NGPSOT | Pumped Storage Generation | 1769 | 1457 | 1501 | 1542 | 1861 | 1935 | 1884 | 2026 | 2094 | 2171 | 2152
1991 | US | SERC | Southeastern | - | CSIPP | IPPs | 459 | 459 | 459 | 459 | 459 | 459 | 459 | 459 | 459 | 459 | 459
1991 | US | SERC | Southeastern | - | CST | Total Capacity | 37383 | 38123 | 38777 | 38777 | 39675 | 41165 | 41864 | 42578 | 43682 | 44317 | 44683
1991 | US | SERC | Southeastern | - | CSTOC | Total Owned Capacity | 36924 | 37664 | 38318 | 38318 | 39216 | 40706 | 41405 | 42119 | 43223 | 43858 | 44224
1991 | US | SERC | Southeastern | - | DCSAJ | Adjustments | 0 | 0 | 0 | 0 | 0 | 0 | 0 | 0 | 0 | 0 | 0
1991 | US | SERC | Southeastern | - | DCSFP | Full-Responsibility Purchases (portion of total purchases) | 0 | 0 | 0 | 0 | 0 | 0 | 0 | 0 | 0 | 0 | 0
1991 | US | SERC | Southeastern | - | DCSFS | Full-Responsibility Sales (portion of total sales) | 0 | 2564 | 2565 | 1705 | 1518 | 1637 | 1637 | 1637 | 1637 | 1637 | 1512
1991 | US | SERC | Southeastern | - | DCSIC | Inoperable capacity | 0 | 0 | 0 | 0 | 0 | 0 | 0 | 0 | 0 | 0 | 0
1991 | US | SERC | Southeastern | - | DCSIN | Internal Demand | 0 | 31156 | 32055 | 32920 | 33816 | 34644 | 35430 | 36225 | 37031 | 37798 | 38393
1991 | US | SERC | Southeastern | - | DCSIPP | IPPs | 0 | 459 | 459 | 459 | 459 | 459 | 459 | 459 | 459 | 459 | 459
1991 | US | SERC | Southeastern | - | DCSIT | Interruptible Demand | 0 | 461 | 517 | 575 | 674 | 713 | 725 | 749 | 757 | 768 | 775
1991 | US | SERC | Southeastern | - | DCSLM | Direct Control Load Management | 0 | 27 | 100 | 175 | 327 | 397 | 416 | 445 | 456 | 469 | 479
1991 | US | SERC | Southeastern | - | DCSNC | Net Capacity Resources | 0 | 35796 | 36324 | 37187 | 38550 | 39917 | 40616 | 41330 | 42184 | 42819 | 43314
1991 | US | SERC | Southeastern | - | DCSNI | Projected Net Internal Demand | 0 | 30668 | 31438 | 32170 | 32815 | 33534 | 34289 | 35031 | 35818 | 36561 | 37139
1991 | US | SERC | Southeastern | - | DCSNO | Net Operable Capacity | 0 | 37664 | 38318 | 38318 | 39216 | 40706 | 41405 | 42119 | 43223 | 43858 | 44224
1991 | US | SERC | Southeastern | - | DCSPU | Purchases | 0 | 647 | 521 | 521 | 401 | 401 | 401 | 401 | 151 | 151 | 151
1991 | US | SERC | Southeastern | - | DCSSA | Sales | 0 | 2974 | 2974 | 2111 | 1526 | 1649 | 1649 | 1649 | 1649 | 1649 | 1520
1991 | US | SERC | Southeastern | - | DCSST | Standby Demand | 0 | 0 | 0 | 0 | 0 | 0 | 0 | 0 | 0 | 0 | 0
1991 | US | SERC | Southeastern | - | DCSTI | Projected Total Internal Demand | 0 | 31156 | 32055 | 32920 | 33816 | 34644 | 35430 | 36225 | 37031 | 37798 | 38393
1991 | US | SERC | Southeastern | - | DCSTO | Operable Total Internal Capacity | 0 | 37664 | 38318 | 38318 | 39216 | 40706 | 41405 | 42119 | 43223 | 43858 | 44224
1991 | US | SERC | Southeastern | - | NGEX | Exports | 43081 | 25266 | 25471 | 23049 | 19042 | 16201 | 14033 | 13999 | 13738 | 13502 | 13016
1991 | US | SERC | Southeastern | - | NGIG | Internal Generation | 172599 | 175820 | 181081 | 179431 | 179372 | 180424 | 182447 | 186237 | 191015 | 195478 | 197755
1991 | US | SERC | Southeastern | - | NGIM | Imports | 25352 | 7288 | 6115 | 6615 | 5967 | 6272 | 6085 | 6190 | 5125 | 4329 | 4530
1991 | US | SERC | Southeastern | - | NGIPP | IPPs | 211 | 220 | 220 | 220 | 220 | 220 | 220 | 220 | 220 | 220 | 220
1991 | US | SERC | Southeastern | - | NGNL | Net Energy for Load | 154870 | 157842 | 161725 | 162997 | 166297 | 170495 | 174499 | 178428 | 182402 | 186305 | 189269
1991 | US | SERC | Southeastern | - | NGPRO | Electricity Production | 172675 | 175927 | 181197 | 179544 | 179494 | 180603 | 182539 | 186349 | 191142 | 195623 | 197906
1991 | US | SERC | Southeastern | - | NGPSLD | Pumped Storage Load | 278 | 511 | 555 | 521 | 544 | 851 | 479 | 563 | 666 | 766 | 815
1991 | US | SERC | Southeastern | - | NGPSOT | Pumped Storage Generation | 202 | 404 | 439 | 408 | 422 | 672 | 387 | 451 | 539 | 621 | 664
1991 | US | SERC | VACAR | - | CSIPP | IPPs | 1185 | 1777 | 2625 | 3139 | 3465 | 3541 | 3557 | 3633 | 3709 | 3707 | 3707
1991 | US | SERC | VACAR | - | CST | Total Capacity | 46813 | 47925 | 50556 | 51489 | 52565 | 54923 | 56544 | 57254 | 58386 | 58940 | 60712
1991 | US | SERC | VACAR | - | CSTOC | Total Owned Capacity | 45628 | 46148 | 47931 | 48350 | 49100 | 51382 | 52987 | 53621 | 54677 | 55233 | 57005
1991 | US | SERC | VACAR | - | DCSAJ | Adjustments | 0 | 0 | 0 | 0 | 0 | 0 | 0 | 0 | 0 | 0 | 0
1991 | US | SERC | VACAR | - | DCSFP | Full-Responsibility Purchases (portion of total purchases) | 0 | 0 | 0 | 0 | 0 | 0 | 0 | 0 | 0 | 0 | 0
1991 | US | SERC | VACAR | - | DCSFS | Full-Responsibility Sales (portion of total sales) | 0 | 0 | 0 | 0 | 0 | 0 | 0 | 0 | 0 | 0 | 0
1991 | US | SERC | VACAR | - | DCSIC | Inoperable capacity | 0 | 0 | 0 | 0 | 0 | 0 | 0 | 0 | 0 | 0 | 0
1991 | US | SERC | VACAR | - | DCSIN | Internal Demand | 0 | 42555 | 43979 | 45440 | 46430 | 47520 | 48785 | 49971 | 51016 | 52075 | 52990
1991 | US | SERC | VACAR | - | DCSIPP | IPPs | 0 | 1777 | 2625 | 3139 | 3465 | 3541 | 3557 | 3633 | 3709 | 3707 | 3707
1991 | US | SERC | VACAR | - | DCSIT | Interruptible Demand | 0 | 235 | 241 | 246 | 250 | 255 | 259 | 264 | 268 | 273 | 277
1991 | US | SERC | VACAR | - | DCSLM | Direct Control Load Management | 0 | 736 | 845 | 933 | 1033 | 1112 | 1268 | 1237 | 1394 | 1391 | 1708
1991 | US | SERC | VACAR | - | DCSNC | Net Capacity Resources | 0 | 49374 | 52005 | 52938 | 54014 | 56172 | 57693 | 58403 | 59535 | 60089 | 60961
1991 | US | SERC | VACAR | - | DCSNI | Projected Net Internal Demand | 0 | 41584 | 42893 | 44261 | 45147 | 46153 | 47258 | 48470 | 49354 | 50411 | 51005
1991 | US | SERC | VACAR | - | DCSNO | Net Operable Capacity | 0 | 46148 | 47931 | 48350 | 49100 | 51382 | 52987 | 53621 | 54677 | 55233 | 57005
1991 | US | SERC | VACAR | - | DCSPU | Purchases | 0 | 1464 | 1464 | 1464 | 1464 | 1264 | 1164 | 1164 | 1164 | 1164 | 264
1991 | US | SERC | VACAR | - | DCSSA | Sales | 0 | 15 | 15 | 15 | 15 | 15 | 15 | 15 | 15 | 15 | 15
1991 | US | SERC | VACAR | - | DCSST | Standby Demand | 0 | 0 | 0 | 0 | 0 | 0 | 0 | 0 | 0 | 0 | 0
1991 | US | SERC | VACAR | - | DCSTI | Projected Total Internal Demand | 0 | 42555 | 43979 | 45440 | 46430 | 47520 | 48785 | 49971 | 51016 | 52075 | 52990
1991 | US | SERC | VACAR | - | DCSTO | Operable Total Internal Capacity | 0 | 46148 | 47931 | 48350 | 49100 | 51382 | 52987 | 53621 | 54677 | 55233 | 57005
1991 | US | SERC | VACAR | - | NGEX | Exports | 18845 | 6748 | 9197 | 9181 | 9715 | 11478 | 12270 | 12622 | 10867 | 11058 | 11307
1991 | US | SERC | VACAR | - | NGIG | Internal Generation | 199538 | 212198 | 221526 | 227693 | 234286 | 239922 | 245461 | 251624 | 256812 | 262132 | 270425
1991 | US | SERC | VACAR | - | NGIM | Imports | 30659 | 16628 | 17255 | 17329 | 17496 | 19508 | 21091 | 21258 | 20733 | 21655 | 17772
1991 | US | SERC | VACAR | - | NGIPP | IPPs | 7314 | 8860 | 11675 | 13979 | 14727 | 16285 | 16701 | 16048 | 16723 | 17946 | 20251
1991 | US | SERC | VACAR | - | NGNL | Net Energy for Load | 211352 | 222078 | 229584 | 235841 | 242067 | 247952 | 254282 | 260260 | 266678 | 272729 | 276890
1991 | US | SERC | VACAR | - | NGPRO | Electricity Production | 200531 | 212981 | 222609 | 228686 | 235446 | 241367 | 246767 | 253138 | 258369 | 263870 | 271944
1991 | US | SERC | VACAR | - | NGPSLD | Pumped Storage Load | 4695 | 3775 | 4999 | 4621 | 5368 | 6634 | 6028 | 6919 | 7102 | 7867 | 6946
1991 | US | SERC | VACAR | - | NGPSOT | Pumped Storage Generation | 3702 | 2992 | 3916 | 3628 | 4208 | 5189 | 4722 | 5405 | 5545 | 6129 | 5427
1991 | US | SPP | - | - | CSIPP | IPPs | 151 | 451 | 451 | 451 | 451 | 451 | 451 | 551 | 551 | 551 | 551
1991 | US | SPP | - | - | CST | Total Capacity | 66833 | 67289 | 67329 | 67610 | 67742 | 68172 | 68791 | 69614 | 70548 | 71646 | 73265
1991 | US | SPP | - | - | CSTOC | Total Owned Capacity | 66682 | 66838 | 66878 | 67159 | 67291 | 67721 | 68340 | 69063 | 69997 | 71095 | 72714
1991 | US | SPP | - | - | DCSAJ | Adjustments | 0 | 0 | 0 | 0 | 0 | 0 | 0 | 0 | 0 | 0 | 0
1991 | US | SPP | - | - | DCSFP | Full-Responsibility Purchases (portion of total purchases) | 0 | 2180 | 2187 | 2200 | 2222 | 2235 | 2234 | 2149 | 2103 | 2080 | 2089
1991 | US | SPP | - | - | DCSFS | Full-Responsibility Sales (portion of total sales) | 0 | 1361 | 1337 | 1339 | 1373 | 1340 | 1367 | 1372 | 1429 | 1432 | 1330
1991 | US | SPP | - | - | DCSIC | Inoperable capacity | 0 | 201 | 162 | 206 | 206 | 206 | 206 | 162 | 116 | 116 | 116
1991 | US | SPP | - | - | DCSIN | Internal Demand | 0 | 52169 | 53070 | 54330 | 55319 | 56328 | 57409 | 58541 | 59654 | 60815 | 61975
1991 | US | SPP | - | - | DCSIPP | IPPs | 0 | 451 | 451 | 451 | 451 | 451 | 451 | 551 | 551 | 551 | 551
1991 | US | SPP | - | - | DCSIT | Interruptible Demand | 0 | 473 | 444 | 418 | 426 | 465 | 546 | 638 | 732 | 751 | 770
1991 | US | SPP | - | - | DCSLM | Direct Control Load Management | 0 | 142 | 144 | 203 | 222 | 235 | 250 | 281 | 292 | 306 | 318
1991 | US | SPP | - | - | DCSNC | Net Capacity Resources | 0 | 67333 | 67505 | 67812 | 68036 | 68323 | 69078 | 69873 | 71052 | 72069 | 73947
1991 | US | SPP | - | - | DCSNI | Projected Net Internal Demand | 0 | 51554 | 52482 | 53709 | 54671 | 55628 | 56613 | 57622 | 58630 | 59758 | 60887
1991 | US | SPP | - | - | DCSNO | Net Operable Capacity | 0 | 66637 | 66716 | 66953 | 67085 | 67515 | 68134 | 68901 | 69881 | 70979 | 72598
1991 | US | SPP | - | - | DCSPU | Purchases | 0 | 6058 | 6326 | 6582 | 6822 | 6928 | 6531 | 6425 | 6394 | 6301 | 4852
1991 | US | SPP | - | - | DCSSA | Sales | 0 | 5813 | 5988 | 6174 | 6322 | 6571 | 6038 | 6004 | 5774 | 5762 | 4054
1991 | US | SPP | - | - | DCSST | Standby Demand | 0 | 0 | 0 | 0 | 0 | 0 | 0 | 0 | 0 | 0 | 0
1991 | US | SPP | - | - | DCSTI | Projected Total Internal Demand | 0 | 52169 | 53070 | 54330 | 55319 | 56328 | 57409 | 58541 | 59654 | 60815 | 61975
1991 | US | SPP | - | - | DCSTO | Operable Total Internal Capacity | 0 | 66838 | 66878 | 67159 | 67291 | 67721 | 68340 | 69063 | 69997 | 71095 | 72714
1991 | US | SPP | - | - | NGEX | Exports | 47524 | 36918 | 36135 | 36918 | 36755 | 35583 | 36042 | 37371 | 36685 | 36445 | 37723
1991 | US | SPP | - | - | NGIG | Internal Generation | 264141 | 259954 | 263636 | 270052 | 274475 | 276901 | 282261 | 288614 | 292763 | 298954 | 306996
1991 | US | SPP | - | - | NGIM | Imports | 35420 | 28972 | 29609 | 30409 | 31018 | 32441 | 33358 | 34227 | 35151 | 35051 | 34214
1991 | US | SPP | - | - | NGIPP | IPPs | 3330 | 5154 | 5159 | 5154 | 5154 | 5154 | 5159 | 5154 | 5154 | 5154 | 5159
1991 | US | SPP | - | - | NGNL | Net Energy for Load | 252037 | 252008 | 257110 | 263543 | 268738 | 273759 | 279577 | 285470 | 291229 | 297560 | 303487
1991 | US | SPP | - | - | NGPRO | Electricity Production | 264185 | 260024 | 263706 | 270122 | 274545 | 276971 | 282331 | 288684 | 292833 | 299024 | 307066
1991 | US | SPP | - | - | NGPSLD | Pumped Storage Load | 93 | 145 | 145 | 145 | 145 | 145 | 145 | 145 | 145 | 145 | 145
1991 | US | SPP | - | - | NGPSOT | Pumped Storage Generation | 49 | 75 | 75 | 75 | 75 | 75 | 75 | 75 | 75 | 75 | 75
1991 | US | WECC | - | - | CSIPP | IPPs | 7705 | 8050 | 8728 | 9745 | 10254 | 10479 | 10625 | 10638 | 10692 | 10705 | 10755
1991 | US | WECC | - | - | CST | Total Capacity | 131610 | 127082 | 128104 | 129697 | 130958 | 132057 | 133594 | 134402 | 135606 | 136368 | 137218
1991 | US | WECC | - | - | CSTOC | Total Owned Capacity | 123905 | 119032 | 119376 | 119952 | 120704 | 121578 | 122969 | 123764 | 124914 | 125663 | 126463
1991 | US | WECC | - | - | DCSAJ | Adjustments | 0 | 0 | 0 | 0 | 0 | 0 | 0 | 0 | 0 | 0 | 0
1991 | US | WECC | - | - | DCSFP | Full-Responsibility Purchases (portion of total purchases) | 0 | 532 | 532 | 532 | 502 | 602 | 602 | 382 | 382 | 382 | 382
1991 | US | WECC | - | - | DCSFS | Full-Responsibility Sales (portion of total sales) | 0 | 49 | 49 | 49 | 49 | 49 | 49 | 49 | 149 | 649 | 649
1991 | US | WECC | - | - | DCSIC | Inoperable capacity | 0 | 87 | 87 | 87 | 87 | 87 | 87 | 87 | 87 | 87 | 87
1991 | US | WECC | - | - | DCSIN | Internal Demand | 0 | 94710 | 96868 | 98422 | 100386 | 102186 | 103978 | 105716 | 107577 | 109464 | 111403
1991 | US | WECC | - | - | DCSIPP | IPPs | 0 | 8050 | 8728 | 9745 | 10254 | 10479 | 10625 | 10638 | 10692 | 10705 | 10755
1991 | US | WECC | - | - | DCSIT | Interruptible Demand | 0 | 2379 | 2420 | 2132 | 2165 | 2183 | 2177 | 2198 | 2222 | 2243 | 2249
1991 | US | WECC | - | - | DCSLM | Direct Control Load Management | 0 | 1279 | 1348 | 1362 | 1381 | 1391 | 1383 | 1386 | 1413 | 1453 | 1440
1991 | US | WECC | - | - | DCSNC | Net Capacity Resources | 0 | 127478 | 128500 | 130093 | 131324 | 132523 | 134060 | 134648 | 135752 | 136014 | 136864
1991 | US | WECC | - | - | DCSNI | Projected Net Internal Demand | 0 | 91052 | 93100 | 94928 | 96840 | 98612 | 100418 | 102132 | 103942 | 105768 | 107714
1991 | US | WECC | - | - | DCSNO | Net Operable Capacity | 0 | 118945 | 119289 | 119865 | 120617 | 121491 | 122882 | 123677 | 124827 | 125576 | 126376
1991 | US | WECC | - | - | DCSPU | Purchases | 0 | 532 | 532 | 532 | 502 | 602 | 602 | 382 | 382 | 382 | 382
1991 | US | WECC | - | - | DCSSA | Sales | 0 | 49 | 49 | 49 | 49 | 49 | 49 | 49 | 149 | 649 | 649
1991 | US | WECC | - | - | DCSST | Standby Demand | 0 | 0 | 0 | 0 | 0 | 0 | 0 | 0 | 0 | 0 | 0
1991 | US | WECC | - | - | DCSTI | Projected Total Internal Demand | 0 | 94710 | 96868 | 98422 | 100386 | 102186 | 103978 | 105716 | 107577 | 109464 | 111403
1991 | US | WECC | - | - | DCSTO | Operable Total Internal Capacity | 0 | 119032 | 119376 | 119952 | 120704 | 121578 | 122969 | 123764 | 124914 | 125663 | 126463
1991 | US | WECC | - | - | NGEX | Exports | 2200 | 400 | 400 | 408 | 408 | 408 | 408 | 408 | 770 | 2628 | 3176
1991 | US | WECC | - | - | NGIG | Internal Generation | 549434 | 534484 | 545430 | 559860 | 565263 | 575665 | 581958 | 585385 | 598106 | 602798 | 612653
1991 | US | WECC | - | - | NGIM | Imports | 11014 | 29595 | 32703 | 24993 | 27355 | 24284 | 28434 | 32635 | 28823 | 33066 | 32215
1991 | US | WECC | - | - | NGIPP | IPPs | 47061 | 54914 | 59178 | 64767 | 68001 | 69548 | 70983 | 72281 | 72767 | 73051 | 73597
1991 | US | WECC | - | - | NGNL | Net Energy for Load | 558248 | 563679 | 577733 | 586975 | 596445 | 607015 | 617830 | 626744 | 637083 | 647707 | 658632
1991 | US | WECC | - | - | NGPRO | Electricity Production | 547464 | 533894 | 544341 | 558784 | 563888 | 574200 | 580531 | 583887 | 596603 | 601237 | 611099
1991 | US | WECC | - | - | NGPSLD | Pumped Storage Load | 992 | 2229 | 1821 | 1983 | 1702 | 1736 | 1927 | 1792 | 1798 | 1818 | 1857
1991 | US | WECC | - | - | NGPSOT | Pumped Storage Generation | 2962 | 2819 | 2910 | 3059 | 3077 | 3201 | 3354 | 3290 | 3301 | 3379 | 3411
1991 | US | WECC | AZN | - | CSIPP | IPPs | 360 | 360 | 360 | 360 | 360 | 360 | 364 | 368 | 382 | 386 | 400
1991 | US | WECC | AZN | - | CST | Total Capacity | 16521 | 16576 | 16575 | 16701 | 16823 | 16682 | 16736 | 16863 | 17170 | 17314 | 17478
1991 | US | WECC | AZN | - | CSTOC | Total Owned Capacity | 16161 | 16216 | 16215 | 16341 | 16463 | 16322 | 16372 | 16495 | 16788 | 16928 | 17078
1991 | US | WECC | AZN | - | DCSAJ | Adjustments | 0 | 3524 | 3561 | 3576 | 3576 | 3719 | 3719 | 3719 | 3719 | 3719 | 3719
1991 | US | WECC | AZN | - | DCSFP | Full-Responsibility Purchases (portion of total purchases) | 0 | 644 | 644 | 644 | 614 | 714 | 714 | 714 | 711 | 711 | 711
1991 | US | WECC | AZN | - | DCSFS | Full-Responsibility Sales (portion of total sales) | 0 | 611 | 381 | 266 | 266 | 266 | 216 | 216 | 216 | 216 | 216
1991 | US | WECC | AZN | - | DCSIC | Inoperable capacity | 0 | 0 | 0 | 0 | 0 | 0 | 0 | 0 | 0 | 0 | 0
1991 | US | WECC | AZN | - | DCSIN | Internal Demand | 0 | 12960 | 13265 | 13210 | 13567 | 13862 | 14155 | 14452 | 14753 | 15071 | 15420
1991 | US | WECC | AZN | - | DCSIPP | IPPs | 0 | 360 | 360 | 360 | 360 | 360 | 364 | 368 | 382 | 386 | 400
1991 | US | WECC | AZN | - | DCSIT | Interruptible Demand | 0 | 730 | 775 | 481 | 480 | 478 | 465 | 463 | 466 | 466 | 467
1991 | US | WECC | AZN | - | DCSLM | Direct Control Load Management | 0 | 0 | 0 | 0 | 0 | 0 | 0 | 0 | 0 | 0 | 0
1991 | US | WECC | AZN | - | DCSNC | Net Capacity Resources | 0 | 16739 | 16954 | 16810 | 16932 | 16748 | 16852 | 16994 | 17396 | 17515 | 17694
1991 | US | WECC | AZN | - | DCSNI | Projected Net Internal Demand | 0 | 12230 | 12490 | 12729 | 13087 | 13384 | 13690 | 13989 | 14287 | 14605 | 14953
1991 | US | WECC | AZN | - | DCSNO | Net Operable Capacity | 0 | 16216 | 16215 | 16341 | 16463 | 16322 | 16372 | 16495 | 16788 | 16928 | 17078
1991 | US | WECC | AZN | - | DCSPU | Purchases | 0 | 1321 | 1308 | 1191 | 1161 | 1261 | 1261 | 1261 | 1258 | 1258 | 1258
1991 | US | WECC | AZN | - | DCSSA | Sales | 0 | 4682 | 4490 | 4658 | 4628 | 4914 | 4864 | 4849 | 4751 | 4776 | 4761
1991 | US | WECC | AZN | - | DCSST | Standby Demand | 0 | 0 | 0 | 0 | 0 | 0 | 0 | 0 | 0 | 0 | 0
1991 | US | WECC | AZN | - | DCSTI | Projected Total Internal Demand | 0 | 12960 | 13265 | 13210 | 13567 | 13862 | 14155 | 14452 | 14753 | 15071 | 15420
1991 | US | WECC | AZN | - | DCSTO | Operable Total Internal Capacity | 0 | 16216 | 16215 | 16341 | 16463 | 16322 | 16372 | 16495 | 16788 | 16928 | 17078
1991 | US | WECC | AZN | - | NGEX | Exports | 14594 | 6601 | 6380 | 5816 | 5087 | 5222 | 5404 | 5091 | 4723 | 4196 | 4116
1991 | US | WECC | AZN | - | NGIG | Internal Generation | 72811 | 70705 | 72942 | 74190 | 75844 | 77793 | 79811 | 81377 | 82750 | 84205 | 86138
1991 | US | WECC | AZN | - | NGIM | Imports | 5526 | 2660 | 2772 | 2828 | 2626 | 2866 | 2985 | 2933 | 2999 | 2948 | 2843
1991 | US | WECC | AZN | - | NGIPP | IPPs | 2084 | 2172 | 2032 | 2090 | 2365 | 2217 | 2151 | 2477 | 2323 | 2362 | 2623
1991 | US | WECC | AZN | - | NGNL | Net Energy for Load | 63743 | 66764 | 69334 | 71202 | 73383 | 75437 | 77392 | 79219 | 81026 | 82957 | 84865
1991 | US | WECC | AZN | - | NGPRO | Electricity Production | 72870 | 70790 | 72997 | 74208 | 75852 | 77804 | 79830 | 81401 | 82785 | 84249 | 86206
1991 | US | WECC | AZN | - | NGPSLD | Pumped Storage Load | 196 | 280 | 150 | 172 | 139 | 148 | 174 | 192 | 227 | 259 | 338
1991 | US | WECC | AZN | - | NGPSOT | Pumped Storage Generation | 137 | 195 | 95 | 154 | 131 | 137 | 155 | 168 | 192 | 215 | 270
1991 | US | WECC | CNV | - | CSIPP | IPPs | 6383 | 6618 | 7038 | 7536 | 7834 | 7911 | 7920 | 7922 | 7925 | 7927 | 7930
1991 | US | WECC | CNV | - | CST | Total Capacity | 55596 | 55497 | 56181 | 56965 | 57746 | 58349 | 59684 | 60161 | 60783 | 61393 | 62046
1991 | US | WECC | CNV | - | CSTOC | Total Owned Capacity | 49213 | 48879 | 49143 | 49429 | 49912 | 50438 | 51764 | 52239 | 52858 | 53466 | 54116
1991 | US | WECC | CNV | - | DCSAJ | Adjustments | 0 | -3957 | -3995 | -4009 | -4009 | -4152 | -4152 | -4152 | -4152 | -4152 | -4152
1991 | US | WECC | CNV | - | DCSFP | Full-Responsibility Purchases (portion of total purchases) | 0 | 2698 | 2733 | 2791 | 2991 | 2990 | 2860 | 2690 | 2690 | 2690 | 2690
1991 | US | WECC | CNV | - | DCSFS | Full-Responsibility Sales (portion of total sales) | 0 | 4 | 4 | 4 | 4 | 4 | 4 | 4 | 4 | 4 | 4
1991 | US | WECC | CNV | - | DCSIC | Inoperable capacity | 0 | 0 | 0 | 0 | 0 | 0 | 0 | 0 | 0 | 0 | 0
1991 | US | WECC | CNV | - | DCSIN | Internal Demand | 0 | 46438 | 47530 | 48452 | 49572 | 50622 | 51623 | 52510 | 53541 | 54563 | 55645
1991 | US | WECC | CNV | - | DCSIPP | IPPs | 0 | 6618 | 7038 | 7536 | 7834 | 7911 | 7920 | 7922 | 7925 | 7927 | 7930
1991 | US | WECC | CNV | - | DCSIT | Interruptible Demand | 0 | 165 | 183 | 201 | 258 | 274 | 286 | 300 | 315 | 328 | 329
1991 | US | WECC | CNV | - | DCSLM | Direct Control Load Management | 0 | 1279 | 1348 | 1362 | 1381 | 1391 | 1383 | 1386 | 1413 | 1453 | 1440
1991 | US | WECC | CNV | - | DCSNC | Net Capacity Resources | 0 | 61191 | 61744 | 62921 | 63722 | 64363 | 65720 | 66217 | 66809 | 67609 | 67990
1991 | US | WECC | CNV | - | DCSNI | Projected Net Internal Demand | 0 | 44994 | 45999 | 46889 | 47933 | 48957 | 49954 | 50824 | 51813 | 52782 | 53876
1991 | US | WECC | CNV | - | DCSNO | Net Operable Capacity | 0 | 48879 | 49143 | 49429 | 49912 | 50438 | 51764 | 52239 | 52858 | 53466 | 54116
1991 | US | WECC | CNV | - | DCSPU | Purchases | 0 | 10214 | 10121 | 10528 | 10548 | 10729 | 10751 | 10771 | 10741 | 10931 | 10659
1991 | US | WECC | CNV | - | DCSSA | Sales | 0 | 563 | 563 | 563 | 563 | 563 | 563 | 563 | 563 | 563 | 563
1991 | US | WECC | CNV | - | DCSST | Standby Demand | 0 | 0 | 0 | 0 | 0 | 0 | 0 | 0 | 0 | 0 | 0
1991 | US | WECC | CNV | - | DCSTI | Projected Total Internal Demand | 0 | 46438 | 47530 | 48452 | 49572 | 50622 | 51623 | 52510 | 53541 | 54563 | 55645
1991 | US | WECC | CNV | - | DCSTO | Operable Total Internal Capacity | 0 | 48879 | 49143 | 49429 | 49912 | 50438 | 51764 | 52239 | 52858 | 53466 | 54116
1991 | US | WECC | CNV | - | NGEX | Exports | 2799 | 795 | 1365 | 1096 | 1329 | 1329 | 1332 | 2146 | 1744 | 1752 | 1745
1991 | US | WECC | CNV | - | NGIG | Internal Generation | 199435 | 203223 | 205792 | 216234 | 218202 | 226512 | 227475 | 229707 | 238499 | 240061 | 245939
1991 | US | WECC | CNV | - | NGIM | Imports | 46665 | 41598 | 44690 | 38231 | 40370 | 37090 | 41105 | 43846 | 39589 | 43145 | 42121
1991 | US | WECC | CNV | - | NGIPP | IPPs | 40893 | 45606 | 48543 | 51789 | 53889 | 54961 | 55217 | 55942 | 56406 | 56502 | 56732
1991 | US | WECC | CNV | - | NGNL | Net Energy for Load | 243301 | 244026 | 249117 | 253369 | 257243 | 262273 | 267248 | 271407 | 276344 | 281454 | 286315
1991 | US | WECC | CNV | - | NGPRO | Electricity Production | 197259 | 202514 | 204614 | 215098 | 216723 | 224944 | 225938 | 228080 | 236851 | 238382 | 244257
1991 | US | WECC | CNV | - | NGPSLD | Pumped Storage Load | 556 | 1599 | 1321 | 1477 | 1094 | 1096 | 1262 | 1095 | 1061 | 1085 | 1059
1991 | US | WECC | CNV | - | NGPSOT | Pumped Storage Generation | 2732 | 2308 | 2499 | 2613 | 2573 | 2664 | 2799 | 2722 | 2709 | 2764 | 2741
1991 | US | WECC | NWPP | - | CSIPP | IPPs | 787 | 875 | 1061 | 1314 | 1371 | 1398 | 1503 | 1523 | 1546 | 1567 | 1581
1991 | US | WECC | NWPP | - | CST | Total Capacity | 50054 | 44553 | 44768 | 45169 | 45274 | 45435 | 45569 | 45732 | 45789 | 46020 | 46034
1991 | US | WECC | NWPP | - | CSTOC | Total Owned Capacity | 49267 | 43678 | 43707 | 43855 | 43903 | 44037 | 44066 | 44209 | 44243 | 44453 | 44453
1991 | US | WECC | NWPP | - | DCSAJ | Adjustments | 0 | 108 | 108 | 108 | 108 | 108 | 108 | 108 | 108 | 108 | 108
1991 | US | WECC | NWPP | - | DCSFP | Full-Responsibility Purchases (portion of total purchases) | 0 | 605 | 605 | 605 | 605 | 605 | 618 | 618 | 618 | 618 | 618
1991 | US | WECC | NWPP | - | DCSFS | Full-Responsibility Sales (portion of total sales) | 0 | 2136 | 2458 | 2638 | 2794 | 2796 | 2718 | 2770 | 2872 | 3374 | 3376
1991 | US | WECC | NWPP | - | DCSIC | Inoperable capacity | 0 | 64 | 64 | 64 | 64 | 64 | 64 | 64 | 64 | 64 | 64
1991 | US | WECC | NWPP | - | DCSIN | Internal Demand | 0 | 28839 | 29378 | 29819 | 30127 | 30458 | 30793 | 31176 | 31511 | 31847 | 32226
1991 | US | WECC | NWPP | - | DCSIPP | IPPs | 0 | 875 | 1061 | 1314 | 1371 | 1398 | 1503 | 1523 | 1546 | 1567 | 1581
1991 | US | WECC | NWPP | - | DCSIT | Interruptible Demand | 0 | 1294 | 1249 | 1211 | 1185 | 1186 | 1175 | 1175 | 1175 | 1176 | 1176
1991 | US | WECC | NWPP | - | DCSLM | Direct Control Load Management | 0 | 0 | 0 | 0 | 0 | 0 | 0 | 0 | 0 | 0 | 0
1991 | US | WECC | NWPP | - | DCSNC | Net Capacity Resources | 0 | 43057 | 42956 | 43182 | 43143 | 43302 | 43533 | 43651 | 43612 | 43348 | 43367
1991 | US | WECC | NWPP | - | DCSNI | Projected Net Internal Demand | 0 | 27545 | 28129 | 28608 | 28942 | 29272 | 29618 | 30001 | 30336 | 30671 | 31050
1991 | US | WECC | NWPP | - | DCSNO | Net Operable Capacity | 0 | 43614 | 43643 | 43791 | 43839 | 43973 | 44002 | 44145 | 44179 | 44389 | 44389
1991 | US | WECC | NWPP | - | DCSPU | Purchases | 0 | 1105 | 1111 | 1116 | 1128 | 1128 | 1147 | 1154 | 1160 | 1167 | 1174
1991 | US | WECC | NWPP | - | DCSSA | Sales | 0 | 2645 | 2967 | 3147 | 3303 | 3305 | 3227 | 3279 | 3381 | 3883 | 3885
1991 | US | WECC | NWPP | - | DCSST | Standby Demand | 0 | 0 | 0 | 0 | 0 | 0 | 0 | 0 | 0 | 0 | 0
1991 | US | WECC | NWPP | - | DCSTI | Projected Total Internal Demand | 0 | 28839 | 29378 | 29819 | 30127 | 30458 | 30793 | 31176 | 31511 | 31847 | 32226
1991 | US | WECC | NWPP | - | DCSTO | Operable Total Internal Capacity | 0 | 43678 | 43707 | 43855 | 43903 | 44037 | 44066 | 44209 | 44243 | 44453 | 44453
1991 | US | WECC | NWPP | - | NGEX | Exports | 30445 | 8151 | 8531 | 10383 | 10771 | 10725 | 10548 | 9465 | 9890 | 11565 | 12029
1991 | US | WECC | NWPP | - | NGIG | Internal Generation | 235047 | 217567 | 222121 | 223939 | 224844 | 224424 | 227461 | 226336 | 227927 | 228587 | 229852
1991 | US | WECC | NWPP | - | NGIM | Imports | 8115 | 4190 | 4795 | 4604 | 4870 | 4904 | 4340 | 5189 | 4826 | 4872 | 4904
1991 | US | WECC | NWPP | - | NGIPP | IPPs | 3208 | 5490 | 6909 | 8856 | 9233 | 9653 | 10268 | 10389 | 10565 | 10714 | 10769
1991 | US | WECC | NWPP | - | NGNL | Net Energy for Load | 212717 | 213606 | 218385 | 220690 | 223178 | 226077 | 229099 | 231192 | 233787 | 236365 | 239667
1991 | US | WECC | NWPP | - | NGPRO | Electricity Production | 235047 | 217567 | 222121 | 223939 | 224844 | 224424 | 227461 | 226336 | 227927 | 228587 | 229852
1991 | US | WECC | NWPP | - | NGPSLD | Pumped Storage Load | 0 | 0 | 0 | 0 | 0 | 0 | 0 | 0 | 0 | 0 | 0
1991 | US | WECC | NWPP | - | NGPSOT | Pumped Storage Generation | 0 | 0 | 0 | 0 | 0 | 0 | 0 | 0 | 0 | 0 | 0
1991 | US | WECC | RMPA | - | CSIPP | IPPs | 175 | 225 | 297 | 553 | 703 | 773 | 853 | 853 | 853 | 853 | 853
1991 | US | WECC | RMPA | - | CST | Total Capacity | 9395 | 9576 | 9700 | 9972 | 10216 | 10627 | 10707 | 10761 | 10760 | 10761 | 10761
1991 | US | WECC | RMPA | - | CSTOC | Total Owned Capacity | 9220 | 9351 | 9403 | 9419 | 9513 | 9854 | 9854 | 9908 | 9907 | 9908 | 9908
1991 | US | WECC | RMPA | - | DCSAJ | Adjustments | 0 | 325 | 326 | 325 | 325 | 325 | 325 | 325 | 325 | 325 | 325
1991 | US | WECC | RMPA | - | DCSFP | Full-Responsibility Purchases (portion of total purchases) | 0 | 314 | 324 | 332 | 307 | 310 | 312 | 314 | 316 | 318 | 320
1991 | US | WECC | RMPA | - | DCSFS | Full-Responsibility Sales (portion of total sales) | 0 | 975 | 975 | 975 | 975 | 975 | 988 | 988 | 988 | 988 | 988
1991 | US | WECC | RMPA | - | DCSIC | Inoperable capacity | 0 | 23 | 23 | 23 | 23 | 23 | 23 | 23 | 23 | 23 | 23
1991 | US | WECC | RMPA | - | DCSIN | Internal Demand | 0 | 6638 | 6885 | 7031 | 7182 | 7347 | 7499 | 7682 | 7854 | 8055 | 8214
1991 | US | WECC | RMPA | - | DCSIPP | IPPs | 0 | 225 | 297 | 553 | 703 | 773 | 853 | 853 | 853 | 853 | 853
1991 | US | WECC | RMPA | - | DCSIT | Interruptible Demand | 0 | 226 | 236 | 240 | 243 | 247 | 251 | 260 | 269 | 277 | 280
1991 | US | WECC | RMPA | - | DCSLM | Direct Control Load Management | 0 | 0 | 0 | 0 | 0 | 0 | 0 | 0 | 0 | 0 | 0
1991 | US | WECC | RMPA | - | DCSNC | Net Capacity Resources | 0 | 8892 | 9026 | 9306 | 9525 | 9939 | 10008 | 10064 | 10065 | 10068 | 10070
1991 | US | WECC | RMPA | - | DCSNI | Projected Net Internal Demand | 0 | 6412 | 6649 | 6791 | 6939 | 7100 | 7248 | 7422 | 7585 | 7778 | 7934
1991 | US | WECC | RMPA | - | DCSNO | Net Operable Capacity | 0 | 9328 | 9380 | 9396 | 9490 | 9831 | 9831 | 9885 | 9884 | 9885 | 9885
1991 | US | WECC | RMPA | - | DCSPU | Purchases | 0 | 378 | 388 | 396 | 371 | 374 | 376 | 378 | 380 | 382 | 384
1991 | US | WECC | RMPA | - | DCSSA | Sales | 0 | 1364 | 1365 | 1364 | 1364 | 1364 | 1377 | 1377 | 1377 | 1377 | 1377
1991 | US | WECC | RMPA | - | DCSST | Standby Demand | 0 | 0 | 0 | 0 | 0 | 0 | 0 | 0 | 0 | 0 | 0
1991 | US | WECC | RMPA | - | DCSTI | Projected Total Internal Demand | 0 | 6638 | 6885 | 7031 | 7182 | 7347 | 7499 | 7682 | 7854 | 8055 | 8214
1991 | US | WECC | RMPA | - | DCSTO | Operable Total Internal Capacity | 0 | 9351 | 9403 | 9419 | 9513 | 9854 | 9854 | 9908 | 9907 | 9908 | 9908
1991 | US | WECC | RMPA | - | NGEX | Exports | 7377 | 4788 | 4788 | 4819 | 4819 | 4819 | 4219 | 4219 | 4219 | 4219 | 4219
1991 | US | WECC | RMPA | - | NGIG | Internal Generation | 42141 | 42989 | 44575 | 45497 | 46373 | 46936 | 47211 | 47965 | 48930 | 49945 | 50724
1991 | US | WECC | RMPA | - | NGIM | Imports | 3723 | 1082 | 1110 | 1036 | 1087 | 1111 | 1099 | 1180 | 1215 | 1205 | 1280
1991 | US | WECC | RMPA | - | NGIPP | IPPs | 876 | 1646 | 1694 | 2032 | 2514 | 2717 | 3347 | 3473 | 3473 | 3473 | 3473
1991 | US | WECC | RMPA | - | NGNL | Net Energy for Load | 38487 | 39283 | 40897 | 41714 | 42641 | 43228 | 44091 | 44926 | 45926 | 46931 | 47785
1991 | US | WECC | RMPA | - | NGPRO | Electricity Production | 42288 | 43023 | 44609 | 45539 | 46469 | 47028 | 47302 | 48070 | 49040 | 50019 | 50784
1991 | US | WECC | RMPA | - | NGPSLD | Pumped Storage Load | 240 | 350 | 350 | 334 | 469 | 492 | 491 | 505 | 510 | 474 | 460
1991 | US | WECC | RMPA | - | NGPSOT | Pumped Storage Generation | 93 | 316 | 316 | 292 | 373 | 400 | 400 | 400 | 400 | 400 | 400
1992 | CA | MRO | - | - | CSIPP | IPPs | 0 | 0 | 0 | 0 | 0 | 0 | 0 | 0 | 0 | 0 | 0
1992 | CA | MRO | - | - | CST | Total Capacity | 7296 | 8080 | 8080 | 8080 | 8126 | 8278 | 8278 | 8244 | 8260 | 8260 | 8692
1992 | CA | MRO | - | - | CSTOC | Total Owned Capacity | 7296 | 8080 | 8080 | 8080 | 8126 | 8278 | 8278 | 8244 | 8260 | 8260 | 8692
1992 | CA | MRO | - | - | DCSAJ | Adjustments | 0 | 0 | 0 | 0 | 0 | 0 | 0 | 0 | 0 | 0 | 0
1992 | CA | MRO | - | - | DCSFP | Full-Responsibility Purchases (portion of total purchases) | 0 | 150 | 150 | 150 | 125 | 125 | 125 | 125 | 125 | 125 | 125
1992 | CA | MRO | - | - | DCSFS | Full-Responsibility Sales (portion of total sales) | 0 | 200 | 0 | 0 | 0 | 0 | 0 | 0 | 200 | 200 | 400
1992 | CA | MRO | - | - | DCSIC | Inoperable capacity | 0 | 0 | 0 | 0 | 0 | 0 | 0 | 0 | 0 | 0 | 0
1992 | CA | MRO | - | - | DCSIN | Internal Demand | 0 | 4615 | 4807 | 4898 | 5000 | 5085 | 5150 | 5261 | 5378 | 5470 | 5564
1992 | CA | MRO | - | - | DCSIPP | IPPs | 0 | 0 | 0 | 0 | 0 | 0 | 0 | 0 | 0 | 0 | 0
1992 | CA | MRO | - | - | DCSIT | Interruptible Demand | 0 | 159 | 159 | 160 | 201 | 201 | 201 | 201 | 201 | 201 | 201
1992 | CA | MRO | - | - | DCSLM | Direct Control Load Management | 0 | 0 | 0 | 0 | 0 | 0 | 0 | 0 | 0 | 0 | 0
1992 | CA | MRO | - | - | DCSNC | Net Capacity Resources | 0 | 8030 | 8230 | 8230 | 8251 | 8403 | 8403 | 8369 | 8185 | 8185 | 8417
1992 | CA | MRO | - | - | DCSNI | Projected Net Internal Demand | 0 | 4456 | 4648 | 4738 | 4799 | 4884 | 4949 | 5060 | 5177 | 5269 | 5363
1992 | CA | MRO | - | - | DCSNO | Net Operable Capacity | 0 | 8080 | 8080 | 8080 | 8126 | 8278 | 8278 | 8244 | 8260 | 8260 | 8692
1992 | CA | MRO | - | - | DCSPU | Purchases | 0 | 150 | 150 | 150 | 125 | 125 | 125 | 125 | 125 | 125 | 125
1992 | CA | MRO | - | - | DCSSA | Sales | 0 | 200 | 0 | 0 | 0 | 0 | 0 | 0 | 200 | 200 | 400
1992 | CA | MRO | - | - | DCSST | Standby Demand | 0 | 0 | 0 | 0 | 0 | 0 | 0 | 0 | 0 | 0 | 0
1992 | CA | MRO | - | - | DCSTI | Projected Total Internal Demand | 0 | 4615 | 4807 | 4898 | 5000 | 5085 | 5150 | 5261 | 5378 | 5470 | 5564
1992 | CA | MRO | - | - | DCSTO | Operable Total Internal Capacity | 0 | 8080 | 8080 | 8080 | 8126 | 8278 | 8278 | 8244 | 8260 | 8260 | 8692
1992 | CA | MRO | - | - | NGEX | Exports | 6611 | 9919 | 10213 | 4875 | 4028 | 3890 | 3857 | 4181 | 4768 | 5689 | 7193
1992 | CA | MRO | - | - | NGIG | Internal Generation | 37658 | 42232 | 43548 | 38891 | 38857 | 39454 | 40020 | 41090 | 42415 | 43970 | 46003
1992 | CA | MRO | - | - | NGIM | Imports | 0 | 0 | 0 | 0 | 0 | 0 | 0 | 0 | 0 | 0 | 0
1992 | CA | MRO | - | - | NGIPP | IPPs | 0 | 0 | 0 | 0 | 0 | 0 | 0 | 0 | 0 | 0 | 0
1992 | CA | MRO | - | - | NGNL | Net Energy for Load | 31047 | 32313 | 33335 | 34016 | 34829 | 35564 | 36163 | 36909 | 37647 | 38281 | 38810
1992 | CA | MRO | - | - | NGPRO | Electricity Production | 37658 | 42232 | 43548 | 38891 | 38857 | 39454 | 40020 | 41090 | 42415 | 43970 | 46003
1992 | CA | MRO | - | - | NGPSLD | Pumped Storage Load | 0 | 0 | 0 | 0 | 0 | 0 | 0 | 0 | 0 | 0 | 0
1992 | CA | MRO | - | - | NGPSOT | Pumped Storage Generation | 0 | 0 | 0 | 0 | 0 | 0 | 0 | 0 | 0 | 0 | 0
1992 | CA | NPCC | - | - | CSIPP | IPPs | 360 | 441 | 866 | 1483 | 2178 | 2877 | 3132 | 3132 | 3152 | 3267 | 3546
1992 | CA | NPCC | - | - | CST | Total Capacity | 61250 | 63049 | 66988 | 69845 | 71565 | 72523 | 73462 | 73959 | 76279 | 78515 | 79314
1992 | CA | NPCC | - | - | CSTOC | Total Owned Capacity | 60890 | 62608 | 66122 | 68362 | 69387 | 69646 | 70330 | 70827 | 73127 | 75248 | 75768
1992 | CA | NPCC | - | - | DCSAJ | Adjustments | 0 | -12 | -12 | -12 | -12 | -12 | -12 | -12 | -12 | -12 | -12
1992 | CA | NPCC | - | - | DCSFP | Full-Responsibility Purchases (portion of total purchases) | 0 | 4915 | 4818 | 4685 | 4652 | 4619 | 4586 | 4554 | 4454 | 4454 | 4454
1992 | CA | NPCC | - | - | DCSFS | Full-Responsibility Sales (portion of total sales) | 0 | 1450 | 1850 | 1999 | 1889 | 1931 | 1947 | 2415 | 2847 | 2788 | 2807
1992 | CA | NPCC | - | - | DCSIC | Inoperable capacity | 0 | 1660 | 1540 | 1536 | 1536 | 1536 | 1536 | 1536 | 1536 | 1536 | 1536
1992 | CA | NPCC | - | - | DCSIN | Internal Demand | 0 | 40386 | 41716 | 43104 | 44101 | 45188 | 45795 | 46181 | 46849 | 47270 | 47683
1992 | CA | NPCC | - | - | DCSIPP | IPPs | 0 | 441 | 866 | 1483 | 2178 | 2877 | 3132 | 3132 | 3152 | 3267 | 3546
1992 | CA | NPCC | - | - | DCSIT | Interruptible Demand | 0 | 1698 | 1720 | 1732 | 1744 | 1753 | 1960 | 1964 | 1969 | 1973 | 1977
1992 | CA | NPCC | - | - | DCSLM | Direct Control Load Management | 0 | 0 | 0 | 0 | 0 | 0 | 0 | 0 | 0 | 0 | 0
1992 | CA | NPCC | - | - | DCSNC | Net Capacity Resources | 0 | 64930 | 68292 | 70983 | 72780 | 73663 | 74553 | 74550 | 76538 | 78833 | 79813
1992 | CA | NPCC | - | - | DCSNI | Projected Net Internal Demand | 0 | 38688 | 39996 | 41372 | 42357 | 43435 | 43835 | 44217 | 44880 | 45297 | 45706
1992 | CA | NPCC | - | - | DCSNO | Net Operable Capacity | 0 | 60948 | 64582 | 66826 | 67851 | 68110 | 68794 | 69291 | 71591 | 73712 | 74232
1992 | CA | NPCC | - | - | DCSPU | Purchases | 0 | 5115 | 4818 | 4685 | 4652 | 4619 | 4586 | 4554 | 4654 | 4654 | 4854
1992 | CA | NPCC | - | - | DCSSA | Sales | 0 | 1562 | 1962 | 1999 | 1889 | 1931 | 1947 | 2415 | 2847 | 2788 | 2807
1992 | CA | NPCC | - | - | DCSST | Standby Demand | 0 | 0 | 0 | 0 | 0 | 0 | 0 | 0 | 0 | 0 | 0
1992 | CA | NPCC | - | - | DCSTI | Projected Total Internal Demand | 0 | 40386 | 41716 | 43104 | 44101 | 45188 | 45795 | 46181 | 46849 | 47270 | 47683
1992 | CA | NPCC | - | - | DCSTO | Operable Total Internal Capacity | 0 | 62608 | 66122 | 68362 | 69387 | 69646 | 70330 | 70827 | 73127 | 75248 | 75768
1992 | CA | NPCC | - | - | NGEX | Exports | 18071 | 17299 | 16948 | 19559 | 18288 | 18417 | 19469 | 24068 | 31001 | 29801 | 24667
1992 | CA | NPCC | - | - | NGIG | Internal Generation | 284443 | 293228 | 314888 | 327566 | 334308 | 344292 | 350983 | 358906 | 370641 | 374677 | 371173
1992 | CA | NPCC | - | - | NGIM | Imports | 39579 | 43615 | 35608 | 34905 | 34585 | 34390 | 34286 | 35357 | 36532 | 36757 | 39757
1992 | CA | NPCC | - | - | NGIPP | IPPs | 2091 | 2751 | 4294 | 8581 | 15087 | 18829 | 21484 | 21635 | 22107 | 23416 | 24832
1992 | CA | NPCC | - | - | NGNL | Net Energy for Load | 305951 | 319544 | 333548 | 342912 | 350605 | 360265 | 365800 | 370195 | 376172 | 381633 | 386263
1992 | CA | NPCC | - | - | NGPRO | Electricity Production | 284443 | 293228 | 314888 | 327566 | 334308 | 344292 | 350983 | 358906 | 370641 | 374677 | 371173
1992 | CA | NPCC | - | - | NGPSLD | Pumped Storage Load | 0 | 0 | 0 | 0 | 0 | 0 | 0 | 0 | 0 | 0 | 0
1992 | CA | NPCC | - | - | NGPSOT | Pumped Storage Generation | 0 | 0 | 0 | 0 | 0 | 0 | 0 | 0 | 0 | 0 | 0
1992 | CA | NPCC | Maritimes | Maritimes | CSIPP | IPPs | 10 | 11 | 20 | 34 | 59 | 72 | 122 | 122 | 122 | 122 | 122
1992 | CA | NPCC | Maritimes | Maritimes | CST | Total Capacity | 5192 | 5846 | 5855 | 6477 | 6480 | 6493 | 6543 | 6543 | 6543 | 6643 | 6723
1992 | CA | NPCC | Maritimes | Maritimes | CSTOC | Total Owned Capacity | 5182 | 5835 | 5835 | 6443 | 6421 | 6421 | 6421 | 6421 | 6421 | 6521 | 6601
1992 | CA | NPCC | Maritimes | Maritimes | DCSAJ | Adjustments | 0 | -12 | -12 | -12 | -12 | -12 | -12 | -12 | -12 | -12 | -12
1992 | CA | NPCC | Maritimes | Maritimes | DCSFP | Full-Responsibility Purchases (portion of total purchases) | 0 | 100 | 100 | 0 | 0 | 0 | 0 | 0 | 0 | 0 | 0
1992 | CA | NPCC | Maritimes | Maritimes | DCSFS | Full-Responsibility Sales (portion of total sales) | 0 | 218 | 618 | 820 | 782 | 733 | 683 | 618 | 518 | 518 | 518
1992 | CA | NPCC | Maritimes | Maritimes | DCSIC | Inoperable capacity | 0 | 0 | 0 | 0 | 0 | 0 | 0 | 0 | 0 | 0 | 0
1992 | CA | NPCC | Maritimes | Maritimes | DCSIN | Internal Demand | 0 | 3125 | 3178 | 3252 | 3317 | 3382 | 3444 | 3514 | 3585 | 3656 | 3729
1992 | CA | NPCC | Maritimes | Maritimes | DCSIPP | IPPs | 0 | 11 | 20 | 34 | 59 | 72 | 122 | 122 | 122 | 122 | 122
1992 | CA | NPCC | Maritimes | Maritimes | DCSIT | Interruptible Demand | 0 | 247 | 256 | 263 | 265 | 269 | 276 | 280 | 285 | 289 | 293
1992 | CA | NPCC | Maritimes | Maritimes | DCSLM | Direct Control Load Management | 0 | 0 | 0 | 0 | 0 | 0 | 0 | 0 | 0 | 0 | 0
1992 | CA | NPCC | Maritimes | Maritimes | DCSNC | Net Capacity Resources | 0 | 5716 | 5325 | 5645 | 5686 | 5748 | 5848 | 5913 | 6013 | 6113 | 6193
1992 | CA | NPCC | Maritimes | Maritimes | DCSNI | Projected Net Internal Demand | 0 | 2878 | 2922 | 2989 | 3052 | 3113 | 3168 | 3234 | 3300 | 3367 | 3436
1992 | CA | NPCC | Maritimes | Maritimes | DCSNO | Net Operable Capacity | 0 | 5835 | 5835 | 6443 | 6421 | 6421 | 6421 | 6421 | 6421 | 6521 | 6601
1992 | CA | NPCC | Maritimes | Maritimes | DCSPU | Purchases | 0 | 100 | 100 | 0 | 0 | 0 | 0 | 0 | 0 | 0 | 0
1992 | CA | NPCC | Maritimes | Maritimes | DCSSA | Sales | 0 | 218 | 618 | 820 | 782 | 733 | 683 | 618 | 518 | 518 | 518
1992 | CA | NPCC | Maritimes | Maritimes | DCSST | Standby Demand | 0 | 0 | 0 | 0 | 0 | 0 | 0 | 0 | 0 | 0 | 0
1992 | CA | NPCC | Maritimes | Maritimes | DCSTI | Projected Total Internal Demand | 0 | 3125 | 3178 | 3252 | 3317 | 3382 | 3444 | 3514 | 3585 | 3656 | 3729
1992 | CA | NPCC | Maritimes | Maritimes | DCSTO | Operable Total Internal Capacity | 0 | 5835 | 5835 | 6443 | 6421 | 6421 | 6421 | 6421 | 6421 | 6521 | 6601
1992 | CA | NPCC | Maritimes | Maritimes | NGEX | Exports | 5148 | 3239 | 3248 | 3652 | 3588 | 3517 | 3269 | 3269 | 3217 | 3222 | 3217
1992 | CA | NPCC | Maritimes | Maritimes | NGIG | Internal Generation | 23895 | 24249 | 26710 | 28041 | 28703 | 29140 | 29457 | 30029 | 30559 | 31159 | 31737
1992 | CA | NPCC | Maritimes | Maritimes | NGIM | Imports | 3738 | 2734 | 637 | 234 | 14 | 19 | 15 | 23 | 30 | 21 | 20
1992 | CA | NPCC | Maritimes | Maritimes | NGIPP | IPPs | 56 | 61 | 137 | 232 | 422 | 618 | 880 | 880 | 880 | 880 | 880
1992 | CA | NPCC | Maritimes | Maritimes | NGNL | Net Energy for Load | 22485 | 23744 | 24099 | 24623 | 25129 | 25642 | 26203 | 26783 | 27372 | 27958 | 28540
1992 | CA | NPCC | Maritimes | Maritimes | NGPRO | Electricity Production | 23895 | 24249 | 26710 | 28041 | 28703 | 29140 | 29457 | 30029 | 30559 | 31159 | 31737
1992 | CA | NPCC | Maritimes | Maritimes | NGPSLD | Pumped Storage Load | 0 | 0 | 0 | 0 | 0 | 0 | 0 | 0 | 0 | 0 | 0
1992 | CA | NPCC | Maritimes | Maritimes | NGPSOT | Pumped Storage Generation | 0 | 0 | 0 | 0 | 0 | 0 | 0 | 0 | 0 | 0 | 0
1992 | CA | NPCC | Ontario | Ontario | CSIPP | IPPs | 336 | 396 | 618 | 1147 | 1469 | 2075 | 2260 | 2260 | 2280 | 2395 | 2674
1992 | CA | NPCC | Ontario | Ontario | CST | Total Capacity | 31112 | 31229 | 34138 | 34673 | 35028 | 35634 | 36028 | 36205 | 37297 | 37453 | 37982
1992 | CA | NPCC | Ontario | Ontario | CSTOC | Total Owned Capacity | 30776 | 30833 | 33520 | 33526 | 33559 | 33559 | 33768 | 33945 | 35017 | 35058 | 35308
1992 | CA | NPCC | Ontario | Ontario | DCSAJ | Adjustments | 0 | 0 | 0 | 0 | 0 | 0 | 0 | 0 | 0 | 0 | 0
1992 | CA | NPCC | Ontario | Ontario | DCSFP | Full-Responsibility Purchases (portion of total purchases) | 0 | 0 | 0 | 0 | 0 | 0 | 0 | 0 | 0 | 0 | 0
1992 | CA | NPCC | Ontario | Ontario | DCSFS | Full-Responsibility Sales (portion of total sales) | 0 | 0 | 0 | 0 | 0 | 0 | 0 | 0 | 0 | 0 | 0
1992 | CA | NPCC | Ontario | Ontario | DCSIC | Inoperable capacity | 0 | 1660 | 1540 | 1536 | 1536 | 1536 | 1536 | 1536 | 1536 | 1536 | 1536
1992 | CA | NPCC | Ontario | Ontario | DCSIN | Internal Demand | 0 | 19661 | 20168 | 20602 | 21124 | 21516 | 21781 | 21897 | 21974 | 22014 | 22094
1992 | CA | NPCC | Ontario | Ontario | DCSIPP | IPPs | 0 | 396 | 618 | 1147 | 1469 | 2075 | 2260 | 2260 | 2280 | 2395 | 2674
1992 | CA | NPCC | Ontario | Ontario | DCSIT | Interruptible Demand | 0 | 451 | 464 | 469 | 479 | 484 | 484 | 484 | 484 | 484 | 484
1992 | CA | NPCC | Ontario | Ontario | DCSLM | Direct Control Load Management | 0 | 0 | 0 | 0 | 0 | 0 | 0 | 0 | 0 | 0 | 0
1992 | CA | NPCC | Ontario | Ontario | DCSNC | Net Capacity Resources | 0 | 29657 | 32486 | 33137 | 33492 | 34098 | 34492 | 34669 | 35961 | 36117 | 36846
1992 | CA | NPCC | Ontario | Ontario | DCSNI | Projected Net Internal Demand | 0 | 19210 | 19704 | 20133 | 20645 | 21032 | 21297 | 21413 | 21490 | 21530 | 21610
1992 | CA | NPCC | Ontario | Ontario | DCSNO | Net Operable Capacity | 0 | 29173 | 31980 | 31990 | 32023 | 32023 | 32232 | 32409 | 33481 | 33522 | 33772
1992 | CA | NPCC | Ontario | Ontario | DCSPU | Purchases | 0 | 200 | 0 | 0 | 0 | 0 | 0 | 0 | 200 | 200 | 400
1992 | CA | NPCC | Ontario | Ontario | DCSSA | Sales | 0 | 112 | 112 | 0 | 0 | 0 | 0 | 0 | 0 | 0 | 0
1992 | CA | NPCC | Ontario | Ontario | DCSST | Standby Demand | 0 | 0 | 0 | 0 | 0 | 0 | 0 | 0 | 0 | 0 | 0
1992 | CA | NPCC | Ontario | Ontario | DCSTI | Projected Total Internal Demand | 0 | 19661 | 20168 | 20602 | 21124 | 21516 | 21781 | 21897 | 21974 | 22014 | 22094
1992 | CA | NPCC | Ontario | Ontario | DCSTO | Operable Total Internal Capacity | 0 | 30833 | 33520 | 33526 | 33559 | 33559 | 33768 | 33945 | 35017 | 35058 | 35308
1992 | CA | NPCC | Ontario | Ontario | NGEX | Exports | 2123 | 2460 | 4000 | 4707 | 5500 | 5500 | 5500 | 7299 | 7584 | 8079 | 8250
1992 | CA | NPCC | Ontario | Ontario | NGIG | Internal Generation | 136748 | 141279 | 148078 | 152625 | 157305 | 161352 | 163226 | 165677 | 166282 | 167818 | 166536
1992 | CA | NPCC | Ontario | Ontario | NGIM | Imports | 2341 | 2481 | 671 | 671 | 671 | 671 | 671 | 1934 | 3102 | 3336 | 6337
1992 | CA | NPCC | Ontario | Ontario | NGIPP | IPPs | 2035 | 2490 | 3857 | 6349 | 10165 | 13211 | 15504 | 15655 | 16127 | 17436 | 18852
1992 | CA | NPCC | Ontario | Ontario | NGNL | Net Energy for Load | 136966 | 141300 | 144749 | 148589 | 152476 | 156523 | 158397 | 160312 | 161800 | 163075 | 164623
1992 | CA | NPCC | Ontario | Ontario | NGPRO | Electricity Production | 136748 | 141279 | 148078 | 152625 | 157305 | 161352 | 163226 | 165677 | 166282 | 167818 | 166536
1992 | CA | NPCC | Ontario | Ontario | NGPSLD | Pumped Storage Load | 0 | 0 | 0 | 0 | 0 | 0 | 0 | 0 | 0 | 0 | 0
1992 | CA | NPCC | Ontario | Ontario | NGPSOT | Pumped Storage Generation | 0 | 0 | 0 | 0 | 0 | 0 | 0 | 0 | 0 | 0 | 0
1992 | CA | NPCC | Quebec | Quebec | CSIPP | IPPs | 14 | 34 | 228 | 302 | 650 | 730 | 750 | 750 | 750 | 750 | 750
1992 | CA | NPCC | Quebec | Quebec | CST | Total Capacity | 24946 | 25974 | 26995 | 28695 | 30057 | 30396 | 30891 | 31211 | 32439 | 34419 | 34609
1992 | CA | NPCC | Quebec | Quebec | CSTOC | Total Owned Capacity | 24932 | 25940 | 26767 | 28393 | 29407 | 29666 | 30141 | 30461 | 31689 | 33669 | 33859
1992 | CA | NPCC | Quebec | Quebec | DCSAJ | Adjustments | 0 | 0 | 0 | 0 | 0 | 0 | 0 | 0 | 0 | 0 | 0
1992 | CA | NPCC | Quebec | Quebec | DCSFP | Full-Responsibility Purchases (portion of total purchases) | 0 | 4815 | 4718 | 4685 | 4652 | 4619 | 4586 | 4554 | 4454 | 4454 | 4454
1992 | CA | NPCC | Quebec | Quebec | DCSFS | Full-Responsibility Sales (portion of total sales) | 0 | 1232 | 1232 | 1179 | 1107 | 1198 | 1264 | 1797 | 2329 | 2270 | 2289
1992 | CA | NPCC | Quebec | Quebec | DCSIC | Inoperable capacity | 0 | 0 | 0 | 0 | 0 | 0 | 0 | 0 | 0 | 0 | 0
1992 | CA | NPCC | Quebec | Quebec | DCSIN | Internal Demand | 0 | 17600 | 18370 | 19250 | 19660 | 20290 | 20570 | 20770 | 21290 | 21600 | 21860
1992 | CA | NPCC | Quebec | Quebec | DCSIPP | IPPs | 0 | 34 | 228 | 302 | 650 | 730 | 750 | 750 | 750 | 750 | 750
1992 | CA | NPCC | Quebec | Quebec | DCSIT | Interruptible Demand | 0 | 1000 | 1000 | 1000 | 1000 | 1000 | 1200 | 1200 | 1200 | 1200 | 1200
1992 | CA | NPCC | Quebec | Quebec | DCSLM | Direct Control Load Management | 0 | 0 | 0 | 0 | 0 | 0 | 0 | 0 | 0 | 0 | 0
1992 | CA | NPCC | Quebec | Quebec | DCSNC | Net Capacity Resources | 0 | 29557 | 30481 | 32201 | 33602 | 33817 | 34213 | 33968 | 34564 | 36603 | 36774
1992 | CA | NPCC | Quebec | Quebec | DCSNI | Projected Net Internal Demand | 0 | 16600 | 17370 | 18250 | 18660 | 19290 | 19370 | 19570 | 20090 | 20400 | 20660
1992 | CA | NPCC | Quebec | Quebec | DCSNO | Net Operable Capacity | 0 | 25940 | 26767 | 28393 | 29407 | 29666 | 30141 | 30461 | 31689 | 33669 | 33859
1992 | CA | NPCC | Quebec | Quebec | DCSPU | Purchases | 0 | 4815 | 4718 | 4685 | 4652 | 4619 | 4586 | 4554 | 4454 | 4454 | 4454
1992 | CA | NPCC | Quebec | Quebec | DCSSA | Sales | 0 | 1232 | 1232 | 1179 | 1107 | 1198 | 1264 | 1797 | 2329 | 2270 | 2289
1992 | CA | NPCC | Quebec | Quebec | DCSST | Standby Demand | 0 | 0 | 0 | 0 | 0 | 0 | 0 | 0 | 0 | 0 | 0
1992 | CA | NPCC | Quebec | Quebec | DCSTI | Projected Total Internal Demand | 0 | 17600 | 18370 | 19250 | 19660 | 20290 | 20570 | 20770 | 21290 | 21600 | 21860
1992 | CA | NPCC | Quebec | Quebec | DCSTO | Operable Total Internal Capacity | 0 | 25940 | 26767 | 28393 | 29407 | 29666 | 30141 | 30461 | 31689 | 33669 | 33859
1992 | CA | NPCC | Quebec | Quebec | NGEX | Exports | 10800 | 11600 | 9700 | 11200 | 9200 | 9400 | 10700 | 13500 | 20200 | 18500 | 13200
1992 | CA | NPCC | Quebec | Quebec | NGIG | Internal Generation | 123800 | 127700 | 140100 | 146900 | 148300 | 153800 | 158300 | 163200 | 173800 | 175700 | 172900
1992 | CA | NPCC | Quebec | Quebec | NGIM | Imports | 33500 | 38400 | 34300 | 34000 | 33900 | 33700 | 33600 | 33400 | 33400 | 33400 | 33400
1992 | CA | NPCC | Quebec | Quebec | NGIPP | IPPs | 0 | 200 | 300 | 2000 | 4500 | 5000 | 5100 | 5100 | 5100 | 5100 | 5100
1992 | CA | NPCC | Quebec | Quebec | NGNL | Net Energy for Load | 146500 | 154500 | 164700 | 169700 | 173000 | 178100 | 181200 | 183100 | 187000 | 190600 | 193100
1992 | CA | NPCC | Quebec | Quebec | NGPRO | Electricity Production | 123800 | 127700 | 140100 | 146900 | 148300 | 153800 | 158300 | 163200 | 173800 | 175700 | 172900
1992 | CA | NPCC | Quebec | Quebec | NGPSLD | Pumped Storage Load | 0 | 0 | 0 | 0 | 0 | 0 | 0 | 0 | 0 | 0 | 0
1992 | CA | NPCC | Quebec | Quebec | NGPSOT | Pumped Storage Generation | 0 | 0 | 0 | 0 | 0 | 0 | 0 | 0 | 0 | 0 | 0
1992 | CA | WECC | - | - | CSIPP | IPPs | 127 | 59 | 167 | 419 | 557 | 929 | 1414 | 1444 | 1473 | 1501 | 1529
1992 | CA | WECC | - | - | CST | Total Capacity | 18636 | 18496 | 18676 | 18890 | 19434 | 19792 | 20289 | 20519 | 20748 | 21013 | 21268
1992 | CA | WECC | - | - | CSTOC | Total Owned Capacity | 18509 | 18437 | 18509 | 18471 | 18877 | 18863 | 18875 | 19075 | 19275 | 19512 | 19739
1992 | CA | WECC | - | - | DCSAJ | Adjustments | 0 | 0 | 0 | 0 | 0 | 0 | 130 | 130 | 130 | 130 | 130
1992 | CA | WECC | - | - | DCSFP | Full-Responsibility Purchases (portion of total purchases) | 0 | 0 | 0 | 0 | 0 | 0 | 0 | 100 | 600 | 600 | 600
1992 | CA | WECC | - | - | DCSFS | Full-Responsibility Sales (portion of total sales) | 0 | 143 | 143 | 143 | 143 | 143 | 143 | 143 | 143 | 143 | 143
1992 | CA | WECC | - | - | DCSIC | Inoperable capacity | 0 | 0 | 0 | 0 | 0 | 0 | 0 | 0 | 0 | 0 | 0
1992 | CA | WECC | - | - | DCSIN | Internal Demand | 0 | 12132 | 12475 | 12769 | 13151 | 13381 | 13742 | 14062 | 14331 | 14690 | 14973
1992 | CA | WECC | - | - | DCSIPP | IPPs | 0 | 59 | 167 | 419 | 557 | 929 | 1414 | 1444 | 1473 | 1501 | 1529
1992 | CA | WECC | - | - | DCSIT | Interruptible Demand | 0 | 184 | 216 | 203 | 211 | 233 | 233 | 246 | 255 | 272 | 303
1992 | CA | WECC | - | - | DCSLM | Direct Control Load Management | 0 | 0 | 0 | 0 | 0 | 0 | 0 | 0 | 0 | 0 | 0
1992 | CA | WECC | - | - | DCSNC | Net Capacity Resources | 0 | 18353 | 18533 | 18747 | 19291 | 19649 | 20146 | 20476 | 21205 | 21470 | 21725
1992 | CA | WECC | - | - | DCSNI | Projected Net Internal Demand | 0 | 11948 | 12259 | 12566 | 12940 | 13148 | 13509 | 13816 | 14076 | 14418 | 14670
1992 | CA | WECC | - | - | DCSNO | Net Operable Capacity | 0 | 18437 | 18509 | 18471 | 18877 | 18863 | 18875 | 19075 | 19275 | 19512 | 19739
1992 | CA | WECC | - | - | DCSPU | Purchases | 0 | 0 | 0 | 0 | 0 | 0 | 0 | 100 | 600 | 600 | 600
1992 | CA | WECC | - | - | DCSSA | Sales | 0 | 143 | 143 | 143 | 143 | 143 | 273 | 273 | 273 | 273 | 273
1992 | CA | WECC | - | - | DCSST | Standby Demand | 0 | 0 | 0 | 0 | 0 | 0 | 0 | 0 | 0 | 0 | 0
1992 | CA | WECC | - | - | DCSTI | Projected Total Internal Demand | 0 | 12132 | 12475 | 12769 | 13151 | 13381 | 13742 | 14062 | 14331 | 14690 | 14973
1992 | CA | WECC | - | - | DCSTO | Operable Total Internal Capacity | 0 | 18437 | 18509 | 18471 | 18877 | 18863 | 18875 | 19075 | 19275 | 19512 | 19739
1992 | CA | WECC | - | - | NGEX | Exports | 6699 | 309 | 309 | 309 | 309 | 309 | 309 | 309 | 309 | 309 | 309
1992 | CA | WECC | - | - | NGIG | Internal Generation | 96024 | 94096 | 96792 | 99069 | 102079 | 104228 | 106609 | 108804 | 109171 | 110953 | 113067
1992 | CA | WECC | - | - | NGIM | Imports | 915 | 0 | 0 | 0 | 0 | 0 | 0 | 362 | 2220 | 2775 | 2737
1992 | CA | WECC | - | - | NGIPP | IPPs | 1265 | 249 | 978 | 2344 | 4072 | 5096 | 6833 | 8562 | 7132 | 8610 | 8547
1992 | CA | WECC | - | - | NGNL | Net Energy for Load | 90240 | 93787 | 96483 | 98760 | 101770 | 103919 | 106300 | 108857 | 111082 | 113419 | 115495
1992 | CA | WECC | - | - | NGPRO | Electricity Production | 96024 | 94096 | 96792 | 99069 | 102079 | 104228 | 106609 | 108804 | 109171 | 110953 | 113067
1992 | CA | WECC | - | - | NGPSLD | Pumped Storage Load | 0 | 0 | 0 | 0 | 0 | 0 | 0 | 0 | 0 | 0 | 0
1992 | CA | WECC | - | - | NGPSOT | Pumped Storage Generation | 0 | 0 | 0 | 0 | 0 | 0 | 0 | 0 | 0 | 0 | 0
1992 | MX | WECC | CA-MX | - | CSIPP | IPPs | 0 | 0 | 0 | 0 | 0 | 0 | 0 | 0 | 0 | 0 | 0
1992 | MX | WECC | CA-MX | - | CST | Total Capacity | 1180 | 1330 | 1330 | 1368 | 1428 | 1791 | 2116 | 2116 | 2116 | 2441 | 2441
1992 | MX | WECC | CA-MX | - | CSTOC | Total Owned Capacity | 1180 | 1330 | 1330 | 1368 | 1428 | 1791 | 2116 | 2116 | 2116 | 2441 | 2441
1992 | MX | WECC | CA-MX | - | DCSAJ | Adjustments | 0 | 0 | 0 | 0 | 0 | 0 | 0 | 0 | 0 | 0 | 0
1992 | MX | WECC | CA-MX | - | DCSFP | Full-Responsibility Purchases (portion of total purchases) | 0 | 0 | 0 | 0 | 0 | 0 | 0 | 0 | 0 | 0 | 0
1992 | MX | WECC | CA-MX | - | DCSFS | Full-Responsibility Sales (portion of total sales) | 0 | 220 | 220 | 220 | 220 | 220 | 0 | 0 | 0 | 0 | 0
1992 | MX | WECC | CA-MX | - | DCSIC | Inoperable capacity | 0 | 0 | 0 | 0 | 0 | 0 | 0 | 0 | 0 | 0 | 0
1992 | MX | WECC | CA-MX | - | DCSIN | Internal Demand | 0 | 938 | 1043 | 1154 | 1270 | 1371 | 1480 | 1598 | 1725 | 1862 | 2010
1992 | MX | WECC | CA-MX | - | DCSIPP | IPPs | 0 | 0 | 0 | 0 | 0 | 0 | 0 | 0 | 0 | 0 | 0
1992 | MX | WECC | CA-MX | - | DCSIT | Interruptible Demand | 0 | 0 | 0 | 0 | 0 | 0 | 0 | 0 | 0 | 0 | 0
1992 | MX | WECC | CA-MX | - | DCSLM | Direct Control Load Management | 0 | 0 | 0 | 0 | 0 | 0 | 0 | 0 | 0 | 0 | 0
1992 | MX | WECC | CA-MX | - | DCSNC | Net Capacity Resources | 0 | 1110 | 1110 | 1148 | 1208 | 1571 | 2116 | 2116 | 2116 | 2441 | 2441
1992 | MX | WECC | CA-MX | - | DCSNI | Projected Net Internal Demand | 0 | 938 | 1043 | 1154 | 1270 | 1371 | 1480 | 1598 | 1725 | 1862 | 2010
1992 | MX | WECC | CA-MX | - | DCSNO | Net Operable Capacity | 0 | 1330 | 1330 | 1368 | 1428 | 1791 | 2116 | 2116 | 2116 | 2441 | 2441
1992 | MX | WECC | CA-MX | - | DCSPU | Purchases | 0 | 0 | 0 | 0 | 0 | 0 | 0 | 0 | 0 | 0 | 0
1992 | MX | WECC | CA-MX | - | DCSSA | Sales | 0 | 220 | 220 | 220 | 220 | 220 | 0 | 0 | 0 | 0 | 0
1992 | MX | WECC | CA-MX | - | DCSST | Standby Demand | 0 | 0 | 0 | 0 | 0 | 0 | 0 | 0 | 0 | 0 | 0
1992 | MX | WECC | CA-MX | - | DCSTI | Projected Total Internal Demand | 0 | 938 | 1043 | 1154 | 1270 | 1371 | 1480 | 1598 | 1725 | 1862 | 2010
1992 | MX | WECC | CA-MX | - | DCSTO | Operable Total Internal Capacity | 0 | 1330 | 1330 | 1368 | 1428 | 1791 | 2116 | 2116 | 2116 | 2441 | 2441
1992 | MX | WECC | CA-MX | - | NGEX | Exports | 2006 | 1932 | 1932 | 1927 | 1927 | 1932 | 1288 | 0 | 0 | 0 | 0
1992 | MX | WECC | CA-MX | - | NGIG | Internal Generation | 6085 | 6601 | 7148 | 7769 | 8409 | 9097 | 9174 | 8628 | 9428 | 10295 | 11241
1992 | MX | WECC | CA-MX | - | NGIM | Imports | 168 | 0 | 0 | 0 | 0 | 0 | 0 | 0 | 0 | 0 | 0
1992 | MX | WECC | CA-MX | - | NGIPP | IPPs | 0 | 0 | 0 | 0 | 0 | 0 | 0 | 0 | 0 | 0 | 0
1992 | MX | WECC | CA-MX | - | NGNL | Net Energy for Load | 4247 | 4669 | 5216 | 5842 | 6482 | 7165 | 7886 | 8628 | 9428 | 10295 | 11241
1992 | MX | WECC | CA-MX | - | NGPRO | Electricity Production | 6085 | 6601 | 7148 | 7769 | 8409 | 9097 | 9174 | 8628 | 9428 | 10295 | 11241
1992 | MX | WECC | CA-MX | - | NGPSLD | Pumped Storage Load | 0 | 0 | 0 | 0 | 0 | 0 | 0 | 0 | 0 | 0 | 0
1992 | MX | WECC | CA-MX | - | NGPSOT | Pumped Storage Generation | 0 | 0 | 0 | 0 | 0 | 0 | 0 | 0 | 0 | 0 | 0
1992 | US | ECAR | - | - | CSIPP | IPPs | 1172 | 1328 | 1558 | 1735 | 2117 | 2627 | 2802 | 2977 | 3383 | 4163 | 4168
1992 | US | ECAR | - | - | CST | Total Capacity | 101232 | 101843 | 102193 | 103584 | 104264 | 104912 | 106067 | 107064 | 108205 | 109601 | 110626
1992 | US | ECAR | - | - | CSTOC | Total Owned Capacity | 100060 | 100515 | 100635 | 101849 | 102147 | 102285 | 103265 | 104087 | 104822 | 105438 | 106458
1992 | US | ECAR | - | - | DCSAJ | Adjustments | 0 | 0 | 0 | 0 | 0 | 0 | 0 | 0 | 0 | 0 | 0
1992 | US | ECAR | - | - | DCSFP | Full-Responsibility Purchases (portion of total purchases) | 0 | 397 | 397 | 246 | 321 | 321 | 346 | 396 | 396 | 296 | 288
1992 | US | ECAR | - | - | DCSFS | Full-Responsibility Sales (portion of total sales) | 0 | 507 | 507 | 507 | 507 | 453 | 553 | 543 | 543 | 550 | 560
1992 | US | ECAR | - | - | DCSIC | Inoperable capacity | 0 | 0 | 0 | 0 | 0 | 0 | 0 | 0 | 0 | 0 | 0
1992 | US | ECAR | - | - | DCSIN | Internal Demand | 0 | 81227 | 82631 | 84205 | 85547 | 86790 | 88104 | 89231 | 90564 | 91836 | 93092
1992 | US | ECAR | - | - | DCSIPP | IPPs | 0 | 1328 | 1558 | 1735 | 2117 | 2627 | 2802 | 2977 | 3383 | 4163 | 4168
1992 | US | ECAR | - | - | DCSIT | Interruptible Demand | 0 | 1164 | 1533 | 1697 | 1868 | 1905 | 1914 | 1921 | 1925 | 1929 | 1934
1992 | US | ECAR | - | - | DCSLM | Direct Control Load Management | 0 | 115 | 168 | 202 | 235 | 263 | 303 | 330 | 354 | 374 | 375
1992 | US | ECAR | - | - | DCSNC | Net Capacity Resources | 0 | 98993 | 100662 | 101823 | 102354 | 102966 | 104073 | 105258 | 106428 | 108649 | 109721
1992 | US | ECAR | - | - | DCSNI | Projected Net Internal Demand | 0 | 79948 | 80930 | 82306 | 83444 | 84622 | 85887 | 86980 | 88285 | 89533 | 90783
1992 | US | ECAR | - | - | DCSNO | Net Operable Capacity | 0 | 100515 | 100635 | 101849 | 102147 | 102285 | 103265 | 104087 | 104822 | 105438 | 106458
1992 | US | ECAR | - | - | DCSPU | Purchases | 0 | 878 | 1110 | 926 | 794 | 800 | 848 | 920 | 943 | 869 | 909
1992 | US | ECAR | - | - | DCSSA | Sales | 0 | 3728 | 2641 | 2687 | 2704 | 2746 | 2842 | 2726 | 2720 | 1821 | 1814
1992 | US | ECAR | - | - | DCSST | Standby Demand | 0 | 0 | 0 | 0 | 0 | 0 | 0 | 0 | 0 | 0 | 0
1992 | US | ECAR | - | - | DCSTI | Projected Total Internal Demand | 0 | 81227 | 82631 | 84205 | 85547 | 86790 | 88104 | 89231 | 90564 | 91836 | 93092
1992 | US | ECAR | - | - | DCSTO | Operable Total Internal Capacity | 0 | 100515 | 100635 | 101849 | 102147 | 102285 | 103265 | 104087 | 104822 | 105438 | 106458
1992 | US | ECAR | - | - | NGEX | Exports | 79766 | 43472 | 40058 | 40629 | 39953 | 39750 | 38568 | 37554 | 38171 | 34548 | 36783
1992 | US | ECAR | - | - | NGIG | Internal Generation | 482776 | 483838 | 492633 | 500966 | 508026 | 516922 | 522251 | 529635 | 537137 | 538817 | 548152
1992 | US | ECAR | - | - | NGIM | Imports | 47576 | 19279 | 16767 | 19041 | 19679 | 18917 | 19962 | 19068 | 20244 | 22634 | 23401
1992 | US | ECAR | - | - | NGIPP | IPPs | 8493 | 8387 | 11235 | 10823 | 12856 | 14555 | 15334 | 15613 | 15882 | 15834 | 15865
1992 | US | ECAR | - | - | NGNL | Net Energy for Load | 450586 | 459645 | 469342 | 479378 | 487752 | 496089 | 503645 | 511149 | 519210 | 526903 | 534770
1992 | US | ECAR | - | - | NGPRO | Electricity Production | 483964 | 484974 | 493870 | 502253 | 509369 | 518246 | 523703 | 531152 | 538743 | 540489 | 549800
1992 | US | ECAR | - | - | NGPSLD | Pumped Storage Load | 4885 | 4953 | 5261 | 5625 | 5704 | 5617 | 6085 | 6333 | 6666 | 6844 | 6746
1992 | US | ECAR | - | - | NGPSOT | Pumped Storage Generation | 3697 | 3817 | 4024 | 4338 | 4361 | 4293 | 4633 | 4816 | 5060 | 5172 | 5098
1992 | US | TRE | - | ERCOT | CSIPP | IPPs | 3167 | 3047 | 3029 | 2668 | 2875 | 2665 | 1984 | 1868 | 1962 | 1888 | 2183
1992 | US | TRE | - | ERCOT | CST | Total Capacity | 53882 | 54441 | 55643 | 55500 | 55875 | 56678 | 57775 | 58789 | 59478 | 61093 | 62293
1992 | US | TRE | - | ERCOT | CSTOC | Total Owned Capacity | 50715 | 51394 | 52614 | 52832 | 53000 | 54013 | 55791 | 56921 | 57516 | 59205 | 60110
1992 | US | TRE | - | ERCOT | DCSAJ | Adjustments | 0 | 0 | 0 | 0 | 0 | 0 | 0 | 0 | 0 | 0 | 0
1992 | US | TRE | - | ERCOT | DCSFP | Full-Responsibility Purchases (portion of total purchases) | 0 | 0 | 0 | 0 | 0 | 0 | 0 | 0 | 0 | 0 | 0
1992 | US | TRE | - | ERCOT | DCSFS | Full-Responsibility Sales (portion of total sales) | 0 | 0 | 0 | 0 | 0 | 0 | 0 | 0 | 0 | 0 | 0
1992 | US | TRE | - | ERCOT | DCSIC | Inoperable capacity | 0 | 437 | 437 | 366 | 295 | 295 | 127 | 127 | 0 | 0 | 0
1992 | US | TRE | - | ERCOT | DCSIN | Internal Demand | 0 | 44944 | 45901 | 46603 | 47355 | 48318 | 49351 | 50506 | 51669 | 52948 | 54261
1992 | US | TRE | - | ERCOT | DCSIPP | IPPs | 0 | 3047 | 3029 | 2668 | 2875 | 2665 | 1984 | 1868 | 1962 | 1888 | 2183
1992 | US | TRE | - | ERCOT | DCSIT | Interruptible Demand | 0 | 1712 | 1780 | 1592 | 1140 | 1176 | 1204 | 1233 | 1268 | 1298 | 1338
1992 | US | TRE | - | ERCOT | DCSLM | Direct Control Load Management | 0 | 12 | 15 | 21 | 32 | 54 | 77 | 101 | 132 | 144 | 150
1992 | US | TRE | - | ERCOT | DCSNC | Net Capacity Resources | 0 | 53954 | 55155 | 55084 | 55580 | 56393 | 57677 | 58744 | 59556 | 61092 | 62310
1992 | US | TRE | - | ERCOT | DCSNI | Projected Net Internal Demand | 0 | 43516 | 44398 | 45278 | 46469 | 47370 | 48348 | 49447 | 50540 | 51774 | 53037
1992 | US | TRE | - | ERCOT | DCSNO | Net Operable Capacity | 0 | 50957 | 52177 | 52466 | 52705 | 53718 | 55664 | 56794 | 57516 | 59205 | 60110
1992 | US | TRE | - | ERCOT | DCSPU | Purchases | 0 | 0 | 0 | 0 | 0 | 10 | 29 | 82 | 80 | 11 | 17
1992 | US | TRE | - | ERCOT | DCSSA | Sales | 0 | 50 | 51 | 50 | 0 | 0 | 0 | 0 | 2 | 12 | 0
1992 | US | TRE | - | ERCOT | DCSST | Standby Demand | 0 | 296 | 292 | 288 | 286 | 282 | 278 | 275 | 271 | 268 | 264
1992 | US | TRE | - | ERCOT | DCSTI | Projected Total Internal Demand | 0 | 45240 | 46193 | 46891 | 47641 | 48600 | 49629 | 50781 | 51940 | 53216 | 54525
1992 | US | TRE | - | ERCOT | DCSTO | Operable Total Internal Capacity | 0 | 51394 | 52614 | 52832 | 53000 | 54013 | 55791 | 56921 | 57516 | 59205 | 60110
1992 | US | TRE | - | ERCOT | NGEX | Exports | 1252 | 944 | 852 | 1138 | 1044 | 1013 | 1371 | 1245 | 1410 | 1687 | 1376
1992 | US | TRE | - | ERCOT | NGIG | Internal Generation | 211501 | 219102 | 225930 | 230039 | 235889 | 242126 | 247930 | 254948 | 262028 | 270419 | 276862
1992 | US | TRE | - | ERCOT | NGIM | Imports | 1319 | 1049 | 569 | 1105 | 1001 | 912 | 1010 | 881 | 934 | 718 | 1256
1992 | US | TRE | - | ERCOT | NGIPP | IPPs | 20872 | 22129 | 22039 | 21407 | 19496 | 19557 | 17124 | 16245 | 17369 | 17594 | 18915
1992 | US | TRE | - | ERCOT | NGNL | Net Energy for Load | 211568 | 219207 | 225647 | 230006 | 235846 | 242025 | 247569 | 254584 | 261552 | 269450 | 276742
1992 | US | TRE | - | ERCOT | NGPRO | Electricity Production | 211501 | 219102 | 225930 | 230039 | 235889 | 242126 | 247930 | 254948 | 262028 | 270419 | 276862
1992 | US | TRE | - | ERCOT | NGPSLD | Pumped Storage Load | 0 | 0 | 0 | 0 | 0 | 0 | 0 | 0 | 0 | 0 | 0
1992 | US | TRE | - | ERCOT | NGPSOT | Pumped Storage Generation | 0 | 0 | 0 | 0 | 0 | 0 | 0 | 0 | 0 | 0 | 0
1992 | US | FRCC | - | - | CSIPP | IPPs | 156 | 361 | 668 | 1269 | 1774 | 2297 | 2441 | 2857 | 3273 | 3273 | 3273
1992 | US | FRCC | - | - | CST | Total Capacity | 30888 | 31104 | 32593 | 34260 | 35460 | 36348 | 37037 | 37429 | 38653 | 39486 | 40325
1992 | US | FRCC | - | - | CSTOC | Total Owned Capacity | 30732 | 30743 | 31925 | 32991 | 33686 | 34051 | 34596 | 34572 | 35380 | 36213 | 37052
1992 | US | FRCC | - | - | DCSAJ | Adjustments | 0 | 0 | 0 | 0 | 0 | 0 | 0 | 0 | 0 | 0 | 0
1992 | US | FRCC | - | - | DCSFP | Full-Responsibility Purchases (portion of total purchases) | 0 | 2565 | 1709 | 1521 | 1614 | 1614 | 1614 | 1614 | 1614 | 1514 | 1514
1992 | US | FRCC | - | - | DCSFS | Full-Responsibility Sales (portion of total sales) | 0 | 0 | 0 | 0 | 0 | 0 | 0 | 0 | 0 | 0 | 0
1992 | US | FRCC | - | - | DCSIC | Inoperable capacity | 0 | 0 | 0 | 0 | 0 | 0 | 0 | 0 | 0 | 0 | 0
1992 | US | FRCC | - | - | DCSIN | Internal Demand | 0 | 29445 | 30233 | 30972 | 31957 | 32804 | 33581 | 34375 | 35042 | 35914 | 36631
1992 | US | FRCC | - | - | DCSIPP | IPPs | 0 | 361 | 668 | 1269 | 1774 | 2297 | 2441 | 2857 | 3273 | 3273 | 3273
1992 | US | FRCC | - | - | DCSIT | Interruptible Demand | 0 | 816 | 861 | 863 | 896 | 897 | 898 | 897 | 897 | 900 | 906
1992 | US | FRCC | - | - | DCSLM | Direct Control Load Management | 0 | 856 | 1024 | 1202 | 1374 | 1545 | 1707 | 1829 | 1916 | 1971 | 2012
1992 | US | FRCC | - | - | DCSNC | Net Capacity Resources | 0 | 33669 | 34302 | 35781 | 37074 | 37962 | 38651 | 39043 | 40267 | 41000 | 41839
1992 | US | FRCC | - | - | DCSNI | Projected Net Internal Demand | 0 | 27773 | 28348 | 28907 | 29687 | 30362 | 30976 | 31649 | 32229 | 33043 | 33713
1992 | US | FRCC | - | - | DCSNO | Net Operable Capacity | 0 | 30743 | 31925 | 32991 | 33686 | 34051 | 34596 | 34572 | 35380 | 36213 | 37052
1992 | US | FRCC | - | - | DCSPU | Purchases | 0 | 2565 | 1709 | 1521 | 1614 | 1614 | 1614 | 1614 | 1614 | 1514 | 1514
1992 | US | FRCC | - | - | DCSSA | Sales | 0 | 0 | 0 | 0 | 0 | 0 | 0 | 0 | 0 | 0 | 0
1992 | US | FRCC | - | - | DCSST | Standby Demand | 0 | 0 | 0 | 0 | 0 | 0 | 0 | 0 | 0 | 0 | 0
1992 | US | FRCC | - | - | DCSTI | Projected Total Internal Demand | 0 | 29445 | 30233 | 30972 | 31957 | 32804 | 33581 | 34375 | 35042 | 35914 | 36631
1992 | US | FRCC | - | - | DCSTO | Operable Total Internal Capacity | 0 | 30743 | 31925 | 32991 | 33686 | 34051 | 34596 | 34572 | 35380 | 36213 | 37052
1992 | US | FRCC | - | - | NGEX | Exports | 0 | 0 | 0 | 0 | 0 | 0 | 0 | 0 | 0 | 0 | 0
1992 | US | FRCC | - | - | NGIG | Internal Generation | 128294 | 134393 | 141878 | 147451 | 153008 | 157934 | 162526 | 167287 | 171944 | 176871 | 181282
1992 | US | FRCC | - | - | NGIM | Imports | 18609 | 17996 | 15250 | 13714 | 12793 | 12379 | 12332 | 12334 | 12340 | 11928 | 11619
1992 | US | FRCC | - | - | NGIPP | IPPs | 2935 | 3095 | 3604 | 6825 | 10340 | 13633 | 14043 | 17010 | 19880 | 20038 | 19994
1992 | US | FRCC | - | - | NGNL | Net Energy for Load | 146903 | 152389 | 157128 | 161165 | 165801 | 170313 | 174858 | 179621 | 184284 | 188799 | 192901
1992 | US | FRCC | - | - | NGPRO | Electricity Production | 128294 | 134393 | 141878 | 147451 | 153008 | 157934 | 162526 | 167287 | 171944 | 176871 | 181282
1992 | US | FRCC | - | - | NGPSLD | Pumped Storage Load | 0 | 0 | 0 | 0 | 0 | 0 | 0 | 0 | 0 | 0 | 0
1992 | US | FRCC | - | - | NGPSOT | Pumped Storage Generation | 0 | 0 | 0 | 0 | 0 | 0 | 0 | 0 | 0 | 0 | 0
1992 | US | MAAC | - | - | CSIPP | IPPs | 1869 | 2489 | 3162 | 3798 | 4387 | 4753 | 5203 | 5203 | 5620 | 5901 | 6181
1992 | US | MAAC | - | - | CST | Total Capacity | 53978 | 54736 | 55373 | 55487 | 56253 | 56828 | 57732 | 58849 | 60137 | 60587 | 61569
1992 | US | MAAC | - | - | CSTOC | Total Owned Capacity | 52109 | 52247 | 52211 | 51689 | 51866 | 52075 | 52529 | 53646 | 54517 | 54686 | 55388
1992 | US | MAAC | - | - | DCSAJ | Adjustments | 0 | 0 | 0 | 0 | 0 | 0 | 0 | 0 | 0 | 0 | 0
1992 | US | MAAC | - | - | DCSFP | Full-Responsibility Purchases (portion of total purchases) | 0 | 450 | 450 | 465 | 465 | 800 | 800 | 800 | 800 | 800 | 800
1992 | US | MAAC | - | - | DCSFS | Full-Responsibility Sales (portion of total sales) | 0 | 0 | 0 | 0 | 0 | 0 | 0 | 0 | 0 | 0 | 0
1992 | US | MAAC | - | - | DCSIC | Inoperable capacity | 0 | 0 | 0 | 0 | 0 | 0 | 0 | 0 | 0 | 0 | 0
1992 | US | MAAC | - | - | DCSIN | Internal Demand | 0 | 45243 | 46072 | 46772 | 47467 | 48092 | 48791 | 49484 | 50203 | 50916 | 51636
1992 | US | MAAC | - | - | DCSIPP | IPPs | 0 | 2489 | 3162 | 3798 | 4387 | 4753 | 5203 | 5203 | 5620 | 5901 | 6181
1992 | US | MAAC | - | - | DCSIT | Interruptible Demand | 0 | 903 | 967 | 1035 | 1058 | 1084 | 1110 | 1126 | 1142 | 1159 | 1186
1992 | US | MAAC | - | - | DCSLM | Direct Control Load Management | 0 | 546 | 647 | 712 | 761 | 791 | 837 | 861 | 895 | 928 | 943
1992 | US | MAAC | - | - | DCSNC | Net Capacity Resources | 0 | 55347 | 55908 | 56040 | 56806 | 57716 | 58620 | 59737 | 61025 | 61475 | 62457
1992 | US | MAAC | - | - | DCSNI | Projected Net Internal Demand | 0 | 43794 | 44458 | 45025 | 45648 | 46217 | 46844 | 47497 | 48166 | 48829 | 49507
1992 | US | MAAC | - | - | DCSNO | Net Operable Capacity | 0 | 52247 | 52211 | 51689 | 51866 | 52075 | 52529 | 53646 | 54517 | 54686 | 55388
1992 | US | MAAC | - | - | DCSPU | Purchases | 0 | 611 | 535 | 553 | 553 | 888 | 888 | 888 | 888 | 888 | 888
1992 | US | MAAC | - | - | DCSSA | Sales | 0 | 0 | 0 | 0 | 0 | 0 | 0 | 0 | 0 | 0 | 0
1992 | US | MAAC | - | - | DCSST | Standby Demand | 0 | 0 | 0 | 0 | 0 | 0 | 0 | 0 | 0 | 0 | 0
1992 | US | MAAC | - | - | DCSTI | Projected Total Internal Demand | 0 | 45243 | 46072 | 46772 | 47467 | 48092 | 48791 | 49484 | 50203 | 50916 | 51636
1992 | US | MAAC | - | - | DCSTO | Operable Total Internal Capacity | 0 | 52247 | 52211 | 51689 | 51866 | 52075 | 52529 | 53646 | 54517 | 54686 | 55388
1992 | US | MAAC | - | - | NGEX | Exports | 0 | 0 | 0 | 0 | 0 | 0 | 0 | 0 | 0 | 0 | 0
1992 | US | MAAC | - | - | NGIG | Internal Generation | 215122 | 209888 | 214654 | 219830 | 229026 | 233049 | 236980 | 240989 | 245026 | 257508 | 261340
1992 | US | MAAC | - | - | NGIM | Imports | 13466 | 19648 | 21881 | 20656 | 15424 | 15444 | 15527 | 15591 | 15675 | 7532 | 7657
1992 | US | MAAC | - | - | NGIPP | IPPs | 12912 | 15914 | 18393 | 22938 | 26031 | 28053 | 29304 | 29297 | 29292 | 29941 | 29884
1992 | US | MAAC | - | - | NGNL | Net Energy for Load | 228588 | 229536 | 236535 | 240486 | 244450 | 248493 | 252507 | 256580 | 260701 | 265040 | 268997
1992 | US | MAAC | - | - | NGPRO | Electricity Production | 216325 | 210984 | 215878 | 220843 | 230041 | 234070 | 238020 | 242014 | 246069 | 258551 | 262386
1992 | US | MAAC | - | - | NGPSLD | Pumped Storage Load | 3917 | 3674 | 4098 | 3340 | 3356 | 3374 | 3429 | 3383 | 3440 | 3440 | 3451
1992 | US | MAAC | - | - | NGPSOT | Pumped Storage Generation | 2714 | 2578 | 2874 | 2327 | 2341 | 2353 | 2389 | 2358 | 2397 | 2397 | 2405
1992 | US | MAIN | - | - | CSIPP | IPPs | 28 | 28 | 35 | 38 | 38 | 41 | 41 | 41 | 41 | 46 | 46
1992 | US | MAIN | - | - | CST | Total Capacity | 49212 | 49253 | 49616 | 50259 | 50660 | 51212 | 52019 | 52738 | 53860 | 54832 | 55858
1992 | US | MAIN | - | - | CSTOC | Total Owned Capacity | 49184 | 49225 | 49581 | 50221 | 50622 | 51171 | 51978 | 52697 | 53819 | 54786 | 55812
1992 | US | MAIN | - | - | DCSAJ | Adjustments | 0 | 0 | 0 | 0 | 0 | 0 | 0 | 0 | 0 | 0 | 0
1992 | US | MAIN | - | - | DCSFP | Full-Responsibility Purchases (portion of total purchases) | 0 | 559 | 249 | 199 | 174 | 84 | 94 | 74 | 119 | 84 | 74
1992 | US | MAIN | - | - | DCSFS | Full-Responsibility Sales (portion of total sales) | 0 | 332 | 180 | 180 | 90 | 90 | 90 | 90 | 90 | 90 | 90
1992 | US | MAIN | - | - | DCSIC | Inoperable capacity | 0 | 1158 | 356 | 222 | 35 | 35 | 35 | 35 | 35 | 35 | 35
1992 | US | MAIN | - | - | DCSIN | Internal Demand | 0 | 42027 | 42742 | 43438 | 44121 | 44819 | 45591 | 46381 | 47159 | 47912 | 48613
1992 | US | MAIN | - | - | DCSIPP | IPPs | 0 | 28 | 35 | 38 | 38 | 41 | 41 | 41 | 41 | 46 | 46
1992 | US | MAIN | - | - | DCSIT | Interruptible Demand | 0 | 842 | 915 | 940 | 960 | 979 | 998 | 1079 | 1082 | 1120 | 1123
1992 | US | MAIN | - | - | DCSLM | Direct Control Load Management | 0 | 102 | 130 | 154 | 198 | 233 | 266 | 299 | 326 | 353 | 380
1992 | US | MAIN | - | - | DCSNC | Net Capacity Resources | 0 | 48471 | 49426 | 50178 | 51081 | 51413 | 52206 | 52840 | 53957 | 54894 | 55910
1992 | US | MAIN | - | - | DCSNI | Projected Net Internal Demand | 0 | 41083 | 41697 | 42344 | 42963 | 43607 | 44327 | 45003 | 45751 | 46439 | 47110
1992 | US | MAIN | - | - | DCSNO | Net Operable Capacity | 0 | 48067 | 49225 | 49999 | 50587 | 51136 | 51943 | 52662 | 53784 | 54751 | 55777
1992 | US | MAIN | - | - | DCSPU | Purchases | 0 | 1038 | 744 | 794 | 879 | 659 | 645 | 560 | 555 | 520 | 395
1992 | US | MAIN | - | - | DCSSA | Sales | 0 | 662 | 578 | 653 | 423 | 423 | 423 | 423 | 423 | 423 | 308
1992 | US | MAIN | - | - | DCSST | Standby Demand | 0 | 0 | 0 | 0 | 0 | 0 | 0 | 0 | 0 | 0 | 0
1992 | US | MAIN | - | - | DCSTI | Projected Total Internal Demand | 0 | 42027 | 42742 | 43438 | 44121 | 44819 | 45591 | 46381 | 47159 | 47912 | 48613
1992 | US | MAIN | - | - | DCSTO | Operable Total Internal Capacity | 0 | 49225 | 49581 | 50221 | 50622 | 51171 | 51978 | 52697 | 53819 | 54786 | 55812
1992 | US | MAIN | - | - | NGEX | Exports | 15455 | 17663 | 16717 | 15442 | 14635 | 14160 | 13904 | 12305 | 11480 | 12421 | 11213
1992 | US | MAIN | - | - | NGIG | Internal Generation | 198814 | 203398 | 205088 | 208434 | 210886 | 216974 | 220677 | 223356 | 226887 | 230339 | 232352
1992 | US | MAIN | - | - | NGIM | Imports | 22521 | 20141 | 21421 | 20609 | 20933 | 18068 | 18082 | 17819 | 17663 | 19091 | 19819
1992 | US | MAIN | - | - | NGIPP | IPPs | 39 | 64 | 100 | 113 | 123 | 147 | 147 | 176 | 174 | 213 | 213
1992 | US | MAIN | - | - | NGNL | Net Energy for Load | 205880 | 205876 | 209792 | 213601 | 217184 | 220882 | 224855 | 228870 | 233070 | 237009 | 240958
1992 | US | MAIN | - | - | NGPRO | Electricity Production | 198862 | 203407 | 205096 | 208444 | 210895 | 216984 | 220703 | 223376 | 226917 | 230378 | 232247
1992 | US | MAIN | - | - | NGPSLD | Pumped Storage Load | 80 | 19 | 18 | 25 | 19 | 20 | 55 | 43 | 66 | 88 | 611
1992 | US | MAIN | - | - | NGPSOT | Pumped Storage Generation | 32 | 10 | 10 | 15 | 10 | 10 | 29 | 23 | 36 | 49 | 716
1992 | US | MRO | - | - | CSIPP | IPPs | 371 | 377 | 377 | 377 | 377 | 377 | 377 | 377 | 377 | 377 | 377
1992 | US | MRO | - | - | CST | Total Capacity | 31509 | 31443 | 31486 | 31695 | 31709 | 31789 | 31849 | 32078 | 32352 | 32420 | 32673
1992 | US | MRO | - | - | CSTOC | Total Owned Capacity | 31138 | 31066 | 31109 | 31318 | 31332 | 31412 | 31472 | 31701 | 31975 | 32043 | 32296
1992 | US | MRO | - | - | DCSAJ | Adjustments | 0 | 0 | 0 | 0 | 0 | 0 | 0 | 0 | 0 | 0 | 0
1992 | US | MRO | - | - | DCSFP | Full-Responsibility Purchases (portion of total purchases) | 0 | 1714 | 1831 | 1825 | 1503 | 1493 | 1493 | 1493 | 1493 | 1483 | 1463
1992 | US | MRO | - | - | DCSFS | Full-Responsibility Sales (portion of total sales) | 0 | 1182 | 1035 | 1014 | 907 | 614 | 608 | 596 | 581 | 572 | 448
1992 | US | MRO | - | - | DCSIC | Inoperable capacity | 0 | 0 | 0 | 0 | 0 | 0 | 0 | 0 | 0 | 0 | 0
1992 | US | MRO | - | - | DCSIN | Internal Demand | 0 | 27676 | 28054 | 28511 | 29063 | 29499 | 29956 | 30453 | 30911 | 31418 | 31569
1992 | US | MRO | - | - | DCSIPP | IPPs | 0 | 377 | 377 | 377 | 377 | 377 | 377 | 377 | 377 | 377 | 377
1992 | US | MRO | - | - | DCSIT | Interruptible Demand | 0 | 706 | 806 | 909 | 997 | 1061 | 1107 | 1158 | 1206 | 1256 | 1312
1992 | US | MRO | - | - | DCSLM | Direct Control Load Management | 0 | 840 | 888 | 1009 | 1116 | 1199 | 1264 | 1319 | 1377 | 1432 | 1383
1992 | US | MRO | - | - | DCSNC | Net Capacity Resources | 0 | 31975 | 32282 | 32506 | 32305 | 32668 | 32734 | 32975 | 33264 | 33331 | 33688
1992 | US | MRO | - | - | DCSNI | Projected Net Internal Demand | 0 | 26168 | 26398 | 26635 | 26992 | 27281 | 27628 | 28018 | 28370 | 28772 | 28916
1992 | US | MRO | - | - | DCSNO | Net Operable Capacity | 0 | 31066 | 31109 | 31318 | 31332 | 31412 | 31472 | 31701 | 31975 | 32043 | 32296
1992 | US | MRO | - | - | DCSPU | Purchases | 0 | 1714 | 1831 | 1825 | 1503 | 1493 | 1493 | 1493 | 1493 | 1483 | 1463
1992 | US | MRO | - | - | DCSSA | Sales | 0 | 1182 | 1035 | 1014 | 907 | 614 | 608 | 596 | 581 | 572 | 448
1992 | US | MRO | - | - | DCSST | Standby Demand | 0 | 38 | 38 | 38 | 42 | 42 | 42 | 42 | 42 | 42 | 42
1992 | US | MRO | - | - | DCSTI | Projected Total Internal Demand | 0 | 27714 | 28092 | 28553 | 29105 | 29541 | 29998 | 30495 | 30953 | 31460 | 31611
1992 | US | MRO | - | - | DCSTO | Operable Total Internal Capacity | 0 | 31066 | 31109 | 31318 | 31332 | 31412 | 31472 | 31701 | 31975 | 32043 | 32296
1992 | US | MRO | - | - | NGEX | Exports | 7789 | 5994 | 3466 | 3903 | 2942 | 2220 | 673 | 333 | 0 | 0 | 0
1992 | US | MRO | - | - | NGIG | Internal Generation | 137615 | 137268 | 137422 | 141659 | 143223 | 145325 | 145931 | 148265 | 149233 | 149888 | 149978
1992 | US | MRO | - | - | NGIM | Imports | 0 | 0 | 0 | 0 | 0 | 0 | 0 | 0 | 1395 | 3175 | 5753
1992 | US | MRO | - | - | NGIPP | IPPs | 19 | 20 | 20 | 20 | 20 | 20 | 20 | 20 | 20 | 20 | 20
1992 | US | MRO | - | - | NGNL | Net Energy for Load | 129826 | 131274 | 133956 | 137756 | 140281 | 143105 | 145258 | 147932 | 150628 | 153063 | 155731
1992 | US | MRO | - | - | NGPRO | Electricity Production | 137615 | 137268 | 137422 | 141659 | 143223 | 145325 | 145931 | 148265 | 149233 | 149888 | 149978
1992 | US | MRO | - | - | NGPSLD | Pumped Storage Load | 0 | 0 | 0 | 0 | 0 | 0 | 0 | 0 | 0 | 0 | 0
1992 | US | MRO | - | - | NGPSOT | Pumped Storage Generation | 0 | 0 | 0 | 0 | 0 | 0 | 0 | 0 | 0 | 0 | 0
1992 | US | NPCC | - | - | CSIPP | IPPs | 3392 | 5083 | 5925 | 7373 | 8349 | 8350 | 8348 | 8599 | 8586 | 8562 | 8557
1992 | US | NPCC | - | - | CST | Total Capacity | 58025 | 58869 | 59731 | 61172 | 62151 | 62457 | 62460 | 63041 | 63028 | 63002 | 62827
1992 | US | NPCC | - | - | CSTOC | Total Owned Capacity | 54633 | 53786 | 53806 | 53799 | 53802 | 54107 | 54112 | 54442 | 54442 | 54440 | 54270
1992 | US | NPCC | - | - | DCSAJ | Adjustments | 0 | 0 | 0 | 0 | 0 | 0 | 0 | 0 | 0 | 0 | 0
1992 | US | NPCC | - | - | DCSFP | Full-Responsibility Purchases (portion of total purchases) | 0 | 724 | 681 | 501 | 451 | 502 | 495 | 446 | 446 | 446 | 452
1992 | US | NPCC | - | - | DCSFS | Full-Responsibility Sales (portion of total sales) | 0 | 366 | 366 | 367 | 367 | 367 | 400 | 400 | 400 | 400 | 400
1992 | US | NPCC | - | - | DCSIC | Inoperable capacity | 0 | 0 | 0 | 0 | 0 | 0 | 0 | 0 | 0 | 0 | 0
1992 | US | NPCC | - | - | DCSIN | Internal Demand | 0 | 46347 | 46643 | 47185 | 47558 | 48282 | 48752 | 49502 | 50312 | 50931 | 51456
1992 | US | NPCC | - | - | DCSIPP | IPPs | 0 | 5083 | 5925 | 7373 | 8349 | 8350 | 8348 | 8599 | 8586 | 8562 | 8557
1992 | US | NPCC | - | - | DCSIT | Interruptible Demand | 0 | 334 | 354 | 375 | 325 | 315 | 305 | 296 | 296 | 347 | 347
1992 | US | NPCC | - | - | DCSLM | Direct Control Load Management | 0 | 61 | 68 | 77 | 83 | 90 | 99 | 106 | 112 | 116 | 119
1992 | US | NPCC | - | - | DCSNC | Net Capacity Resources | 0 | 59972 | 60841 | 62026 | 62983 | 63330 | 63343 | 63875 | 63862 | 63836 | 63667
1992 | US | NPCC | - | - | DCSNI | Projected Net Internal Demand | 0 | 45952 | 46221 | 46733 | 47150 | 47877 | 48348 | 49100 | 49904 | 50468 | 50990
1992 | US | NPCC | - | - | DCSNO | Net Operable Capacity | 0 | 53786 | 53806 | 53799 | 53802 | 54107 | 54112 | 54442 | 54442 | 54440 | 54270
1992 | US | NPCC | - | - | DCSPU | Purchases | 0 | 1649 | 1656 | 1401 | 1261 | 1302 | 1295 | 1246 | 1246 | 1246 | 1252
1992 | US | NPCC | - | - | DCSSA | Sales | 0 | 546 | 546 | 547 | 429 | 429 | 412 | 412 | 412 | 412 | 412
1992 | US | NPCC | - | - | DCSST | Standby Demand | 0 | 0 | 0 | 0 | 0 | 0 | 0 | 0 | 0 | 0 | 0
1992 | US | NPCC | - | - | DCSTI | Projected Total Internal Demand | 0 | 46347 | 46643 | 47185 | 47558 | 48282 | 48752 | 49502 | 50312 | 50931 | 51456
1992 | US | NPCC | - | - | DCSTO | Operable Total Internal Capacity | 0 | 53786 | 53806 | 53799 | 53802 | 54107 | 54112 | 54442 | 54442 | 54440 | 54270
1992 | US | NPCC | - | - | NGEX | Exports | 4719 | 3074 | 3081 | 3010 | 2933 | 2934 | 2933 | 2933 | 2933 | 2934 | 2933
1992 | US | NPCC | - | - | NGIG | Internal Generation | 239991 | 240319 | 243279 | 245175 | 247279 | 251060 | 252668 | 256075 | 260446 | 263880 | 269363
1992 | US | NPCC | - | - | NGIM | Imports | 18429 | 16607 | 15261 | 17173 | 18650 | 18732 | 19481 | 20090 | 20140 | 20181 | 18205
1992 | US | NPCC | - | - | NGIPP | IPPs | 21365 | 31134 | 40013 | 47683 | 56499 | 61532 | 61467 | 64950 | 65071 | 65376 | 64948
1992 | US | NPCC | - | - | NGNL | Net Energy for Load | 253701 | 253852 | 255459 | 259338 | 262996 | 266858 | 269216 | 273232 | 277653 | 281127 | 284635
1992 | US | NPCC | - | - | NGPRO | Electricity Production | 241338 | 242261 | 245301 | 247250 | 249570 | 253419 | 255021 | 258275 | 262740 | 266117 | 271495
1992 | US | NPCC | - | - | NGPSLD | Pumped Storage Load | 4381 | 5072 | 5340 | 5513 | 6233 | 6463 | 6442 | 5933 | 6243 | 6057 | 5707
1992 | US | NPCC | - | - | NGPSOT | Pumped Storage Generation | 3034 | 3130 | 3318 | 3438 | 3942 | 4104 | 4089 | 3733 | 3949 | 3820 | 3575
1992 | US | NPCC | New England | New England | CSIPP | IPPs | 1978 | 2573 | 2536 | 2851 | 2844 | 2844 | 2844 | 2795 | 2786 | 2762 | 2759
1992 | US | NPCC | New England | New England | CST | Total Capacity | 24702 | 24416 | 24379 | 24696 | 24689 | 24994 | 24994 | 24945 | 24936 | 24910 | 24737
1992 | US | NPCC | New England | New England | CSTOC | Total Owned Capacity | 22724 | 21843 | 21843 | 21845 | 21845 | 22150 | 22150 | 22150 | 22150 | 22148 | 21978
1992 | US | NPCC | New England | New England | DCSAJ | Adjustments | 0 | 0 | 0 | 0 | 0 | 0 | 0 | 0 | 0 | 0 | 0
1992 | US | NPCC | New England | New England | DCSFP | Full-Responsibility Purchases (portion of total purchases) | 0 | 724 | 681 | 501 | 451 | 502 | 495 | 446 | 446 | 446 | 452
1992 | US | NPCC | New England | New England | DCSFS | Full-Responsibility Sales (portion of total sales) | 0 | 70 | 70 | 71 | 71 | 71 | 71 | 71 | 71 | 71 | 71
1992 | US | NPCC | New England | New England | DCSIC | Inoperable capacity | 0 | 0 | 0 | 0 | 0 | 0 | 0 | 0 | 0 | 0 | 0
1992 | US | NPCC | New England | New England | DCSIN | Internal Demand | 0 | 19587 | 19693 | 19985 | 20268 | 20782 | 21082 | 21662 | 22282 | 22721 | 23176
1992 | US | NPCC | New England | New England | DCSIPP | IPPs | 0 | 2573 | 2536 | 2851 | 2844 | 2844 | 2844 | 2795 | 2786 | 2762 | 2759
1992 | US | NPCC | New England | New England | DCSIT | Interruptible Demand | 0 | 34 | 34 | 35 | 35 | 35 | 35 | 36 | 36 | 37 | 37
1992 | US | NPCC | New England | New England | DCSLM | Direct Control Load Management | 0 | 61 | 68 | 77 | 83 | 90 | 99 | 106 | 112 | 116 | 119
1992 | US | NPCC | New England | New England | DCSNC | Net Capacity Resources | 0 | 25070 | 24990 | 25126 | 25069 | 25425 | 25418 | 25320 | 25311 | 25285 | 25118
1992 | US | NPCC | New England | New England | DCSNI | Projected Net Internal Demand | 0 | 19492 | 19591 | 19873 | 20150 | 20657 | 20948 | 21520 | 22134 | 22568 | 23020
1992 | US | NPCC | New England | New England | DCSNO | Net Operable Capacity | 0 | 21843 | 21843 | 21845 | 21845 | 22150 | 22150 | 22150 | 22150 | 22148 | 21978
1992 | US | NPCC | New England | New England | DCSPU | Purchases | 0 | 724 | 681 | 501 | 451 | 502 | 495 | 446 | 446 | 446 | 452
1992 | US | NPCC | New England | New England | DCSSA | Sales | 0 | 70 | 70 | 71 | 71 | 71 | 71 | 71 | 71 | 71 | 71
1992 | US | NPCC | New England | New England | DCSST | Standby Demand | 0 | 0 | 0 | 0 | 0 | 0 | 0 | 0 | 0 | 0 | 0
1992 | US | NPCC | New England | New England | DCSTI | Projected Total Internal Demand | 0 | 19587 | 19693 | 19985 | 20268 | 20782 | 21082 | 21662 | 22282 | 22721 | 23176
1992 | US | NPCC | New England | New England | DCSTO | Operable Total Internal Capacity | 0 | 21843 | 21843 | 21845 | 21845 | 22150 | 22150 | 22150 | 22150 | 22148 | 21978
1992 | US | NPCC | New England | New England | NGEX | Exports | 1935 | 586 | 594 | 594 | 594 | 594 | 594 | 594 | 594 | 594 | 594
1992 | US | NPCC | New England | New England | NGIG | Internal Generation | 101300 | 96304 | 97722 | 100829 | 102360 | 104900 | 106379 | 109226 | 112327 | 114400 | 119314
1992 | US | NPCC | New England | New England | NGIM | Imports | 9317 | 12714 | 11911 | 10773 | 11200 | 11032 | 10731 | 10740 | 10740 | 10781 | 8305
1992 | US | NPCC | New England | New England | NGIPP | IPPs | 14730 | 17544 | 18344 | 19632 | 19595 | 19595 | 19535 | 19234 | 19186 | 19058 | 19048
1992 | US | NPCC | New England | New England | NGNL | Net Energy for Load | 108682 | 108432 | 109039 | 111008 | 112966 | 115338 | 116516 | 119372 | 122473 | 124587 | 127025
1992 | US | NPCC | New England | New England | NGPRO | Electricity Production | 101913 | 97617 | 99035 | 102142 | 103673 | 106213 | 107692 | 110539 | 113640 | 115713 | 120627
1992 | US | NPCC | New England | New England | NGPSLD | Pumped Storage Load | 2274 | 2975 | 2975 | 2975 | 2975 | 2975 | 2975 | 2975 | 2975 | 2975 | 2975
1992 | US | NPCC | New England | New England | NGPSOT | Pumped Storage Generation | 1661 | 1662 | 1662 | 1662 | 1662 | 1662 | 1662 | 1662 | 1662 | 1662 | 1662
1992 | US | NPCC | New York | New York | CSIPP | IPPs | 1414 | 2510 | 3389 | 4522 | 5505 | 5506 | 5504 | 5804 | 5800 | 5800 | 5798
1992 | US | NPCC | New York | New York | CST | Total Capacity | 33323 | 34453 | 35352 | 36476 | 37462 | 37463 | 37466 | 38096 | 38092 | 38092 | 38090
1992 | US | NPCC | New York | New York | CSTOC | Total Owned Capacity | 31909 | 31943 | 31963 | 31954 | 31957 | 31957 | 31962 | 32292 | 32292 | 32292 | 32292
1992 | US | NPCC | New York | New York | DCSAJ | Adjustments | 0 | 0 | 0 | 0 | 0 | 0 | 0 | 0 | 0 | 0 | 0
1992 | US | NPCC | New York | New York | DCSFP | Full-Responsibility Purchases (portion of total purchases) | 0 | 0 | 0 | 0 | 0 | 0 | 0 | 0 | 0 | 0 | 0
1992 | US | NPCC | New York | New York | DCSFS | Full-Responsibility Sales (portion of total sales) | 0 | 296 | 296 | 296 | 296 | 296 | 329 | 329 | 329 | 329 | 329
1992 | US | NPCC | New York | New York | DCSIC | Inoperable capacity | 0 | 0 | 0 | 0 | 0 | 0 | 0 | 0 | 0 | 0 | 0
1992 | US | NPCC | New York | New York | DCSIN | Internal Demand | 0 | 26760 | 26950 | 27200 | 27290 | 27500 | 27670 | 27840 | 28030 | 28210 | 28280
1992 | US | NPCC | New York | New York | DCSIPP | IPPs | 0 | 2510 | 3389 | 4522 | 5505 | 5506 | 5504 | 5804 | 5800 | 5800 | 5798
1992 | US | NPCC | New York | New York | DCSIT | Interruptible Demand | 0 | 300 | 320 | 340 | 290 | 280 | 270 | 260 | 260 | 310 | 310
1992 | US | NPCC | New York | New York | DCSLM | Direct Control Load Management | 0 | 0 | 0 | 0 | 0 | 0 | 0 | 0 | 0 | 0 | 0
1992 | US | NPCC | New York | New York | DCSNC | Net Capacity Resources | 0 | 34902 | 35851 | 36900 | 37914 | 37905 | 37925 | 38555 | 38551 | 38551 | 38549
1992 | US | NPCC | New York | New York | DCSNI | Projected Net Internal Demand | 0 | 26460 | 26630 | 26860 | 27000 | 27220 | 27400 | 27580 | 27770 | 27900 | 27970
1992 | US | NPCC | New York | New York | DCSNO | Net Operable Capacity | 0 | 31943 | 31963 | 31954 | 31957 | 31957 | 31962 | 32292 | 32292 | 32292 | 32292
1992 | US | NPCC | New York | New York | DCSPU | Purchases | 0 | 925 | 975 | 900 | 810 | 800 | 800 | 800 | 800 | 800 | 800
1992 | US | NPCC | New York | New York | DCSSA | Sales | 0 | 476 | 476 | 476 | 358 | 358 | 341 | 341 | 341 | 341 | 341
1992 | US | NPCC | New York | New York | DCSST | Standby Demand | 0 | 0 | 0 | 0 | 0 | 0 | 0 | 0 | 0 | 0 | 0
1992 | US | NPCC | New York | New York | DCSTI | Projected Total Internal Demand | 0 | 26760 | 26950 | 27200 | 27290 | 27500 | 27670 | 27840 | 28030 | 28210 | 28280
1992 | US | NPCC | New York | New York | DCSTO | Operable Total Internal Capacity | 0 | 31943 | 31963 | 31954 | 31957 | 31957 | 31962 | 32292 | 32292 | 32292 | 32292
1992 | US | NPCC | New York | New York | NGEX | Exports | 2784 | 2488 | 2487 | 2416 | 2339 | 2340 | 2339 | 2339 | 2339 | 2340 | 2339
1992 | US | NPCC | New York | New York | NGIG | Internal Generation | 138691 | 144015 | 145557 | 144346 | 144919 | 146160 | 146289 | 146849 | 148119 | 149480 | 150049
1992 | US | NPCC | New York | New York | NGIM | Imports | 9112 | 3893 | 3350 | 6400 | 7450 | 7700 | 8750 | 9350 | 9400 | 9400 | 9900
1992 | US | NPCC | New York | New York | NGIPP | IPPs | 6635 | 13590 | 21669 | 28051 | 36904 | 41937 | 41932 | 45716 | 45885 | 46318 | 45900
1992 | US | NPCC | New York | New York | NGNL | Net Energy for Load | 145019 | 145420 | 146420 | 148330 | 150030 | 151520 | 152700 | 153860 | 155180 | 156540 | 157610
1992 | US | NPCC | New York | New York | NGPRO | Electricity Production | 139425 | 144644 | 146266 | 145108 | 145897 | 147206 | 147329 | 147736 | 149100 | 150404 | 150868
1992 | US | NPCC | New York | New York | NGPSLD | Pumped Storage Load | 2107 | 2097 | 2365 | 2538 | 3258 | 3488 | 3467 | 2958 | 3268 | 3082 | 2732
1992 | US | NPCC | New York | New York | NGPSOT | Pumped Storage Generation | 1373 | 1468 | 1656 | 1776 | 2280 | 2442 | 2427 | 2071 | 2287 | 2158 | 1913
1992 | US | SERC | - | - | CSIPP | IPPs | 2298 | 3414 | 3750 | 4317 | 4470 | 4515 | 4706 | 4782 | 4780 | 4780 | 4780
1992 | US | SERC | - | - | CST | Total Capacity | 114846 | 117686 | 117938 | 120462 | 123567 | 125835 | 127654 | 131495 | 133336 | 136967 | 139411
1992 | US | SERC | - | - | CSTOC | Total Owned Capacity | 112548 | 114272 | 114188 | 116145 | 119097 | 121320 | 122948 | 126713 | 128556 | 132187 | 134631
1992 | US | SERC | - | - | DCSAJ | Adjustments | 0 | 0 | 0 | 0 | 0 | 0 | 0 | 0 | 0 | 0 | 0
1992 | US | SERC | - | - | DCSFP | Full-Responsibility Purchases (portion of total purchases) | 0 | 0 | 0 | 0 | 0 | 0 | 0 | 0 | 0 | 0 | 0
1992 | US | SERC | - | - | DCSFS | Full-Responsibility Sales (portion of total sales) | 0 | 2573 | 1716 | 1529 | 1651 | 1651 | 1651 | 1651 | 1651 | 1522 | 1522
1992 | US | SERC | - | - | DCSIC | Inoperable capacity | 0 | 2130 | 2130 | 1065 | 1065 | 0 | 0 | 0 | 0 | 0 | 0
1992 | US | SERC | - | - | DCSIN | Internal Demand | 0 | 98583 | 101319 | 104268 | 107102 | 109874 | 112328 | 114781 | 117247 | 119680 | 122361
1992 | US | SERC | - | - | DCSIPP | IPPs | 0 | 3414 | 3750 | 4317 | 4470 | 4515 | 4706 | 4782 | 4780 | 4780 | 4780
1992 | US | SERC | - | - | DCSIT | Interruptible Demand | 0 | 2654 | 2834 | 2829 | 2864 | 2902 | 2981 | 3051 | 3094 | 3272 | 3395
1992 | US | SERC | - | - | DCSLM | Direct Control Load Management | 0 | 1162 | 1323 | 1467 | 1669 | 1814 | 2018 | 2298 | 2434 | 2616 | 2709
1992 | US | SERC | - | - | DCSNC | Net Capacity Resources | 0 | 114690 | 115449 | 119105 | 122288 | 125721 | 127540 | 131131 | 132972 | 135832 | 138276
1992 | US | SERC | - | - | DCSNI | Projected Net Internal Demand | 0 | 94767 | 97162 | 99972 | 102569 | 105158 | 107329 | 109432 | 111719 | 113792 | 116257
1992 | US | SERC | - | - | DCSNO | Net Operable Capacity | 0 | 112142 | 112058 | 115080 | 118032 | 121320 | 122948 | 126713 | 128556 | 132187 | 134631
1992 | US | SERC | - | - | DCSPU | Purchases | 0 | 2585 | 2385 | 2065 | 1865 | 1965 | 1965 | 1715 | 1715 | 815 | 815
1992 | US | SERC | - | - | DCSSA | Sales | 0 | 3451 | 2744 | 2357 | 2079 | 2079 | 2079 | 2079 | 2079 | 1950 | 1950
1992 | US | SERC | - | - | DCSST | Standby Demand | 0 | 0 | 0 | 0 | 0 | 0 | 0 | 0 | 0 | 0 | 0
1992 | US | SERC | - | - | DCSTI | Projected Total Internal Demand | 0 | 98583 | 101319 | 104268 | 107102 | 109874 | 112328 | 114781 | 117247 | 119680 | 122361
1992 | US | SERC | - | - | DCSTO | Operable Total Internal Capacity | 0 | 114272 | 114188 | 116145 | 119097 | 121320 | 122948 | 126713 | 128556 | 132187 | 134631
1992 | US | SERC | - | - | NGEX | Exports | 50727 | 28291 | 26081 | 26120 | 22864 | 24550 | 22176 | 21953 | 20928 | 20183 | 20039
1992 | US | SERC | - | - | NGIG | Internal Generation | 499242 | 527273 | 540009 | 551866 | 559551 | 570368 | 581288 | 593984 | 605779 | 624228 | 634211
1992 | US | SERC | - | - | NGIM | Imports | 53279 | 20292 | 19014 | 19483 | 19737 | 21789 | 22847 | 22169 | 21602 | 16922 | 19023
1992 | US | SERC | - | - | NGIPP | IPPs | 9979 | 12493 | 15524 | 15489 | 15822 | 16024 | 16453 | 17164 | 18758 | 21962 | 22069
1992 | US | SERC | - | - | NGNL | Net Energy for Load | 501794 | 519274 | 532942 | 545229 | 556424 | 567607 | 581959 | 594200 | 606453 | 620967 | 633195
1992 | US | SERC | - | - | NGPRO | Electricity Production | 500706 | 528245 | 541142 | 553018 | 560845 | 571951 | 583051 | 596144 | 607984 | 626520 | 636565
1992 | US | SERC | - | - | NGPSLD | Pumped Storage Load | 6836 | 4522 | 5257 | 5420 | 6097 | 7366 | 8165 | 9884 | 10176 | 10611 | 10942
1992 | US | SERC | - | - | NGPSOT | Pumped Storage Generation | 5372 | 3550 | 4124 | 4268 | 4803 | 5783 | 6402 | 7724 | 7971 | 8319 | 8588
1992 | US | SERC | Central | - | CSIPP | IPPs | 0 | 0 | 0 | 0 | 0 | 0 | 0 | 0 | 0 | 0 | 0
1992 | US | SERC | Central | - | CST | Total Capacity | 28364 | 28364 | 28364 | 29534 | 29534 | 29758 | 29758 | 32140 | 32140 | 33352 | 33952
1992 | US | SERC | Central | - | CSTOC | Total Owned Capacity | 28364 | 28364 | 28364 | 29534 | 29534 | 29758 | 29758 | 32140 | 32140 | 33352 | 33952
1992 | US | SERC | Central | - | DCSAJ | Adjustments | 0 | 0 | 0 | 0 | 0 | 0 | 0 | 0 | 0 | 0 | 0
1992 | US | SERC | Central | - | DCSFP | Full-Responsibility Purchases (portion of total purchases) | 0 | 0 | 0 | 0 | 0 | 0 | 0 | 0 | 0 | 0 | 0
1992 | US | SERC | Central | - | DCSFS | Full-Responsibility Sales (portion of total sales) | 0 | 0 | 0 | 0 | 0 | 0 | 0 | 0 | 0 | 0 | 0
1992 | US | SERC | Central | - | DCSIC | Inoperable capacity | 0 | 2130 | 2130 | 1065 | 1065 | 0 | 0 | 0 | 0 | 0 | 0
1992 | US | SERC | Central | - | DCSIN | Internal Demand | 0 | 22558 | 23320 | 23958 | 24654 | 25336 | 26016 | 26697 | 27380 | 28060 | 28725
1992 | US | SERC | Central | - | DCSIPP | IPPs | 0 | 0 | 0 | 0 | 0 | 0 | 0 | 0 | 0 | 0 | 0
1992 | US | SERC | Central | - | DCSIT | Interruptible Demand | 0 | 1043 | 1096 | 1062 | 1071 | 1102 | 1125 | 1150 | 1180 | 1206 | 1223
1992 | US | SERC | Central | - | DCSLM | Direct Control Load Management | 0 | 0 | 0 | 0 | 0 | 0 | 0 | 0 | 0 | 0 | 0
1992 | US | SERC | Central | - | DCSNC | Net Capacity Resources | 0 | 25621 | 25621 | 27856 | 28056 | 29345 | 29345 | 31727 | 31727 | 32939 | 33539
1992 | US | SERC | Central | - | DCSNI | Projected Net Internal Demand | 0 | 21515 | 22224 | 22896 | 23583 | 24234 | 24891 | 25547 | 26200 | 26854 | 27502
1992 | US | SERC | Central | - | DCSNO | Net Operable Capacity | 0 | 26234 | 26234 | 28469 | 28469 | 29758 | 29758 | 32140 | 32140 | 33352 | 33952
1992 | US | SERC | Central | - | DCSPU | Purchases | 0 | 0 | 0 | 0 | 0 | 0 | 0 | 0 | 0 | 0 | 0
1992 | US | SERC | Central | - | DCSSA | Sales | 0 | 613 | 613 | 613 | 413 | 413 | 413 | 413 | 413 | 413 | 413
1992 | US | SERC | Central | - | DCSST | Standby Demand | 0 | 0 | 0 | 0 | 0 | 0 | 0 | 0 | 0 | 0 | 0
1992 | US | SERC | Central | - | DCSTI | Projected Total Internal Demand | 0 | 22558 | 23320 | 23958 | 24654 | 25336 | 26016 | 26697 | 27380 | 28060 | 28725
1992 | US | SERC | Central | - | DCSTO | Operable Total Internal Capacity | 0 | 28364 | 28364 | 29534 | 29534 | 29758 | 29758 | 32140 | 32140 | 33352 | 33952
1992 | US | SERC | Central | - | NGEX | Exports | 689 | 703 | 712 | 720 | 655 | 655 | 655 | 655 | 655 | 655 | 655
1992 | US | SERC | Central | - | NGIG | Internal Generation | 120658 | 125264 | 129671 | 133283 | 136749 | 140023 | 143158 | 146315 | 149535 | 153029 | 157066
1992 | US | SERC | Central | - | NGIM | Imports | 3441 | 1153 | 885 | 671 | 557 | 458 | 525 | 558 | 531 | 388 | 134
1992 | US | SERC | Central | - | NGIPP | IPPs | 1051 | 745 | 219 | 0 | 0 | 0 | 0 | 0 | 0 | 0 | 0
1992 | US | SERC | Central | - | NGNL | Net Energy for Load | 123410 | 125714 | 129844 | 133234 | 136651 | 139826 | 143028 | 146218 | 149411 | 152762 | 156545
1992 | US | SERC | Central | - | NGPRO | Electricity Production | 121034 | 125550 | 130002 | 133524 | 137071 | 140319 | 143550 | 146795 | 150054 | 153592 | 157688
1992 | US | SERC | Central | - | NGPSLD | Pumped Storage Load | 1755 | 1268 | 1467 | 1068 | 1427 | 1312 | 1735 | 2127 | 2303 | 2495 | 2756
1992 | US | SERC | Central | - | NGPSOT | Pumped Storage Generation | 1379 | 982 | 1136 | 827 | 1105 | 1016 | 1343 | 1647 | 1784 | 1932 | 2134
1992 | US | SERC | Southeastern | - | CSIPP | IPPs | 512 | 495 | 495 | 789 | 789 | 789 | 789 | 789 | 789 | 789 | 789
1992 | US | SERC | Southeastern | - | CST | Total Capacity | 38126 | 38810 | 38641 | 39426 | 40864 | 41566 | 42046 | 43120 | 44168 | 44845 | 45573
1992 | US | SERC | Southeastern | - | CSTOC | Total Owned Capacity | 37614 | 38315 | 38146 | 38637 | 40075 | 40777 | 41257 | 42331 | 43379 | 44056 | 44784
1992 | US | SERC | Southeastern | - | DCSAJ | Adjustments | 0 | 0 | 0 | 0 | 0 | 0 | 0 | 0 | 0 | 0 | 0
1992 | US | SERC | Southeastern | - | DCSFP | Full-Responsibility Purchases (portion of total purchases) | 0 | 0 | 0 | 0 | 0 | 0 | 0 | 0 | 0 | 0 | 0
1992 | US | SERC | Southeastern | - | DCSFS | Full-Responsibility Sales (portion of total sales) | 0 | 2573 | 1716 | 1529 | 1651 | 1651 | 1651 | 1651 | 1651 | 1522 | 1522
1992 | US | SERC | Southeastern | - | DCSIC | Inoperable capacity | 0 | 0 | 0 | 0 | 0 | 0 | 0 | 0 | 0 | 0 | 0
1992 | US | SERC | Southeastern | - | DCSIN | Internal Demand | 0 | 32735 | 33634 | 34517 | 35404 | 36252 | 36963 | 37754 | 38516 | 39295 | 40075
1992 | US | SERC | Southeastern | - | DCSIPP | IPPs | 0 | 495 | 495 | 789 | 789 | 789 | 789 | 789 | 789 | 789 | 789
1992 | US | SERC | Southeastern | - | DCSIT | Interruptible Demand | 0 | 809 | 928 | 954 | 972 | 995 | 1007 | 1021 | 1037 | 1098 | 1109
1992 | US | SERC | Southeastern | - | DCSLM | Direct Control Load Management | 0 | 298 | 316 | 334 | 352 | 369 | 387 | 404 | 422 | 439 | 456
1992 | US | SERC | Southeastern | - | DCSNC | Net Capacity Resources | 0 | 36708 | 37146 | 38198 | 39714 | 40416 | 40896 | 41720 | 42768 | 43574 | 44302
1992 | US | SERC | Southeastern | - | DCSNI | Projected Net Internal Demand | 0 | 31628 | 32390 | 33229 | 34080 | 34888 | 35569 | 36329 | 37057 | 37758 | 38510
1992 | US | SERC | Southeastern | - | DCSNO | Net Operable Capacity | 0 | 38315 | 38146 | 38637 | 40075 | 40777 | 41257 | 42331 | 43379 | 44056 | 44784
1992 | US | SERC | Southeastern | - | DCSPU | Purchases | 0 | 721 | 621 | 501 | 501 | 501 | 501 | 251 | 251 | 251 | 251
1992 | US | SERC | Southeastern | - | DCSSA | Sales | 0 | 2823 | 2116 | 1729 | 1651 | 1651 | 1651 | 1651 | 1651 | 1522 | 1522
1992 | US | SERC | Southeastern | - | DCSST | Standby Demand | 0 | 0 | 0 | 0 | 0 | 0 | 0 | 0 | 0 | 0 | 0
1992 | US | SERC | Southeastern | - | DCSTI | Projected Total Internal Demand | 0 | 32735 | 33634 | 34517 | 35404 | 36252 | 36963 | 37754 | 38516 | 39295 | 40075
1992 | US | SERC | Southeastern | - | DCSTO | Operable Total Internal Capacity | 0 | 38315 | 38146 | 38637 | 40075 | 40777 | 41257 | 42331 | 43379 | 44056 | 44784
1992 | US | SERC | Southeastern | - | NGEX | Exports | 38763 | 22309 | 19192 | 18402 | 15020 | 12830 | 12809 | 12293 | 11887 | 11969 | 11469
1992 | US | SERC | Southeastern | - | NGIG | Internal Generation | 169218 | 185223 | 185264 | 186894 | 185396 | 187621 | 190994 | 194749 | 198220 | 203189 | 205609
1992 | US | SERC | Southeastern | - | NGIM | Imports | 27419 | 4475 | 4695 | 4906 | 4693 | 4656 | 4763 | 3813 | 2890 | 3135 | 3285
1992 | US | SERC | Southeastern | - | NGIPP | IPPs | 235 | 138 | 138 | 244 | 182 | 197 | 260 | 208 | 201 | 230 | 290
1992 | US | SERC | Southeastern | - | NGNL | Net Energy for Load | 157874 | 167389 | 170767 | 173398 | 175069 | 179447 | 182948 | 186269 | 189223 | 194355 | 197425
1992 | US | SERC | Southeastern | - | NGPRO | Electricity Production | 169289 | 185240 | 185284 | 186910 | 185534 | 187853 | 191278 | 195036 | 198541 | 203507 | 205949
1992 | US | SERC | Southeastern | - | NGPSLD | Pumped Storage Load | 258 | 69 | 80 | 82 | 671 | 1122 | 1367 | 1384 | 1540 | 1484 | 1625
1992 | US | SERC | Southeastern | - | NGPSOT | Pumped Storage Generation | 187 | 52 | 60 | 66 | 533 | 890 | 1083 | 1097 | 1219 | 1166 | 1285
1992 | US | SERC | VACAR | - | CSIPP | IPPs | 1786 | 2919 | 3255 | 3528 | 3681 | 3726 | 3917 | 3993 | 3991 | 3991 | 3991
1992 | US | SERC | VACAR | - | CST | Total Capacity | 48356 | 50512 | 50933 | 51502 | 53169 | 54511 | 55850 | 56235 | 57028 | 58770 | 59886
1992 | US | SERC | VACAR | - | CSTOC | Total Owned Capacity | 46570 | 47593 | 47678 | 47974 | 49488 | 50785 | 51933 | 52242 | 53037 | 54779 | 55895
1992 | US | SERC | VACAR | - | DCSAJ | Adjustments | 0 | 0 | 0 | 0 | 0 | 0 | 0 | 0 | 0 | 0 | 0
1992 | US | SERC | VACAR | - | DCSFP | Full-Responsibility Purchases (portion of total purchases) | 0 | 0 | 0 | 0 | 0 | 0 | 0 | 0 | 0 | 0 | 0
1992 | US | SERC | VACAR | - | DCSFS | Full-Responsibility Sales (portion of total sales) | 0 | 0 | 0 | 0 | 0 | 0 | 0 | 0 | 0 | 0 | 0
1992 | US | SERC | VACAR | - | DCSIC | Inoperable capacity | 0 | 0 | 0 | 0 | 0 | 0 | 0 | 0 | 0 | 0 | 0
1992 | US | SERC | VACAR | - | DCSIN | Internal Demand | 0 | 43290 | 44365 | 45793 | 47044 | 48286 | 49349 | 50330 | 51351 | 52325 | 53561
1992 | US | SERC | VACAR | - | DCSIPP | IPPs | 0 | 2919 | 3255 | 3528 | 3681 | 3726 | 3917 | 3993 | 3991 | 3991 | 3991
1992 | US | SERC | VACAR | - | DCSIT | Interruptible Demand | 0 | 802 | 810 | 813 | 821 | 805 | 849 | 880 | 877 | 968 | 1063
1992 | US | SERC | VACAR | - | DCSLM | Direct Control Load Management | 0 | 864 | 1007 | 1133 | 1317 | 1445 | 1631 | 1894 | 2012 | 2177 | 2253
1992 | US | SERC | VACAR | - | DCSNC | Net Capacity Resources | 0 | 52361 | 52682 | 53051 | 54518 | 55960 | 57299 | 57684 | 58477 | 59319 | 60435
1992 | US | SERC | VACAR | - | DCSNI | Projected Net Internal Demand | 0 | 41624 | 42548 | 43847 | 44906 | 46036 | 46869 | 47556 | 48462 | 49180 | 50245
1992 | US | SERC | VACAR | - | DCSNO | Net Operable Capacity | 0 | 47593 | 47678 | 47974 | 49488 | 50785 | 51933 | 52242 | 53037 | 54779 | 55895
1992 | US | SERC | VACAR | - | DCSPU | Purchases | 0 | 1864 | 1764 | 1564 | 1364 | 1464 | 1464 | 1464 | 1464 | 564 | 564
1992 | US | SERC | VACAR | - | DCSSA | Sales | 0 | 15 | 15 | 15 | 15 | 15 | 15 | 15 | 15 | 15 | 15
1992 | US | SERC | VACAR | - | DCSST | Standby Demand | 0 | 0 | 0 | 0 | 0 | 0 | 0 | 0 | 0 | 0 | 0
1992 | US | SERC | VACAR | - | DCSTI | Projected Total Internal Demand | 0 | 43290 | 44365 | 45793 | 47044 | 48286 | 49349 | 50330 | 51351 | 52325 | 53561
1992 | US | SERC | VACAR | - | DCSTO | Operable Total Internal Capacity | 0 | 47593 | 47678 | 47974 | 49488 | 50785 | 51933 | 52242 | 53037 | 54779 | 55895
1992 | US | SERC | VACAR | - | NGEX | Exports | 11275 | 5279 | 6177 | 6998 | 7189 | 11065 | 8712 | 9005 | 8386 | 7559 | 7915
1992 | US | SERC | VACAR | - | NGIG | Internal Generation | 209366 | 216786 | 225074 | 231689 | 237406 | 242724 | 247136 | 252920 | 258024 | 268010 | 271536
1992 | US | SERC | VACAR | - | NGIM | Imports | 22419 | 14664 | 13434 | 13906 | 14487 | 16675 | 17559 | 17798 | 18181 | 13399 | 15604
1992 | US | SERC | VACAR | - | NGIPP | IPPs | 8693 | 11610 | 15167 | 15245 | 15640 | 15827 | 16193 | 16956 | 18557 | 21732 | 21779
1992 | US | SERC | VACAR | - | NGNL | Net Energy for Load | 220510 | 226171 | 232331 | 238597 | 244704 | 248334 | 255983 | 261713 | 267819 | 273850 | 279225
1992 | US | SERC | VACAR | - | NGPRO | Electricity Production | 210383 | 217455 | 225856 | 232584 | 238240 | 243779 | 248223 | 254313 | 259389 | 269421 | 272928
1992 | US | SERC | VACAR | - | NGPSLD | Pumped Storage Load | 4823 | 3185 | 3710 | 4270 | 3999 | 4932 | 5063 | 6373 | 6333 | 6632 | 6561
1992 | US | SERC | VACAR | - | NGPSOT | Pumped Storage Generation | 3806 | 2516 | 2928 | 3375 | 3165 | 3877 | 3976 | 4980 | 4968 | 5221 | 5169
1992 | US | SPP | - | - | CSIPP | IPPs | 471 | 683 | 683 | 683 | 683 | 683 | 683 | 783 | 783 | 783 | 783
1992 | US | SPP | - | - | CST | Total Capacity | 67423 | 67772 | 68985 | 69439 | 69822 | 70036 | 70436 | 70653 | 71136 | 72443 | 73158
1992 | US | SPP | - | - | CSTOC | Total Owned Capacity | 66952 | 67089 | 68302 | 68756 | 69139 | 69353 | 69753 | 69870 | 70353 | 71660 | 72375
1992 | US | SPP | - | - | DCSAJ | Adjustments | 0 | 0 | 0 | 0 | 0 | 0 | 0 | 0 | 0 | 0 | 0
1992 | US | SPP | - | - | DCSFP | Full-Responsibility Purchases (portion of total purchases) | 0 | 2842 | 2876 | 2912 | 2915 | 2857 | 2804 | 2739 | 2772 | 2709 | 2664
1992 | US | SPP | - | - | DCSFS | Full-Responsibility Sales (portion of total sales) | 0 | 1690 | 1798 | 1895 | 1881 | 1856 | 1742 | 1813 | 1824 | 1715 | 1675
1992 | US | SPP | - | - | DCSIC | Inoperable capacity | 0 | 575 | 614 | 452 | 290 | 290 | 290 | 205 | 205 | 205 | 161
1992 | US | SPP | - | - | DCSIN | Internal Demand | 0 | 53256 | 54637 | 55671 | 56658 | 57685 | 58734 | 59827 | 61024 | 62170 | 63312
1992 | US | SPP | - | - | DCSIPP | IPPs | 0 | 683 | 683 | 683 | 683 | 683 | 683 | 783 | 783 | 783 | 783
1992 | US | SPP | - | - | DCSIT | Interruptible Demand | 0 | 1612 | 1704 | 1708 | 1752 | 1837 | 1913 | 1995 | 2148 | 2150 | 2168
1992 | US | SPP | - | - | DCSLM | Direct Control Load Management | 0 | 193 | 232 | 275 | 326 | 366 | 396 | 416 | 435 | 456 | 478
1992 | US | SPP | - | - | DCSNC | Net Capacity Resources | 0 | 67472 | 68640 | 69351 | 69860 | 69992 | 70453 | 71134 | 71638 | 73058 | 73775
1992 | US | SPP | - | - | DCSNI | Projected Net Internal Demand | 0 | 51537 | 52794 | 53788 | 54702 | 55604 | 56547 | 57538 | 58563 | 59686 | 60788
1992 | US | SPP | - | - | DCSNO | Net Operable Capacity | 0 | 66514 | 67688 | 68304 | 68849 | 69063 | 69463 | 69665 | 70148 | 71455 | 72214
1992 | US | SPP | - | - | DCSPU | Purchases | 0 | 6617 | 6867 | 7171 | 7301 | 6738 | 6646 | 6555 | 6576 | 5104 | 4846
1992 | US | SPP | - | - | DCSSA | Sales | 0 | 6342 | 6598 | 6807 | 6973 | 6492 | 6339 | 5869 | 5869 | 4284 | 4068
1992 | US | SPP | - | - | DCSST | Standby Demand | 0 | 86 | 93 | 100 | 122 | 122 | 122 | 122 | 122 | 122 | 122
1992 | US | SPP | - | - | DCSTI | Projected Total Internal Demand | 0 | 53342 | 54730 | 55771 | 56780 | 57807 | 58856 | 59949 | 61146 | 62292 | 63434
1992 | US | SPP | - | - | DCSTO | Operable Total Internal Capacity | 0 | 67089 | 68302 | 68756 | 69139 | 69353 | 69753 | 69870 | 70353 | 71660 | 72375
1992 | US | SPP | - | - | NGEX | Exports | 40663 | 44447 | 45979 | 48412 | 46927 | 46987 | 48355 | 47559 | 45709 | 45305 | 44307
1992 | US | SPP | - | - | NGIG | Internal Generation | 264804 | 263356 | 270412 | 276491 | 277748 | 282493 | 289890 | 293149 | 295299 | 301156 | 304925
1992 | US | SPP | - | - | NGIM | Imports | 33293 | 39755 | 41774 | 44121 | 46082 | 46935 | 46475 | 48125 | 50025 | 49582 | 50643
1992 | US | SPP | - | - | NGIPP | IPPs | 5173 | 4981 | 5522 | 5472 | 5513 | 5519 | 5513 | 5513 | 5513 | 5519 | 5513
1992 | US | SPP | - | - | NGNL | Net Energy for Load | 257434 | 258664 | 266207 | 272200 | 276903 | 282441 | 288010 | 293715 | 299615 | 305433 | 311261
1992 | US | SPP | - | - | NGPRO | Electricity Production | 264868 | 263416 | 270472 | 276551 | 277812 | 282557 | 289954 | 293213 | 295363 | 301220 | 304989
1992 | US | SPP | - | - | NGPSLD | Pumped Storage Load | 170 | 150 | 150 | 150 | 160 | 160 | 160 | 160 | 160 | 160 | 160
1992 | US | SPP | - | - | NGPSOT | Pumped Storage Generation | 106 | 90 | 90 | 90 | 96 | 96 | 96 | 96 | 96 | 96 | 96
1992 | US | WECC | - | - | CSIPP | IPPs | 8558 | 8912 | 9559 | 10541 | 11145 | 11852 | 12060 | 12331 | 12354 | 12629 | 12643
1992 | US | WECC | - | - | CST | Total Capacity | 129920 | 127561 | 127636 | 130981 | 131986 | 133756 | 135180 | 136578 | 137604 | 138601 | 139378
1992 | US | WECC | - | - | CSTOC | Total Owned Capacity | 121362 | 118649 | 118077 | 120440 | 120841 | 121904 | 123120 | 124247 | 125250 | 125972 | 126735
1992 | US | WECC | - | - | DCSAJ | Adjustments | 0 | 0 | 0 | 0 | 0 | 0 | -130 | -130 | -130 | -130 | -130
1992 | US | WECC | - | - | DCSFP | Full-Responsibility Purchases (portion of total purchases) | 0 | 529 | 526 | 529 | 629 | 629 | 409 | 409 | 409 | 409 | 409
1992 | US | WECC | - | - | DCSFS | Full-Responsibility Sales (portion of total sales) | 0 | 210 | 205 | 210 | 210 | 210 | 60 | 160 | 660 | 660 | 660
1992 | US | WECC | - | - | DCSIC | Inoperable capacity | 0 | 86 | 86 | 86 | 86 | 86 | 86 | 86 | 86 | 86 | 86
1992 | US | WECC | - | - | DCSIN | Internal Demand | 0 | 97173 | 99338 | 101053 | 102500 | 104093 | 105905 | 107664 | 109447 | 111300 | 113126
1992 | US | WECC | - | - | DCSIPP | IPPs | 0 | 8912 | 9559 | 10541 | 11145 | 11852 | 12060 | 12331 | 12354 | 12629 | 12643
1992 | US | WECC | - | - | DCSIT | Interruptible Demand | 0 | 2085 | 2083 | 2156 | 2161 | 2152 | 2188 | 2217 | 2243 | 2254 | 2264
1992 | US | WECC | - | - | DCSLM | Direct Control Load Management | 0 | 1680 | 1666 | 1697 | 1704 | 1709 | 1715 | 1721 | 1726 | 1731 | 1737
1992 | US | WECC | - | - | DCSNC | Net Capacity Resources | 0 | 127794 | 127871 | 131214 | 132319 | 134089 | 135443 | 136741 | 137267 | 138264 | 139041
1992 | US | WECC | - | - | DCSNI | Projected Net Internal Demand | 0 | 93408 | 95589 | 97200 | 98635 | 100232 | 102002 | 103726 | 105478 | 107315 | 109125
1992 | US | WECC | - | - | DCSNO | Net Operable Capacity | 0 | 118563 | 117991 | 120354 | 120755 | 121818 | 123034 | 124161 | 125164 | 125886 | 126649
1992 | US | WECC | - | - | DCSPU | Purchases | 0 | 529 | 526 | 529 | 629 | 629 | 539 | 539 | 539 | 539 | 539
1992 | US | WECC | - | - | DCSSA | Sales | 0 | 210 | 205 | 210 | 210 | 210 | 60 | 160 | 660 | 660 | 660
1992 | US | WECC | - | - | DCSST | Standby Demand | 0 | 0 | 0 | 0 | 0 | 0 | 0 | 0 | 0 | 0 | 0
1992 | US | WECC | - | - | DCSTI | Projected Total Internal Demand | 0 | 97173 | 99338 | 101053 | 102500 | 104093 | 105905 | 107664 | 109447 | 111300 | 113126
1992 | US | WECC | - | - | DCSTO | Operable Total Internal Capacity | 0 | 118649 | 118077 | 120440 | 120841 | 121904 | 123120 | 124247 | 125250 | 125972 | 126735
1992 | US | WECC | - | - | NGEX | Exports | 1673 | 1060 | 1145 | 1195 | 1195 | 1197 | 275 | 637 | 2495 | 3050 | 3012
1992 | US | WECC | - | - | NGIG | Internal Generation | 545890 | 544998 | 552038 | 561829 | 569049 | 577786 | 582266 | 590159 | 598478 | 603485 | 607613
1992 | US | WECC | - | - | NGIM | Imports | 11172 | 29080 | 32522 | 34200 | 34555 | 33661 | 34828 | 37086 | 35863 | 41334 | 43756
1992 | US | WECC | - | - | NGIPP | IPPs | 52849 | 63997 | 69335 | 71219 | 75788 | 79796 | 81231 | 83405 | 84148 | 85045 | 85079
1992 | US | WECC | - | - | NGNL | Net Energy for Load | 555389 | 579064 | 591445 | 602265 | 610492 | 620376 | 631516 | 642625 | 653909 | 665780 | 676530
1992 | US | WECC | - | - | NGPRO | Electricity Production | 545765 | 544193 | 551308 | 561359 | 568531 | 577361 | 581942 | 589781 | 598142 | 603157 | 607336
1992 | US | WECC | - | - | NGPSLD | Pumped Storage Load | 2364 | 1543 | 1947 | 2260 | 2347 | 2517 | 2795 | 2772 | 2890 | 3070 | 3132
1992 | US | WECC | - | - | NGPSOT | Pumped Storage Generation | 2489 | 2348 | 2677 | 2730 | 2865 | 2942 | 3119 | 3150 | 3226 | 3398 | 3409
1992 | US | WECC | AZN | - | CSIPP | IPPs | 360 | 360 | 360 | 360 | 360 | 360 | 364 | 378 | 382 | 396 | 400
1992 | US | WECC | AZN | - | CST | Total Capacity | 16095 | 16092 | 16343 | 16377 | 16282 | 16312 | 16366 | 16561 | 16712 | 17104 | 17203
1992 | US | WECC | AZN | - | CSTOC | Total Owned Capacity | 15735 | 15732 | 15983 | 16017 | 15922 | 15952 | 16002 | 16183 | 16330 | 16708 | 16803
1992 | US | WECC | AZN | - | DCSAJ | Adjustments | 0 | 3781 | 3926 | 3926 | 4069 | 4069 | 4169 | 4169 | 4169 | 4169 | 4144
1992 | US | WECC | AZN | - | DCSFP | Full-Responsibility Purchases (portion of total purchases) | 0 | 872 | 872 | 873 | 987 | 1153 | 1314 | 1326 | 1326 | 1342 | 1247
1992 | US | WECC | AZN | - | DCSFS | Full-Responsibility Sales (portion of total sales) | 0 | 760 | 423 | 435 | 415 | 366 | 216 | 216 | 216 | 216 | 116
1992 | US | WECC | AZN | - | DCSIC | Inoperable capacity | 0 | 0 | 0 | 0 | 0 | 0 | 0 | 0 | 0 | 0 | 0
1992 | US | WECC | AZN | - | DCSIN | Internal Demand | 0 | 12651 | 12930 | 13300 | 13642 | 13928 | 14270 | 14586 | 14931 | 15256 | 15578
1992 | US | WECC | AZN | - | DCSIPP | IPPs | 0 | 360 | 360 | 360 | 360 | 360 | 364 | 378 | 382 | 396 | 400
1992 | US | WECC | AZN | - | DCSIT | Interruptible Demand | 0 | 396 | 361 | 405 | 411 | 397 | 403 | 408 | 411 | 417 | 421
1992 | US | WECC | AZN | - | DCSLM | Direct Control Load Management | 0 | 2 | 2 | 2 | 2 | 2 | 2 | 2 | 2 | 2 | 2
1992 | US | WECC | AZN | - | DCSNC | Net Capacity Resources | 0 | 16254 | 16892 | 16915 | 16954 | 17199 | 17514 | 17771 | 17922 | 18430 | 18534
1992 | US | WECC | AZN | - | DCSNI | Projected Net Internal Demand | 0 | 12253 | 12567 | 12893 | 13229 | 13529 | 13865 | 14176 | 14518 | 14837 | 15155
1992 | US | WECC | AZN | - | DCSNO | Net Operable Capacity | 0 | 15732 | 15983 | 16017 | 15922 | 15952 | 16002 | 16183 | 16330 | 16708 | 16803
1992 | US | WECC | AZN | - | DCSPU | Purchases | 0 | 1470 | 1519 | 1520 | 1634 | 1800 | 1961 | 2023 | 2023 | 2139 | 2069
1992 | US | WECC | AZN | - | DCSSA | Sales | 0 | 5089 | 4896 | 4908 | 5031 | 4982 | 4982 | 4982 | 4982 | 4982 | 4882
1992 | US | WECC | AZN | - | DCSST | Standby Demand | 0 | 0 | 0 | 0 | 0 | 0 | 0 | 0 | 0 | 0 | 0
1992 | US | WECC | AZN | - | DCSTI | Projected Total Internal Demand | 0 | 12651 | 12930 | 13300 | 13642 | 13928 | 14270 | 14586 | 14931 | 15256 | 15578
1992 | US | WECC | AZN | - | DCSTO | Operable Total Internal Capacity | 0 | 15732 | 15983 | 16017 | 15922 | 15952 | 16002 | 16183 | 16330 | 16708 | 16803
1992 | US | WECC | AZN | - | NGEX | Exports | 13648 | 4231 | 2755 | 3276 | 3135 | 2752 | 1690 | 1589 | 1564 | 1566 | 1217
1992 | US | WECC | AZN | - | NGIG | Internal Generation | 72998 | 66574 | 67052 | 69540 | 71248 | 72147 | 72693 | 74342 | 76148 | 77713 | 79012
1992 | US | WECC | AZN | - | NGIM | Imports | 4649 | 3341 | 3347 | 3586 | 3780 | 4230 | 4515 | 4847 | 5054 | 5477 | 5686
1992 | US | WECC | AZN | - | NGIPP | IPPs | 2607 | 2002 | 2201 | 2084 | 2049 | 2000 | 2154 | 2244 | 2344 | 2522 | 2523
1992 | US | WECC | AZN | - | NGNL | Net Energy for Load | 63999 | 65684 | 67644 | 69850 | 71893 | 73625 | 75518 | 77600 | 79638 | 81624 | 83481
1992 | US | WECC | AZN | - | NGPRO | Electricity Production | 73084 | 66578 | 67070 | 69552 | 71250 | 72153 | 72700 | 74355 | 76159 | 77727 | 79034
1992 | US | WECC | AZN | - | NGPSLD | Pumped Storage Load | 282 | 13 | 30 | 36 | 33 | 50 | 55 | 75 | 68 | 77 | 106
1992 | US | WECC | AZN | - | NGPSOT | Pumped Storage Generation | 196 | 9 | 12 | 24 | 31 | 44 | 48 | 62 | 57 | 63 | 84
1992 | US | WECC | CNV | - | CSIPP | IPPs | 7095 | 7262 | 7497 | 7769 | 8233 | 8664 | 8812 | 8815 | 8818 | 9022 | 9025
1992 | US | WECC | CNV | - | CST | Total Capacity | 54876 | 55578 | 56367 | 57477 | 58273 | 59598 | 60480 | 61031 | 61626 | 62108 | 62510
1992 | US | WECC | CNV | - | CSTOC | Total Owned Capacity | 47781 | 48316 | 48870 | 49708 | 50040 | 50934 | 51668 | 52216 | 52808 | 53086 | 53485
1992 | US | WECC | CNV | - | DCSAJ | Adjustments | 0 | -3865 | -4009 | -4009 | -4152 | -4152 | -4282 | -4282 | -4282 | -4282 | -4282
1992 | US | WECC | CNV | - | DCSFP | Full-Responsibility Purchases (portion of total purchases) | 0 | 3369 | 2926 | 2938 | 2791 | 2937 | 2768 | 2768 | 2768 | 2768 | 2668
1992 | US | WECC | CNV | - | DCSFS | Full-Responsibility Sales (portion of total sales) | 0 | 4 | 4 | 4 | 4 | 4 | 4 | 4 | 4 | 5 | 5
1992 | US | WECC | CNV | - | DCSIC | Inoperable capacity | 0 | 0 | 0 | 0 | 0 | 0 | 0 | 0 | 0 | 0 | 0
1992 | US | WECC | CNV | - | DCSIN | Internal Demand | 0 | 48564 | 49611 | 50012 | 50601 | 51360 | 52287 | 53082 | 53864 | 54907 | 55788
1992 | US | WECC | CNV | - | DCSIPP | IPPs | 0 | 7262 | 7497 | 7769 | 8233 | 8664 | 8812 | 8815 | 8818 | 9022 | 9025
1992 | US | WECC | CNV | - | DCSIT | Interruptible Demand | 0 | 186 | 203 | 250 | 273 | 285 | 259 | 273 | 285 | 287 | 290
1992 | US | WECC | CNV | - | DCSLM | Direct Control Load Management | 0 | 1651 | 1664 | 1695 | 1702 | 1707 | 1687 | 1693 | 1698 | 1703 | 1709
1992 | US | WECC | CNV | - | DCSNC | Net Capacity Resources | 0 | 61001 | 61899 | 62659 | 63152 | 64545 | 65070 | 65792 | 66418 | 66641 | 67317
1992 | US | WECC | CNV | - | DCSNI | Projected Net Internal Demand | 0 | 46727 | 47744 | 48067 | 48626 | 49368 | 50341 | 51116 | 51881 | 52917 | 53789
1992 | US | WECC | CNV | - | DCSNO | Net Operable Capacity | 0 | 48316 | 48870 | 49708 | 50040 | 50934 | 51668 | 52216 | 52808 | 53086 | 53485
1992 | US | WECC | CNV | - | DCSPU | Purchases | 0 | 9851 | 10104 | 9754 | 9594 | 9662 | 9435 | 9606 | 9637 | 9379 | 9653
1992 | US | WECC | CNV | - | DCSSA | Sales | 0 | 563 | 563 | 563 | 563 | 563 | 563 | 563 | 563 | 564 | 564
1992 | US | WECC | CNV | - | DCSST | Standby Demand | 0 | 0 | 0 | 0 | 0 | 0 | 0 | 0 | 0 | 0 | 0
1992 | US | WECC | CNV | - | DCSTI | Projected Total Internal Demand | 0 | 48564 | 49611 | 50012 | 50601 | 51360 | 52287 | 53082 | 53864 | 54907 | 55788
1992 | US | WECC | CNV | - | DCSTO | Operable Total Internal Capacity | 0 | 48316 | 48870 | 49708 | 50040 | 50934 | 51668 | 52216 | 52808 | 53086 | 53485
1992 | US | WECC | CNV | - | NGEX | Exports | 2409 | 1048 | 1033 | 1028 | 1090 | 1269 | 1268 | 1268 | 1269 | 1271 | 1270
1992 | US | WECC | CNV | - | NGIG | Internal Generation | 195099 | 209708 | 212440 | 213091 | 217896 | 222997 | 227791 | 230538 | 236529 | 237606 | 241311
1992 | US | WECC | CNV | - | NGIM | Imports | 45336 | 43314 | 44582 | 47253 | 45883 | 44928 | 45678 | 47913 | 46801 | 51016 | 52360
1992 | US | WECC | CNV | - | NGIPP | IPPs | 45108 | 54272 | 56002 | 54719 | 58623 | 61642 | 62698 | 63235 | 63573 | 64127 | 64266
1992 | US | WECC | CNV | - | NGNL | Net Energy for Load | 238026 | 251974 | 255989 | 259316 | 262689 | 266656 | 272201 | 277183 | 282061 | 287351 | 292401
1992 | US | WECC | CNV | - | NGPRO | Electricity Production | 194842 | 208902 | 211699 | 212624 | 217369 | 222529 | 227401 | 230048 | 236057 | 237130 | 240848
1992 | US | WECC | CNV | - | NGPSLD | Pumped Storage Load | 1936 | 1411 | 1801 | 2131 | 2197 | 2227 | 2442 | 2297 | 2352 | 2497 | 2451
1992 | US | WECC | CNV | - | NGPSOT | Pumped Storage Generation | 2193 | 2217 | 2542 | 2598 | 2724 | 2695 | 2832 | 2787 | 2824 | 2973 | 2914
1992 | US | WECC | NWPP | - | CSIPP | IPPs | 851 | 1038 | 1480 | 1794 | 1837 | 1927 | 1934 | 2171 | 2178 | 2204 | 2211
1992 | US | WECC | NWPP | - | CST | Total Capacity | 47542 | 46038 | 46684 | 47098 | 47305 | 47444 | 47706 | 47983 | 47990 | 48016 | 48023
1992 | US | WECC | NWPP | - | CSTOC | Total Owned Capacity | 46691 | 45000 | 45204 | 45304 | 45468 | 45517 | 45772 | 45812 | 45812 | 45812 | 45812
1992 | US | WECC | NWPP | - | DCSAJ | Adjustments | 0 | -242 | -242 | -242 | -242 | -242 | -339 | -339 | -339 | -339 | -314
1992 | US | WECC | NWPP | - | DCSFP | Full-Responsibility Purchases (portion of total purchases) | 0 | 638 | 639 | 639 | 639 | 652 | 652 | 652 | 652 | 652 | 652
1992 | US | WECC | NWPP | - | DCSFS | Full-Responsibility Sales (portion of total sales) | 0 | 2985 | 2880 | 2850 | 2723 | 3069 | 3259 | 3359 | 3859 | 3874 | 3779
1992 | US | WECC | NWPP | - | DCSIC | Inoperable capacity | 0 | 62 | 62 | 62 | 62 | 62 | 62 | 62 | 62 | 62 | 62
1992 | US | WECC | NWPP | - | DCSIN | Internal Demand | 0 | 29397 | 30220 | 30743 | 31112 | 31524 | 31979 | 32509 | 32945 | 33416 | 33878
1992 | US | WECC | NWPP | - | DCSIPP | IPPs | 0 | 1038 | 1480 | 1794 | 1837 | 1927 | 1934 | 2171 | 2178 | 2204 | 2211
1992 | US | WECC | NWPP | - | DCSIT | Interruptible Demand | 0 | 1243 | 1283 | 1257 | 1228 | 1217 | 1217 | 1218 | 1218 | 1219 | 1219
1992 | US | WECC | NWPP | - | DCSLM | Direct Control Load Management | 0 | 0 | 0 | 0 | 0 | 0 | 0 | 0 | 0 | 0 | 0
1992 | US | WECC | NWPP | - | DCSNC | Net Capacity Resources | 0 | 43629 | 44381 | 44825 | 45159 | 44965 | 45037 | 45214 | 44721 | 44732 | 44834
1992 | US | WECC | NWPP | - | DCSNI | Projected Net Internal Demand | 0 | 28154 | 28937 | 29486 | 29884 | 30307 | 30762 | 31291 | 31727 | 32197 | 32659
1992 | US | WECC | NWPP | - | DCSNO | Net Operable Capacity | 0 | 44938 | 45142 | 45242 | 45406 | 45455 | 45710 | 45750 | 45750 | 45750 | 45750
1992 | US | WECC | NWPP | - | DCSPU | Purchases | 0 | 1389 | 1390 | 1390 | 1390 | 1403 | 1553 | 1553 | 1553 | 1553 | 1553
1992 | US | WECC | NWPP | - | DCSSA | Sales | 0 | 3494 | 3389 | 3359 | 3232 | 3578 | 3821 | 3921 | 4421 | 4436 | 4366
1992 | US | WECC | NWPP | - | DCSST | Standby Demand | 0 | 0 | 0 | 0 | 0 | 0 | 0 | 0 | 0 | 0 | 0
1992 | US | WECC | NWPP | - | DCSTI | Projected Total Internal Demand | 0 | 29397 | 30220 | 30743 | 31112 | 31524 | 31979 | 32509 | 32945 | 33416 | 33878
1992 | US | WECC | NWPP | - | DCSTO | Operable Total Internal Capacity | 0 | 45000 | 45204 | 45304 | 45468 | 45517 | 45772 | 45812 | 45812 | 45812 | 45812
1992 | US | WECC | NWPP | - | NGEX | Exports | 29729 | 12384 | 11486 | 11488 | 10489 | 11593 | 12358 | 12719 | 14465 | 14891 | 14620
1992 | US | WECC | NWPP | - | NGIG | Internal Generation | 235190 | 224072 | 226635 | 231454 | 231992 | 234854 | 233749 | 236046 | 235164 | 237522 | 236079
1992 | US | WECC | NWPP | - | NGIM | Imports | 9465 | 4083 | 4067 | 4058 | 4119 | 3757 | 3832 | 3832 | 3832 | 3834 | 3832
1992 | US | WECC | NWPP | - | NGIPP | IPPs | 4158 | 6598 | 9697 | 12238 | 12597 | 13395 | 13412 | 14989 | 15137 | 15223 | 15137
1992 | US | WECC | NWPP | - | NGNL | Net Energy for Load | 214926 | 221817 | 227246 | 231455 | 233705 | 237144 | 239920 | 243176 | 246594 | 250476 | 253464
1992 | US | WECC | NWPP | - | NGPRO | Electricity Production | 235190 | 224072 | 226635 | 231454 | 231992 | 234854 | 233749 | 236046 | 235164 | 237522 | 236079
1992 | US | WECC | NWPP | - | NGPSLD | Pumped Storage Load | 0 | 0 | 0 | 0 | 0 | 0 | 0 | 0 | 0 | 0 | 0
1992 | US | WECC | NWPP | - | NGPSOT | Pumped Storage Generation | 0 | 0 | 0 | 0 | 0 | 0 | 0 | 0 | 0 | 0 | 0
1992 | US | WECC | RMPA | - | CSIPP | IPPs | 232 | 247 | 272 | 618 | 715 | 901 | 915 | 932 | 941 | 972 | 972
1992 | US | WECC | RMPA | - | CST | Total Capacity | 9557 | 9642 | 9683 | 10029 | 10126 | 10402 | 10499 | 10851 | 11126 | 11222 | 11488
1992 | US | WECC | RMPA | - | CSTOC | Total Owned Capacity | 9325 | 9395 | 9411 | 9411 | 9411 | 9501 | 9584 | 9919 | 10185 | 10250 | 10516
1992 | US | WECC | RMPA | - | DCSAJ | Adjustments | 0 | 326 | 325 | 325 | 325 | 325 | 322 | 322 | 322 | 322 | 322
1992 | US | WECC | RMPA | - | DCSFP | Full-Responsibility Purchases (portion of total purchases) | 0 | 205 | 205 | 175 | 175 | 175 | 175 | 175 | 175 | 175 | 175
1992 | US | WECC | RMPA | - | DCSFS | Full-Responsibility Sales (portion of total sales) | 0 | 1015 | 1017 | 1017 | 1031 | 1058 | 1079 | 1091 | 1091 | 1091 | 1091
1992 | US | WECC | RMPA | - | DCSIC | Inoperable capacity | 0 | 24 | 24 | 24 | 24 | 24 | 24 | 24 | 24 | 24 | 24
1992 | US | WECC | RMPA | - | DCSIN | Internal Demand | 0 | 6747 | 6866 | 6998 | 7145 | 7294 | 7461 | 7610 | 7760 | 7894 | 8054
1992 | US | WECC | RMPA | - | DCSIPP | IPPs | 0 | 247 | 272 | 618 | 715 | 901 | 915 | 932 | 941 | 972 | 972
1992 | US | WECC | RMPA | - | DCSIT | Interruptible Demand | 0 | 237 | 241 | 244 | 249 | 253 | 262 | 271 | 278 | 282 | 285
1992 | US | WECC | RMPA | - | DCSLM | Direct Control Load Management | 0 | 0 | 0 | 0 | 0 | 0 | 0 | 0 | 0 | 0 | 0
1992 | US | WECC | RMPA | - | DCSNC | Net Capacity Resources | 0 | 8808 | 8847 | 9163 | 9246 | 9495 | 9571 | 9911 | 10186 | 10282 | 10548
1992 | US | WECC | RMPA | - | DCSNI | Projected Net Internal Demand | 0 | 6510 | 6625 | 6754 | 6896 | 7041 | 7199 | 7339 | 7482 | 7612 | 7769
1992 | US | WECC | RMPA | - | DCSNO | Net Operable Capacity | 0 | 9371 | 9387 | 9387 | 9387 | 9477 | 9560 | 9895 | 10161 | 10226 | 10492
1992 | US | WECC | RMPA | - | DCSPU | Purchases | 0 | 269 | 269 | 239 | 239 | 239 | 242 | 242 | 242 | 242 | 242
1992 | US | WECC | RMPA | - | DCSSA | Sales | 0 | 1405 | 1406 | 1406 | 1420 | 1447 | 1468 | 1480 | 1480 | 1480 | 1480
1992 | US | WECC | RMPA | - | DCSST | Standby Demand | 0 | 0 | 0 | 0 | 0 | 0 | 0 | 0 | 0 | 0 | 0
1992 | US | WECC | RMPA | - | DCSTI | Projected Total Internal Demand | 0 | 6747 | 6866 | 6998 | 7145 | 7294 | 7461 | 7610 | 7760 | 7894 | 8054
1992 | US | WECC | RMPA | - | DCSTO | Operable Total Internal Capacity | 0 | 9395 | 9411 | 9411 | 9411 | 9501 | 9584 | 9919 | 10185 | 10250 | 10516
1992 | US | WECC | RMPA | - | NGEX | Exports | 7021 | 5376 | 5770 | 6483 | 6116 | 5234 | 4456 | 4866 | 5319 | 4611 | 4332
1992 | US | WECC | RMPA | - | NGIG | Internal Generation | 42603 | 44644 | 45911 | 47744 | 47913 | 47788 | 48033 | 49233 | 50637 | 50644 | 51211
1992 | US | WECC | RMPA | - | NGIM | Imports | 2856 | 321 | 425 | 383 | 408 | 397 | 300 | 299 | 298 | 296 | 305
1992 | US | WECC | RMPA | - | NGIPP | IPPs | 976 | 1125 | 1435 | 2178 | 2519 | 2759 | 2967 | 2937 | 3094 | 3173 | 3153
1992 | US | WECC | RMPA | - | NGNL | Net Energy for Load | 38438 | 39589 | 40566 | 41644 | 42205 | 42951 | 43877 | 44666 | 45616 | 46329 | 47184
1992 | US | WECC | RMPA | - | NGPRO | Electricity Production | 42649 | 44641 | 45904 | 47729 | 47920 | 47825 | 48092 | 49332 | 50762 | 50778 | 51375
1992 | US | WECC | RMPA | - | NGPSLD | Pumped Storage Load | 146 | 119 | 116 | 93 | 117 | 240 | 298 | 400 | 470 | 496 | 575
1992 | US | WECC | RMPA | - | NGPSOT | Pumped Storage Generation | 100 | 122 | 123 | 108 | 110 | 203 | 239 | 301 | 345 | 362 | 411
1993 | CA | MRO | - | - | CSIPP | IPPs | 0 | 0 | 0 | 0 | 0 | 0 | 0 | 0 | 0 | 0 | 0
1993 | CA | MRO | - | - | CST | Total Capacity | 8080 | 8080 | 8080 | 8080 | 7960 | 7960 | 7960 | 7960 | 7960 | 7960 | 7960
1993 | CA | MRO | - | - | CSTOC | Total Owned Capacity | 8080 | 8080 | 8080 | 8080 | 7960 | 7960 | 7960 | 7960 | 7960 | 7960 | 7960
1993 | CA | MRO | - | - | DCSAJ | Adjustments | 0 | 0 | 0 | 0 | 0 | 0 | 0 | 0 | 0 | 0 | 0
1993 | CA | MRO | - | - | DCSFP | Full-Responsibility Purchases (portion of total purchases) | 0 | 150 | 175 | 150 | 165 | 165 | 165 | 165 | 165 | 165 | 200
1993 | CA | MRO | - | - | DCSFS | Full-Responsibility Sales (portion of total sales) | 0 | 0 | 0 | 0 | 0 | 0 | 0 | 200 | 200 | 200 | 200
1993 | CA | MRO | - | - | DCSIC | Inoperable capacity | 0 | 0 | 0 | 0 | 0 | 0 | 0 | 0 | 0 | 0 | 0
1993 | CA | MRO | - | - | DCSIN | Internal Demand | 0 | 4777 | 4817 | 4878 | 4961 | 5044 | 5112 | 5179 | 5229 | 5280 | 5333
1993 | CA | MRO | - | - | DCSIPP | IPPs | 0 | 0 | 0 | 0 | 0 | 0 | 0 | 0 | 0 | 0 | 0
1993 | CA | MRO | - | - | DCSIT | Interruptible Demand | 0 | 150 | 150 | 153 | 153 | 153 | 153 | 153 | 153 | 153 | 153
1993 | CA | MRO | - | - | DCSLM | Direct Control Load Management | 0 | 0 | 0 | 0 | 0 | 0 | 0 | 0 | 0 | 0 | 0
1993 | CA | MRO | - | - | DCSNC | Net Capacity Resources | 0 | 8230 | 8255 | 8230 | 8125 | 8125 | 8125 | 7925 | 7925 | 7925 | 7960
1993 | CA | MRO | - | - | DCSNI | Projected Net Internal Demand | 0 | 4777 | 4817 | 4878 | 4961 | 5044 | 5112 | 5179 | 5229 | 5280 | 5333
1993 | CA | MRO | - | - | DCSNO | Net Operable Capacity | 0 | 8080 | 8080 | 8080 | 7960 | 7960 | 7960 | 7960 | 7960 | 7960 | 7960
1993 | CA | MRO | - | - | DCSPU | Purchases | 0 | 150 | 175 | 150 | 165 | 165 | 165 | 165 | 165 | 165 | 200
1993 | CA | MRO | - | - | DCSSA | Sales | 0 | 0 | 0 | 0 | 0 | 0 | 0 | 200 | 200 | 200 | 200
1993 | CA | MRO | - | - | DCSST | Standby Demand | 0 | 0 | 0 | 0 | 0 | 0 | 0 | 0 | 0 | 0 | 0
1993 | CA | MRO | - | - | DCSTI | Projected Total Internal Demand | 0 | 4777 | 4817 | 4878 | 4961 | 5044 | 5112 | 5179 | 5229 | 5280 | 5333
1993 | CA | MRO | - | - | DCSTO | Operable Total Internal Capacity | 0 | 8080 | 8080 | 8080 | 7960 | 7960 | 7960 | 7960 | 7960 | 7960 | 7960
1993 | CA | MRO | - | - | NGEX | Exports | 7908 | 10454 | 10796 | 9565 | 9113 | 8426 | 8203 | 8260 | 7961 | 7782 | 7883
1993 | CA | MRO | - | - | NGIG | Internal Generation | 39180 | 43254 | 44215 | 43404 | 43567 | 43312 | 43669 | 44186 | 44362 | 44560 | 45021
1993 | CA | MRO | - | - | NGIM | Imports | 0 | 0 | 0 | 0 | 0 | 0 | 0 | 0 | 0 | 0 | 0
1993 | CA | MRO | - | - | NGIPP | IPPs | 0 | 0 | 186 | 208 | 273 | 271 | 271 | 271 | 273 | 495 | 718
1993 | CA | MRO | - | - | NGNL | Net Energy for Load | 31272 | 32800 | 33419 | 33839 | 34454 | 34886 | 35466 | 35926 | 36401 | 36778 | 37138
1993 | CA | MRO | - | - | NGPRO | Electricity Production | 39180 | 43254 | 44215 | 43404 | 43567 | 43312 | 43669 | 44186 | 44362 | 44560 | 45021
1993 | CA | MRO | - | - | NGPSLD | Pumped Storage Load | 0 | 0 | 0 | 0 | 0 | 0 | 0 | 0 | 0 | 0 | 0
1993 | CA | MRO | - | - | NGPSOT | Pumped Storage Generation | 0 | 0 | 0 | 0 | 0 | 0 | 0 | 0 | 0 | 0 | 0
1993 | CA | NPCC | - | - | CSIPP | IPPs | 422 | 633 | 1125 | 1635 | 3085 | 3162 | 3187 | 3212 | 3237 | 3262 | 3287
1993 | CA | NPCC | - | - | CST | Total Capacity | 62414 | 67961 | 70080 | 71833 | 73277 | 73676 | 73317 | 74176 | 74817 | 75622 | 76829
1993 | CA | NPCC | - | - | CSTOC | Total Owned Capacity | 61992 | 67328 | 68955 | 70198 | 70192 | 70514 | 70130 | 70964 | 71580 | 72360 | 73542
1993 | CA | NPCC | - | - | DCSAJ | Adjustments | 0 | -12 | -12 | -12 | -12 | -12 | -12 | -12 | -12 | -12 | -12
1993 | CA | NPCC | - | - | DCSFP | Full-Responsibility Purchases (portion of total purchases) | 0 | 100 | 0 | 0 | 0 | 0 | 0 | 0 | 0 | 0 | 0
1993 | CA | NPCC | - | - | DCSFS | Full-Responsibility Sales (portion of total sales) | 0 | 562 | 513 | 490 | 490 | 490 | 490 | 390 | 390 | 390 | 390
1993 | CA | NPCC | - | - | DCSIC | Inoperable capacity | 0 | 2838 | 2834 | 2834 | 2834 | 2834 | 2834 | 2834 | 2834 | 2834 | 2834
1993 | CA | NPCC | - | - | DCSIN | Internal Demand | 0 | 40936 | 41983 | 43282 | 44445 | 45952 | 47030 | 47947 | 48675 | 49492 | 50258
1993 | CA | NPCC | - | - | DCSIPP | IPPs | 0 | 633 | 1125 | 1635 | 3085 | 3162 | 3187 | 3212 | 3237 | 3262 | 3287
1993 | CA | NPCC | - | - | DCSIT | Interruptible Demand | 0 | 2299 | 2557 | 2586 | 2629 | 2771 | 2789 | 2809 | 2830 | 2851 | 2872
1993 | CA | NPCC | - | - | DCSLM | Direct Control Load Management | 0 | 0 | 0 | 0 | 0 | 0 | 0 | 0 | 0 | 0 | 0
1993 | CA | NPCC | - | - | DCSNC | Net Capacity Resources | 0 | 68041 | 70335 | 72121 | 73435 | 73745 | 73376 | 74430 | 75061 | 75901 | 77103
1993 | CA | NPCC | - | - | DCSNI | Projected Net Internal Demand | 0 | 38637 | 39426 | 40696 | 41816 | 43181 | 44241 | 45138 | 45845 | 46651 | 47386
1993 | CA | NPCC | - | - | DCSNO | Net Operable Capacity | 0 | 64490 | 66121 | 67364 | 67358 | 67680 | 67296 | 68130 | 68746 | 69526 | 70708
1993 | CA | NPCC | - | - | DCSPU | Purchases | 0 | 4914 | 4814 | 4804 | 4744 | 4685 | 4675 | 4770 | 4760 | 4755 | 4750
1993 | CA | NPCC | - | - | DCSSA | Sales | 0 | 1984 | 1713 | 1670 | 1740 | 1770 | 1770 | 1670 | 1670 | 1630 | 1630
1993 | CA | NPCC | - | - | DCSST | Standby Demand | 0 | 0 | 0 | 0 | 0 | 0 | 0 | 0 | 0 | 0 | 0
1993 | CA | NPCC | - | - | DCSTI | Projected Total Internal Demand | 0 | 40936 | 41983 | 43282 | 44445 | 45952 | 47030 | 47947 | 48675 | 49492 | 50258
1993 | CA | NPCC | - | - | DCSTO | Operable Total Internal Capacity | 0 | 67328 | 68955 | 70198 | 70192 | 70514 | 70130 | 70964 | 71580 | 72360 | 73542
1993 | CA | NPCC | - | - | NGEX | Exports | 19963 | 15721 | 16396 | 17880 | 17517 | 18285 | 19975 | 23523 | 22325 | 17623 | 15823
1993 | CA | NPCC | - | - | NGIG | Internal Generation | 287807 | 298440 | 310205 | 322438 | 332405 | 345271 | 352140 | 361603 | 366701 | 369159 | 373725
1993 | CA | NPCC | - | - | NGIM | Imports | 40772 | 38065 | 37523 | 37014 | 36528 | 36474 | 37673 | 38767 | 38693 | 38527 | 38451
1993 | CA | NPCC | - | - | NGIPP | IPPs | 3216 | 4363 | 6712 | 10321 | 17740 | 22150 | 22394 | 22560 | 22766 | 22930 | 23094
1993 | CA | NPCC | - | - | NGNL | Net Energy for Load | 308616 | 320784 | 331332 | 341572 | 351416 | 363460 | 369838 | 376847 | 383069 | 390063 | 396353
1993 | CA | NPCC | - | - | NGPRO | Electricity Production | 287807 | 298440 | 310205 | 322438 | 332405 | 345271 | 352140 | 361603 | 366701 | 369159 | 373725
1993 | CA | NPCC | - | - | NGPSLD | Pumped Storage Load | 0 | 0 | 0 | 0 | 0 | 0 | 0 | 0 | 0 | 0 | 0
1993 | CA | NPCC | - | - | NGPSOT | Pumped Storage Generation | 0 | 0 | 0 | 0 | 0 | 0 | 0 | 0 | 0 | 0 | 0
1993 | CA | NPCC | Maritimes | Maritimes | CSIPP | IPPs | 10 | 14 | 20 | 60 | 68 | 118 | 118 | 118 | 118 | 118 | 118
1993 | CA | NPCC | Maritimes | Maritimes | CST | Total Capacity | 5919 | 6365 | 6536 | 6569 | 6577 | 6649 | 6649 | 6649 | 6649 | 6629 | 6685
1993 | CA | NPCC | Maritimes | Maritimes | CSTOC | Total Owned Capacity | 5909 | 6351 | 6516 | 6509 | 6509 | 6531 | 6531 | 6531 | 6531 | 6511 | 6567
1993 | CA | NPCC | Maritimes | Maritimes | DCSAJ | Adjustments | 0 | -12 | -12 | -12 | -12 | -12 | -12 | -12 | -12 | -12 | -12
1993 | CA | NPCC | Maritimes | Maritimes | DCSFP | Full-Responsibility Purchases (portion of total purchases) | 0 | 100 | 0 | 0 | 0 | 0 | 0 | 0 | 0 | 0 | 0
1993 | CA | NPCC | Maritimes | Maritimes | DCSFS | Full-Responsibility Sales (portion of total sales) | 0 | 562 | 513 | 490 | 490 | 490 | 490 | 390 | 390 | 390 | 390
1993 | CA | NPCC | Maritimes | Maritimes | DCSIC | Inoperable capacity | 0 | 0 | 0 | 0 | 0 | 0 | 0 | 0 | 0 | 0 | 0
1993 | CA | NPCC | Maritimes | Maritimes | DCSIN | Internal Demand | 0 | 3208 | 3261 | 3331 | 3417 | 3487 | 3555 | 3615 | 3668 | 3727 | 3786
1993 | CA | NPCC | Maritimes | Maritimes | DCSIPP | IPPs | 0 | 14 | 20 | 60 | 68 | 118 | 118 | 118 | 118 | 118 | 118
1993 | CA | NPCC | Maritimes | Maritimes | DCSIT | Interruptible Demand | 0 | 222 | 224 | 226 | 231 | 234 | 238 | 244 | 250 | 256 | 262
1993 | CA | NPCC | Maritimes | Maritimes | DCSLM | Direct Control Load Management | 0 | 0 | 0 | 0 | 0 | 0 | 0 | 0 | 0 | 0 | 0
1993 | CA | NPCC | Maritimes | Maritimes | DCSNC | Net Capacity Resources | 0 | 5915 | 6035 | 6091 | 6099 | 6152 | 6152 | 6257 | 6257 | 6242 | 6303
1993 | CA | NPCC | Maritimes | Maritimes | DCSNI | Projected Net Internal Demand | 0 | 2986 | 3037 | 3105 | 3186 | 3253 | 3317 | 3371 | 3418 | 3481 | 3524
1993 | CA | NPCC | Maritimes | Maritimes | DCSNO | Net Operable Capacity | 0 | 6351 | 6516 | 6509 | 6509 | 6531 | 6531 | 6531 | 6531 | 6511 | 6567
1993 | CA | NPCC | Maritimes | Maritimes | DCSPU | Purchases | 0 | 124 | 24 | 24 | 24 | 5 | 5 | 10 | 10 | 15 | 20
1993 | CA | NPCC | Maritimes | Maritimes | DCSSA | Sales | 0 | 562 | 513 | 490 | 490 | 490 | 490 | 390 | 390 | 390 | 390
1993 | CA | NPCC | Maritimes | Maritimes | DCSST | Standby Demand | 0 | 0 | 0 | 0 | 0 | 0 | 0 | 0 | 0 | 0 | 0
1993 | CA | NPCC | Maritimes | Maritimes | DCSTI | Projected Total Internal Demand | 0 | 3208 | 3261 | 3331 | 3417 | 3487 | 3555 | 3615 | 3668 | 3727 | 3786
1993 | CA | NPCC | Maritimes | Maritimes | DCSTO | Operable Total Internal Capacity | 0 | 6351 | 6516 | 6509 | 6509 | 6531 | 6531 | 6531 | 6531 | 6511 | 6567
1993 | CA | NPCC | Maritimes | Maritimes | NGEX | Exports | 4768 | 2681 | 2396 | 2360 | 2367 | 2375 | 2375 | 2323 | 2325 | 2323 | 2323
1993 | CA | NPCC | Maritimes | Maritimes | NGIG | Internal Generation | 24656 | 25679 | 26496 | 27011 | 27665 | 27987 | 28480 | 28891 | 29325 | 29730 | 30152
1993 | CA | NPCC | Maritimes | Maritimes | NGIM | Imports | 3852 | 1234 | 707 | 724 | 669 | 918 | 943 | 967 | 993 | 1027 | 1051
1993 | CA | NPCC | Maritimes | Maritimes | NGIPP | IPPs | 55 | 88 | 135 | 424 | 595 | 595 | 595 | 595 | 595 | 595 | 595
1993 | CA | NPCC | Maritimes | Maritimes | NGNL | Net Energy for Load | 23740 | 24232 | 24807 | 25375 | 25967 | 26530 | 27048 | 27535 | 27993 | 28434 | 28880
1993 | CA | NPCC | Maritimes | Maritimes | NGPRO | Electricity Production | 24656 | 25679 | 26496 | 27011 | 27665 | 27987 | 28480 | 28891 | 29325 | 29730 | 30152
1993 | CA | NPCC | Maritimes | Maritimes | NGPSLD | Pumped Storage Load | 0 | 0 | 0 | 0 | 0 | 0 | 0 | 0 | 0 | 0 | 0
1993 | CA | NPCC | Maritimes | Maritimes | NGPSOT | Pumped Storage Generation | 0 | 0 | 0 | 0 | 0 | 0 | 0 | 0 | 0 | 0 | 0
1993 | CA | NPCC | Ontario | Ontario | CSIPP | IPPs | 402 | 599 | 1035 | 1415 | 2257 | 2284 | 2309 | 2334 | 2359 | 2384 | 2409
1993 | CA | NPCC | Ontario | Ontario | CST | Total Capacity | 31235 | 34116 | 34544 | 34924 | 35790 | 35817 | 35928 | 36287 | 36278 | 36303 | 36894
1993 | CA | NPCC | Ontario | Ontario | CSTOC | Total Owned Capacity | 30833 | 33517 | 33509 | 33509 | 33533 | 33533 | 33619 | 33953 | 33919 | 33919 | 34485
1993 | CA | NPCC | Ontario | Ontario | DCSAJ | Adjustments | 0 | 0 | 0 | 0 | 0 | 0 | 0 | 0 | 0 | 0 | 0
1993 | CA | NPCC | Ontario | Ontario | DCSFP | Full-Responsibility Purchases (portion of total purchases) | 0 | 0 | 0 | 0 | 0 | 0 | 0 | 0 | 0 | 0 | 0
1993 | CA | NPCC | Ontario | Ontario | DCSFS | Full-Responsibility Sales (portion of total sales) | 0 | 0 | 0 | 0 | 0 | 0 | 0 | 0 | 0 | 0 | 0
1993 | CA | NPCC | Ontario | Ontario | DCSIC | Inoperable capacity | 0 | 2838 | 2834 | 2834 | 2834 | 2834 | 2834 | 2834 | 2834 | 2834 | 2834
1993 | CA | NPCC | Ontario | Ontario | DCSIN | Internal Demand | 0 | 19688 | 19912 | 20331 | 20798 | 21355 | 21955 | 22352 | 22667 | 23035 | 23442
1993 | CA | NPCC | Ontario | Ontario | DCSIPP | IPPs | 0 | 599 | 1035 | 1415 | 2257 | 2284 | 2309 | 2334 | 2359 | 2384 | 2409
1993 | CA | NPCC | Ontario | Ontario | DCSIT | Interruptible Demand | 0 | 667 | 753 | 780 | 818 | 787 | 801 | 815 | 830 | 845 | 860
1993 | CA | NPCC | Ontario | Ontario | DCSLM | Direct Control Load Management | 0 | 0 | 0 | 0 | 0 | 0 | 0 | 0 | 0 | 0 | 0
1993 | CA | NPCC | Ontario | Ontario | DCSNC | Net Capacity Resources | 0 | 31166 | 31710 | 32090 | 32956 | 32983 | 33094 | 33653 | 33644 | 33669 | 34260
1993 | CA | NPCC | Ontario | Ontario | DCSNI | Projected Net Internal Demand | 0 | 19021 | 19159 | 19551 | 19980 | 20568 | 21154 | 21537 | 21837 | 22190 | 22582
1993 | CA | NPCC | Ontario | Ontario | DCSNO | Net Operable Capacity | 0 | 30679 | 30675 | 30675 | 30699 | 30699 | 30785 | 31119 | 31085 | 31085 | 31651
1993 | CA | NPCC | Ontario | Ontario | DCSPU | Purchases | 0 | 0 | 0 | 0 | 0 | 0 | 0 | 200 | 200 | 200 | 200
1993 | CA | NPCC | Ontario | Ontario | DCSSA | Sales | 0 | 112 | 0 | 0 | 0 | 0 | 0 | 0 | 0 | 0 | 0
1993 | CA | NPCC | Ontario | Ontario | DCSST | Standby Demand | 0 | 0 | 0 | 0 | 0 | 0 | 0 | 0 | 0 | 0 | 0
1993 | CA | NPCC | Ontario | Ontario | DCSTI | Projected Total Internal Demand | 0 | 19688 | 19912 | 20331 | 20798 | 21355 | 21955 | 22352 | 22667 | 23035 | 23442
1993 | CA | NPCC | Ontario | Ontario | DCSTO | Operable Total Internal Capacity | 0 | 33517 | 33509 | 33509 | 33533 | 33533 | 33619 | 33953 | 33919 | 33919 | 34485
1993 | CA | NPCC | Ontario | Ontario | NGEX | Exports | 1895 | 3440 | 5000 | 6120 | 5750 | 5710 | 6100 | 6500 | 7100 | 6500 | 5800
1993 | CA | NPCC | Ontario | Ontario | NGIG | Internal Generation | 134251 | 140161 | 143809 | 148727 | 152340 | 156084 | 157160 | 158812 | 161976 | 164329 | 166573
1993 | CA | NPCC | Ontario | Ontario | NGIM | Imports | 2020 | 1031 | 1116 | 690 | 659 | 656 | 1930 | 3100 | 3100 | 3100 | 3100
1993 | CA | NPCC | Ontario | Ontario | NGIPP | IPPs | 2961 | 3975 | 6077 | 9397 | 14845 | 15755 | 15999 | 16165 | 16371 | 16535 | 16699
1993 | CA | NPCC | Ontario | Ontario | NGNL | Net Energy for Load | 134376 | 137752 | 139925 | 143297 | 147249 | 151030 | 152990 | 155412 | 157976 | 160929 | 163873
1993 | CA | NPCC | Ontario | Ontario | NGPRO | Electricity Production | 134251 | 140161 | 143809 | 148727 | 152340 | 156084 | 157160 | 158812 | 161976 | 164329 | 166573
1993 | CA | NPCC | Ontario | Ontario | NGPSLD | Pumped Storage Load | 0 | 0 | 0 | 0 | 0 | 0 | 0 | 0 | 0 | 0 | 0
1993 | CA | NPCC | Ontario | Ontario | NGPSOT | Pumped Storage Generation | 0 | 0 | 0 | 0 | 0 | 0 | 0 | 0 | 0 | 0 | 0
1993 | CA | NPCC | Quebec | Quebec | CSIPP | IPPs | 10 | 20 | 70 | 160 | 760 | 760 | 760 | 760 | 760 | 760 | 760
1993 | CA | NPCC | Quebec | Quebec | CST | Total Capacity | 25260 | 27480 | 29000 | 30340 | 30910 | 31210 | 30740 | 31240 | 31890 | 32690 | 33250
1993 | CA | NPCC | Quebec | Quebec | CSTOC | Total Owned Capacity | 25250 | 27460 | 28930 | 30180 | 30150 | 30450 | 29980 | 30480 | 31130 | 31930 | 32490
1993 | CA | NPCC | Quebec | Quebec | DCSAJ | Adjustments | 0 | 0 | 0 | 0 | 0 | 0 | 0 | 0 | 0 | 0 | 0
1993 | CA | NPCC | Quebec | Quebec | DCSFP | Full-Responsibility Purchases (portion of total purchases) | 0 | 0 | 0 | 0 | 0 | 0 | 0 | 0 | 0 | 0 | 0
1993 | CA | NPCC | Quebec | Quebec | DCSFS | Full-Responsibility Sales (portion of total sales) | 0 | 0 | 0 | 0 | 0 | 0 | 0 | 0 | 0 | 0 | 0
1993 | CA | NPCC | Quebec | Quebec | DCSIC | Inoperable capacity | 0 | 0 | 0 | 0 | 0 | 0 | 0 | 0 | 0 | 0 | 0
1993 | CA | NPCC | Quebec | Quebec | DCSIN | Internal Demand | 0 | 18040 | 18810 | 19620 | 20230 | 21110 | 21520 | 21980 | 22340 | 22730 | 23030
1993 | CA | NPCC | Quebec | Quebec | DCSIPP | IPPs | 0 | 20 | 70 | 160 | 760 | 760 | 760 | 760 | 760 | 760 | 760
1993 | CA | NPCC | Quebec | Quebec | DCSIT | Interruptible Demand | 0 | 1410 | 1580 | 1580 | 1580 | 1750 | 1750 | 1750 | 1750 | 1750 | 1750
1993 | CA | NPCC | Quebec | Quebec | DCSLM | Direct Control Load Management | 0 | 0 | 0 | 0 | 0 | 0 | 0 | 0 | 0 | 0 | 0
1993 | CA | NPCC | Quebec | Quebec | DCSNC | Net Capacity Resources | 0 | 30960 | 32590 | 33940 | 34380 | 34610 | 34130 | 34520 | 35160 | 35990 | 36540
1993 | CA | NPCC | Quebec | Quebec | DCSNI | Projected Net Internal Demand | 0 | 16630 | 17230 | 18040 | 18650 | 19360 | 19770 | 20230 | 20590 | 20980 | 21280
1993 | CA | NPCC | Quebec | Quebec | DCSNO | Net Operable Capacity | 0 | 27460 | 28930 | 30180 | 30150 | 30450 | 29980 | 30480 | 31130 | 31930 | 32490
1993 | CA | NPCC | Quebec | Quebec | DCSPU | Purchases | 0 | 4790 | 4790 | 4780 | 4720 | 4680 | 4670 | 4560 | 4550 | 4540 | 4530
1993 | CA | NPCC | Quebec | Quebec | DCSSA | Sales | 0 | 1310 | 1200 | 1180 | 1250 | 1280 | 1280 | 1280 | 1280 | 1240 | 1240
1993 | CA | NPCC | Quebec | Quebec | DCSST | Standby Demand | 0 | 0 | 0 | 0 | 0 | 0 | 0 | 0 | 0 | 0 | 0
1993 | CA | NPCC | Quebec | Quebec | DCSTI | Projected Total Internal Demand | 0 | 18040 | 18810 | 19620 | 20230 | 21110 | 21520 | 21980 | 22340 | 22730 | 23030
1993 | CA | NPCC | Quebec | Quebec | DCSTO | Operable Total Internal Capacity | 0 | 27460 | 28930 | 30180 | 30150 | 30450 | 29980 | 30480 | 31130 | 31930 | 32490
1993 | CA | NPCC | Quebec | Quebec | NGEX | Exports | 13300 | 9600 | 9000 | 9400 | 9400 | 10200 | 11500 | 14700 | 12900 | 8800 | 7700
1993 | CA | NPCC | Quebec | Quebec | NGIG | Internal Generation | 128900 | 132600 | 139900 | 146700 | 152400 | 161200 | 166500 | 173900 | 175400 | 175100 | 177000
1993 | CA | NPCC | Quebec | Quebec | NGIM | Imports | 34900 | 35800 | 35700 | 35600 | 35200 | 34900 | 34800 | 34700 | 34600 | 34400 | 34300
1993 | CA | NPCC | Quebec | Quebec | NGIPP | IPPs | 200 | 300 | 500 | 500 | 2300 | 5800 | 5800 | 5800 | 5800 | 5800 | 5800
1993 | CA | NPCC | Quebec | Quebec | NGNL | Net Energy for Load | 150500 | 158800 | 166600 | 172900 | 178200 | 185900 | 189800 | 193900 | 197100 | 200700 | 203600
1993 | CA | NPCC | Quebec | Quebec | NGPRO | Electricity Production | 128900 | 132600 | 139900 | 146700 | 152400 | 161200 | 166500 | 173900 | 175400 | 175100 | 177000
1993 | CA | NPCC | Quebec | Quebec | NGPSLD | Pumped Storage Load | 0 | 0 | 0 | 0 | 0 | 0 | 0 | 0 | 0 | 0 | 0
1993 | CA | NPCC | Quebec | Quebec | NGPSOT | Pumped Storage Generation | 0 | 0 | 0 | 0 | 0 | 0 | 0 | 0 | 0 | 0 | 0
1993 | CA | WECC | - | - | CSIPP | IPPs | 163 | 239 | 417 | 450 | 401 | 911 | 911 | 911 | 956 | 1001 | 1041
1993 | CA | WECC | - | - | CST | Total Capacity | 19018 | 19082 | 19288 | 19657 | 19594 | 20114 | 20114 | 20114 | 20096 | 20253 | 20873
1993 | CA | WECC | - | - | CSTOC | Total Owned Capacity | 18855 | 18843 | 18871 | 19207 | 19193 | 19203 | 19203 | 19203 | 19140 | 19252 | 19832
1993 | CA | WECC | - | - | DCSAJ | Adjustments | 0 | 0 | 0 | 0 | 0 | 130 | 130 | 130 | 130 | 130 | 130
1993 | CA | WECC | - | - | DCSFP | Full-Responsibility Purchases (portion of total purchases) | 0 | 0 | 0 | 0 | 0 | 0 | 110 | 670 | 670 | 670 | 670
1993 | CA | WECC | - | - | DCSFS | Full-Responsibility Sales (portion of total sales) | 0 | 309 | 309 | 309 | 109 | 109 | 109 | 109 | 109 | 109 | 109
1993 | CA | WECC | - | - | DCSIC | Inoperable capacity | 0 | 0 | 0 | 0 | 0 | 0 | 0 | 0 | 0 | 0 | 0
1993 | CA | WECC | - | - | DCSIN | Internal Demand | 0 | 12045 | 12495 | 12894 | 13094 | 13279 | 13542 | 13742 | 14010 | 14263 | 14372
1993 | CA | WECC | - | - | DCSIPP | IPPs | 0 | 239 | 417 | 450 | 401 | 911 | 911 | 911 | 956 | 1001 | 1041
1993 | CA | WECC | - | - | DCSIT | Interruptible Demand | 0 | 410 | 470 | 467 | 476 | 482 | 477 | 491 | 490 | 489 | 468
1993 | CA | WECC | - | - | DCSLM | Direct Control Load Management | 0 | 0 | 0 | 0 | 0 | 0 | 0 | 0 | 0 | 0 | 0
1993 | CA | WECC | - | - | DCSNC | Net Capacity Resources | 0 | 18773 | 18979 | 19348 | 19485 | 20005 | 20115 | 20675 | 20657 | 20814 | 21434
1993 | CA | WECC | - | - | DCSNI | Projected Net Internal Demand | 0 | 11635 | 12025 | 12427 | 12618 | 12797 | 13065 | 13251 | 13520 | 13774 | 13904
1993 | CA | WECC | - | - | DCSNO | Net Operable Capacity | 0 | 18843 | 18871 | 19207 | 19193 | 19203 | 19203 | 19203 | 19140 | 19252 | 19832
1993 | CA | WECC | - | - | DCSPU | Purchases | 0 | 0 | 0 | 0 | 0 | 0 | 110 | 670 | 670 | 670 | 670
1993 | CA | WECC | - | - | DCSSA | Sales | 0 | 309 | 309 | 309 | 109 | 239 | 239 | 239 | 239 | 239 | 239
1993 | CA | WECC | - | - | DCSST | Standby Demand | 0 | 0 | 0 | 0 | 0 | 0 | 0 | 0 | 0 | 0 | 0
1993 | CA | WECC | - | - | DCSTI | Projected Total Internal Demand | 0 | 12045 | 12495 | 12894 | 13094 | 13279 | 13542 | 13742 | 14010 | 14263 | 14372
1993 | CA | WECC | - | - | DCSTO | Operable Total Internal Capacity | 0 | 18843 | 18871 | 19207 | 19193 | 19203 | 19203 | 19203 | 19140 | 19252 | 19832
1993 | CA | WECC | - | - | NGEX | Exports | 8732 | 2531 | 2531 | 1699 | 340 | 340 | 340 | 340 | 340 | 340 | 340
1993 | CA | WECC | - | - | NGIG | Internal Generation | 100233 | 96051 | 99468 | 101508 | 102091 | 102893 | 104271 | 104590 | 105971 | 107670 | 108693
1993 | CA | WECC | - | - | NGIM | Imports | 333 | 0 | 0 | 0 | 0 | 0 | 324 | 1998 | 2484 | 2445 | 2409
1993 | CA | WECC | - | - | NGIPP | IPPs | 1322 | 1333 | 2452 | 2592 | 2185 | 4702 | 4677 | 4677 | 4702 | 4685 | 4702
1993 | CA | WECC | - | - | NGNL | Net Energy for Load | 91834 | 93520 | 96937 | 99809 | 101751 | 102553 | 104255 | 106248 | 108115 | 109775 | 110762
1993 | CA | WECC | - | - | NGPRO | Electricity Production | 100233 | 96051 | 99468 | 101508 | 102091 | 102893 | 104271 | 104590 | 105971 | 107670 | 108693
1993 | CA | WECC | - | - | NGPSLD | Pumped Storage Load | 0 | 0 | 0 | 0 | 0 | 0 | 0 | 0 | 0 | 0 | 0
1993 | CA | WECC | - | - | NGPSOT | Pumped Storage Generation | 0 | 0 | 0 | 0 | 0 | 0 | 0 | 0 | 0 | 0 | 0
1993 | MX | WECC | CA-MX | - | CSIPP | IPPs | 0 | 0 | 0 | 0 | 0 | 0 | 0 | 0 | 0 | 0 | 0
1993 | MX | WECC | CA-MX | - | CST | Total Capacity | 1330 | 1330 | 1330 | 1568 | 1766 | 1866 | 1866 | 1866 | 1966 | 2066 | 2066
1993 | MX | WECC | CA-MX | - | CSTOC | Total Owned Capacity | 1330 | 1330 | 1330 | 1568 | 1766 | 1866 | 1866 | 1866 | 1966 | 2066 | 2066
1993 | MX | WECC | CA-MX | - | DCSAJ | Adjustments | 0 | 0 | 0 | 0 | 0 | 0 | 0 | 0 | 0 | 0 | 0
1993 | MX | WECC | CA-MX | - | DCSFP | Full-Responsibility Purchases (portion of total purchases) | 0 | 0 | 0 | 0 | 0 | 0 | 0 | 0 | 0 | 0 | 0
1993 | MX | WECC | CA-MX | - | DCSFS | Full-Responsibility Sales (portion of total sales) | 0 | 220 | 220 | 220 | 220 | 0 | 0 | 0 | 0 | 0 | 0
1993 | MX | WECC | CA-MX | - | DCSIC | Inoperable capacity | 0 | 0 | 0 | 0 | 0 | 0 | 0 | 0 | 0 | 0 | 0
1993 | MX | WECC | CA-MX | - | DCSIN | Internal Demand | 0 | 1009 | 1076 | 1145 | 1227 | 1315 | 1431 | 1532 | 1645 | 1764 | 1886
1993 | MX | WECC | CA-MX | - | DCSIPP | IPPs | 0 | 0 | 0 | 0 | 0 | 0 | 0 | 0 | 0 | 0 | 0
1993 | MX | WECC | CA-MX | - | DCSIT | Interruptible Demand | 0 | 0 | 0 | 0 | 0 | 0 | 0 | 0 | 0 | 0 | 0
1993 | MX | WECC | CA-MX | - | DCSLM | Direct Control Load Management | 0 | 0 | 0 | 0 | 0 | 0 | 0 | 0 | 0 | 0 | 0
1993 | MX | WECC | CA-MX | - | DCSNC | Net Capacity Resources | 0 | 1110 | 1110 | 1348 | 1546 | 1646 | 1866 | 1866 | 1966 | 2066 | 2066
1993 | MX | WECC | CA-MX | - | DCSNI | Projected Net Internal Demand | 0 | 1009 | 1076 | 1145 | 1227 | 1315 | 1431 | 1532 | 1645 | 1764 | 1886
1993 | MX | WECC | CA-MX | - | DCSNO | Net Operable Capacity | 0 | 1330 | 1330 | 1568 | 1766 | 1866 | 1866 | 1866 | 1966 | 2066 | 2066
1993 | MX | WECC | CA-MX | - | DCSPU | Purchases | 0 | 0 | 0 | 0 | 0 | 0 | 0 | 0 | 0 | 0 | 0
1993 | MX | WECC | CA-MX | - | DCSSA | Sales | 0 | 220 | 220 | 220 | 220 | 220 | 0 | 0 | 0 | 0 | 0
1993 | MX | WECC | CA-MX | - | DCSST | Standby Demand | 0 | 0 | 0 | 0 | 0 | 0 | 0 | 0 | 0 | 0 | 0
1993 | MX | WECC | CA-MX | - | DCSTI | Projected Total Internal Demand | 0 | 1009 | 1076 | 1145 | 1227 | 1315 | 1431 | 1532 | 1645 | 1764 | 1886
1993 | MX | WECC | CA-MX | - | DCSTO | Operable Total Internal Capacity | 0 | 1330 | 1330 | 1568 | 1766 | 1866 | 1866 | 1866 | 1966 | 2066 | 2066
1993 | MX | WECC | CA-MX | - | NGEX | Exports | 2022 | 1927 | 1927 | 1927 | 1932 | 1447 | 2 | 0 | 0 | 0 | 0
1993 | MX | WECC | CA-MX | - | NGIG | Internal Generation | 6647 | 6942 | 7156 | 7944 | 8426 | 8523 | 7653 | 8243 | 8877 | 9561 | 10297
1993 | MX | WECC | CA-MX | - | NGIM | Imports | 23 | 155 | 349 | 0 | 0 | 0 | 0 | 0 | 0 | 0 | 0
1993 | MX | WECC | CA-MX | - | NGIPP | IPPs | 0 | 0 | 0 | 0 | 0 | 0 | 0 | 0 | 0 | 0 | 0
1993 | MX | WECC | CA-MX | - | NGNL | Net Energy for Load | 4648 | 5170 | 5578 | 6017 | 6494 | 7076 | 7651 | 8243 | 8877 | 9561 | 10297
1993 | MX | WECC | CA-MX | - | NGPRO | Electricity Production | 6647 | 6942 | 7156 | 7944 | 8426 | 8523 | 7653 | 8243 | 8877 | 9561 | 10297
1993 | MX | WECC | CA-MX | - | NGPSLD | Pumped Storage Load | 0 | 0 | 0 | 0 | 0 | 0 | 0 | 0 | 0 | 0 | 0
1993 | MX | WECC | CA-MX | - | NGPSOT | Pumped Storage Generation | 0 | 0 | 0 | 0 | 0 | 0 | 0 | 0 | 0 | 0 | 0
1993 | US | ECAR | - | - | CSIPP | IPPs | 1370 | 1560 | 1738 | 1958 | 2189 | 2278 | 2380 | 2539 | 2543 | 2801 | 3058
1993 | US | ECAR | - | - | CST | Total Capacity | 101907 | 101743 | 102330 | 102832 | 103509 | 104597 | 105949 | 106933 | 107994 | 109464 | 110920
1993 | US | ECAR | - | - | CSTOC | Total Owned Capacity | 100537 | 100183 | 100592 | 100874 | 101320 | 102319 | 103569 | 104394 | 105451 | 106663 | 107862
1993 | US | ECAR | - | - | DCSAJ | Adjustments | 0 | 0 | 0 | 0 | 0 | 0 | 0 | 0 | 0 | 0 | 0
1993 | US | ECAR | - | - | DCSFP | Full-Responsibility Purchases (portion of total purchases) | 0 | 342 | 183 | 191 | 191 | 191 | 241 | 241 | 241 | 241 | 241
1993 | US | ECAR | - | - | DCSFS | Full-Responsibility Sales (portion of total sales) | 0 | 504 | 504 | 504 | 450 | 570 | 570 | 560 | 570 | 580 | 590
1993 | US | ECAR | - | - | DCSIC | Inoperable capacity | 0 | 0 | 0 | 0 | 0 | 0 | 0 | 0 | 0 | 0 | 0
1993 | US | ECAR | - | - | DCSIN | Internal Demand | 0 | 82409 | 84151 | 85488 | 86764 | 87957 | 89116 | 90402 | 91636 | 92910 | 94291
1993 | US | ECAR | - | - | DCSIPP | IPPs | 0 | 1560 | 1738 | 1958 | 2189 | 2278 | 2380 | 2539 | 2543 | 2801 | 3058
1993 | US | ECAR | - | - | DCSIT | Interruptible Demand | 0 | 1758 | 1961 | 2114 | 2138 | 2146 | 2163 | 2171 | 2179 | 2188 | 2116
1993 | US | ECAR | - | - | DCSLM | Direct Control Load Management | 0 | 115 | 207 | 322 | 423 | 486 | 544 | 588 | 613 | 629 | 567
1993 | US | ECAR | - | - | DCSNC | Net Capacity Resources | 0 | 100027 | 101122 | 101164 | 101895 | 102513 | 103916 | 104916 | 106672 | 108137 | 109882
1993 | US | ECAR | - | - | DCSNI | Projected Net Internal Demand | 0 | 80536 | 81983 | 83052 | 84203 | 85325 | 86409 | 87643 | 88844 | 90093 | 91608
1993 | US | ECAR | - | - | DCSNO | Net Operable Capacity | 0 | 100183 | 100592 | 100874 | 101320 | 102319 | 103569 | 104394 | 105451 | 106663 | 107862
1993 | US | ECAR | - | - | DCSPU | Purchases | 0 | 714 | 746 | 488 | 488 | 488 | 539 | 545 | 550 | 555 | 652
1993 | US | ECAR | - | - | DCSSA | Sales | 0 | 2430 | 1954 | 2156 | 2102 | 2572 | 2572 | 2562 | 1872 | 1882 | 1690
1993 | US | ECAR | - | - | DCSST | Standby Demand | 0 | 0 | 0 | 0 | 0 | 0 | 0 | 0 | 0 | 0 | 0
1993 | US | ECAR | - | - | DCSTI | Projected Total Internal Demand | 0 | 82409 | 84151 | 85488 | 86764 | 87957 | 89116 | 90402 | 91636 | 92910 | 94291
1993 | US | ECAR | - | - | DCSTO | Operable Total Internal Capacity | 0 | 100183 | 100592 | 100874 | 101320 | 102319 | 103569 | 104394 | 105451 | 106663 | 107862
1993 | US | ECAR | - | - | NGEX | Exports | 76174 | 42775 | 42113 | 41129 | 40525 | 44266 | 39027 | 40250 | 23850 | 23839 | 23393
1993 | US | ECAR | - | - | NGIG | Internal Generation | 482059 | 492879 | 499995 | 508859 | 516053 | 527765 | 531878 | 539201 | 532016 | 538905 | 544695
1993 | US | ECAR | - | - | NGIM | Imports | 44968 | 18700 | 20886 | 19006 | 19579 | 19280 | 18166 | 19942 | 17891 | 18386 | 19634
1993 | US | ECAR | - | - | NGIPP | IPPs | 9877 | 9404 | 10657 | 11317 | 12108 | 13739 | 14230 | 14316 | 15335 | 15708 | 15929
1993 | US | ECAR | - | - | NGNL | Net Energy for Load | 450853 | 468804 | 478768 | 486736 | 495107 | 502779 | 511017 | 518893 | 526057 | 533452 | 540936
1993 | US | ECAR | - | - | NGPRO | Electricity Production | 483211 | 493920 | 501235 | 510132 | 517270 | 529073 | 533269 | 540666 | 533597 | 540466 | 546310
1993 | US | ECAR | - | - | NGPSLD | Pumped Storage Load | 4518 | 4527 | 5283 | 5549 | 5339 | 5647 | 5933 | 6175 | 6306 | 6543 | 6730
1993 | US | ECAR | - | - | NGPSOT | Pumped Storage Generation | 3366 | 3486 | 4043 | 4276 | 4122 | 4339 | 4542 | 4710 | 4725 | 4982 | 5115
1993 | US | TRE | - | ERCOT | CSIPP | IPPs | 2716 | 2716 | 2141 | 1766 | 1889 | 2439 | 2564 | 2354 | 2280 | 2275 | 2275
1993 | US | TRE | - | ERCOT | CST | Total Capacity | 54164 | 55354 | 55037 | 54839 | 55011 | 56319 | 57227 | 58200 | 58948 | 60373 | 61808
1993 | US | TRE | - | ERCOT | CSTOC | Total Owned Capacity | 51448 | 52638 | 52896 | 53073 | 53122 | 53880 | 54663 | 55846 | 56668 | 58098 | 59533
1993 | US | TRE | - | ERCOT | DCSAJ | Adjustments | 0 | 0 | 0 | 0 | 0 | 0 | 0 | 0 | 0 | 0 | 0
1993 | US | TRE | - | ERCOT | DCSFP | Full-Responsibility Purchases (portion of total purchases) | 0 | 0 | 0 | 0 | 0 | 0 | 0 | 0 | 0 | 0 | 0
1993 | US | TRE | - | ERCOT | DCSFS | Full-Responsibility Sales (portion of total sales) | 0 | 0 | 0 | 0 | 0 | 0 | 0 | 0 | 0 | 0 | 0
1993 | US | TRE | - | ERCOT | DCSIC | Inoperable capacity | 0 | 310 | 310 | 310 | 310 | 142 | 142 | 15 | 15 | 0 | 0
1993 | US | TRE | - | ERCOT | DCSIN | Internal Demand | 0 | 44876 | 45332 | 46185 | 46979 | 48070 | 49149 | 50335 | 51604 | 52902 | 54258
1993 | US | TRE | - | ERCOT | DCSIPP | IPPs | 0 | 2716 | 2141 | 1766 | 1889 | 2439 | 2564 | 2354 | 2280 | 2275 | 2275
1993 | US | TRE | - | ERCOT | DCSIT | Interruptible Demand | 0 | 1896 | 1676 | 1219 | 1228 | 1273 | 1288 | 1327 | 1366 | 1438 | 1492
1993 | US | TRE | - | ERCOT | DCSLM | Direct Control Load Management | 0 | 16 | 24 | 34 | 55 | 78 | 101 | 130 | 140 | 146 | 152
1993 | US | TRE | - | ERCOT | DCSNC | Net Capacity Resources | 0 | 54994 | 54677 | 54529 | 54701 | 56198 | 57157 | 58271 | 59050 | 60486 | 61855
1993 | US | TRE | - | ERCOT | DCSNI | Projected Net Internal Demand | 0 | 43093 | 43757 | 45054 | 45813 | 46832 | 47869 | 48982 | 50198 | 51413 | 52688
1993 | US | TRE | - | ERCOT | DCSNO | Net Operable Capacity | 0 | 52328 | 52586 | 52763 | 52812 | 53738 | 54521 | 55831 | 56653 | 58098 | 59533
1993 | US | TRE | - | ERCOT | DCSPU | Purchases | 0 | 0 | 0 | 0 | 0 | 21 | 75 | 86 | 117 | 113 | 67
1993 | US | TRE | - | ERCOT | DCSSA | Sales | 0 | 50 | 50 | 0 | 0 | 0 | 3 | 0 | 0 | 0 | 20
1993 | US | TRE | - | ERCOT | DCSST | Standby Demand | 0 | 129 | 125 | 122 | 117 | 113 | 109 | 104 | 100 | 95 | 74
1993 | US | TRE | - | ERCOT | DCSTI | Projected Total Internal Demand | 0 | 45005 | 45457 | 46307 | 47096 | 48183 | 49258 | 50439 | 51704 | 52997 | 54332
1993 | US | TRE | - | ERCOT | DCSTO | Operable Total Internal Capacity | 0 | 52638 | 52896 | 53073 | 53122 | 53880 | 54663 | 55846 | 56668 | 58098 | 59533
1993 | US | TRE | - | ERCOT | NGEX | Exports | 1639 | 1557 | 925 | 123 | 55 | 56 | 111 | 51 | 49 | 47 | 42
1993 | US | TRE | - | ERCOT | NGIG | Internal Generation | 210339 | 223093 | 225843 | 230327 | 234992 | 241159 | 247782 | 254755 | 263047 | 269710 | 277489
1993 | US | TRE | - | ERCOT | NGIM | Imports | 1999 | 1161 | 602 | 213 | 98 | 94 | 97 | 100 | 88 | 91 | 106
1993 | US | TRE | - | ERCOT | NGIPP | IPPs | 22304 | 22102 | 20376 | 17270 | 17171 | 17213 | 21929 | 24392 | 23809 | 24198 | 23525
1993 | US | TRE | - | ERCOT | NGNL | Net Energy for Load | 210699 | 222697 | 225520 | 230417 | 235035 | 241197 | 247768 | 254804 | 263086 | 269754 | 277553
1993 | US | TRE | - | ERCOT | NGPRO | Electricity Production | 210339 | 223093 | 225843 | 230327 | 234992 | 241159 | 247782 | 254755 | 263047 | 269710 | 277489
1993 | US | TRE | - | ERCOT | NGPSLD | Pumped Storage Load | 0 | 0 | 0 | 0 | 0 | 0 | 0 | 0 | 0 | 0 | 0
1993 | US | TRE | - | ERCOT | NGPSOT | Pumped Storage Generation | 0 | 0 | 0 | 0 | 0 | 0 | 0 | 0 | 0 | 0 | 0
1993 | US | FRCC | - | - | CSIPP | IPPs | 700 | 700 | 1249 | 1680 | 2321 | 2378 | 2794 | 3210 | 3210 | 3210 | 3210
1993 | US | FRCC | - | - | CST | Total Capacity | 32008 | 32851 | 34746 | 35238 | 36228 | 36828 | 37286 | 38611 | 38888 | 39112 | 39605
1993 | US | FRCC | - | - | CSTOC | Total Owned Capacity | 31308 | 32151 | 33497 | 33558 | 33907 | 34450 | 34492 | 35401 | 35678 | 35902 | 36395
1993 | US | FRCC | - | - | DCSAJ | Adjustments | 0 | 0 | 0 | 0 | 0 | 0 | 0 | 0 | 0 | 0 | 0
1993 | US | FRCC | - | - | DCSFP | Full-Responsibility Purchases (portion of total purchases) | 0 | 1714 | 1527 | 1650 | 1623 | 1623 | 1623 | 1623 | 1521 | 1521 | 1521
1993 | US | FRCC | - | - | DCSFS | Full-Responsibility Sales (portion of total sales) | 0 | 0 | 0 | 0 | 0 | 0 | 0 | 0 | 0 | 0 | 0
1993 | US | FRCC | - | - | DCSIC | Inoperable capacity | 0 | 0 | 0 | 0 | 0 | 0 | 0 | 0 | 0 | 0 | 0
1993 | US | FRCC | - | - | DCSIN | Internal Demand | 0 | 30723 | 31464 | 32373 | 33081 | 33792 | 34650 | 35371 | 36100 | 36802 | 37480
1993 | US | FRCC | - | - | DCSIPP | IPPs | 0 | 700 | 1249 | 1680 | 2321 | 2378 | 2794 | 3210 | 3210 | 3210 | 3210
1993 | US | FRCC | - | - | DCSIT | Interruptible Demand | 0 | 730 | 742 | 781 | 827 | 852 | 860 | 870 | 874 | 882 | 887
1993 | US | FRCC | - | - | DCSLM | Direct Control Load Management | 0 | 1095 | 1239 | 1378 | 1528 | 1640 | 1707 | 1779 | 1867 | 1978 | 2075
1993 | US | FRCC | - | - | DCSNC | Net Capacity Resources | 0 | 34565 | 36273 | 36888 | 37851 | 38451 | 38909 | 40234 | 40409 | 40633 | 41126
1993 | US | FRCC | - | - | DCSNI | Projected Net Internal Demand | 0 | 28898 | 29483 | 30214 | 30726 | 31300 | 32083 | 32722 | 33359 | 33942 | 34518
1993 | US | FRCC | - | - | DCSNO | Net Operable Capacity | 0 | 32151 | 33497 | 33558 | 33907 | 34450 | 34492 | 35401 | 35678 | 35902 | 36395
1993 | US | FRCC | - | - | DCSPU | Purchases | 0 | 1714 | 1527 | 1650 | 1623 | 1623 | 1623 | 1623 | 1521 | 1521 | 1521
1993 | US | FRCC | - | - | DCSSA | Sales | 0 | 0 | 0 | 0 | 0 | 0 | 0 | 0 | 0 | 0 | 0
1993 | US | FRCC | - | - | DCSST | Standby Demand | 0 | 0 | 0 | 0 | 0 | 0 | 0 | 0 | 0 | 0 | 0
1993 | US | FRCC | - | - | DCSTI | Projected Total Internal Demand | 0 | 30723 | 31464 | 32373 | 33081 | 33792 | 34650 | 35371 | 36100 | 36802 | 37480
1993 | US | FRCC | - | - | DCSTO | Operable Total Internal Capacity | 0 | 32151 | 33497 | 33558 | 33907 | 34450 | 34492 | 35401 | 35678 | 35902 | 36395
1993 | US | FRCC | - | - | NGEX | Exports | 11110 | 0 | 0 | 0 | 0 | 0 | 0 | 0 | 0 | 0 | 0
1993 | US | FRCC | - | - | NGIG | Internal Generation | 129604 | 136606 | 141356 | 149515 | 155175 | 159557 | 162891 | 167552 | 172570 | 176136 | 179554
1993 | US | FRCC | - | - | NGIM | Imports | 28970 | 18780 | 18974 | 16164 | 15169 | 14941 | 15552 | 15821 | 15092 | 15840 | 16385
1993 | US | FRCC | - | - | NGIPP | IPPs | 3694 | 4743 | 8527 | 10835 | 14687 | 15117 | 17401 | 20397 | 20500 | 20590 | 20785
1993 | US | FRCC | - | - | NGNL | Net Energy for Load | 147464 | 155386 | 160330 | 165679 | 170344 | 174498 | 178443 | 183373 | 187662 | 191976 | 195939
1993 | US | FRCC | - | - | NGPRO | Electricity Production | 129604 | 136606 | 141356 | 149515 | 155175 | 159557 | 162891 | 167552 | 172570 | 176136 | 179554
1993 | US | FRCC | - | - | NGPSLD | Pumped Storage Load | 0 | 0 | 0 | 0 | 0 | 0 | 0 | 0 | 0 | 0 | 0
1993 | US | FRCC | - | - | NGPSOT | Pumped Storage Generation | 0 | 0 | 0 | 0 | 0 | 0 | 0 | 0 | 0 | 0 | 0
1993 | US | MAAC | - | - | CSIPP | IPPs | 2501 | 2824 | 3324 | 3997 | 4833 | 5533 | 5533 | 5613 | 5611 | 5611 | 5611
1993 | US | MAAC | - | - | CST | Total Capacity | 54253 | 54737 | 54596 | 55428 | 56276 | 57451 | 58553 | 58972 | 59811 | 60517 | 60857
1993 | US | MAAC | - | - | CSTOC | Total Owned Capacity | 51752 | 51913 | 51272 | 51431 | 51443 | 51918 | 53020 | 53359 | 54200 | 54906 | 55246
1993 | US | MAAC | - | - | DCSAJ | Adjustments | 0 | 0 | 0 | 0 | 0 | 0 | 0 | 0 | 0 | 0 | 0
1993 | US | MAAC | - | - | DCSFP | Full-Responsibility Purchases (portion of total purchases) | 0 | 450 | 450 | 450 | 450 | 800 | 800 | 800 | 800 | 800 | 800
1993 | US | MAAC | - | - | DCSFS | Full-Responsibility Sales (portion of total sales) | 0 | 0 | 0 | 0 | 0 | 0 | 0 | 0 | 0 | 0 | 0
1993 | US | MAAC | - | - | DCSIC | Inoperable capacity | 0 | 0 | 0 | 0 | 0 | 0 | 0 | 0 | 0 | 0 | 0
1993 | US | MAAC | - | - | DCSIN | Internal Demand | 0 | 45919 | 46567 | 47168 | 47799 | 48427 | 49079 | 49741 | 50398 | 51024 | 51721
1993 | US | MAAC | - | - | DCSIPP | IPPs | 0 | 2824 | 3324 | 3997 | 4833 | 5533 | 5533 | 5613 | 5611 | 5611 | 5611
1993 | US | MAAC | - | - | DCSIT | Interruptible Demand | 0 | 1006 | 1044 | 1127 | 1195 | 1230 | 1256 | 1275 | 1294 | 1321 | 1338
1993 | US | MAAC | - | - | DCSLM | Direct Control Load Management | 0 | 565 | 624 | 687 | 738 | 800 | 838 | 876 | 912 | 942 | 983
1993 | US | MAAC | - | - | DCSNC | Net Capacity Resources | 0 | 55272 | 55134 | 55966 | 56814 | 58339 | 59441 | 59860 | 60699 | 61405 | 61745
1993 | US | MAAC | - | - | DCSNI | Projected Net Internal Demand | 0 | 44348 | 44899 | 45354 | 45866 | 46397 | 46985 | 47590 | 48192 | 48761 | 49400
1993 | US | MAAC | - | - | DCSNO | Net Operable Capacity | 0 | 51913 | 51272 | 51431 | 51443 | 51918 | 53020 | 53359 | 54200 | 54906 | 55246
1993 | US | MAAC | - | - | DCSPU | Purchases | 0 | 535 | 538 | 538 | 538 | 888 | 888 | 888 | 888 | 888 | 888
1993 | US | MAAC | - | - | DCSSA | Sales | 0 | 0 | 0 | 0 | 0 | 0 | 0 | 0 | 0 | 0 | 0
1993 | US | MAAC | - | - | DCSST | Standby Demand | 0 | 0 | 0 | 0 | 0 | 0 | 0 | 0 | 0 | 0 | 0
1993 | US | MAAC | - | - | DCSTI | Projected Total Internal Demand | 0 | 45919 | 46567 | 47168 | 47799 | 48427 | 49079 | 49741 | 50398 | 51024 | 51721
1993 | US | MAAC | - | - | DCSTO | Operable Total Internal Capacity | 0 | 51913 | 51272 | 51431 | 51443 | 51918 | 53020 | 53359 | 54200 | 54906 | 55246
1993 | US | MAAC | - | - | NGEX | Exports | 3609 | 0 | 0 | 0 | 0 | 0 | 0 | 0 | 0 | 0 | 0
1993 | US | MAAC | - | - | NGIG | Internal Generation | 209290 | 213593 | 220013 | 228807 | 230426 | 236295 | 239719 | 243149 | 253205 | 256535 | 260433
1993 | US | MAAC | - | - | NGIM | Imports | 20473 | 19272 | 17640 | 12108 | 14093 | 11633 | 11769 | 12045 | 5912 | 5942 | 6088
1993 | US | MAAC | - | - | NGIPP | IPPs | 17180 | 19582 | 23094 | 26071 | 29800 | 33736 | 33845 | 34424 | 35010 | 34875 | 34950
1993 | US | MAAC | - | - | NGNL | Net Energy for Load | 226154 | 232865 | 237653 | 240915 | 244519 | 247928 | 251488 | 255194 | 259117 | 262477 | 266521
1993 | US | MAAC | - | - | NGPRO | Electricity Production | 210463 | 214618 | 220983 | 229775 | 231416 | 237296 | 240743 | 244172 | 254256 | 257567 | 261419
1993 | US | MAAC | - | - | NGPSLD | Pumped Storage Load | 3835 | 3441 | 3207 | 3205 | 3275 | 3310 | 3387 | 3382 | 3469 | 3410 | 3258
1993 | US | MAAC | - | - | NGPSOT | Pumped Storage Generation | 2662 | 2416 | 2237 | 2237 | 2285 | 2309 | 2363 | 2359 | 2418 | 2378 | 2272
1993 | US | MAIN | - | - | CSIPP | IPPs | 42 | 42 | 51 | 51 | 51 | 51 | 51 | 51 | 51 | 147 | 152
1993 | US | MAIN | - | - | CST | Total Capacity | 49265 | 49700 | 50293 | 50608 | 51070 | 52016 | 52645 | 53455 | 53930 | 54952 | 56200
1993 | US | MAIN | - | - | CSTOC | Total Owned Capacity | 49223 | 49658 | 50242 | 50557 | 51019 | 51965 | 52594 | 53404 | 53879 | 54805 | 56048
1993 | US | MAIN | - | - | DCSAJ | Adjustments | 0 | 0 | 0 | 0 | 0 | 0 | 0 | 0 | 0 | 0 | 0
1993 | US | MAIN | - | - | DCSFP | Full-Responsibility Purchases (portion of total purchases) | 0 | 393 | 423 | 425 | 474 | 276 | 318 | 307 | 307 | 227 | 25
1993 | US | MAIN | - | - | DCSFS | Full-Responsibility Sales (portion of total sales) | 0 | 400 | 305 | 285 | 260 | 150 | 90 | 90 | 90 | 90 | 90
1993 | US | MAIN | - | - | DCSIC | Inoperable capacity | 0 | 551 | 222 | 35 | 35 | 35 | 35 | 35 | 35 | 35 | 35
1993 | US | MAIN | - | - | DCSIN | Internal Demand | 0 | 42342 | 43112 | 44001 | 44801 | 45611 | 46435 | 47278 | 48122 | 48918 | 49659
1993 | US | MAIN | - | - | DCSIPP | IPPs | 0 | 42 | 51 | 51 | 51 | 51 | 51 | 51 | 51 | 147 | 152
1993 | US | MAIN | - | - | DCSIT | Interruptible Demand | 0 | 888 | 976 | 1034 | 1077 | 1214 | 1222 | 1170 | 1175 | 1177 | 1126
1993 | US | MAIN | - | - | DCSLM | Direct Control Load Management | 0 | 150 | 215 | 340 | 451 | 528 | 592 | 680 | 805 | 905 | 984
1993 | US | MAIN | - | - | DCSNC | Net Capacity Resources | 0 | 49104 | 50204 | 50998 | 51564 | 52327 | 53048 | 54031 | 54721 | 55754 | 56555
1993 | US | MAIN | - | - | DCSNI | Projected Net Internal Demand | 0 | 41304 | 41921 | 42627 | 43273 | 43869 | 44621 | 45428 | 46142 | 46836 | 47549
1993 | US | MAIN | - | - | DCSNO | Net Operable Capacity | 0 | 49107 | 50020 | 50522 | 50984 | 51930 | 52559 | 53369 | 53844 | 54770 | 56013
1993 | US | MAIN | - | - | DCSPU | Purchases | 0 | 910 | 975 | 1107 | 1186 | 893 | 925 | 1044 | 1259 | 1059 | 617
1993 | US | MAIN | - | - | DCSSA | Sales | 0 | 955 | 842 | 682 | 657 | 547 | 487 | 433 | 433 | 318 | 318
1993 | US | MAIN | - | - | DCSST | Standby Demand | 0 | 0 | 0 | 0 | 0 | 0 | 0 | 0 | 0 | 0 | 0
1993 | US | MAIN | - | - | DCSTI | Projected Total Internal Demand | 0 | 42342 | 43112 | 44001 | 44801 | 45611 | 46435 | 47278 | 48122 | 48918 | 49659
1993 | US | MAIN | - | - | DCSTO | Operable Total Internal Capacity | 0 | 49658 | 50242 | 50557 | 51019 | 51965 | 52594 | 53404 | 53879 | 54805 | 56048
1993 | US | MAIN | - | - | NGEX | Exports | 15895 | 16726 | 15769 | 15862 | 15888 | 15901 | 14674 | 13693 | 13837 | 13424 | 13523
1993 | US | MAIN | - | - | NGIG | Internal Generation | 191936 | 207055 | 210507 | 213636 | 216081 | 221755 | 224146 | 227314 | 230842 | 233690 | 236867
1993 | US | MAIN | - | - | NGIM | Imports | 24209 | 17298 | 17356 | 17679 | 19368 | 17690 | 18129 | 18268 | 19237 | 20407 | 20295
1993 | US | MAIN | - | - | NGIPP | IPPs | 43 | 75 | 129 | 141 | 141 | 141 | 171 | 171 | 171 | 171 | 171
1993 | US | MAIN | - | - | NGNL | Net Energy for Load | 200250 | 207627 | 212094 | 215453 | 219561 | 223544 | 227601 | 231889 | 236242 | 240673 | 243639
1993 | US | MAIN | - | - | NGPRO | Electricity Production | 191967 | 207075 | 210527 | 213656 | 216101 | 221775 | 224166 | 227331 | 230848 | 233704 | 236883
1993 | US | MAIN | - | - | NGPSLD | Pumped Storage Load | 45 | 40 | 40 | 40 | 40 | 40 | 40 | 36 | 26 | 54 | 55
1993 | US | MAIN | - | - | NGPSOT | Pumped Storage Generation | 14 | 20 | 20 | 20 | 20 | 20 | 20 | 19 | 20 | 40 | 39
1993 | US | MRO | - | - | CSIPP | IPPs | 377 | 377 | 377 | 377 | 377 | 377 | 377 | 377 | 377 | 377 | 377
1993 | US | MRO | - | - | CST | Total Capacity | 31418 | 31413 | 31478 | 31633 | 31776 | 31863 | 32089 | 32089 | 32219 | 32453 | 32453
1993 | US | MRO | - | - | CSTOC | Total Owned Capacity | 31041 | 31036 | 31101 | 31256 | 31399 | 31486 | 31712 | 31712 | 31842 | 32076 | 32076
1993 | US | MRO | - | - | DCSAJ | Adjustments | 0 | 0 | 0 | 0 | 0 | 0 | 0 | 0 | 0 | 0 | 0
1993 | US | MRO | - | - | DCSFP | Full-Responsibility Purchases (portion of total purchases) | 0 | 2222 | 2027 | 1723 | 1706 | 1599 | 1539 | 1522 | 1512 | 1512 | 1512
1993 | US | MRO | - | - | DCSFS | Full-Responsibility Sales (portion of total sales) | 0 | 1224 | 971 | 890 | 642 | 650 | 628 | 613 | 615 | 447 | 449
1993 | US | MRO | - | - | DCSIC | Inoperable capacity | 0 | 0 | 0 | 0 | 0 | 0 | 0 | 0 | 0 | 0 | 0
1993 | US | MRO | - | - | DCSIN | Internal Demand | 0 | 28080 | 28685 | 29178 | 29650 | 30046 | 30575 | 31147 | 31692 | 32173 | 32815
1993 | US | MRO | - | - | DCSIPP | IPPs | 0 | 377 | 377 | 377 | 377 | 377 | 377 | 377 | 377 | 377 | 377
1993 | US | MRO | - | - | DCSIT | Interruptible Demand | 0 | 1049 | 1179 | 1256 | 1341 | 1392 | 1456 | 1514 | 1577 | 1635 | 1681
1993 | US | MRO | - | - | DCSLM | Direct Control Load Management | 0 | 1037 | 1172 | 1194 | 1285 | 1351 | 1407 | 1467 | 1522 | 1575 | 1627
1993 | US | MRO | - | - | DCSNC | Net Capacity Resources | 0 | 32411 | 32534 | 32466 | 32840 | 32812 | 33000 | 32998 | 33116 | 33518 | 33516
1993 | US | MRO | - | - | DCSNI | Projected Net Internal Demand | 0 | 26050 | 26390 | 26784 | 27080 | 27359 | 27768 | 28222 | 28649 | 29019 | 29563
1993 | US | MRO | - | - | DCSNO | Net Operable Capacity | 0 | 31036 | 31101 | 31256 | 31399 | 31486 | 31712 | 31712 | 31842 | 32076 | 32076
1993 | US | MRO | - | - | DCSPU | Purchases | 0 | 2222 | 2027 | 1723 | 1706 | 1599 | 1539 | 1522 | 1512 | 1512 | 1512
1993 | US | MRO | - | - | DCSSA | Sales | 0 | 1224 | 971 | 890 | 642 | 650 | 628 | 613 | 615 | 447 | 449
1993 | US | MRO | - | - | DCSST | Standby Demand | 0 | 56 | 56 | 56 | 56 | 56 | 56 | 56 | 56 | 56 | 56
1993 | US | MRO | - | - | DCSTI | Projected Total Internal Demand | 0 | 28136 | 28741 | 29234 | 29706 | 30102 | 30631 | 31203 | 31748 | 32229 | 32871
1993 | US | MRO | - | - | DCSTO | Operable Total Internal Capacity | 0 | 31036 | 31101 | 31256 | 31399 | 31486 | 31712 | 31712 | 31842 | 32076 | 32076
1993 | US | MRO | - | - | NGEX | Exports | 8475 | 5090 | 6581 | 3666 | 4972 | 3885 | 4539 | 0 | 1749 | 0 | 0
1993 | US | MRO | - | - | NGIG | Internal Generation | 135356 | 139198 | 143083 | 144992 | 145812 | 146639 | 149988 | 151247 | 152519 | 152391 | 157104
1993 | US | MRO | - | - | NGIM | Imports | 0 | 0 | 0 | 0 | 0 | 0 | 0 | 3420 | 0 | 4078 | 2125
1993 | US | MRO | - | - | NGIPP | IPPs | 171 | 181 | 182 | 183 | 185 | 96 | 189 | 191 | 193 | 194 | 196
1993 | US | MRO | - | - | NGNL | Net Energy for Load | 126881 | 134108 | 136502 | 141326 | 140840 | 142754 | 145449 | 154667 | 150770 | 156469 | 159229
1993 | US | MRO | - | - | NGPRO | Electricity Production | 135356 | 139198 | 143083 | 144992 | 145812 | 146639 | 149988 | 151247 | 152519 | 152391 | 157104
1993 | US | MRO | - | - | NGPSLD | Pumped Storage Load | 0 | 0 | 0 | 0 | 0 | 0 | 0 | 0 | 0 | 0 | 0
1993 | US | MRO | - | - | NGPSOT | Pumped Storage Generation | 0 | 0 | 0 | 0 | 0 | 0 | 0 | 0 | 0 | 0 | 0
1993 | US | NPCC | - | - | CSIPP | IPPs | 5185 | 5913 | 6940 | 8699 | 8776 | 8869 | 8803 | 8796 | 8761 | 8754 | 8727
1993 | US | NPCC | - | - | CST | Total Capacity | 58530 | 59134 | 60176 | 61462 | 61737 | 61835 | 61769 | 62258 | 62158 | 62133 | 62106
1993 | US | NPCC | - | - | CSTOC | Total Owned Capacity | 53345 | 53221 | 53236 | 52763 | 52961 | 52966 | 52966 | 53462 | 53397 | 53379 | 53379
1993 | US | NPCC | - | - | DCSAJ | Adjustments | 0 | 0 | 0 | 0 | 0 | 0 | 0 | 0 | 0 | 0 | 0
1993 | US | NPCC | - | - | DCSFP | Full-Responsibility Purchases (portion of total purchases) | 0 | 2135 | 2000 | 1950 | 1912 | 1963 | 1932 | 1932 | 1932 | 438 | 438
1993 | US | NPCC | - | - | DCSFS | Full-Responsibility Sales (portion of total sales) | 0 | 366 | 367 | 367 | 367 | 367 | 367 | 367 | 367 | 367 | 367
1993 | US | NPCC | - | - | DCSIC | Inoperable capacity | 0 | 0 | 0 | 0 | 0 | 0 | 0 | 0 | 0 | 0 | 0
1993 | US | NPCC | - | - | DCSIN | Internal Demand | 0 | 46314 | 46521 | 47036 | 47764 | 48447 | 49231 | 50068 | 50825 | 51544 | 52418
1993 | US | NPCC | - | - | DCSIPP | IPPs | 0 | 5913 | 6940 | 8699 | 8776 | 8869 | 8803 | 8796 | 8761 | 8754 | 8727
1993 | US | NPCC | - | - | DCSIT | Interruptible Demand | 0 | 288 | 289 | 240 | 221 | 222 | 213 | 214 | 215 | 216 | 209
1993 | US | NPCC | - | - | DCSLM | Direct Control Load Management | 0 | 19 | 19 | 20 | 20 | 21 | 21 | 21 | 21 | 21 | 21
1993 | US | NPCC | - | - | DCSNC | Net Capacity Resources | 0 | 61960 | 62921 | 64084 | 64049 | 64196 | 64097 | 64584 | 64523 | 63004 | 62977
1993 | US | NPCC | - | - | DCSNI | Projected Net Internal Demand | 0 | 46007 | 46213 | 46776 | 47523 | 48204 | 48997 | 49833 | 50589 | 51307 | 52188
1993 | US | NPCC | - | - | DCSNO | Net Operable Capacity | 0 | 53221 | 53236 | 52763 | 52961 | 52966 | 52966 | 53462 | 53397 | 53379 | 53379
1993 | US | NPCC | - | - | DCSPU | Purchases | 0 | 3335 | 3175 | 3060 | 2712 | 2763 | 2732 | 2732 | 2732 | 1238 | 1238
1993 | US | NPCC | - | - | DCSSA | Sales | 0 | 509 | 430 | 438 | 400 | 402 | 404 | 406 | 367 | 367 | 367
1993 | US | NPCC | - | - | DCSST | Standby Demand | 0 | 0 | 0 | 0 | 0 | 0 | 0 | 0 | 0 | 0 | 0
1993 | US | NPCC | - | - | DCSTI | Projected Total Internal Demand | 0 | 46314 | 46521 | 47036 | 47764 | 48447 | 49231 | 50068 | 50825 | 51544 | 52418
1993 | US | NPCC | - | - | DCSTO | Operable Total Internal Capacity | 0 | 53221 | 53236 | 52763 | 52961 | 52966 | 52966 | 53462 | 53397 | 53379 | 53379
1993 | US | NPCC | - | - | NGEX | Exports | 6496 | 2766 | 2719 | 2744 | 2685 | 2690 | 2720 | 2720 | 2426 | 2421 | 2421
1993 | US | NPCC | - | - | NGIG | Internal Generation | 235028 | 236517 | 240057 | 243349 | 245624 | 248909 | 252333 | 256804 | 259612 | 263161 | 274418
1993 | US | NPCC | - | - | NGIM | Imports | 23724 | 19824 | 18325 | 17276 | 17920 | 17427 | 18046 | 18051 | 18955 | 19471 | 12815
1993 | US | NPCC | - | - | NGIPP | IPPs | 33608 | 42916 | 52588 | 64711 | 66633 | 68469 | 69195 | 69096 | 69911 | 70154 | 70542
1993 | US | NPCC | - | - | NGNL | Net Energy for Load | 252256 | 253575 | 255663 | 257881 | 260859 | 263646 | 267659 | 272135 | 276141 | 280211 | 284812
1993 | US | NPCC | - | - | NGPRO | Electricity Production | 236423 | 237347 | 240988 | 244322 | 246652 | 249945 | 253412 | 257937 | 260768 | 264310 | 275558
1993 | US | NPCC | - | - | NGPSLD | Pumped Storage Load | 4543 | 3002 | 3341 | 3481 | 3663 | 3689 | 3833 | 4014 | 4091 | 4068 | 4039
1993 | US | NPCC | - | - | NGPSOT | Pumped Storage Generation | 3148 | 2172 | 2410 | 2508 | 2635 | 2653 | 2754 | 2881 | 2935 | 2919 | 2899
1993 | US | NPCC | New England | New England | CSIPP | IPPs | 2456 | 2765 | 2969 | 2941 | 2941 | 2941 | 2875 | 2875 | 2842 | 2842 | 2831
1993 | US | NPCC | New England | New England | CST | Total Capacity | 24337 | 24522 | 24750 | 24226 | 24424 | 24424 | 24358 | 24854 | 24756 | 24738 | 24727
1993 | US | NPCC | New England | New England | CSTOC | Total Owned Capacity | 21881 | 21757 | 21781 | 21285 | 21483 | 21483 | 21483 | 21979 | 21914 | 21896 | 21896
1993 | US | NPCC | New England | New England | DCSAJ | Adjustments | 0 | 0 | 0 | 0 | 0 | 0 | 0 | 0 | 0 | 0 | 0
1993 | US | NPCC | New England | New England | DCSFP | Full-Responsibility Purchases (portion of total purchases) | 0 | 2135 | 2000 | 1950 | 1912 | 1963 | 1932 | 1932 | 1932 | 438 | 438
1993 | US | NPCC | New England | New England | DCSFS | Full-Responsibility Sales (portion of total sales) | 0 | 70 | 71 | 71 | 71 | 71 | 71 | 71 | 71 | 71 | 71
1993 | US | NPCC | New England | New England | DCSIC | Inoperable capacity | 0 | 0 | 0 | 0 | 0 | 0 | 0 | 0 | 0 | 0 | 0
1993 | US | NPCC | New England | New England | DCSIN | Internal Demand | 0 | 19694 | 19751 | 20276 | 20814 | 21367 | 21971 | 22628 | 23145 | 23704 | 24278
1993 | US | NPCC | New England | New England | DCSIPP | IPPs | 0 | 2765 | 2969 | 2941 | 2941 | 2941 | 2875 | 2875 | 2842 | 2842 | 2831
1993 | US | NPCC | New England | New England | DCSIT | Interruptible Demand | 0 | 18 | 19 | 20 | 21 | 22 | 23 | 24 | 25 | 26 | 19
1993 | US | NPCC | New England | New England | DCSLM | Direct Control Load Management | 0 | 19 | 19 | 20 | 20 | 21 | 21 | 21 | 21 | 21 | 21
1993 | US | NPCC | New England | New England | DCSNC | Net Capacity Resources | 0 | 26587 | 26679 | 26105 | 26265 | 26316 | 26219 | 26715 | 26617 | 25105 | 25094
1993 | US | NPCC | New England | New England | DCSNI | Projected Net Internal Demand | 0 | 19657 | 19713 | 20236 | 20773 | 21324 | 21927 | 22583 | 23099 | 23657 | 24238
1993 | US | NPCC | New England | New England | DCSNO | Net Operable Capacity | 0 | 21757 | 21781 | 21285 | 21483 | 21483 | 21483 | 21979 | 21914 | 21896 | 21896
1993 | US | NPCC | New England | New England | DCSPU | Purchases | 0 | 2135 | 2000 | 1950 | 1912 | 1963 | 1932 | 1932 | 1932 | 438 | 438
1993 | US | NPCC | New England | New England | DCSSA | Sales | 0 | 70 | 71 | 71 | 71 | 71 | 71 | 71 | 71 | 71 | 71
1993 | US | NPCC | New England | New England | DCSST | Standby Demand | 0 | 0 | 0 | 0 | 0 | 0 | 0 | 0 | 0 | 0 | 0
1993 | US | NPCC | New England | New England | DCSTI | Projected Total Internal Demand | 0 | 19694 | 19751 | 20276 | 20814 | 21367 | 21971 | 22628 | 23145 | 23704 | 24278
1993 | US | NPCC | New England | New England | DCSTO | Operable Total Internal Capacity | 0 | 21757 | 21781 | 21285 | 21483 | 21483 | 21483 | 21979 | 21914 | 21896 | 21896
1993 | US | NPCC | New England | New England | NGEX | Exports | 4044 | 594 | 594 | 594 | 594 | 594 | 594 | 594 | 594 | 594 | 594
1993 | US | NPCC | New England | New England | NGIG | Internal Generation | 102908 | 98794 | 100941 | 103057 | 104459 | 106692 | 109408 | 112644 | 115090 | 117930 | 127982
1993 | US | NPCC | New England | New England | NGIM | Imports | 9961 | 11795 | 10666 | 10348 | 10774 | 10398 | 10515 | 10515 | 10565 | 10565 | 3664
1993 | US | NPCC | New England | New England | NGIPP | IPPs | 18535 | 19347 | 21122 | 20838 | 20838 | 20778 | 20440 | 20392 | 20248 | 20145 | 20020
1993 | US | NPCC | New England | New England | NGNL | Net Energy for Load | 108825 | 109995 | 111013 | 112811 | 114639 | 116496 | 119329 | 122565 | 125061 | 127901 | 131052
1993 | US | NPCC | New England | New England | NGPRO | Electricity Production | 103556 | 99442 | 101589 | 103705 | 105107 | 107340 | 110056 | 113292 | 115738 | 118578 | 128630
1993 | US | NPCC | New England | New England | NGPSLD | Pumped Storage Load | 2397 | 2397 | 2397 | 2397 | 2397 | 2397 | 2397 | 2397 | 2397 | 2397 | 2397
1993 | US | NPCC | New England | New England | NGPSOT | Pumped Storage Generation | 1749 | 1749 | 1749 | 1749 | 1749 | 1749 | 1749 | 1749 | 1749 | 1749 | 1749
1993 | US | NPCC | New York | New York | CSIPP | IPPs | 2729 | 3148 | 3971 | 5758 | 5835 | 5928 | 5928 | 5921 | 5919 | 5912 | 5896
1993 | US | NPCC | New York | New York | CST | Total Capacity | 34193 | 34612 | 35426 | 37236 | 37313 | 37411 | 37411 | 37404 | 37402 | 37395 | 37379
1993 | US | NPCC | New York | New York | CSTOC | Total Owned Capacity | 31464 | 31464 | 31455 | 31478 | 31478 | 31483 | 31483 | 31483 | 31483 | 31483 | 31483
1993 | US | NPCC | New York | New York | DCSAJ | Adjustments | 0 | 0 | 0 | 0 | 0 | 0 | 0 | 0 | 0 | 0 | 0
1993 | US | NPCC | New York | New York | DCSFP | Full-Responsibility Purchases (portion of total purchases) | 0 | 0 | 0 | 0 | 0 | 0 | 0 | 0 | 0 | 0 | 0
1993 | US | NPCC | New York | New York | DCSFS | Full-Responsibility Sales (portion of total sales) | 0 | 296 | 296 | 296 | 296 | 296 | 296 | 296 | 296 | 296 | 296
1993 | US | NPCC | New York | New York | DCSIC | Inoperable capacity | 0 | 0 | 0 | 0 | 0 | 0 | 0 | 0 | 0 | 0 | 0
1993 | US | NPCC | New York | New York | DCSIN | Internal Demand | 0 | 26620 | 26770 | 26760 | 26950 | 27080 | 27260 | 27440 | 27680 | 27840 | 28140
1993 | US | NPCC | New York | New York | DCSIPP | IPPs | 0 | 3148 | 3971 | 5758 | 5835 | 5928 | 5928 | 5921 | 5919 | 5912 | 5896
1993 | US | NPCC | New York | New York | DCSIT | Interruptible Demand | 0 | 270 | 270 | 220 | 200 | 200 | 190 | 190 | 190 | 190 | 190
1993 | US | NPCC | New York | New York | DCSLM | Direct Control Load Management | 0 | 0 | 0 | 0 | 0 | 0 | 0 | 0 | 0 | 0 | 0
1993 | US | NPCC | New York | New York | DCSNC | Net Capacity Resources | 0 | 35373 | 36242 | 37979 | 37784 | 37880 | 37878 | 37869 | 37906 | 37899 | 37883
1993 | US | NPCC | New York | New York | DCSNI | Projected Net Internal Demand | 0 | 26350 | 26500 | 26540 | 26750 | 26880 | 27070 | 27250 | 27490 | 27650 | 27950
1993 | US | NPCC | New York | New York | DCSNO | Net Operable Capacity | 0 | 31464 | 31455 | 31478 | 31478 | 31483 | 31483 | 31483 | 31483 | 31483 | 31483
1993 | US | NPCC | New York | New York | DCSPU | Purchases | 0 | 1200 | 1175 | 1110 | 800 | 800 | 800 | 800 | 800 | 800 | 800
1993 | US | NPCC | New York | New York | DCSSA | Sales | 0 | 439 | 359 | 367 | 329 | 331 | 333 | 335 | 296 | 296 | 296
1993 | US | NPCC | New York | New York | DCSST | Standby Demand | 0 | 0 | 0 | 0 | 0 | 0 | 0 | 0 | 0 | 0 | 0
1993 | US | NPCC | New York | New York | DCSTI | Projected Total Internal Demand | 0 | 26620 | 26770 | 26760 | 26950 | 27080 | 27260 | 27440 | 27680 | 27840 | 28140
1993 | US | NPCC | New York | New York | DCSTO | Operable Total Internal Capacity | 0 | 31464 | 31455 | 31478 | 31478 | 31483 | 31483 | 31483 | 31483 | 31483 | 31483
1993 | US | NPCC | New York | New York | NGEX | Exports | 2452 | 2172 | 2125 | 2150 | 2091 | 2096 | 2126 | 2126 | 1832 | 1827 | 1827
1993 | US | NPCC | New York | New York | NGIG | Internal Generation | 132120 | 137723 | 139116 | 140292 | 141165 | 142217 | 142925 | 144160 | 144522 | 145231 | 146436
1993 | US | NPCC | New York | New York | NGIM | Imports | 13763 | 8029 | 7659 | 6928 | 7146 | 7029 | 7531 | 7536 | 8390 | 8906 | 9151
1993 | US | NPCC | New York | New York | NGIPP | IPPs | 15073 | 23569 | 31466 | 43873 | 45795 | 47691 | 48755 | 48704 | 49663 | 50009 | 50522
1993 | US | NPCC | New York | New York | NGNL | Net Energy for Load | 143431 | 143580 | 144650 | 145070 | 146220 | 147150 | 148330 | 149570 | 151080 | 152310 | 153760
1993 | US | NPCC | New York | New York | NGPRO | Electricity Production | 132867 | 137905 | 139399 | 140617 | 141545 | 142605 | 143356 | 144645 | 145030 | 145732 | 146928
1993 | US | NPCC | New York | New York | NGPSLD | Pumped Storage Load | 2146 | 605 | 944 | 1084 | 1266 | 1292 | 1436 | 1617 | 1694 | 1671 | 1642
1993 | US | NPCC | New York | New York | NGPSOT | Pumped Storage Generation | 1399 | 423 | 661 | 759 | 886 | 904 | 1005 | 1132 | 1186 | 1170 | 1150
1993 | US | SERC | - | - | CSIPP | IPPs | 3589 | 3872 | 4452 | 4645 | 4690 | 4766 | 4842 | 4840 | 4840 | 4840 | 4840
1993 | US | SERC | - | - | CST | Total Capacity | 117704 | 117922 | 120241 | 123581 | 126477 | 127689 | 129128 | 132440 | 136382 | 138406 | 140741
1993 | US | SERC | - | - | CSTOC | Total Owned Capacity | 114115 | 114050 | 115789 | 118936 | 121787 | 122923 | 124286 | 127600 | 131542 | 133566 | 135901
1993 | US | SERC | - | - | DCSAJ | Adjustments | 0 | 0 | 0 | 0 | 0 | 0 | 0 | 0 | 0 | 0 | 0
1993 | US | SERC | - | - | DCSFP | Full-Responsibility Purchases (portion of total purchases) | 0 | 621 | 576 | 576 | 576 | 576 | 431 | 326 | 326 | 326 | 326
1993 | US | SERC | - | - | DCSFS | Full-Responsibility Sales (portion of total sales) | 0 | 1714 | 1527 | 1650 | 1623 | 1623 | 1623 | 1623 | 1521 | 1521 | 1521
1993 | US | SERC | - | - | DCSIC | Inoperable capacity | 0 | 2130 | 1065 | 1065 | 1065 | 0 | 0 | 0 | 0 | 0 | 0
1993 | US | SERC | - | - | DCSIN | Internal Demand | 0 | 101366 | 104058 | 106687 | 109157 | 111575 | 113824 | 116103 | 118421 | 121259 | 123995
1993 | US | SERC | - | - | DCSIPP | IPPs | 0 | 3872 | 4452 | 4645 | 4690 | 4766 | 4842 | 4840 | 4840 | 4840 | 4840
1993 | US | SERC | - | - | DCSIT | Interruptible Demand | 0 | 3044 | 3181 | 3281 | 3354 | 3426 | 3492 | 3536 | 3649 | 3786 | 3958
1993 | US | SERC | - | - | DCSLM | Direct Control Load Management | 0 | 874 | 990 | 1139 | 1317 | 1487 | 1673 | 1757 | 1896 | 2013 | 2059
1993 | US | SERC | - | - | DCSNC | Net Capacity Resources | 0 | 115635 | 119161 | 122378 | 125301 | 127578 | 128872 | 132079 | 135223 | 137247 | 139582
1993 | US | SERC | - | - | DCSNI | Projected Net Internal Demand | 0 | 97448 | 99887 | 102267 | 104486 | 106662 | 108659 | 110810 | 112876 | 115460 | 117978
1993 | US | SERC | - | - | DCSNO | Net Operable Capacity | 0 | 111920 | 114724 | 117871 | 120722 | 122923 | 124286 | 127600 | 131542 | 133566 | 135901
1993 | US | SERC | - | - | DCSPU | Purchases | 0 | 2245 | 2215 | 1940 | 1940 | 1940 | 1795 | 1690 | 790 | 790 | 790
1993 | US | SERC | - | - | DCSSA | Sales | 0 | 2402 | 2230 | 2078 | 2051 | 2051 | 2051 | 2051 | 1949 | 1949 | 1949
1993 | US | SERC | - | - | DCSST | Standby Demand | 0 | 0 | 0 | 0 | 0 | 0 | 0 | 0 | 0 | 0 | 0
1993 | US | SERC | - | - | DCSTI | Projected Total Internal Demand | 0 | 101366 | 104058 | 106687 | 109157 | 111575 | 113824 | 116103 | 118421 | 121259 | 123995
1993 | US | SERC | - | - | DCSTO | Operable Total Internal Capacity | 0 | 114050 | 115789 | 118936 | 121787 | 122923 | 124286 | 127600 | 131542 | 133566 | 135901
1993 | US | SERC | - | - | NGEX | Exports | 52812 | 23202 | 23805 | 21648 | 21073 | 20996 | 20810 | 19141 | 18250 | 17779 | 17920
1993 | US | SERC | - | - | NGIG | Internal Generation | 507699 | 534815 | 549525 | 558247 | 568693 | 579980 | 593125 | 605150 | 620762 | 632335 | 642291
1993 | US | SERC | - | - | NGIM | Imports | 51253 | 19506 | 18772 | 20025 | 20951 | 22284 | 22068 | 20736 | 16468 | 17287 | 20118
1993 | US | SERC | - | - | NGIPP | IPPs | 11587 | 14885 | 15387 | 15510 | 16154 | 16281 | 17430 | 19068 | 22511 | 22864 | 23844
1993 | US | SERC | - | - | NGNL | Net Energy for Load | 506140 | 531119 | 544492 | 556624 | 568571 | 581268 | 594383 | 606745 | 618980 | 631843 | 644489
1993 | US | SERC | - | - | NGPRO | Electricity Production | 509191 | 536190 | 550924 | 559857 | 570359 | 581700 | 594996 | 607069 | 622711 | 634504 | 644536
1993 | US | SERC | - | - | NGPSLD | Pumped Storage Load | 7286 | 6477 | 6551 | 7560 | 7884 | 8117 | 8814 | 9063 | 9236 | 10196 | 10567
1993 | US | SERC | - | - | NGPSOT | Pumped Storage Generation | 5794 | 5102 | 5152 | 5950 | 6218 | 6397 | 6943 | 7144 | 7287 | 8027 | 8322
1993 | US | SERC | Central | - | CSIPP | IPPs | 0 | 0 | 0 | 0 | 0 | 0 | 0 | 0 | 0 | 0 | 0
1993 | US | SERC | Central | - | CST | Total Capacity | 28288 | 28288 | 29458 | 29458 | 29458 | 29458 | 29458 | 30670 | 31840 | 31840 | 31840
1993 | US | SERC | Central | - | CSTOC | Total Owned Capacity | 28288 | 28288 | 29458 | 29458 | 29458 | 29458 | 29458 | 30670 | 31840 | 31840 | 31840
1993 | US | SERC | Central | - | DCSAJ | Adjustments | 0 | 0 | 0 | 0 | 0 | 0 | 0 | 0 | 0 | 0 | 0
1993 | US | SERC | Central | - | DCSFP | Full-Responsibility Purchases (portion of total purchases) | 0 | 0 | 0 | 0 | 0 | 0 | 0 | 0 | 0 | 0 | 0
1993 | US | SERC | Central | - | DCSFS | Full-Responsibility Sales (portion of total sales) | 0 | 0 | 0 | 0 | 0 | 0 | 0 | 0 | 0 | 0 | 0
1993 | US | SERC | Central | - | DCSIC | Inoperable capacity | 0 | 2130 | 1065 | 1065 | 1065 | 0 | 0 | 0 | 0 | 0 | 0
1993 | US | SERC | Central | - | DCSIN | Internal Demand | 0 | 23294 | 23877 | 24340 | 24777 | 25244 | 25726 | 26223 | 26734 | 27429 | 28127
1993 | US | SERC | Central | - | DCSIPP | IPPs | 0 | 0 | 0 | 0 | 0 | 0 | 0 | 0 | 0 | 0 | 0
1993 | US | SERC | Central | - | DCSIT | Interruptible Demand | 0 | 1025 | 1071 | 1100 | 1122 | 1145 | 1168 | 1189 | 1207 | 1225 | 1250
1993 | US | SERC | Central | - | DCSLM | Direct Control Load Management | 0 | 0 | 0 | 0 | 0 | 0 | 0 | 0 | 0 | 0 | 0
1993 | US | SERC | Central | - | DCSNC | Net Capacity Resources | 0 | 25545 | 27780 | 27980 | 27980 | 29045 | 29045 | 30257 | 31427 | 31427 | 31427
1993 | US | SERC | Central | - | DCSNI | Projected Net Internal Demand | 0 | 22269 | 22806 | 23240 | 23655 | 24099 | 24558 | 25034 | 25527 | 26204 | 26877
1993 | US | SERC | Central | - | DCSNO | Net Operable Capacity | 0 | 26158 | 28393 | 28393 | 28393 | 29458 | 29458 | 30670 | 31840 | 31840 | 31840
1993 | US | SERC | Central | - | DCSPU | Purchases | 0 | 60 | 75 | 0 | 0 | 0 | 0 | 0 | 0 | 0 | 0
1993 | US | SERC | Central | - | DCSSA | Sales | 0 | 673 | 688 | 413 | 413 | 413 | 413 | 413 | 413 | 413 | 413
1993 | US | SERC | Central | - | DCSST | Standby Demand | 0 | 0 | 0 | 0 | 0 | 0 | 0 | 0 | 0 | 0 | 0
1993 | US | SERC | Central | - | DCSTI | Projected Total Internal Demand | 0 | 23294 | 23877 | 24340 | 24777 | 25244 | 25726 | 26223 | 26734 | 27429 | 28127
1993 | US | SERC | Central | - | DCSTO | Operable Total Internal Capacity | 0 | 28288 | 29458 | 29458 | 29458 | 29458 | 29458 | 30670 | 31840 | 31840 | 31840
1993 | US | SERC | Central | - | NGEX | Exports | 7444 | 1699 | 2176 | 2241 | 2352 | 2468 | 2586 | 2720 | 2819 | 2822 | 2819
1993 | US | SERC | Central | - | NGIG | Internal Generation | 126398 | 126983 | 131931 | 134431 | 137689 | 141213 | 144582 | 148190 | 151685 | 155489 | 159394
1993 | US | SERC | Central | - | NGIM | Imports | 3707 | 2148 | 936 | 1428 | 1027 | 672 | 569 | 323 | 350 | 433 | 412
1993 | US | SERC | Central | - | NGIPP | IPPs | 306 | 0 | 0 | 0 | 0 | 0 | 0 | 0 | 0 | 0 | 0
1993 | US | SERC | Central | - | NGNL | Net Energy for Load | 122661 | 127432 | 130691 | 133618 | 136364 | 139417 | 142565 | 145793 | 149216 | 153100 | 156987
1993 | US | SERC | Central | - | NGPRO | Electricity Production | 126820 | 127456 | 132211 | 134805 | 138067 | 141557 | 144917 | 148501 | 152038 | 155952 | 159842
1993 | US | SERC | Central | - | NGPSLD | Pumped Storage Load | 1977 | 2099 | 1244 | 1658 | 1679 | 1528 | 1489 | 1382 | 1566 | 2054 | 1988
1993 | US | SERC | Central | - | NGPSOT | Pumped Storage Generation | 1555 | 1626 | 964 | 1284 | 1301 | 1184 | 1154 | 1071 | 1213 | 1591 | 1540
1993 | US | SERC | Southeastern | - | CSIPP | IPPs | 499 | 497 | 793 | 793 | 793 | 793 | 793 | 793 | 793 | 793 | 793
1993 | US | SERC | Southeastern | - | CST | Total Capacity | 38824 | 38609 | 39330 | 40912 | 41874 | 42661 | 43675 | 44609 | 45352 | 45991 | 46969
1993 | US | SERC | Southeastern | - | CSTOC | Total Owned Capacity | 38325 | 38112 | 38537 | 40119 | 41081 | 41868 | 42882 | 43816 | 44559 | 45198 | 46176
1993 | US | SERC | Southeastern | - | DCSAJ | Adjustments | 0 | 0 | 0 | 0 | 0 | 0 | 0 | 0 | 0 | 0 | 0
1993 | US | SERC | Southeastern | - | DCSFP | Full-Responsibility Purchases (portion of total purchases) | 0 | 621 | 576 | 576 | 576 | 576 | 431 | 326 | 326 | 326 | 326
1993 | US | SERC | Southeastern | - | DCSFS | Full-Responsibility Sales (portion of total sales) | 0 | 1714 | 1527 | 1650 | 1623 | 1623 | 1623 | 1623 | 1521 | 1521 | 1521
1993 | US | SERC | Southeastern | - | DCSIC | Inoperable capacity | 0 | 0 | 0 | 0 | 0 | 0 | 0 | 0 | 0 | 0 | 0
1993 | US | SERC | Southeastern | - | DCSIN | Internal Demand | 0 | 33163 | 34082 | 35076 | 35929 | 36831 | 37482 | 38281 | 38873 | 39662 | 40391
1993 | US | SERC | Southeastern | - | DCSIPP | IPPs | 0 | 497 | 793 | 793 | 793 | 793 | 793 | 793 | 793 | 793 | 793
1993 | US | SERC | Southeastern | - | DCSIT | Interruptible Demand | 0 | 925 | 993 | 1045 | 1092 | 1124 | 1144 | 1162 | 1187 | 1213 | 1228
1993 | US | SERC | Southeastern | - | DCSLM | Direct Control Load Management | 0 | 0 | 0 | 0 | 0 | 0 | 0 | 0 | 0 | 0 | 0
1993 | US | SERC | Southeastern | - | DCSNC | Net Capacity Resources | 0 | 37516 | 38379 | 39838 | 40827 | 41614 | 42483 | 43312 | 44157 | 44796 | 45774
1993 | US | SERC | Southeastern | - | DCSNI | Projected Net Internal Demand | 0 | 32238 | 33089 | 34031 | 34837 | 35707 | 36338 | 37119 | 37686 | 38449 | 39163
1993 | US | SERC | Southeastern | - | DCSNO | Net Operable Capacity | 0 | 38112 | 38537 | 40119 | 41081 | 41868 | 42882 | 43816 | 44559 | 45198 | 46176
1993 | US | SERC | Southeastern | - | DCSPU | Purchases | 0 | 621 | 576 | 576 | 576 | 576 | 431 | 326 | 326 | 326 | 326
1993 | US | SERC | Southeastern | - | DCSSA | Sales | 0 | 1714 | 1527 | 1650 | 1623 | 1623 | 1623 | 1623 | 1521 | 1521 | 1521
1993 | US | SERC | Southeastern | - | DCSST | Standby Demand | 0 | 0 | 0 | 0 | 0 | 0 | 0 | 0 | 0 | 0 | 0
1993 | US | SERC | Southeastern | - | DCSTI | Projected Total Internal Demand | 0 | 33163 | 34082 | 35076 | 35929 | 36831 | 37482 | 38281 | 38873 | 39662 | 40391
1993 | US | SERC | Southeastern | - | DCSTO | Operable Total Internal Capacity | 0 | 38112 | 38537 | 40119 | 41081 | 41868 | 42882 | 43816 | 44559 | 45198 | 46176
1993 | US | SERC | Southeastern | - | NGEX | Exports | 38031 | 16487 | 15889 | 13813 | 12832 | 12797 | 12813 | 11921 | 11974 | 11462 | 11465
1993 | US | SERC | Southeastern | - | NGIG | Internal Generation | 168748 | 183017 | 185972 | 186966 | 189481 | 193675 | 198735 | 202605 | 205795 | 208859 | 212187
1993 | US | SERC | Southeastern | - | NGIM | Imports | 29130 | 3597 | 3698 | 3793 | 3867 | 4004 | 3208 | 1787 | 1871 | 2046 | 2224
1993 | US | SERC | Southeastern | - | NGIPP | IPPs | 264 | 246 | 384 | 271 | 273 | 300 | 384 | 532 | 535 | 652 | 867
1993 | US | SERC | Southeastern | - | NGNL | Net Energy for Load | 159847 | 170127 | 173781 | 176946 | 180516 | 184882 | 189130 | 192471 | 195692 | 199443 | 202946
1993 | US | SERC | Southeastern | - | NGPRO | Electricity Production | 168820 | 183039 | 186000 | 187158 | 189719 | 193956 | 199032 | 202902 | 206150 | 209231 | 212539
1993 | US | SERC | Southeastern | - | NGPSLD | Pumped Storage Load | 260 | 88 | 114 | 901 | 1109 | 1309 | 1369 | 1361 | 1641 | 1719 | 1628
1993 | US | SERC | Southeastern | - | NGPSOT | Pumped Storage Generation | 188 | 66 | 86 | 709 | 871 | 1028 | 1072 | 1064 | 1286 | 1347 | 1276
1993 | US | SERC | VACAR | - | CSIPP | IPPs | 3090 | 3375 | 3659 | 3852 | 3897 | 3973 | 4049 | 4047 | 4047 | 4047 | 4047
1993 | US | SERC | VACAR | - | CST | Total Capacity | 50592 | 51025 | 51453 | 53211 | 55145 | 55570 | 55995 | 57161 | 59190 | 60575 | 61932
1993 | US | SERC | VACAR | - | CSTOC | Total Owned Capacity | 47502 | 47650 | 47794 | 49359 | 51248 | 51597 | 51946 | 53114 | 55143 | 56528 | 57885
1993 | US | SERC | VACAR | - | DCSAJ | Adjustments | 0 | 0 | 0 | 0 | 0 | 0 | 0 | 0 | 0 | 0 | 0
1993 | US | SERC | VACAR | - | DCSFP | Full-Responsibility Purchases (portion of total purchases) | 0 | 0 | 0 | 0 | 0 | 0 | 0 | 0 | 0 | 0 | 0
1993 | US | SERC | VACAR | - | DCSFS | Full-Responsibility Sales (portion of total sales) | 0 | 0 | 0 | 0 | 0 | 0 | 0 | 0 | 0 | 0 | 0
1993 | US | SERC | VACAR | - | DCSIC | Inoperable capacity | 0 | 0 | 0 | 0 | 0 | 0 | 0 | 0 | 0 | 0 | 0
1993 | US | SERC | VACAR | - | DCSIN | Internal Demand | 0 | 44909 | 46099 | 47271 | 48451 | 49500 | 50616 | 51599 | 52814 | 54168 | 55477
1993 | US | SERC | VACAR | - | DCSIPP | IPPs | 0 | 3375 | 3659 | 3852 | 3897 | 3973 | 4049 | 4047 | 4047 | 4047 | 4047
1993 | US | SERC | VACAR | - | DCSIT | Interruptible Demand | 0 | 1094 | 1117 | 1136 | 1140 | 1157 | 1180 | 1185 | 1255 | 1348 | 1480
1993 | US | SERC | VACAR | - | DCSLM | Direct Control Load Management | 0 | 874 | 990 | 1139 | 1317 | 1487 | 1673 | 1757 | 1896 | 2013 | 2059
1993 | US | SERC | VACAR | - | DCSNC | Net Capacity Resources | 0 | 52574 | 53002 | 54560 | 56494 | 56919 | 57344 | 58510 | 59639 | 61024 | 62381
1993 | US | SERC | VACAR | - | DCSNI | Projected Net Internal Demand | 0 | 42941 | 43992 | 44996 | 45994 | 46856 | 47763 | 48657 | 49663 | 50807 | 51938
1993 | US | SERC | VACAR | - | DCSNO | Net Operable Capacity | 0 | 47650 | 47794 | 49359 | 51248 | 51597 | 51946 | 53114 | 55143 | 56528 | 57885
1993 | US | SERC | VACAR | - | DCSPU | Purchases | 0 | 1564 | 1564 | 1364 | 1364 | 1364 | 1364 | 1364 | 464 | 464 | 464
1993 | US | SERC | VACAR | - | DCSSA | Sales | 0 | 15 | 15 | 15 | 15 | 15 | 15 | 15 | 15 | 15 | 15
1993 | US | SERC | VACAR | - | DCSST | Standby Demand | 0 | 0 | 0 | 0 | 0 | 0 | 0 | 0 | 0 | 0 | 0
1993 | US | SERC | VACAR | - | DCSTI | Projected Total Internal Demand | 0 | 44909 | 46099 | 47271 | 48451 | 49500 | 50616 | 51599 | 52814 | 54168 | 55477
1993 | US | SERC | VACAR | - | DCSTO | Operable Total Internal Capacity | 0 | 47650 | 47794 | 49359 | 51248 | 51597 | 51946 | 53114 | 55143 | 56528 | 57885
1993 | US | SERC | VACAR | - | NGEX | Exports | 7337 | 5016 | 5740 | 5594 | 5889 | 5731 | 5411 | 4500 | 3457 | 3495 | 3636
1993 | US | SERC | VACAR | - | NGIG | Internal Generation | 212553 | 224815 | 231622 | 236850 | 241523 | 245092 | 249808 | 254355 | 263282 | 267987 | 270710
1993 | US | SERC | VACAR | - | NGIM | Imports | 18416 | 13761 | 14138 | 14804 | 16057 | 17608 | 18291 | 18626 | 14247 | 14808 | 17482
1993 | US | SERC | VACAR | - | NGIPP | IPPs | 11017 | 14639 | 15003 | 15239 | 15881 | 15981 | 17046 | 18536 | 21976 | 22212 | 22977
1993 | US | SERC | VACAR | - | NGNL | Net Energy for Load | 223632 | 233560 | 240020 | 246060 | 251691 | 256969 | 262688 | 268481 | 274072 | 279300 | 284556
1993 | US | SERC | VACAR | - | NGPRO | Electricity Production | 213551 | 225695 | 232713 | 237894 | 242573 | 246187 | 251047 | 255666 | 264523 | 269321 | 272155
1993 | US | SERC | VACAR | - | NGPSLD | Pumped Storage Load | 5049 | 4290 | 5193 | 5001 | 5096 | 5280 | 5956 | 6320 | 6029 | 6423 | 6951
1993 | US | SERC | VACAR | - | NGPSOT | Pumped Storage Generation | 4051 | 3410 | 4102 | 3957 | 4046 | 4185 | 4717 | 5009 | 4788 | 5089 | 5506
1993 | US | SPP | - | - | CSIPP | IPPs | 813 | 813 | 813 | 813 | 813 | 813 | 903 | 903 | 903 | 903 | 903
1993 | US | SPP | - | - | CST | Total Capacity | 68325 | 69025 | 69677 | 70012 | 70163 | 70418 | 70657 | 70887 | 71930 | 72271 | 73475
1993 | US | SPP | - | - | CSTOC | Total Owned Capacity | 67512 | 68212 | 68864 | 69199 | 69350 | 69605 | 69754 | 69984 | 71027 | 71368 | 72572
1993 | US | SPP | - | - | DCSAJ | Adjustments | 0 | 0 | 0 | 0 | 0 | 0 | 0 | 0 | 0 | 0 | 0
1993 | US | SPP | - | - | DCSFP | Full-Responsibility Purchases (portion of total purchases) | 0 | 2713 | 2750 | 2765 | 2692 | 2664 | 2679 | 2663 | 2625 | 2472 | 2486
1993 | US | SPP | - | - | DCSFS | Full-Responsibility Sales (portion of total sales) | 0 | 1731 | 1783 | 1758 | 1752 | 1694 | 1753 | 1793 | 1746 | 1658 | 1727
1993 | US | SPP | - | - | DCSIC | Inoperable capacity | 0 | 632 | 470 | 470 | 470 | 403 | 403 | 156 | 156 | 156 | 130
1993 | US | SPP | - | - | DCSIN | Internal Demand | 0 | 53863 | 55207 | 56079 | 56858 | 57650 | 58418 | 59096 | 60107 | 61082 | 62085
1993 | US | SPP | - | - | DCSIPP | IPPs | 0 | 813 | 813 | 813 | 813 | 813 | 903 | 903 | 903 | 903 | 903
1993 | US | SPP | - | - | DCSIT | Interruptible Demand | 0 | 1747 | 1697 | 1792 | 1863 | 1939 | 2023 | 2171 | 2322 | 2381 | 2441
1993 | US | SPP | - | - | DCSLM | Direct Control Load Management | 0 | 26 | 28 | 33 | 35 | 38 | 41 | 51 | 64 | 74 | 83
1993 | US | SPP | - | - | DCSNC | Net Capacity Resources | 0 | 67472 | 68364 | 68764 | 68744 | 69099 | 69713 | 70285 | 71390 | 71668 | 72831
1993 | US | SPP | - | - | DCSNI | Projected Net Internal Demand | 0 | 52183 | 53582 | 54376 | 55082 | 55795 | 56476 | 56996 | 57843 | 58749 | 59683
1993 | US | SPP | - | - | DCSNO | Net Operable Capacity | 0 | 67580 | 68394 | 68729 | 68880 | 69202 | 69351 | 69828 | 70871 | 71212 | 72442
1993 | US | SPP | - | - | DCSPU | Purchases | 0 | 6771 | 7055 | 7186 | 6674 | 6609 | 6605 | 6621 | 5126 | 4784 | 4776
1993 | US | SPP | - | - | DCSSA | Sales | 0 | 7692 | 7898 | 7964 | 7623 | 7525 | 7146 | 7067 | 5510 | 5231 | 5290
1993 | US | SPP | - | - | DCSST | Standby Demand | 0 | 93 | 100 | 122 | 122 | 122 | 122 | 122 | 122 | 122 | 122
1993 | US | SPP | - | - | DCSTI | Projected Total Internal Demand | 0 | 53956 | 55307 | 56201 | 56980 | 57772 | 58540 | 59218 | 60229 | 61204 | 62207
1993 | US | SPP | - | - | DCSTO | Operable Total Internal Capacity | 0 | 68212 | 68864 | 69199 | 69350 | 69605 | 69754 | 69984 | 71027 | 71368 | 72572
1993 | US | SPP | - | - | NGEX | Exports | 38023 | 48497 | 52323 | 51358 | 52183 | 55486 | 54359 | 53726 | 52355 | 48693 | 47317
1993 | US | SPP | - | - | NGIG | Internal Generation | 263215 | 265611 | 276189 | 283431 | 288978 | 295665 | 296813 | 300707 | 304936 | 306118 | 310232
1993 | US | SPP | - | - | NGIM | Imports | 31276 | 47406 | 47706 | 44941 | 45407 | 46655 | 49050 | 49617 | 49711 | 50335 | 50329
1993 | US | SPP | - | - | NGIPP | IPPs | 4615 | 5396 | 5491 | 5515 | 5521 | 5515 | 5565 | 5565 | 5573 | 5565 | 5565
1993 | US | SPP | - | - | NGNL | Net Energy for Load | 256468 | 264520 | 271572 | 277014 | 282202 | 286834 | 291504 | 296598 | 302292 | 307760 | 313244
1993 | US | SPP | - | - | NGPRO | Electricity Production | 263247 | 265671 | 276249 | 283491 | 289038 | 295725 | 296873 | 300767 | 304996 | 306178 | 310292
1993 | US | SPP | - | - | NGPSLD | Pumped Storage Load | 63 | 150 | 150 | 150 | 150 | 150 | 150 | 150 | 150 | 150 | 150
1993 | US | SPP | - | - | NGPSOT | Pumped Storage Generation | 31 | 90 | 90 | 90 | 90 | 90 | 90 | 90 | 90 | 90 | 90
1993 | US | WECC | - | - | CSIPP | IPPs | 8945 | 9174 | 10071 | 10659 | 11269 | 11865 | 12024 | 12383 | 12608 | 12623 | 12648
1993 | US | WECC | - | - | CST | Total Capacity | 127862 | 125436 | 126996 | 128655 | 132323 | 133097 | 135178 | 136634 | 137425 | 138589 | 139259
1993 | US | WECC | - | - | CSTOC | Total Owned Capacity | 118917 | 116262 | 116925 | 117996 | 121054 | 121232 | 123154 | 124251 | 124817 | 125966 | 126611
1993 | US | WECC | - | - | DCSAJ | Adjustments | 0 | 0 | 0 | 0 | 0 | -130 | -130 | -130 | -130 | -130 | -130
1993 | US | WECC | - | - | DCSFP | Full-Responsibility Purchases (portion of total purchases) | 0 | 865 | 865 | 965 | 790 | 375 | 375 | 375 | 375 | 375 | 375
1993 | US | WECC | - | - | DCSFS | Full-Responsibility Sales (portion of total sales) | 0 | 210 | 210 | 210 | 205 | 60 | 170 | 730 | 730 | 730 | 730
1993 | US | WECC | - | - | DCSIC | Inoperable capacity | 0 | 99 | 99 | 99 | 102 | 99 | 99 | 99 | 99 | 99 | 99
1993 | US | WECC | - | - | DCSIN | Internal Demand | 0 | 98393 | 100229 | 101847 | 103415 | 105499 | 107174 | 108761 | 110827 | 112126 | 113814
1993 | US | WECC | - | - | DCSIPP | IPPs | 0 | 9174 | 10071 | 10659 | 11269 | 11865 | 12024 | 12383 | 12608 | 12623 | 12648
1993 | US | WECC | - | - | DCSIT | Interruptible Demand | 0 | 2040 | 2068 | 2109 | 2067 | 2057 | 2048 | 2048 | 2051 | 2025 | 2036
1993 | US | WECC | - | - | DCSLM | Direct Control Load Management | 0 | 1758 | 1791 | 1825 | 1855 | 1888 | 1921 | 1954 | 1989 | 2023 | 2054
1993 | US | WECC | - | - | DCSNC | Net Capacity Resources | 0 | 125992 | 127552 | 129311 | 132806 | 133313 | 135284 | 136180 | 136971 | 138135 | 138805
1993 | US | WECC | - | - | DCSNI | Projected Net Internal Demand | 0 | 94595 | 96370 | 97913 | 99493 | 101554 | 103205 | 104759 | 106787 | 108078 | 109724
1993 | US | WECC | - | - | DCSNO | Net Operable Capacity | 0 | 116163 | 116826 | 117897 | 120952 | 121133 | 123055 | 124152 | 124718 | 125867 | 126512
1993 | US | WECC | - | - | DCSPU | Purchases | 0 | 865 | 865 | 965 | 790 | 505 | 505 | 505 | 505 | 505 | 505
1993 | US | WECC | - | - | DCSSA | Sales | 0 | 210 | 210 | 210 | 205 | 60 | 170 | 730 | 730 | 730 | 730
1993 | US | WECC | - | - | DCSST | Standby Demand | 0 | 0 | 0 | 0 | 0 | 0 | 0 | 0 | 0 | 0 | 0
1993 | US | WECC | - | - | DCSTI | Projected Total Internal Demand | 0 | 98393 | 100229 | 101847 | 103415 | 105499 | 107174 | 108761 | 110827 | 112126 | 113814
1993 | US | WECC | - | - | DCSTO | Operable Total Internal Capacity | 0 | 116262 | 116925 | 117996 | 121054 | 121232 | 123154 | 124251 | 124817 | 125966 | 126611
1993 | US | WECC | - | - | NGEX | Exports | 1812 | 1197 | 1197 | 1205 | 1205 | 276 | 600 | 2274 | 2760 | 2721 | 2685
1993 | US | WECC | - | - | NGIG | Internal Generation | 553526 | 545941 | 557488 | 563035 | 580249 | 594510 | 607068 | 616606 | 624690 | 631549 | 636424
1993 | US | WECC | - | - | NGIM | Imports | 14031 | 43924 | 45865 | 50716 | 43659 | 36129 | 33109 | 34494 | 36920 | 38848 | 43298
1993 | US | WECC | - | - | NGIPP | IPPs | 59162 | 65936 | 70763 | 73086 | 78008 | 81267 | 82771 | 85373 | 87252 | 87315 | 87684
1993 | US | WECC | - | - | NGNL | Net Energy for Load | 565745 | 588668 | 602156 | 612546 | 622703 | 630363 | 639577 | 648826 | 658850 | 667676 | 677037
1993 | US | WECC | - | - | NGPRO | Electricity Production | 553299 | 545084 | 555950 | 561647 | 578623 | 592838 | 605265 | 614727 | 622884 | 629751 | 634688
1993 | US | WECC | - | - | NGPSLD | Pumped Storage Load | 2200 | 1292 | 1266 | 1229 | 1093 | 1132 | 1447 | 1255 | 1165 | 1237 | 1235
1993 | US | WECC | - | - | NGPSOT | Pumped Storage Generation | 2427 | 2149 | 2804 | 2617 | 2719 | 2804 | 3250 | 3134 | 2971 | 3035 | 2971
1993 | US | WECC | AZN | - | CSIPP | IPPs | 360 | 0 | 0 | 0 | 220 | 220 | 220 | 220 | 236 | 242 | 258
1993 | US | WECC | AZN | - | CST | Total Capacity | 16036 | 16333 | 16406 | 16301 | 16552 | 16603 | 16655 | 16669 | 16774 | 16931 | 17023
1993 | US | WECC | AZN | - | CSTOC | Total Owned Capacity | 15676 | 16333 | 16406 | 16301 | 16332 | 16383 | 16435 | 16449 | 16538 | 16689 | 16765
1993 | US | WECC | AZN | - | DCSAJ | Adjustments | 0 | 3965 | 3965 | 4108 | 4108 | 4208 | 4208 | 4208 | 4208 | 4183 | 4182
1993 | US | WECC | AZN | - | DCSFP | Full-Responsibility Purchases (portion of total purchases) | 0 | 913 | 913 | 1123 | 1262 | 1203 | 1221 | 1453 | 1480 | 1385 | 1385
1993 | US | WECC | AZN | - | DCSFS | Full-Responsibility Sales (portion of total sales) | 0 | 764 | 436 | 416 | 366 | 216 | 216 | 216 | 216 | 116 | 116
1993 | US | WECC | AZN | - | DCSIC | Inoperable capacity | 0 | 16 | 16 | 16 | 16 | 16 | 16 | 16 | 16 | 16 | 16
1993 | US | WECC | AZN | - | DCSIN | Internal Demand | 0 | 12820 | 13134 | 13544 | 13866 | 14197 | 14474 | 14794 | 15110 | 15411 | 15679
1993 | US | WECC | AZN | - | DCSIPP | IPPs | 0 | 0 | 0 | 0 | 220 | 220 | 220 | 220 | 236 | 242 | 258
1993 | US | WECC | AZN | - | DCSIT | Interruptible Demand | 0 | 364 | 354 | 377 | 365 | 367 | 352 | 355 | 359 | 361 | 363
1993 | US | WECC | AZN | - | DCSLM | Direct Control Load Management | 0 | 5 | 5 | 5 | 5 | 5 | 5 | 5 | 5 | 5 | 5
1993 | US | WECC | AZN | - | DCSNC | Net Capacity Resources | 0 | 16516 | 16917 | 17075 | 17270 | 17487 | 17557 | 17803 | 17935 | 18200 | 18392
1993 | US | WECC | AZN | - | DCSNI | Projected Net Internal Demand | 0 | 12451 | 12775 | 13162 | 13496 | 13825 | 14117 | 14434 | 14746 | 15045 | 15311
1993 | US | WECC | AZN | - | DCSNO | Net Operable Capacity | 0 | 16317 | 16390 | 16285 | 16316 | 16367 | 16419 | 16433 | 16522 | 16673 | 16749
1993 | US | WECC | AZN | - | DCSPU | Purchases | 0 | 1510 | 1510 | 1753 | 1809 | 1800 | 1818 | 2050 | 2077 | 2023 | 2124
1993 | US | WECC | AZN | - | DCSSA | Sales | 0 | 5276 | 4948 | 5071 | 5183 | 5108 | 5108 | 5108 | 5108 | 4921 | 4921
1993 | US | WECC | AZN | - | DCSST | Standby Demand | 0 | 0 | 0 | 0 | 0 | 0 | 0 | 0 | 0 | 0 | 0
1993 | US | WECC | AZN | - | DCSTI | Projected Total Internal Demand | 0 | 12820 | 13134 | 13544 | 13866 | 14197 | 14474 | 14794 | 15110 | 15411 | 15679
1993 | US | WECC | AZN | - | DCSTO | Operable Total Internal Capacity | 0 | 16333 | 16406 | 16301 | 16332 | 16383 | 16435 | 16449 | 16538 | 16689 | 16765
1993 | US | WECC | AZN | - | NGEX | Exports | 15432 | 3697 | 2356 | 2223 | 2258 | 1228 | 1259 | 1302 | 1543 | 1190 | 1058
1993 | US | WECC | AZN | - | NGIG | Internal Generation | 77373 | 67196 | 68518 | 69545 | 71361 | 71796 | 73392 | 74558 | 76436 | 77981 | 79469
1993 | US | WECC | AZN | - | NGIM | Imports | 4355 | 3620 | 3316 | 4012 | 4334 | 4743 | 4747 | 5424 | 5637 | 5459 | 5383
1993 | US | WECC | AZN | - | NGIPP | IPPs | 2222 | 0 | 0 | 0 | 0 | 0 | 0 | 0 | 99 | 141 | 241
1993 | US | WECC | AZN | - | NGNL | Net Energy for Load | 66296 | 67119 | 69478 | 71334 | 73437 | 75311 | 76880 | 78680 | 80530 | 82250 | 83794
1993 | US | WECC | AZN | - | NGPRO | Electricity Production | 77405 | 67246 | 68567 | 69538 | 71364 | 71807 | 73400 | 74570 | 76448 | 77995 | 79491
1993 | US | WECC | AZN | - | NGPSLD | Pumped Storage Load | 113 | 99 | 173 | 33 | 44 | 62 | 63 | 80 | 73 | 81 | 109
1993 | US | WECC | AZN | - | NGPSOT | Pumped Storage Generation | 81 | 49 | 124 | 40 | 41 | 51 | 55 | 68 | 61 | 67 | 87
1993 | US | WECC | CNV | - | CSIPP | IPPs | 7466 | 7572 | 7760 | 8064 | 8270 | 8652 | 8754 | 8956 | 9268 | 9270 | 9162
1993 | US | WECC | CNV | - | CST | Total Capacity | 55552 | 55941 | 56486 | 57404 | 58127 | 59175 | 60075 | 60895 | 61548 | 61811 | 61681
1993 | US | WECC | CNV | - | CSTOC | Total Owned Capacity | 48086 | 48369 | 48726 | 49340 | 49857 | 50523 | 51321 | 51939 | 52280 | 52541 | 52519
1993 | US | WECC | CNV | - | DCSAJ | Adjustments | 0 | -4008 | -4008 | -4151 | -4151 | -4281 | -4281 | -4281 | -4281 | -4281 | -4281
1993 | US | WECC | CNV | - | DCSFP | Full-Responsibility Purchases (portion of total purchases) | 0 | 3899 | 3273 | 3233 | 3053 | 2959 | 2959 | 2959 | 2974 | 2874 | 2859
1993 | US | WECC | CNV | - | DCSFS | Full-Responsibility Sales (portion of total sales) | 0 | 3 | 3 | 113 | 114 | 114 | 114 | 114 | 114 | 114 | 114
1993 | US | WECC | CNV | - | DCSIC | Inoperable capacity | 0 | 0 | 0 | 0 | 0 | 0 | 0 | 0 | 0 | 0 | 0
1993 | US | WECC | CNV | - | DCSIN | Internal Demand | 0 | 49181 | 49984 | 50813 | 51751 | 52748 | 53625 | 54563 | 55582 | 56164 | 57028
1993 | US | WECC | CNV | - | DCSIPP | IPPs | 0 | 7572 | 7760 | 8064 | 8270 | 8652 | 8754 | 8956 | 9268 | 9270 | 9162
1993 | US | WECC | CNV | - | DCSIT | Interruptible Demand | 0 | 228 | 245 | 260 | 265 | 268 | 270 | 268 | 277 | 287 | 295
1993 | US | WECC | CNV | - | DCSLM | Direct Control Load Management | 0 | 1753 | 1786 | 1820 | 1850 | 1883 | 1916 | 1949 | 1984 | 2018 | 2049
1993 | US | WECC | CNV | - | DCSNC | Net Capacity Resources | 0 | 61993 | 62147 | 62774 | 63591 | 64000 | 64746 | 65574 | 66356 | 66578 | 66493
1993 | US | WECC | CNV | - | DCSNI | Projected Net Internal Demand | 0 | 47200 | 47953 | 48733 | 49636 | 50597 | 51439 | 52346 | 53321 | 53859 | 54684
1993 | US | WECC | CNV | - | DCSNO | Net Operable Capacity | 0 | 48369 | 48726 | 49340 | 49857 | 50523 | 51321 | 51939 | 52280 | 52541 | 52519
1993 | US | WECC | CNV | - | DCSPU | Purchases | 0 | 10622 | 10231 | 10193 | 10288 | 9779 | 9625 | 9633 | 9762 | 9721 | 9766
1993 | US | WECC | CNV | - | DCSSA | Sales | 0 | 562 | 562 | 672 | 673 | 673 | 673 | 673 | 673 | 673 | 673
1993 | US | WECC | CNV | - | DCSST | Standby Demand | 0 | 0 | 0 | 0 | 0 | 0 | 0 | 0 | 0 | 0 | 0
1993 | US | WECC | CNV | - | DCSTI | Projected Total Internal Demand | 0 | 49181 | 49984 | 50813 | 51751 | 52748 | 53625 | 54563 | 55582 | 56164 | 57028
1993 | US | WECC | CNV | - | DCSTO | Operable Total Internal Capacity | 0 | 48369 | 48726 | 49340 | 49857 | 50523 | 51321 | 51939 | 52280 | 52541 | 52519
1993 | US | WECC | CNV | - | NGEX | Exports | 4980 | 1100 | 1132 | 1338 | 1308 | 1308 | 1308 | 1309 | 1310 | 1310 | 1310
1993 | US | WECC | CNV | - | NGIG | Internal Generation | 215474 | 210237 | 216311 | 216136 | 222346 | 229486 | 235531 | 241297 | 243421 | 247202 | 247862
1993 | US | WECC | CNV | - | NGIM | Imports | 33187 | 46964 | 45584 | 49581 | 47599 | 44389 | 42398 | 40552 | 42530 | 43213 | 46710
1993 | US | WECC | CNV | - | NGIPP | IPPs | 51607 | 56726 | 57996 | 58608 | 61263 | 63064 | 64264 | 66026 | 67019 | 67076 | 67299
1993 | US | WECC | CNV | - | NGNL | Net Energy for Load | 243681 | 256101 | 260763 | 264379 | 268637 | 272567 | 276621 | 280540 | 284641 | 289105 | 293262
1993 | US | WECC | CNV | - | NGPRO | Electricity Production | 215162 | 209226 | 214620 | 214663 | 220625 | 227711 | 233628 | 239314 | 241511 | 245298 | 246012
1993 | US | WECC | CNV | - | NGPSLD | Pumped Storage Load | 1814 | 773 | 673 | 812 | 665 | 686 | 1000 | 791 | 708 | 772 | 742
1993 | US | WECC | CNV | - | NGPSOT | Pumped Storage Generation | 2126 | 1784 | 2364 | 2285 | 2386 | 2461 | 2903 | 2774 | 2618 | 2676 | 2592
1993 | US | WECC | NWPP | - | CSIPP | IPPs | 881 | 1354 | 1669 | 1794 | 2138 | 2192 | 2249 | 2406 | 2413 | 2420 | 2427
1993 | US | WECC | NWPP | - | CST | Total Capacity | 46922 | 43755 | 44140 | 44817 | 46253 | 47100 | 47825 | 48451 | 48745 | 49223 | 49596
1993 | US | WECC | NWPP | - | CSTOC | Total Owned Capacity | 46041 | 42401 | 42471 | 43023 | 44115 | 44908 | 45576 | 46045 | 46332 | 46803 | 47169
1993 | US | WECC | NWPP | - | DCSAJ | Adjustments | 0 | -525 | -525 | -525 | -525 | -625 | -625 | -625 | -625 | -600 | -600
1993 | US | WECC | NWPP | - | DCSFP | Full-Responsibility Purchases (portion of total purchases) | 0 | 982 | 982 | 982 | 795 | 675 | 675 | 675 | 675 | 675 | 675
1993 | US | WECC | NWPP | - | DCSFS | Full-Responsibility Sales (portion of total sales) | 0 | 3738 | 3425 | 3405 | 3325 | 3516 | 3626 | 4401 | 4416 | 4321 | 4321
1993 | US | WECC | NWPP | - | DCSIC | Inoperable capacity | 0 | 60 | 60 | 60 | 60 | 60 | 60 | 60 | 60 | 60 | 60
1993 | US | WECC | NWPP | - | DCSIN | Internal Demand | 0 | 29771 | 30377 | 30908 | 31109 | 31471 | 31842 | 32137 | 32554 | 32832 | 33325
1993 | US | WECC | NWPP | - | DCSIPP | IPPs | 0 | 1354 | 1669 | 1794 | 2138 | 2192 | 2249 | 2406 | 2413 | 2420 | 2427
1993 | US | WECC | NWPP | - | DCSIT | Interruptible Demand | 0 | 1207 | 1223 | 1221 | 1158 | 1157 | 1152 | 1144 | 1133 | 1092 | 1090
1993 | US | WECC | NWPP | - | DCSLM | Direct Control Load Management | 0 | 0 | 0 | 0 | 0 | 0 | 0 | 0 | 0 | 0 | 0
1993 | US | WECC | NWPP | - | DCSNC | Net Capacity Resources | 0 | 40939 | 41637 | 42334 | 43663 | 44199 | 44814 | 44665 | 44944 | 45517 | 45890
1993 | US | WECC | NWPP | - | DCSNI | Projected Net Internal Demand | 0 | 28564 | 29154 | 29687 | 29951 | 30314 | 30690 | 30993 | 31421 | 31740 | 32235
1993 | US | WECC | NWPP | - | DCSNO | Net Operable Capacity | 0 | 42341 | 42411 | 42963 | 44055 | 44848 | 45516 | 45985 | 46272 | 46743 | 47109
1993 | US | WECC | NWPP | - | DCSPU | Purchases | 0 | 2016 | 2016 | 2016 | 1829 | 1859 | 1859 | 1859 | 1859 | 1859 | 1859
1993 | US | WECC | NWPP | - | DCSSA | Sales | 0 | 4247 | 3934 | 3914 | 3834 | 4075 | 4185 | 4960 | 4975 | 4905 | 4905
1993 | US | WECC | NWPP | - | DCSST | Standby Demand | 0 | 0 | 0 | 0 | 0 | 0 | 0 | 0 | 0 | 0 | 0
1993 | US | WECC | NWPP | - | DCSTI | Projected Total Internal Demand | 0 | 29771 | 30377 | 30908 | 31109 | 31471 | 31842 | 32137 | 32554 | 32832 | 33325
1993 | US | WECC | NWPP | - | DCSTO | Operable Total Internal Capacity | 0 | 42401 | 42471 | 43023 | 44115 | 44908 | 45576 | 46045 | 46332 | 46803 | 47169
1993 | US | WECC | NWPP | - | NGEX | Exports | 19104 | 16291 | 14896 | 14396 | 14461 | 14624 | 15563 | 17855 | 18280 | 18069 | 18043
1993 | US | WECC | NWPP | - | NGIG | Internal Generation | 217682 | 223811 | 226709 | 230689 | 239315 | 244995 | 248808 | 250576 | 253809 | 254541 | 256404
1993 | US | WECC | NWPP | - | NGIM | Imports | 17204 | 16505 | 17476 | 17105 | 11337 | 6631 | 6288 | 9497 | 9922 | 10776 | 11684
1993 | US | WECC | NWPP | - | NGIPP | IPPs | 4265 | 7821 | 10681 | 11957 | 14116 | 15549 | 15812 | 16627 | 17331 | 17275 | 17319
1993 | US | WECC | NWPP | - | NGNL | Net Energy for Load | 215782 | 224025 | 229289 | 233398 | 236191 | 237002 | 239533 | 242218 | 245451 | 247248 | 250045
1993 | US | WECC | NWPP | - | NGPRO | Electricity Production | 217682 | 223811 | 226709 | 230689 | 239315 | 244995 | 248808 | 250576 | 253809 | 254541 | 256404
1993 | US | WECC | NWPP | - | NGPSLD | Pumped Storage Load | 0 | 0 | 0 | 0 | 0 | 0 | 0 | 0 | 0 | 0 | 0
1993 | US | WECC | NWPP | - | NGPSOT | Pumped Storage Generation | 0 | 0 | 0 | 0 | 0 | 0 | 0 | 0 | 0 | 0 | 0
1993 | US | WECC | RMPA | - | CSIPP | IPPs | 238 | 248 | 591 | 691 | 691 | 691 | 691 | 691 | 691 | 691 | 691
1993 | US | WECC | RMPA | - | CST | Total Capacity | 9352 | 9407 | 9750 | 9850 | 9930 | 9955 | 10358 | 10358 | 10358 | 10624 | 10691
1993 | US | WECC | RMPA | - | CSTOC | Total Owned Capacity | 9114 | 9159 | 9159 | 9159 | 9239 | 9264 | 9667 | 9667 | 9667 | 9933 | 10000
1993 | US | WECC | RMPA | - | DCSAJ | Adjustments | 0 | 568 | 568 | 568 | 568 | 568 | 568 | 568 | 568 | 568 | 569
1993 | US | WECC | RMPA | - | DCSFP | Full-Responsibility Purchases (portion of total purchases) | 0 | 431 | 401 | 401 | 401 | 401 | 401 | 401 | 401 | 401 | 401
1993 | US | WECC | RMPA | - | DCSFS | Full-Responsibility Sales (portion of total sales) | 0 | 1065 | 1065 | 1065 | 1092 | 1092 | 1110 | 1127 | 1139 | 1139 | 1139
1993 | US | WECC | RMPA | - | DCSIC | Inoperable capacity | 0 | 23 | 23 | 23 | 23 | 23 | 23 | 23 | 23 | 23 | 23
1993 | US | WECC | RMPA | - | DCSIN | Internal Demand | 0 | 6621 | 6765 | 6898 | 7039 | 7195 | 7324 | 7458 | 7581 | 7719 | 7861
1993 | US | WECC | RMPA | - | DCSIPP | IPPs | 0 | 248 | 591 | 691 | 691 | 691 | 691 | 691 | 691 | 691 | 691
1993 | US | WECC | RMPA | - | DCSIT | Interruptible Demand | 0 | 241 | 244 | 249 | 253 | 262 | 271 | 278 | 282 | 285 | 288
1993 | US | WECC | RMPA | - | DCSLM | Direct Control Load Management | 0 | 0 | 0 | 0 | 0 | 0 | 0 | 0 | 0 | 0 | 0
1993 | US | WECC | RMPA | - | DCSNC | Net Capacity Resources | 0 | 8750 | 9063 | 9163 | 9216 | 9241 | 9626 | 9609 | 9597 | 9863 | 9930
1993 | US | WECC | RMPA | - | DCSNI | Projected Net Internal Demand | 0 | 6380 | 6521 | 6649 | 6786 | 6933 | 7053 | 7180 | 7299 | 7434 | 7573
1993 | US | WECC | RMPA | - | DCSNO | Net Operable Capacity | 0 | 9136 | 9136 | 9136 | 9216 | 9241 | 9644 | 9644 | 9644 | 9910 | 9977
1993 | US | WECC | RMPA | - | DCSPU | Purchases | 0 | 495 | 465 | 465 | 465 | 465 | 465 | 465 | 465 | 465 | 465
1993 | US | WECC | RMPA | - | DCSSA | Sales | 0 | 1697 | 1697 | 1697 | 1724 | 1724 | 1742 | 1759 | 1771 | 1771 | 1772
1993 | US | WECC | RMPA | - | DCSST | Standby Demand | 0 | 0 | 0 | 0 | 0 | 0 | 0 | 0 | 0 | 0 | 0
1993 | US | WECC | RMPA | - | DCSTI | Projected Total Internal Demand | 0 | 6621 | 6765 | 6898 | 7039 | 7195 | 7324 | 7458 | 7581 | 7719 | 7861
1993 | US | WECC | RMPA | - | DCSTO | Operable Total Internal Capacity | 0 | 9159 | 9159 | 9159 | 9239 | 9264 | 9667 | 9667 | 9667 | 9933 | 10000
1993 | US | WECC | RMPA | - | NGEX | Exports | 6366 | 5157 | 5158 | 5141 | 4586 | 4586 | 4604 | 4621 | 4633 | 4633 | 4633
1993 | US | WECC | RMPA | - | NGIG | Internal Generation | 42997 | 44697 | 45950 | 46665 | 47227 | 48233 | 49337 | 50175 | 51024 | 51825 | 52689
1993 | US | WECC | RMPA | - | NGIM | Imports | 3355 | 1883 | 1834 | 1911 | 1797 | 1836 | 1810 | 1834 | 1837 | 1881 | 1880
1993 | US | WECC | RMPA | - | NGIPP | IPPs | 1068 | 1389 | 2086 | 2521 | 2629 | 2654 | 2695 | 2720 | 2803 | 2823 | 2825
1993 | US | WECC | RMPA | - | NGNL | Net Energy for Load | 39986 | 41423 | 42626 | 43435 | 44438 | 45483 | 46543 | 47388 | 48228 | 49073 | 49936
1993 | US | WECC | RMPA | - | NGPRO | Electricity Production | 43050 | 44801 | 46054 | 46757 | 47319 | 48325 | 49429 | 50267 | 51116 | 51917 | 52781
1993 | US | WECC | RMPA | - | NGPSLD | Pumped Storage Load | 273 | 420 | 420 | 384 | 384 | 384 | 384 | 384 | 384 | 384 | 384
1993 | US | WECC | RMPA | - | NGPSOT | Pumped Storage Generation | 220 | 316 | 316 | 292 | 292 | 292 | 292 | 292 | 292 | 292 | 292
1994 | CA | MRO | - | - | CSIPP | IPPs | 0 | 0 | 0 | 0 | 0 | 0 | 0 | 0 | 0 | 0 | 0
1994 | CA | MRO | - | - | CST | Total Capacity | 8080 | 8127 | 8127 | 8007 | 8007 | 8007 | 8007 | 8007 | 8007 | 8007 | 8007
1994 | CA | MRO | - | - | CSTOC | Total Owned Capacity | 8080 | 8127 | 8127 | 8007 | 8007 | 8007 | 8007 | 8007 | 8007 | 8007 | 8007
1994 | CA | MRO | - | - | DCSAJ | Adjustments | 0 | 0 | 0 | 0 | 0 | 0 | 0 | 0 | 0 | 0 | 0
1994 | CA | MRO | - | - | DCSFP | Full-Responsibility Purchases (portion of total purchases) | 0 | 150 | 125 | 125 | 125 | 125 | 125 | 125 | 125 | 125 | 125
1994 | CA | MRO | - | - | DCSFS | Full-Responsibility Sales (portion of total sales) | 0 | 0 | 0 | 0 | 0 | 0 | 200 | 200 | 200 | 200 | 200
1994 | CA | MRO | - | - | DCSIC | Inoperable capacity | 0 | 0 | 0 | 0 | 0 | 0 | 0 | 0 | 0 | 0 | 0
1994 | CA | MRO | - | - | DCSIN | Internal Demand | 0 | 4907 | 4962 | 5055 | 5064 | 5097 | 5157 | 5209 | 5284 | 5327 | 5359
1994 | CA | MRO | - | - | DCSIPP | IPPs | 0 | 0 | 0 | 0 | 0 | 0 | 0 | 0 | 0 | 0 | 0
1994 | CA | MRO | - | - | DCSIT | Interruptible Demand | 0 | 0 | 0 | 0 | 0 | 0 | 0 | 0 | 0 | 0 | 0
1994 | CA | MRO | - | - | DCSLM | Direct Control Load Management | 0 | 0 | 0 | 0 | 0 | 0 | 0 | 0 | 0 | 0 | 0
1994 | CA | MRO | - | - | DCSNC | Net Capacity Resources | 0 | 8277 | 8252 | 8132 | 8132 | 8132 | 7932 | 7932 | 7932 | 7932 | 7932
1994 | CA | MRO | - | - | DCSNI | Projected Net Internal Demand | 0 | 4907 | 4962 | 5055 | 5064 | 5097 | 5157 | 5209 | 5284 | 5327 | 5359
1994 | CA | MRO | - | - | DCSNO | Net Operable Capacity | 0 | 8127 | 8127 | 8007 | 8007 | 8007 | 8007 | 8007 | 8007 | 8007 | 8007
1994 | CA | MRO | - | - | DCSPU | Purchases | 0 | 150 | 125 | 125 | 125 | 125 | 125 | 125 | 125 | 125 | 125
1994 | CA | MRO | - | - | DCSSA | Sales | 0 | 0 | 0 | 0 | 0 | 0 | 200 | 200 | 200 | 200 | 200
1994 | CA | MRO | - | - | DCSST | Standby Demand | 0 | 0 | 0 | 0 | 0 | 0 | 0 | 0 | 0 | 0 | 0
1994 | CA | MRO | - | - | DCSTI | Projected Total Internal Demand | 0 | 4907 | 4962 | 5055 | 5064 | 5097 | 5157 | 5209 | 5284 | 5327 | 5359
1994 | CA | MRO | - | - | DCSTO | Operable Total Internal Capacity | 0 | 8127 | 8127 | 8007 | 8007 | 8007 | 8007 | 8007 | 8007 | 8007 | 8007
1994 | CA | MRO | - | - | NGEX | Exports | 0 | 0 | 11752 | 9623 | 9227 | 8966 | 9137 | 8793 | 8477 | 8457 | 8238
1994 | CA | MRO | - | - | NGIG | Internal Generation | 26152 | 29477 | 45302 | 43698 | 43940 | 44046 | 44581 | 44693 | 44802 | 45201 | 45354
1994 | CA | MRO | - | - | NGIM | Imports | 6569 | 3754 | 0 | 0 | 0 | 0 | 0 | 0 | 0 | 0 | 0
1994 | CA | MRO | - | - | NGIPP | IPPs | 0 | 0 | 52 | 287 | 287 | 287 | 287 | 287 | 287 | 287 | 287
1994 | CA | MRO | - | - | NGNL | Net Energy for Load | 32721 | 33231 | 33550 | 34075 | 34713 | 35080 | 35444 | 35900 | 36325 | 36744 | 37116
1994 | CA | MRO | - | - | NGPRO | Electricity Production | 26152 | 29477 | 45302 | 43698 | 43940 | 44046 | 44581 | 44693 | 44802 | 45201 | 45354
1994 | CA | MRO | - | - | NGPSLD | Pumped Storage Load | 0 | 0 | 0 | 0 | 0 | 0 | 0 | 0 | 0 | 0 | 0
1994 | CA | MRO | - | - | NGPSOT | Pumped Storage Generation | 0 | 0 | 0 | 0 | 0 | 0 | 0 | 0 | 0 | 0 | 0
1994 | CA | NPCC | - | - | CSIPP | IPPs | 649 | 964 | 1227 | 1532 | 2115 | 2140 | 2165 | 2185 | 2210 | 2235 | 2260
1994 | CA | NPCC | - | - | CST | Total Capacity | 66767 | 67869 | 70185 | 71168 | 72062 | 72100 | 72177 | 72381 | 72746 | 73508 | 74005
1994 | CA | NPCC | - | - | CSTOC | Total Owned Capacity | 66118 | 66905 | 68958 | 69636 | 69947 | 69960 | 70012 | 70196 | 70536 | 71273 | 71745
1994 | CA | NPCC | - | - | DCSAJ | Adjustments | 0 | -12 | -12 | -12 | -12 | -12 | -12 | -12 | -12 | -12 | -12
1994 | CA | NPCC | - | - | DCSFP | Full-Responsibility Purchases (portion of total purchases) | 0 | 0 | 0 | 0 | 0 | 0 | 0 | 0 | 0 | 0 | 0
1994 | CA | NPCC | - | - | DCSFS | Full-Responsibility Sales (portion of total sales) | 0 | 512 | 462 | 497 | 497 | 497 | 398 | 398 | 398 | 398 | 299
1994 | CA | NPCC | - | - | DCSIC | Inoperable capacity | 0 | 2265 | 4365 | 5134 | 5134 | 5134 | 5134 | 5903 | 5903 | 5903 | 5903
1994 | CA | NPCC | - | - | DCSIN | Internal Demand | 0 | 40363 | 41324 | 42227 | 43130 | 44121 | 44708 | 45289 | 45891 | 46403 | 46905
1994 | CA | NPCC | - | - | DCSIPP | IPPs | 0 | 964 | 1227 | 1532 | 2115 | 2140 | 2165 | 2185 | 2210 | 2235 | 2260
1994 | CA | NPCC | - | - | DCSIT | Interruptible Demand | 0 | 2576 | 2618 | 2660 | 2819 | 2843 | 2844 | 2885 | 2904 | 2924 | 2943
1994 | CA | NPCC | - | - | DCSLM | Direct Control Load Management | 0 | 0 | 0 | 0 | 0 | 0 | 0 | 0 | 0 | 0 | 0
1994 | CA | NPCC | - | - | DCSNC | Net Capacity Resources | 0 | 67489 | 68840 | 69034 | 69863 | 69896 | 71022 | 70452 | 70787 | 70904 | 71080
1994 | CA | NPCC | - | - | DCSNI | Projected Net Internal Demand | 0 | 37787 | 38706 | 39567 | 40311 | 41278 | 41864 | 42404 | 42987 | 43479 | 43962
1994 | CA | NPCC | - | - | DCSNO | Net Operable Capacity | 0 | 64640 | 64593 | 64502 | 64813 | 64826 | 64878 | 64293 | 64633 | 65370 | 65842
1994 | CA | NPCC | - | - | DCSPU | Purchases | 0 | 5623 | 4884 | 4759 | 4724 | 4719 | 4809 | 4804 | 4794 | 4789 | 4659
1994 | CA | NPCC | - | - | DCSSA | Sales | 0 | 3726 | 1852 | 1747 | 1777 | 1777 | 818 | 818 | 838 | 1478 | 1669
1994 | CA | NPCC | - | - | DCSST | Standby Demand | 0 | 0 | 0 | 0 | 0 | 0 | 0 | 0 | 0 | 0 | 0
1994 | CA | NPCC | - | - | DCSTI | Projected Total Internal Demand | 0 | 40363 | 41324 | 42227 | 43130 | 44121 | 44708 | 45289 | 45891 | 46403 | 46905
1994 | CA | NPCC | - | - | DCSTO | Operable Total Internal Capacity | 0 | 66905 | 68958 | 69636 | 69947 | 69960 | 70012 | 70196 | 70536 | 71273 | 71745
1994 | CA | NPCC | - | - | NGEX | Exports | 23031 | 21013 | 15952 | 16290 | 16789 | 18649 | 18703 | 17251 | 13836 | 12835 | 14695
1994 | CA | NPCC | - | - | NGIG | Internal Generation | 295483 | 300787 | 300549 | 309991 | 318749 | 328926 | 335218 | 338946 | 340749 | 344301 | 350837
1994 | CA | NPCC | - | - | NGIM | Imports | 39939 | 37551 | 37822 | 36514 | 36339 | 36370 | 37289 | 37241 | 37215 | 37060 | 37017
1994 | CA | NPCC | - | - | NGIPP | IPPs | 4522 | 6774 | 7528 | 9800 | 13019 | 14282 | 14744 | 14865 | 15029 | 15193 | 15350
1994 | CA | NPCC | - | - | NGNL | Net Energy for Load | 312391 | 317325 | 322419 | 330215 | 338299 | 346647 | 353804 | 358936 | 364128 | 368526 | 373159
1994 | CA | NPCC | - | - | NGPRO | Electricity Production | 295483 | 300787 | 300549 | 309991 | 318749 | 328926 | 335218 | 338946 | 340749 | 344301 | 350837
1994 | CA | NPCC | - | - | NGPSLD | Pumped Storage Load | 0 | 0 | 0 | 0 | 0 | 0 | 0 | 0 | 0 | 0 | 0
1994 | CA | NPCC | - | - | NGPSOT | Pumped Storage Generation | 0 | 0 | 0 | 0 | 0 | 0 | 0 | 0 | 0 | 0 | 0
1994 | CA | NPCC | Maritimes | Maritimes | CSIPP | IPPs | 10 | 11 | 21 | 59 | 118 | 118 | 118 | 113 | 113 | 113 | 113
1994 | CA | NPCC | Maritimes | Maritimes | CST | Total Capacity | 6363 | 6485 | 5853 | 6526 | 6585 | 6585 | 6585 | 6580 | 6580 | 6657 | 6679
1994 | CA | NPCC | Maritimes | Maritimes | CSTOC | Total Owned Capacity | 6353 | 6474 | 5832 | 6467 | 6467 | 6467 | 6467 | 6467 | 6467 | 6544 | 6566
1994 | CA | NPCC | Maritimes | Maritimes | DCSAJ | Adjustments | 0 | -12 | -12 | -12 | -12 | -12 | -12 | -12 | -12 | -12 | -12
1994 | CA | NPCC | Maritimes | Maritimes | DCSFP | Full-Responsibility Purchases (portion of total purchases) | 0 | 0 | 0 | 0 | 0 | 0 | 0 | 0 | 0 | 0 | 0
1994 | CA | NPCC | Maritimes | Maritimes | DCSFS | Full-Responsibility Sales (portion of total sales) | 0 | 512 | 462 | 497 | 497 | 497 | 398 | 398 | 398 | 398 | 299
1994 | CA | NPCC | Maritimes | Maritimes | DCSIC | Inoperable capacity | 0 | 0 | 0 | 0 | 0 | 0 | 0 | 0 | 0 | 0 | 0
1994 | CA | NPCC | Maritimes | Maritimes | DCSIN | Internal Demand | 0 | 3166 | 3293 | 3364 | 3422 | 3486 | 3549 | 3611 | 3674 | 3734 | 3795
1994 | CA | NPCC | Maritimes | Maritimes | DCSIPP | IPPs | 0 | 11 | 21 | 59 | 118 | 118 | 118 | 113 | 113 | 113 | 113
1994 | CA | NPCC | Maritimes | Maritimes | DCSIT | Interruptible Demand | 0 | 232 | 236 | 240 | 242 | 245 | 249 | 254 | 258 | 263 | 267
1994 | CA | NPCC | Maritimes | Maritimes | DCSLM | Direct Control Load Management | 0 | 0 | 0 | 0 | 0 | 0 | 0 | 0 | 0 | 0 | 0
1994 | CA | NPCC | Maritimes | Maritimes | DCSNC | Net Capacity Resources | 0 | 5985 | 5403 | 6046 | 6110 | 6115 | 6214 | 6214 | 6214 | 6296 | 6397
1994 | CA | NPCC | Maritimes | Maritimes | DCSNI | Projected Net Internal Demand | 0 | 2934 | 3057 | 3124 | 3180 | 3241 | 3300 | 3357 | 3416 | 3471 | 3528
1994 | CA | NPCC | Maritimes | Maritimes | DCSNO | Net Operable Capacity | 0 | 6474 | 5832 | 6467 | 6467 | 6467 | 6467 | 6467 | 6467 | 6544 | 6566
1994 | CA | NPCC | Maritimes | Maritimes | DCSPU | Purchases | 0 | 24 | 24 | 29 | 34 | 39 | 39 | 44 | 44 | 49 | 29
1994 | CA | NPCC | Maritimes | Maritimes | DCSSA | Sales | 0 | 512 | 462 | 497 | 497 | 497 | 398 | 398 | 398 | 398 | 299
1994 | CA | NPCC | Maritimes | Maritimes | DCSST | Standby Demand | 0 | 0 | 0 | 0 | 0 | 0 | 0 | 0 | 0 | 0 | 0
1994 | CA | NPCC | Maritimes | Maritimes | DCSTI | Projected Total Internal Demand | 0 | 3166 | 3293 | 3364 | 3422 | 3486 | 3549 | 3611 | 3674 | 3734 | 3795
1994 | CA | NPCC | Maritimes | Maritimes | DCSTO | Operable Total Internal Capacity | 0 | 6474 | 5832 | 6467 | 6467 | 6467 | 6467 | 6467 | 6467 | 6544 | 6566
1994 | CA | NPCC | Maritimes | Maritimes | NGEX | Exports | 2324 | 1813 | 1452 | 2090 | 2089 | 2649 | 2703 | 2751 | 2736 | 2735 | 2695
1994 | CA | NPCC | Maritimes | Maritimes | NGIG | Internal Generation | 23843 | 24770 | 25045 | 27115 | 27532 | 28519 | 28832 | 29334 | 29735 | 30149 | 30515
1994 | CA | NPCC | Maritimes | Maritimes | NGIM | Imports | 2309 | 1421 | 1622 | 714 | 739 | 770 | 993 | 1045 | 1119 | 1164 | 1221
1994 | CA | NPCC | Maritimes | Maritimes | NGIPP | IPPs | 57 | 105 | 186 | 452 | 714 | 714 | 714 | 676 | 676 | 676 | 676
1994 | CA | NPCC | Maritimes | Maritimes | NGNL | Net Energy for Load | 23828 | 24378 | 25215 | 25739 | 26182 | 26640 | 27122 | 27628 | 28118 | 28578 | 29041
1994 | CA | NPCC | Maritimes | Maritimes | NGPRO | Electricity Production | 23843 | 24770 | 25045 | 27115 | 27532 | 28519 | 28832 | 29334 | 29735 | 30149 | 30515
1994 | CA | NPCC | Maritimes | Maritimes | NGPSLD | Pumped Storage Load | 0 | 0 | 0 | 0 | 0 | 0 | 0 | 0 | 0 | 0 | 0
1994 | CA | NPCC | Maritimes | Maritimes | NGPSOT | Pumped Storage Generation | 0 | 0 | 0 | 0 | 0 | 0 | 0 | 0 | 0 | 0 | 0
1994 | CA | NPCC | Ontario | Ontario | CSIPP | IPPs | 607 | 852 | 946 | 1103 | 1497 | 1522 | 1547 | 1572 | 1597 | 1622 | 1647
1994 | CA | NPCC | Ontario | Ontario | CST | Total Capacity | 33567 | 33798 | 33892 | 34072 | 34467 | 34505 | 34542 | 34581 | 34606 | 34631 | 34656
1994 | CA | NPCC | Ontario | Ontario | CSTOC | Total Owned Capacity | 32960 | 32946 | 32946 | 32969 | 32970 | 32983 | 32995 | 33009 | 33009 | 33009 | 33009
1994 | CA | NPCC | Ontario | Ontario | DCSAJ | Adjustments | 0 | 0 | 0 | 0 | 0 | 0 | 0 | 0 | 0 | 0 | 0
1994 | CA | NPCC | Ontario | Ontario | DCSFP | Full-Responsibility Purchases (portion of total purchases) | 0 | 0 | 0 | 0 | 0 | 0 | 0 | 0 | 0 | 0 | 0
1994 | CA | NPCC | Ontario | Ontario | DCSFS | Full-Responsibility Sales (portion of total sales) | 0 | 0 | 0 | 0 | 0 | 0 | 0 | 0 | 0 | 0 | 0
1994 | CA | NPCC | Ontario | Ontario | DCSIC | Inoperable capacity | 0 | 2265 | 4365 | 5134 | 5134 | 5134 | 5134 | 5903 | 5903 | 5903 | 5903
1994 | CA | NPCC | Ontario | Ontario | DCSIN | Internal Demand | 0 | 19327 | 19561 | 20073 | 20368 | 20615 | 20789 | 21028 | 21277 | 21509 | 21750
1994 | CA | NPCC | Ontario | Ontario | DCSIPP | IPPs | 0 | 852 | 946 | 1103 | 1497 | 1522 | 1547 | 1572 | 1597 | 1622 | 1647
1994 | CA | NPCC | Ontario | Ontario | DCSIT | Interruptible Demand | 0 | 684 | 722 | 760 | 797 | 818 | 815 | 851 | 866 | 881 | 896
1994 | CA | NPCC | Ontario | Ontario | DCSLM | Direct Control Load Management | 0 | 0 | 0 | 0 | 0 | 0 | 0 | 0 | 0 | 0 | 0
1994 | CA | NPCC | Ontario | Ontario | DCSNC | Net Capacity Resources | 0 | 31533 | 29527 | 28938 | 29333 | 29371 | 29608 | 28878 | 28903 | 28928 | 28953
1994 | CA | NPCC | Ontario | Ontario | DCSNI | Projected Net Internal Demand | 0 | 18643 | 18839 | 19313 | 19571 | 19797 | 19974 | 20177 | 20411 | 20628 | 20854
1994 | CA | NPCC | Ontario | Ontario | DCSNO | Net Operable Capacity | 0 | 30681 | 28581 | 27835 | 27836 | 27849 | 27861 | 27106 | 27106 | 27106 | 27106
1994 | CA | NPCC | Ontario | Ontario | DCSPU | Purchases | 0 | 0 | 0 | 0 | 0 | 0 | 200 | 200 | 200 | 200 | 200
1994 | CA | NPCC | Ontario | Ontario | DCSSA | Sales | 0 | 0 | 0 | 0 | 0 | 0 | 0 | 0 | 0 | 0 | 0
1994 | CA | NPCC | Ontario | Ontario | DCSST | Standby Demand | 0 | 0 | 0 | 0 | 0 | 0 | 0 | 0 | 0 | 0 | 0
1994 | CA | NPCC | Ontario | Ontario | DCSTI | Projected Total Internal Demand | 0 | 19327 | 19561 | 20073 | 20368 | 20615 | 20789 | 21028 | 21277 | 21509 | 21750
1994 | CA | NPCC | Ontario | Ontario | DCSTO | Operable Total Internal Capacity | 0 | 32946 | 32946 | 32969 | 32970 | 32983 | 32995 | 33009 | 33009 | 33009 | 33009
1994 | CA | NPCC | Ontario | Ontario | NGEX | Exports | 4807 | 10200 | 5100 | 4800 | 4500 | 4500 | 4500 | 4500 | 4500 | 4500 | 4500
1994 | CA | NPCC | Ontario | Ontario | NGIG | Internal Generation | 137540 | 144917 | 139804 | 142576 | 144417 | 146907 | 148586 | 151112 | 153014 | 154852 | 156722
1994 | CA | NPCC | Ontario | Ontario | NGIM | Imports | 830 | 330 | 400 | 500 | 500 | 600 | 1396 | 1396 | 1396 | 1396 | 1396
1994 | CA | NPCC | Ontario | Ontario | NGIPP | IPPs | 4165 | 5969 | 6242 | 7548 | 9905 | 10068 | 10230 | 10389 | 10553 | 10717 | 10874
1994 | CA | NPCC | Ontario | Ontario | NGNL | Net Energy for Load | 133563 | 135047 | 135104 | 138276 | 140417 | 143007 | 145482 | 148008 | 149910 | 151748 | 153618
1994 | CA | NPCC | Ontario | Ontario | NGPRO | Electricity Production | 137540 | 144917 | 139804 | 142576 | 144417 | 146907 | 148586 | 151112 | 153014 | 154852 | 156722
1994 | CA | NPCC | Ontario | Ontario | NGPSLD | Pumped Storage Load | 0 | 0 | 0 | 0 | 0 | 0 | 0 | 0 | 0 | 0 | 0
1994 | CA | NPCC | Ontario | Ontario | NGPSOT | Pumped Storage Generation | 0 | 0 | 0 | 0 | 0 | 0 | 0 | 0 | 0 | 0 | 0
1994 | CA | NPCC | Quebec | Quebec | CSIPP | IPPs | 32 | 101 | 260 | 370 | 500 | 500 | 500 | 500 | 500 | 500 | 500
1994 | CA | NPCC | Quebec | Quebec | CST | Total Capacity | 26837 | 27586 | 30440 | 30570 | 31010 | 31010 | 31050 | 31220 | 31560 | 32220 | 32670
1994 | CA | NPCC | Quebec | Quebec | CSTOC | Total Owned Capacity | 26805 | 27485 | 30180 | 30200 | 30510 | 30510 | 30550 | 30720 | 31060 | 31720 | 32170
1994 | CA | NPCC | Quebec | Quebec | DCSAJ | Adjustments | 0 | 0 | 0 | 0 | 0 | 0 | 0 | 0 | 0 | 0 | 0
1994 | CA | NPCC | Quebec | Quebec | DCSFP | Full-Responsibility Purchases (portion of total purchases) | 0 | 0 | 0 | 0 | 0 | 0 | 0 | 0 | 0 | 0 | 0
1994 | CA | NPCC | Quebec | Quebec | DCSFS | Full-Responsibility Sales (portion of total sales) | 0 | 0 | 0 | 0 | 0 | 0 | 0 | 0 | 0 | 0 | 0
1994 | CA | NPCC | Quebec | Quebec | DCSIC | Inoperable capacity | 0 | 0 | 0 | 0 | 0 | 0 | 0 | 0 | 0 | 0 | 0
1994 | CA | NPCC | Quebec | Quebec | DCSIN | Internal Demand | 0 | 17870 | 18470 | 18790 | 19340 | 20020 | 20370 | 20650 | 20940 | 21160 | 21360
1994 | CA | NPCC | Quebec | Quebec | DCSIPP | IPPs | 0 | 101 | 260 | 370 | 500 | 500 | 500 | 500 | 500 | 500 | 500
1994 | CA | NPCC | Quebec | Quebec | DCSIT | Interruptible Demand | 0 | 1660 | 1660 | 1660 | 1780 | 1780 | 1780 | 1780 | 1780 | 1780 | 1780
1994 | CA | NPCC | Quebec | Quebec | DCSLM | Direct Control Load Management | 0 | 0 | 0 | 0 | 0 | 0 | 0 | 0 | 0 | 0 | 0
1994 | CA | NPCC | Quebec | Quebec | DCSNC | Net Capacity Resources | 0 | 29971 | 33910 | 34050 | 34420 | 34410 | 35200 | 35360 | 35670 | 35680 | 35730
1994 | CA | NPCC | Quebec | Quebec | DCSNI | Projected Net Internal Demand | 0 | 16210 | 16810 | 17130 | 17560 | 18240 | 18590 | 18870 | 19160 | 19380 | 19580
1994 | CA | NPCC | Quebec | Quebec | DCSNO | Net Operable Capacity | 0 | 27485 | 30180 | 30200 | 30510 | 30510 | 30550 | 30720 | 31060 | 31720 | 32170
1994 | CA | NPCC | Quebec | Quebec | DCSPU | Purchases | 0 | 5599 | 4860 | 4730 | 4690 | 4680 | 4570 | 4560 | 4550 | 4540 | 4430
1994 | CA | NPCC | Quebec | Quebec | DCSSA | Sales | 0 | 3214 | 1390 | 1250 | 1280 | 1280 | 420 | 420 | 440 | 1080 | 1370
1994 | CA | NPCC | Quebec | Quebec | DCSST | Standby Demand | 0 | 0 | 0 | 0 | 0 | 0 | 0 | 0 | 0 | 0 | 0
1994 | CA | NPCC | Quebec | Quebec | DCSTI | Projected Total Internal Demand | 0 | 17870 | 18470 | 18790 | 19340 | 20020 | 20370 | 20650 | 20940 | 21160 | 21360
1994 | CA | NPCC | Quebec | Quebec | DCSTO | Operable Total Internal Capacity | 0 | 27485 | 30180 | 30200 | 30510 | 30510 | 30550 | 30720 | 31060 | 31720 | 32170
1994 | CA | NPCC | Quebec | Quebec | NGEX | Exports | 15900 | 9000 | 9400 | 9400 | 10200 | 11500 | 11500 | 10000 | 6600 | 5600 | 7500
1994 | CA | NPCC | Quebec | Quebec | NGIG | Internal Generation | 134100 | 131100 | 135700 | 140300 | 146800 | 153500 | 157800 | 158500 | 158000 | 159300 | 163600
1994 | CA | NPCC | Quebec | Quebec | NGIM | Imports | 36800 | 35800 | 35800 | 35300 | 35100 | 35000 | 34900 | 34800 | 34700 | 34500 | 34400
1994 | CA | NPCC | Quebec | Quebec | NGIPP | IPPs | 300 | 700 | 1100 | 1800 | 2400 | 3500 | 3800 | 3800 | 3800 | 3800 | 3800
1994 | CA | NPCC | Quebec | Quebec | NGNL | Net Energy for Load | 155000 | 157900 | 162100 | 166200 | 171700 | 177000 | 181200 | 183300 | 186100 | 188200 | 190500
1994 | CA | NPCC | Quebec | Quebec | NGPRO | Electricity Production | 134100 | 131100 | 135700 | 140300 | 146800 | 153500 | 157800 | 158500 | 158000 | 159300 | 163600
1994 | CA | NPCC | Quebec | Quebec | NGPSLD | Pumped Storage Load | 0 | 0 | 0 | 0 | 0 | 0 | 0 | 0 | 0 | 0 | 0
1994 | CA | NPCC | Quebec | Quebec | NGPSOT | Pumped Storage Generation | 0 | 0 | 0 | 0 | 0 | 0 | 0 | 0 | 0 | 0 | 0
1994 | CA | WECC | - | - | CSIPP | IPPs | 269 | 425 | 438 | 409 | 919 | 919 | 919 | 964 | 1009 | 1049 | 1049
1994 | CA | WECC | - | - | CST | Total Capacity | 19135 | 19285 | 19634 | 19591 | 20124 | 20124 | 20174 | 20156 | 20300 | 20920 | 21020
1994 | CA | WECC | - | - | CSTOC | Total Owned Capacity | 18866 | 18860 | 19196 | 19182 | 19205 | 19205 | 19255 | 19192 | 19291 | 19871 | 19971
1994 | CA | WECC | - | - | DCSAJ | Adjustments | 0 | 0 | 0 | 0 | 0 | 0 | 0 | 0 | 0 | 0 | 0
1994 | CA | WECC | - | - | DCSFP | Full-Responsibility Purchases (portion of total purchases) | 0 | 0 | 0 | 0 | 0 | 50 | 768 | 768 | 768 | 768 | 1400
1994 | CA | WECC | - | - | DCSFS | Full-Responsibility Sales (portion of total sales) | 0 | 309 | 309 | 109 | 109 | 109 | 109 | 109 | 109 | 109 | 109
1994 | CA | WECC | - | - | DCSIC | Inoperable capacity | 0 | 5 | 5 | 5 | 0 | 0 | 0 | 0 | 0 | 0 | 0
1994 | CA | WECC | - | - | DCSIN | Internal Demand | 0 | 12391 | 12776 | 12963 | 13134 | 13382 | 13576 | 13807 | 14053 | 14162 | 14407
1994 | CA | WECC | - | - | DCSIPP | IPPs | 0 | 425 | 438 | 409 | 919 | 919 | 919 | 964 | 1009 | 1049 | 1049
1994 | CA | WECC | - | - | DCSIT | Interruptible Demand | 0 | 470 | 467 | 476 | 482 | 477 | 491 | 490 | 489 | 468 | 470
1994 | CA | WECC | - | - | DCSLM | Direct Control Load Management | 0 | 0 | 0 | 0 | 0 | 0 | 0 | 0 | 0 | 0 | 0
1994 | CA | WECC | - | - | DCSNC | Net Capacity Resources | 0 | 18971 | 19320 | 19477 | 20015 | 20065 | 20833 | 20815 | 20959 | 21579 | 22311
1994 | CA | WECC | - | - | DCSNI | Projected Net Internal Demand | 0 | 11921 | 12309 | 12487 | 12652 | 12905 | 13085 | 13317 | 13564 | 13694 | 13937
1994 | CA | WECC | - | - | DCSNO | Net Operable Capacity | 0 | 18855 | 19191 | 19177 | 19205 | 19205 | 19255 | 19192 | 19291 | 19871 | 19971
1994 | CA | WECC | - | - | DCSPU | Purchases | 0 | 0 | 0 | 0 | 0 | 50 | 768 | 768 | 768 | 768 | 1400
1994 | CA | WECC | - | - | DCSSA | Sales | 0 | 309 | 309 | 109 | 109 | 109 | 109 | 109 | 109 | 109 | 109
1994 | CA | WECC | - | - | DCSST | Standby Demand | 0 | 0 | 0 | 0 | 0 | 0 | 0 | 0 | 0 | 0 | 0
1994 | CA | WECC | - | - | DCSTI | Projected Total Internal Demand | 0 | 12391 | 12776 | 12963 | 13134 | 13382 | 13576 | 13807 | 14053 | 14162 | 14407
1994 | CA | WECC | - | - | DCSTO | Operable Total Internal Capacity | 0 | 18860 | 19196 | 19182 | 19205 | 19205 | 19255 | 19192 | 19291 | 19871 | 19971
1994 | CA | WECC | - | - | NGEX | Exports | 3957 | 2531 | 2042 | 340 | 340 | 340 | 340 | 340 | 340 | 340 | 340
1994 | CA | WECC | - | - | NGIG | Internal Generation | 96572 | 99465 | 101891 | 102091 | 102893 | 104261 | 104471 | 105830 | 107503 | 108511 | 108557
1994 | CA | WECC | - | - | NGIM | Imports | 2468 | 0 | 0 | 0 | 0 | 334 | 2117 | 2625 | 2612 | 2591 | 4179
1994 | CA | WECC | - | - | NGIPP | IPPs | 2106 | 2263 | 2338 | 2123 | 4702 | 4633 | 4677 | 4702 | 4685 | 4685 | 4702
1994 | CA | WECC | - | - | NGNL | Net Energy for Load | 95083 | 96934 | 99849 | 101751 | 102553 | 104255 | 106248 | 108115 | 109775 | 110762 | 112396
1994 | CA | WECC | - | - | NGPRO | Electricity Production | 96572 | 99465 | 101891 | 102091 | 102893 | 104261 | 104471 | 105830 | 107503 | 108511 | 108557
1994 | CA | WECC | - | - | NGPSLD | Pumped Storage Load | 0 | 0 | 0 | 0 | 0 | 0 | 0 | 0 | 0 | 0 | 0
1994 | CA | WECC | - | - | NGPSOT | Pumped Storage Generation | 0 | 0 | 0 | 0 | 0 | 0 | 0 | 0 | 0 | 0 | 0
1994 | MX | WECC | CA-MX | - | CSIPP | IPPs | 0 | 0 | 0 | 0 | 0 | 0 | 0 | 0 | 0 | 0 | 0
1994 | MX | WECC | CA-MX | - | CST | Total Capacity | 1330 | 1330 | 1330 | 1528 | 1766 | 1766 | 1866 | 1966 | 2286 | 2286 | 2286
1994 | MX | WECC | CA-MX | - | CSTOC | Total Owned Capacity | 1330 | 1330 | 1330 | 1528 | 1766 | 1766 | 1866 | 1966 | 2286 | 2286 | 2286
1994 | MX | WECC | CA-MX | - | DCSAJ | Adjustments | 0 | 0 | 0 | 0 | 0 | 0 | 0 | 0 | 0 | 0 | 0
1994 | MX | WECC | CA-MX | - | DCSFP | Full-Responsibility Purchases (portion of total purchases) | 0 | 0 | 0 | 0 | 0 | 0 | 0 | 0 | 0 | 0 | 0
1994 | MX | WECC | CA-MX | - | DCSFS | Full-Responsibility Sales (portion of total sales) | 0 | 220 | 220 | 220 | 220 | 220 | 220 | 220 | 220 | 220 | 220
1994 | MX | WECC | CA-MX | - | DCSIC | Inoperable capacity | 0 | 0 | 0 | 0 | 0 | 0 | 0 | 0 | 0 | 0 | 0
1994 | MX | WECC | CA-MX | - | DCSIN | Internal Demand | 0 | 1028 | 1028 | 1028 | 1028 | 1028 | 1028 | 1028 | 1028 | 1028 | 1028
1994 | MX | WECC | CA-MX | - | DCSIPP | IPPs | 0 | 0 | 0 | 0 | 0 | 0 | 0 | 0 | 0 | 0 | 0
1994 | MX | WECC | CA-MX | - | DCSIT | Interruptible Demand | 0 | 0 | 0 | 0 | 0 | 0 | 0 | 0 | 0 | 0 | 0
1994 | MX | WECC | CA-MX | - | DCSLM | Direct Control Load Management | 0 | 0 | 0 | 0 | 0 | 0 | 0 | 0 | 0 | 0 | 0
1994 | MX | WECC | CA-MX | - | DCSNC | Net Capacity Resources | 0 | 1110 | 1110 | 1110 | 1110 | 1110 | 1110 | 1110 | 1110 | 1110 | 1110
1994 | MX | WECC | CA-MX | - | DCSNI | Projected Net Internal Demand | 0 | 1028 | 1028 | 1028 | 1028 | 1028 | 1028 | 1028 | 1028 | 1028 | 1028
1994 | MX | WECC | CA-MX | - | DCSNO | Net Operable Capacity | 0 | 1330 | 1330 | 1330 | 1330 | 1330 | 1330 | 1330 | 1330 | 1330 | 1330
1994 | MX | WECC | CA-MX | - | DCSPU | Purchases | 0 | 0 | 0 | 0 | 0 | 0 | 0 | 0 | 0 | 0 | 0
1994 | MX | WECC | CA-MX | - | DCSSA | Sales | 0 | 220 | 220 | 220 | 220 | 220 | 220 | 220 | 220 | 220 | 220
1994 | MX | WECC | CA-MX | - | DCSST | Standby Demand | 0 | 0 | 0 | 0 | 0 | 0 | 0 | 0 | 0 | 0 | 0
1994 | MX | WECC | CA-MX | - | DCSTI | Projected Total Internal Demand | 0 | 1028 | 1028 | 1028 | 1028 | 1028 | 1028 | 1028 | 1028 | 1028 | 1028
1994 | MX | WECC | CA-MX | - | DCSTO | Operable Total Internal Capacity | 0 | 1330 | 1330 | 1330 | 1330 | 1330 | 1330 | 1330 | 1330 | 1330 | 1330
1994 | MX | WECC | CA-MX | - | NGEX | Exports | 1990 | 1927 | 1927 | 1288 | 0 | 0 | 0 | 0 | 0 | 0 | 0
1994 | MX | WECC | CA-MX | - | NGIG | Internal Generation | 6914 | 6883 | 7385 | 7194 | 6382 | 6943 | 7444 | 7981 | 8557 | 9181 | 9847
1994 | MX | WECC | CA-MX | - | NGIM | Imports | 43 | 0 | 0 | 0 | 0 | 0 | 0 | 0 | 0 | 0 | 0
1994 | MX | WECC | CA-MX | - | NGIPP | IPPs | 0 | 0 | 0 | 0 | 0 | 0 | 0 | 0 | 0 | 0 | 0
1994 | MX | WECC | CA-MX | - | NGNL | Net Energy for Load | 4967 | 4956 | 5458 | 5906 | 6382 | 6943 | 7444 | 7981 | 8557 | 9181 | 9847
1994 | MX | WECC | CA-MX | - | NGPRO | Electricity Production | 6914 | 6883 | 7385 | 7194 | 6382 | 6943 | 7444 | 7981 | 8557 | 9181 | 9847
1994 | MX | WECC | CA-MX | - | NGPSLD | Pumped Storage Load | 0 | 0 | 0 | 0 | 0 | 0 | 0 | 0 | 0 | 0 | 0
1994 | MX | WECC | CA-MX | - | NGPSOT | Pumped Storage Generation | 0 | 0 | 0 | 0 | 0 | 0 | 0 | 0 | 0 | 0 | 0
1994 | US | ECAR | - | - | CSIPP | IPPs | 1453 | 1527 | 1616 | 1691 | 1925 | 2411 | 2573 | 2914 | 3259 | 3362 | 3847
1994 | US | ECAR | - | - | CST | Total Capacity | 101977 | 102316 | 103169 | 103577 | 104356 | 105700 | 106376 | 107556 | 109164 | 110678 | 111635
1994 | US | ECAR | - | - | CSTOC | Total Owned Capacity | 100524 | 100789 | 101553 | 101886 | 102431 | 103289 | 103803 | 104642 | 105905 | 107316 | 107788
1994 | US | ECAR | - | - | DCSAJ | Adjustments | 0 | 0 | 0 | 0 | 0 | 0 | 0 | 0 | 0 | 0 | 0
1994 | US | ECAR | - | - | DCSFP | Full-Responsibility Purchases (portion of total purchases) | 0 | 674 | 747 | 789 | 698 | 360 | 160 | 160 | 160 | 160 | 160
1994 | US | ECAR | - | - | DCSFS | Full-Responsibility Sales (portion of total sales) | 0 | 615 | 615 | 561 | 561 | 561 | 561 | 611 | 621 | 621 | 511
1994 | US | ECAR | - | - | DCSIC | Inoperable capacity | 0 | 0 | 0 | 0 | 0 | 0 | 0 | 0 | 0 | 0 | 0
1994 | US | ECAR | - | - | DCSIN | Internal Demand | 0 | 85612 | 86859 | 88076 | 89297 | 90382 | 91615 | 92842 | 94040 | 95343 | 96650
1994 | US | ECAR | - | - | DCSIPP | IPPs | 0 | 1527 | 1616 | 1691 | 1925 | 2411 | 2573 | 2914 | 3259 | 3362 | 3847
1994 | US | ECAR | - | - | DCSIT | Interruptible Demand | 0 | 1949 | 2205 | 2262 | 2277 | 2384 | 2404 | 2413 | 2422 | 2403 | 2382
1994 | US | ECAR | - | - | DCSLM | Direct Control Load Management | 0 | 133 | 208 | 267 | 352 | 390 | 431 | 463 | 504 | 486 | 519
1994 | US | ECAR | - | - | DCSNC | Net Capacity Resources | 0 | 101910 | 102474 | 103006 | 103695 | 104823 | 105534 | 107404 | 109046 | 110688 | 111755
1994 | US | ECAR | - | - | DCSNI | Projected Net Internal Demand | 0 | 83530 | 84446 | 85547 | 86668 | 87608 | 88780 | 89966 | 91114 | 92454 | 93749
1994 | US | ECAR | - | - | DCSNO | Net Operable Capacity | 0 | 100789 | 101553 | 101886 | 102431 | 103289 | 103803 | 104642 | 105905 | 107316 | 107788
1994 | US | ECAR | - | - | DCSPU | Purchases | 0 | 1559 | 1472 | 1542 | 1452 | 1236 | 1271 | 1311 | 1355 | 1281 | 1281
1994 | US | ECAR | - | - | DCSSA | Sales | 0 | 1965 | 2167 | 2113 | 2113 | 2113 | 2113 | 1463 | 1473 | 1271 | 1161
1994 | US | ECAR | - | - | DCSST | Standby Demand | 0 | 0 | 0 | 0 | 0 | 0 | 0 | 0 | 0 | 0 | 0
1994 | US | ECAR | - | - | DCSTI | Projected Total Internal Demand | 0 | 85612 | 86859 | 88076 | 89297 | 90382 | 91615 | 92842 | 94040 | 95343 | 96650
1994 | US | ECAR | - | - | DCSTO | Operable Total Internal Capacity | 0 | 100789 | 101553 | 101886 | 102431 | 103289 | 103803 | 104642 | 105905 | 107316 | 107788
1994 | US | ECAR | - | - | NGEX | Exports | 68663 | 28131 | 32972 | 35892 | 34650 | 34405 | 35669 | 33899 | 34601 | 34764 | 34884
1994 | US | ECAR | - | - | NGIG | Internal Generation | 494392 | 492101 | 504596 | 512692 | 519407 | 527202 | 534690 | 540692 | 548460 | 555600 | 564530
1994 | US | ECAR | - | - | NGIM | Imports | 50915 | 24471 | 24755 | 24161 | 23453 | 22890 | 24291 | 24089 | 24199 | 25175 | 24193
1994 | US | ECAR | - | - | NGIPP | IPPs | 11641 | 11627 | 12519 | 12996 | 14360 | 15589 | 15893 | 17244 | 18043 | 17908 | 20725
1994 | US | ECAR | - | - | NGNL | Net Energy for Load | 476644 | 488441 | 496379 | 500961 | 508210 | 515687 | 523312 | 530882 | 538058 | 546011 | 553839
1994 | US | ECAR | - | - | NGPRO | Electricity Production | 495564 | 493451 | 506016 | 514054 | 520809 | 528627 | 536140 | 542151 | 549979 | 557167 | 566086
1994 | US | ECAR | - | - | NGPSLD | Pumped Storage Load | 4705 | 5674 | 6009 | 5798 | 5916 | 5984 | 6076 | 6087 | 6290 | 6465 | 6434
1994 | US | ECAR | - | - | NGPSOT | Pumped Storage Generation | 3533 | 4324 | 4589 | 4436 | 4514 | 4559 | 4626 | 4628 | 4771 | 4898 | 4878
1994 | US | TRE | - | ERCOT | CSIPP | IPPs | 2289 | 2064 | 1689 | 1759 | 1999 | 2779 | 3129 | 2879 | 2529 | 2529 | 2529
1994 | US | TRE | - | ERCOT | CST | Total Capacity | 54642 | 54683 | 54515 | 54597 | 54887 | 55667 | 56686 | 57732 | 58808 | 60191 | 61476
1994 | US | TRE | - | ERCOT | CSTOC | Total Owned Capacity | 52353 | 52619 | 52826 | 52838 | 52888 | 52888 | 53557 | 54853 | 56279 | 57662 | 58947
1994 | US | TRE | - | ERCOT | DCSAJ | Adjustments | 0 | 0 | 0 | 0 | 0 | 0 | 0 | 0 | 0 | 0 | 0
1994 | US | TRE | - | ERCOT | DCSFP | Full-Responsibility Purchases (portion of total purchases) | 0 | 0 | 0 | 0 | 0 | 0 | 0 | 0 | 0 | 0 | 0
1994 | US | TRE | - | ERCOT | DCSFS | Full-Responsibility Sales (portion of total sales) | 0 | 0 | 0 | 0 | 0 | 0 | 0 | 0 | 0 | 1 | 30
1994 | US | TRE | - | ERCOT | DCSIC | Inoperable capacity | 0 | 310 | 310 | 142 | 94 | 0 | 0 | 0 | 0 | 0 | 0
1994 | US | TRE | - | ERCOT | DCSIN | Internal Demand | 0 | 44214 | 44634 | 45390 | 46391 | 47707 | 48874 | 50065 | 51091 | 52185 | 53295
1994 | US | TRE | - | ERCOT | DCSIPP | IPPs | 0 | 2064 | 1689 | 1759 | 1999 | 2779 | 3129 | 2879 | 2529 | 2529 | 2529
1994 | US | TRE | - | ERCOT | DCSIT | Interruptible Demand | 0 | 1665 | 1481 | 1422 | 1406 | 1459 | 1519 | 1580 | 1551 | 1612 | 1669
1994 | US | TRE | - | ERCOT | DCSLM | Direct Control Load Management | 0 | 46 | 58 | 74 | 89 | 106 | 124 | 139 | 155 | 173 | 187
1994 | US | TRE | - | ERCOT | DCSNC | Net Capacity Resources | 0 | 54323 | 54205 | 54455 | 54793 | 55667 | 56686 | 57823 | 58901 | 60231 | 61446
1994 | US | TRE | - | ERCOT | DCSNI | Projected Net Internal Demand | 0 | 42629 | 43197 | 43985 | 44977 | 46223 | 47312 | 48427 | 49466 | 50481 | 51520
1994 | US | TRE | - | ERCOT | DCSNO | Net Operable Capacity | 0 | 52309 | 52516 | 52696 | 52794 | 52888 | 53557 | 54853 | 56279 | 57662 | 58947
1994 | US | TRE | - | ERCOT | DCSPU | Purchases | 0 | 0 | 0 | 0 | 0 | 0 | 0 | 91 | 93 | 41 | 0
1994 | US | TRE | - | ERCOT | DCSSA | Sales | 0 | 50 | 0 | 0 | 0 | 0 | 0 | 0 | 0 | 1 | 30
1994 | US | TRE | - | ERCOT | DCSST | Standby Demand | 0 | 126 | 102 | 91 | 81 | 81 | 81 | 81 | 81 | 81 | 81
1994 | US | TRE | - | ERCOT | DCSTI | Projected Total Internal Demand | 0 | 44340 | 44736 | 45481 | 46472 | 47788 | 48955 | 50146 | 51172 | 52266 | 53376
1994 | US | TRE | - | ERCOT | DCSTO | Operable Total Internal Capacity | 0 | 52619 | 52826 | 52838 | 52888 | 52888 | 53557 | 54853 | 56279 | 57662 | 58947
1994 | US | TRE | - | ERCOT | NGEX | Exports | 2371 | 1419 | 1187 | 749 | 664 | 637 | 546 | 574 | 620 | 737 | 640
1994 | US | TRE | - | ERCOT | NGIG | Internal Generation | 218893 | 221340 | 224701 | 229226 | 233946 | 240092 | 246410 | 253676 | 259371 | 265590 | 271417
1994 | US | TRE | - | ERCOT | NGIM | Imports | 5379 | 1863 | 1700 | 908 | 979 | 967 | 1263 | 943 | 843 | 957 | 983
1994 | US | TRE | - | ERCOT | NGIPP | IPPs | 22592 | 21497 | 18097 | 19069 | 19668 | 22115 | 21545 | 21269 | 20593 | 20172 | 19579
1994 | US | TRE | - | ERCOT | NGNL | Net Energy for Load | 221901 | 221784 | 225214 | 229385 | 234261 | 240422 | 247127 | 254045 | 259594 | 265810 | 271760
1994 | US | TRE | - | ERCOT | NGPRO | Electricity Production | 218893 | 221340 | 224701 | 229226 | 233946 | 240092 | 246410 | 253676 | 259371 | 265590 | 271417
1994 | US | TRE | - | ERCOT | NGPSLD | Pumped Storage Load | 0 | 0 | 0 | 0 | 0 | 0 | 0 | 0 | 0 | 0 | 0
1994 | US | TRE | - | ERCOT | NGPSOT | Pumped Storage Generation | 0 | 0 | 0 | 0 | 0 | 0 | 0 | 0 | 0 | 0 | 0
1994 | US | FRCC | - | - | CSIPP | IPPs | 1243 | 1283 | 1687 | 2253 | 2429 | 2435 | 2435 | 2435 | 2435 | 2435 | 2659
1994 | US | FRCC | - | - | CST | Total Capacity | 33668 | 34505 | 35198 | 35901 | 36784 | 36870 | 37577 | 38403 | 39150 | 39705 | 39768
1994 | US | FRCC | - | - | CSTOC | Total Owned Capacity | 32425 | 33222 | 33511 | 33648 | 34355 | 34435 | 35142 | 35968 | 36715 | 37270 | 37109
1994 | US | FRCC | - | - | DCSAJ | Adjustments | 0 | 0 | 0 | 0 | 0 | 0 | 0 | 0 | 0 | 0 | 0
1994 | US | FRCC | - | - | DCSFP | Full-Responsibility Purchases (portion of total purchases) | 0 | 1520 | 1639 | 1639 | 1614 | 1614 | 1614 | 1539 | 1539 | 1514 | 1514
1994 | US | FRCC | - | - | DCSFS | Full-Responsibility Sales (portion of total sales) | 0 | 0 | 300 | 500 | 450 | 475 | 200 | 0 | 0 | 0 | 0
1994 | US | FRCC | - | - | DCSIC | Inoperable capacity | 0 | 0 | 0 | 0 | 0 | 0 | 0 | 0 | 0 | 0 | 0
1994 | US | FRCC | - | - | DCSIN | Internal Demand | 0 | 31470 | 32418 | 33299 | 33950 | 34720 | 35427 | 36187 | 36979 | 37682 | 38404
1994 | US | FRCC | - | - | DCSIPP | IPPs | 0 | 1283 | 1687 | 2253 | 2429 | 2435 | 2435 | 2435 | 2435 | 2435 | 2659
1994 | US | FRCC | - | - | DCSIT | Interruptible Demand | 0 | 779 | 818 | 867 | 890 | 886 | 884 | 874 | 873 | 871 | 869
1994 | US | FRCC | - | - | DCSLM | Direct Control Load Management | 0 | 1256 | 1374 | 1498 | 1578 | 1616 | 1656 | 1697 | 1731 | 1762 | 1788
1994 | US | FRCC | - | - | DCSNC | Net Capacity Resources | 0 | 36225 | 36537 | 37040 | 37948 | 38009 | 38991 | 39942 | 40689 | 41219 | 41282
1994 | US | FRCC | - | - | DCSNI | Projected Net Internal Demand | 0 | 29435 | 30226 | 30934 | 31482 | 32218 | 32887 | 33616 | 34375 | 35049 | 35747
1994 | US | FRCC | - | - | DCSNO | Net Operable Capacity | 0 | 33222 | 33511 | 33648 | 34355 | 34435 | 35142 | 35968 | 36715 | 37270 | 37109
1994 | US | FRCC | - | - | DCSPU | Purchases | 0 | 1720 | 1639 | 1639 | 1614 | 1614 | 1614 | 1539 | 1539 | 1514 | 1514
1994 | US | FRCC | - | - | DCSSA | Sales | 0 | 0 | 300 | 500 | 450 | 475 | 200 | 0 | 0 | 0 | 0
1994 | US | FRCC | - | - | DCSST | Standby Demand | 0 | 0 | 0 | 0 | 0 | 0 | 0 | 0 | 0 | 0 | 0
1994 | US | FRCC | - | - | DCSTI | Projected Total Internal Demand | 0 | 31470 | 32418 | 33299 | 33950 | 34720 | 35427 | 36187 | 36979 | 37682 | 38404
1994 | US | FRCC | - | - | DCSTO | Operable Total Internal Capacity | 0 | 33222 | 33511 | 33648 | 34355 | 34435 | 35142 | 35968 | 36715 | 37270 | 37109
1994 | US | FRCC | - | - | NGEX | Exports | 11775 | 0 | 44 | 73 | 66 | 70 | 29 | 0 | 0 | 0 | 0
1994 | US | FRCC | - | - | NGIG | Internal Generation | 141123 | 144562 | 151982 | 157903 | 161291 | 165282 | 169720 | 174177 | 178143 | 183190 | 185197
1994 | US | FRCC | - | - | NGIM | Imports | 24120 | 14731 | 13073 | 12696 | 13352 | 14032 | 14587 | 14305 | 14340 | 13273 | 15316
1994 | US | FRCC | - | - | NGIPP | IPPs | 5558 | 9127 | 12495 | 16614 | 17521 | 17643 | 17610 | 17606 | 17126 | 17401 | 17587
1994 | US | FRCC | - | - | NGNL | Net Energy for Load | 153468 | 159293 | 165011 | 170526 | 174577 | 179244 | 184278 | 188482 | 192483 | 196463 | 200513
1994 | US | FRCC | - | - | NGPRO | Electricity Production | 141123 | 144562 | 151982 | 157903 | 161291 | 165282 | 169720 | 174177 | 178143 | 183190 | 185197
1994 | US | FRCC | - | - | NGPSLD | Pumped Storage Load | 0 | 0 | 0 | 0 | 0 | 0 | 0 | 0 | 0 | 0 | 0
1994 | US | FRCC | - | - | NGPSOT | Pumped Storage Generation | 0 | 0 | 0 | 0 | 0 | 0 | 0 | 0 | 0 | 0 | 0
1994 | US | MAAC | - | - | CSIPP | IPPs | 2820 | 3261 | 3755 | 4365 | 4665 | 5307 | 5347 | 5345 | 5345 | 5345 | 5345
1994 | US | MAAC | - | - | CST | Total Capacity | 54620 | 54788 | 55434 | 55950 | 56389 | 57234 | 57221 | 57302 | 57930 | 57930 | 58264
1994 | US | MAAC | - | - | CSTOC | Total Owned Capacity | 51800 | 51527 | 51679 | 51585 | 51724 | 51927 | 51874 | 51957 | 52585 | 52585 | 52919
1994 | US | MAAC | - | - | DCSAJ | Adjustments | 0 | 0 | 0 | 0 | 0 | 0 | 0 | 0 | 0 | 0 | 0
1994 | US | MAAC | - | - | DCSFP | Full-Responsibility Purchases (portion of total purchases) | 0 | 450 | 450 | 450 | 450 | 450 | 450 | 450 | 450 | 450 | 450
1994 | US | MAAC | - | - | DCSFS | Full-Responsibility Sales (portion of total sales) | 0 | 0 | 0 | 0 | 0 | 0 | 0 | 0 | 0 | 0 | 0
1994 | US | MAAC | - | - | DCSIC | Inoperable capacity | 0 | 0 | 0 | 0 | 0 | 0 | 0 | 0 | 0 | 0 | 0
1994 | US | MAAC | - | - | DCSIN | Internal Demand | 0 | 46043 | 46707 | 47347 | 48036 | 48804 | 49543 | 50282 | 51020 | 51751 | 52523
1994 | US | MAAC | - | - | DCSIPP | IPPs | 0 | 3261 | 3755 | 4365 | 4665 | 5307 | 5347 | 5345 | 5345 | 5345 | 5345
1994 | US | MAAC | - | - | DCSIT | Interruptible Demand | 0 | 1156 | 1248 | 1299 | 1350 | 1440 | 1491 | 1541 | 1592 | 1638 | 1686
1994 | US | MAAC | - | - | DCSLM | Direct Control Load Management | 0 | 689 | 777 | 851 | 902 | 959 | 984 | 1009 | 1065 | 1113 | 1163
1994 | US | MAAC | - | - | DCSNC | Net Capacity Resources | 0 | 55328 | 55974 | 56490 | 56929 | 57774 | 57761 | 57842 | 58470 | 58470 | 58804
1994 | US | MAAC | - | - | DCSNI | Projected Net Internal Demand | 0 | 44198 | 44682 | 45197 | 45784 | 46405 | 47068 | 47732 | 48363 | 49000 | 49674
1994 | US | MAAC | - | - | DCSNO | Net Operable Capacity | 0 | 51527 | 51679 | 51585 | 51724 | 51927 | 51874 | 51957 | 52585 | 52585 | 52919
1994 | US | MAAC | - | - | DCSPU | Purchases | 0 | 540 | 540 | 540 | 540 | 540 | 540 | 540 | 540 | 540 | 540
1994 | US | MAAC | - | - | DCSSA | Sales | 0 | 0 | 0 | 0 | 0 | 0 | 0 | 0 | 0 | 0 | 0
1994 | US | MAAC | - | - | DCSST | Standby Demand | 0 | 0 | 0 | 0 | 0 | 0 | 0 | 0 | 0 | 0 | 0
1994 | US | MAAC | - | - | DCSTI | Projected Total Internal Demand | 0 | 46043 | 46707 | 47347 | 48036 | 48804 | 49543 | 50282 | 51020 | 51751 | 52523
1994 | US | MAAC | - | - | DCSTO | Operable Total Internal Capacity | 0 | 51527 | 51679 | 51585 | 51724 | 51927 | 51874 | 51957 | 52585 | 52585 | 52919
1994 | US | MAAC | - | - | NGEX | Exports | 5686 | 0 | 0 | 0 | 0 | 0 | 0 | 0 | 0 | 0 | 0
1994 | US | MAAC | - | - | NGIG | Internal Generation | 227247 | 223311 | 229178 | 232085 | 234881 | 238448 | 241978 | 250356 | 253922 | 257759 | 261976
1994 | US | MAAC | - | - | NGIM | Imports | 14419 | 15370 | 11135 | 11344 | 11788 | 12318 | 12580 | 8197 | 8334 | 8421 | 8585
1994 | US | MAAC | - | - | NGIPP | IPPs | 19004 | 24034 | 27511 | 31068 | 36041 | 37608 | 38010 | 38681 | 38307 | 38541 | 38904
1994 | US | MAAC | - | - | NGNL | Net Energy for Load | 235980 | 238681 | 240313 | 243429 | 246669 | 250766 | 254558 | 258553 | 262256 | 266180 | 270561
1994 | US | MAAC | - | - | NGPRO | Electricity Production | 228378 | 224226 | 230062 | 232997 | 235812 | 239372 | 242903 | 251304 | 254840 | 258674 | 262843
1994 | US | MAAC | - | - | NGPSLD | Pumped Storage Load | 3975 | 3033 | 2939 | 3024 | 3085 | 3063 | 3063 | 3135 | 3040 | 3028 | 2874
1994 | US | MAAC | - | - | NGPSOT | Pumped Storage Generation | 2844 | 2118 | 2055 | 2112 | 2154 | 2139 | 2138 | 2187 | 2122 | 2113 | 2007
1994 | US | MAIN | - | - | CSIPP | IPPs | 57 | 64 | 71 | 286 | 286 | 286 | 293 | 295 | 295 | 295 | 296
1994 | US | MAIN | - | - | CST | Total Capacity | 49876 | 50508 | 50988 | 51468 | 51600 | 51846 | 51897 | 52067 | 52503 | 52980 | 53473
1994 | US | MAIN | - | - | CSTOC | Total Owned Capacity | 49819 | 50444 | 50917 | 51182 | 51314 | 51560 | 51604 | 51772 | 52208 | 52685 | 53177
1994 | US | MAIN | - | - | DCSAJ | Adjustments | 0 | 0 | 0 | 0 | 0 | 0 | 0 | 0 | 0 | 0 | 0
1994 | US | MAIN | - | - | DCSFP | Full-Responsibility Purchases (portion of total purchases) | 0 | 422 | 484 | 397 | 417 | 650 | 915 | 1075 | 1130 | 1228 | 1378
1994 | US | MAIN | - | - | DCSFS | Full-Responsibility Sales (portion of total sales) | 0 | 314 | 290 | 265 | 245 | 96 | 97 | 98 | 100 | 101 | 102
1994 | US | MAIN | - | - | DCSIC | Inoperable capacity | 0 | 102 | 0 | 0 | 0 | 0 | 0 | 0 | 0 | 0 | 0
1994 | US | MAIN | - | - | DCSIN | Internal Demand | 0 | 43068 | 43793 | 44564 | 45362 | 46147 | 46954 | 47743 | 48486 | 49142 | 50037
1994 | US | MAIN | - | - | DCSIPP | IPPs | 0 | 64 | 71 | 286 | 286 | 286 | 293 | 295 | 295 | 295 | 296
1994 | US | MAIN | - | - | DCSIT | Interruptible Demand | 0 | 906 | 995 | 1096 | 1204 | 1226 | 1303 | 1312 | 1320 | 1274 | 1288
1994 | US | MAIN | - | - | DCSLM | Direct Control Load Management | 0 | 161 | 191 | 223 | 400 | 624 | 812 | 1274 | 1587 | 1947 | 2267
1994 | US | MAIN | - | - | DCSNC | Net Capacity Resources | 0 | 50333 | 51366 | 51827 | 52060 | 52760 | 53150 | 53619 | 54108 | 54559 | 55199
1994 | US | MAIN | - | - | DCSNI | Projected Net Internal Demand | 0 | 42001 | 42607 | 43245 | 43758 | 44297 | 44839 | 45157 | 45579 | 45921 | 46482
1994 | US | MAIN | - | - | DCSNO | Net Operable Capacity | 0 | 50342 | 50917 | 51182 | 51314 | 51560 | 51604 | 51772 | 52208 | 52685 | 53177
1994 | US | MAIN | - | - | DCSPU | Purchases | 0 | 896 | 1005 | 961 | 1042 | 1347 | 1633 | 1933 | 1873 | 1848 | 1996
1994 | US | MAIN | - | - | DCSSA | Sales | 0 | 969 | 627 | 602 | 582 | 433 | 380 | 381 | 268 | 269 | 270
1994 | US | MAIN | - | - | DCSST | Standby Demand | 0 | 0 | 0 | 0 | 0 | 0 | 0 | 0 | 0 | 0 | 0
1994 | US | MAIN | - | - | DCSTI | Projected Total Internal Demand | 0 | 43068 | 43793 | 44564 | 45362 | 46147 | 46954 | 47743 | 48486 | 49142 | 50037
1994 | US | MAIN | - | - | DCSTO | Operable Total Internal Capacity | 0 | 50444 | 50917 | 51182 | 51314 | 51560 | 51604 | 51772 | 52208 | 52685 | 53177
1994 | US | MAIN | - | - | NGEX | Exports | 35506 | 25802 | 23919 | 24814 | 24316 | 20934 | 20120 | 17706 | 16705 | 16147 | 15466
1994 | US | MAIN | - | - | NGIG | Internal Generation | 208792 | 215187 | 216215 | 220958 | 224837 | 226059 | 228667 | 230327 | 232044 | 233630 | 237282
1994 | US | MAIN | - | - | NGIM | Imports | 35054 | 22382 | 23184 | 23212 | 23054 | 22165 | 22976 | 23082 | 24389 | 25053 | 25269
1994 | US | MAIN | - | - | NGIPP | IPPs | 74 | 222 | 332 | 534 | 487 | 522 | 546 | 589 | 584 | 626 | 645
1994 | US | MAIN | - | - | NGNL | Net Energy for Load | 208340 | 211767 | 215480 | 219356 | 223575 | 227290 | 231523 | 235703 | 239728 | 242536 | 247085
1994 | US | MAIN | - | - | NGPRO | Electricity Production | 208866 | 215258 | 216286 | 221039 | 224900 | 226127 | 228738 | 230383 | 232080 | 233668 | 237320
1994 | US | MAIN | - | - | NGPSLD | Pumped Storage Load | 124 | 125 | 125 | 143 | 112 | 121 | 126 | 99 | 107 | 113 | 114
1994 | US | MAIN | - | - | NGPSOT | Pumped Storage Generation | 50 | 54 | 54 | 62 | 49 | 53 | 55 | 43 | 71 | 75 | 76
1994 | US | MRO | - | - | CSIPP | IPPs | 377 | 103 | 96 | 109 | 97 | 112 | 98 | 347 | 347 | 347 | 347
1994 | US | MRO | - | - | CST | Total Capacity | 31413 | 30975 | 31215 | 31290 | 31278 | 31654 | 31693 | 31942 | 32042 | 32042 | 32042
1994 | US | MRO | - | - | CSTOC | Total Owned Capacity | 31036 | 30872 | 31119 | 31181 | 31181 | 31542 | 31595 | 31595 | 31695 | 31695 | 31695
1994 | US | MRO | - | - | DCSAJ | Adjustments | 0 | 0 | 0 | 0 | 0 | 0 | 0 | 0 | 0 | 0 | 0
1994 | US | MRO | - | - | DCSFP | Full-Responsibility Purchases (portion of total purchases) | 0 | 2240 | 2131 | 2114 | 1882 | 1819 | 1808 | 1799 | 1806 | 1757 | 1758
1994 | US | MRO | - | - | DCSFS | Full-Responsibility Sales (portion of total sales) | 0 | 1251 | 1047 | 816 | 824 | 897 | 882 | 853 | 685 | 687 | 679
1994 | US | MRO | - | - | DCSIC | Inoperable capacity | 0 | 0 | 0 | 0 | 0 | 0 | 0 | 0 | 0 | 0 | 0
1994 | US | MRO | - | - | DCSIN | Internal Demand | 0 | 27477 | 27985 | 28376 | 28999 | 29211 | 29939 | 30451 | 30656 | 31361 | 31709
1994 | US | MRO | - | - | DCSIPP | IPPs | 0 | 103 | 96 | 109 | 97 | 112 | 98 | 347 | 347 | 347 | 347
1994 | US | MRO | - | - | DCSIT | Interruptible Demand | 0 | 1112 | 1215 | 1364 | 1452 | 1483 | 1591 | 1677 | 1694 | 1785 | 1798
1994 | US | MRO | - | - | DCSLM | Direct Control Load Management | 0 | 503 | 546 | 460 | 626 | 443 | 693 | 717 | 582 | 747 | 605
1994 | US | MRO | - | - | DCSNC | Net Capacity Resources | 0 | 31964 | 32299 | 32588 | 32336 | 32576 | 32619 | 32888 | 33163 | 33112 | 33121
1994 | US | MRO | - | - | DCSNI | Projected Net Internal Demand | 0 | 25901 | 26263 | 26591 | 26960 | 27324 | 27694 | 28096 | 28419 | 28868 | 29345
1994 | US | MRO | - | - | DCSNO | Net Operable Capacity | 0 | 30872 | 31119 | 31181 | 31181 | 31542 | 31595 | 31595 | 31695 | 31695 | 31695
1994 | US | MRO | - | - | DCSPU | Purchases | 0 | 2240 | 2131 | 2114 | 1882 | 1819 | 1808 | 1799 | 1806 | 1757 | 1758
1994 | US | MRO | - | - | DCSSA | Sales | 0 | 1251 | 1047 | 816 | 824 | 897 | 882 | 853 | 685 | 687 | 679
1994 | US | MRO | - | - | DCSST | Standby Demand | 0 | 39 | 39 | 39 | 39 | 39 | 39 | 39 | 39 | 39 | 39
1994 | US | MRO | - | - | DCSTI | Projected Total Internal Demand | 0 | 27516 | 28024 | 28415 | 29038 | 29250 | 29978 | 30490 | 30695 | 31400 | 31748
1994 | US | MRO | - | - | DCSTO | Operable Total Internal Capacity | 0 | 30872 | 31119 | 31181 | 31181 | 31542 | 31595 | 31595 | 31695 | 31695 | 31695
1994 | US | MRO | - | - | NGEX | Exports | 8240 | 14666 | 15470 | 11846 | 11429 | 9910 | 8831 | 7940 | 5091 | 3180 | 0
1994 | US | MRO | - | - | NGIG | Internal Generation | 139352 | 148848 | 151832 | 150846 | 152887 | 154164 | 155356 | 156773 | 156145 | 156946 | 157312
1994 | US | MRO | - | - | NGIM | Imports | 0 | 0 | 0 | 0 | 0 | 0 | 0 | 0 | 0 | 0 | 304
1994 | US | MRO | - | - | NGIPP | IPPs | 61 | 93 | 130 | 157 | 246 | 246 | 246 | 246 | 246 | 246 | 246
1994 | US | MRO | - | - | NGNL | Net Energy for Load | 131112 | 134182 | 136362 | 139000 | 141458 | 144254 | 146525 | 148833 | 151054 | 153766 | 157616
1994 | US | MRO | - | - | NGPRO | Electricity Production | 139352 | 148848 | 151832 | 150846 | 152887 | 154164 | 155356 | 156773 | 156145 | 156946 | 157312
1994 | US | MRO | - | - | NGPSLD | Pumped Storage Load | 0 | 0 | 0 | 0 | 0 | 0 | 0 | 0 | 0 | 0 | 0
1994 | US | MRO | - | - | NGPSOT | Pumped Storage Generation | 0 | 0 | 0 | 0 | 0 | 0 | 0 | 0 | 0 | 0 | 0
1994 | US | NPCC | - | - | CSIPP | IPPs | 6137 | 6810 | 8554 | 8824 | 8964 | 8908 | 8907 | 8882 | 8879 | 8837 | 8832
1994 | US | NPCC | - | - | CST | Total Capacity | 58780 | 59438 | 59397 | 59864 | 60010 | 59978 | 60508 | 60810 | 60792 | 60819 | 60814
1994 | US | NPCC | - | - | CSTOC | Total Owned Capacity | 52643 | 52628 | 50843 | 51040 | 51046 | 51070 | 51601 | 51928 | 51913 | 51982 | 51982
1994 | US | NPCC | - | - | DCSAJ | Adjustments | 0 | 0 | 0 | 0 | 0 | 0 | 0 | 0 | 0 | 0 | 0
1994 | US | NPCC | - | - | DCSFP | Full-Responsibility Purchases (portion of total purchases) | 0 | 2069 | 2019 | 1984 | 2035 | 2005 | 1997 | 1997 | 503 | 503 | 471
1994 | US | NPCC | - | - | DCSFS | Full-Responsibility Sales (portion of total sales) | 0 | 366 | 366 | 366 | 366 | 366 | 366 | 366 | 366 | 366 | 366
1994 | US | NPCC | - | - | DCSIC | Inoperable capacity | 0 | 0 | 0 | 0 | 0 | 0 | 0 | 0 | 0 | 0 | 0
1994 | US | NPCC | - | - | DCSIN | Internal Demand | 0 | 46544 | 46861 | 47407 | 47991 | 48550 | 49167 | 49763 | 50132 | 50648 | 51137
1994 | US | NPCC | - | - | DCSIPP | IPPs | 0 | 6810 | 8554 | 8824 | 8964 | 8908 | 8907 | 8882 | 8879 | 8837 | 8832
1994 | US | NPCC | - | - | DCSIT | Interruptible Demand | 0 | 155 | 163 | 148 | 159 | 190 | 221 | 242 | 273 | 294 | 314
1994 | US | NPCC | - | - | DCSLM | Direct Control Load Management | 0 | 9 | 9 | 10 | 10 | 10 | 10 | 10 | 10 | 10 | 10
1994 | US | NPCC | - | - | DCSNC | Net Capacity Resources | 0 | 62049 | 61948 | 62522 | 62743 | 62779 | 63308 | 63641 | 61729 | 61756 | 61719
1994 | US | NPCC | - | - | DCSNI | Projected Net Internal Demand | 0 | 46380 | 46689 | 47249 | 47822 | 48350 | 48936 | 49511 | 49849 | 50344 | 50813
1994 | US | NPCC | - | - | DCSNO | Net Operable Capacity | 0 | 52628 | 50843 | 51040 | 51046 | 51070 | 51601 | 51928 | 51913 | 51982 | 51982
1994 | US | NPCC | - | - | DCSPU | Purchases | 0 | 3069 | 3054 | 3059 | 3135 | 3205 | 3197 | 3197 | 1303 | 1303 | 1271
1994 | US | NPCC | - | - | DCSSA | Sales | 0 | 458 | 503 | 401 | 402 | 404 | 397 | 366 | 366 | 366 | 366
1994 | US | NPCC | - | - | DCSST | Standby Demand | 0 | 0 | 0 | 0 | 0 | 0 | 0 | 0 | 0 | 0 | 0
1994 | US | NPCC | - | - | DCSTI | Projected Total Internal Demand | 0 | 46544 | 46861 | 47407 | 47991 | 48550 | 49167 | 49763 | 50132 | 50648 | 51137
1994 | US | NPCC | - | - | DCSTO | Operable Total Internal Capacity | 0 | 52628 | 50843 | 51040 | 51046 | 51070 | 51601 | 51928 | 51913 | 51982 | 51982
1994 | US | NPCC | - | - | NGEX | Exports | 7474 | 2762 | 2877 | 2727 | 2685 | 2673 | 2664 | 2543 | 2539 | 2540 | 2540
1994 | US | NPCC | - | - | NGIG | Internal Generation | 236117 | 238106 | 242587 | 246254 | 247097 | 250405 | 253151 | 256465 | 259098 | 269877 | 273568
1994 | US | NPCC | - | - | NGIM | Imports | 28804 | 20450 | 18131 | 17230 | 19126 | 18684 | 19600 | 19797 | 19959 | 12876 | 12808
1994 | US | NPCC | - | - | NGIPP | IPPs | 40721 | 51385 | 59826 | 61450 | 61748 | 61468 | 61715 | 62281 | 64275 | 63855 | 64756
1994 | US | NPCC | - | - | NGNL | Net Energy for Load | 257447 | 255794 | 257841 | 260757 | 263538 | 266416 | 270087 | 273719 | 276518 | 280213 | 283836
1994 | US | NPCC | - | - | NGPRO | Electricity Production | 237645 | 239202 | 243645 | 247336 | 248102 | 251481 | 254278 | 257608 | 260167 | 271017 | 274686
1994 | US | NPCC | - | - | NGPSLD | Pumped Storage Load | 4965 | 3904 | 3776 | 3858 | 3599 | 3838 | 4008 | 4060 | 3815 | 4050 | 3977
1994 | US | NPCC | - | - | NGPSOT | Pumped Storage Generation | 3437 | 2808 | 2718 | 2776 | 2594 | 2762 | 2881 | 2917 | 2746 | 2910 | 2859
1994 | US | NPCC | New England | New England | CSIPP | IPPs | 2671 | 2995 | 2996 | 3014 | 3014 | 2955 | 2954 | 2922 | 2922 | 2910 | 2900
1994 | US | NPCC | New England | New England | CST | Total Capacity | 24425 | 24606 | 24117 | 24336 | 24336 | 24277 | 24773 | 24637 | 24619 | 24676 | 24666
1994 | US | NPCC | New England | New England | CSTOC | Total Owned Capacity | 21754 | 21611 | 21121 | 21322 | 21322 | 21322 | 21819 | 21715 | 21697 | 21766 | 21766
1994 | US | NPCC | New England | New England | DCSAJ | Adjustments | 0 | 0 | 0 | 0 | 0 | 0 | 0 | 0 | 0 | 0 | 0
1994 | US | NPCC | New England | New England | DCSFP | Full-Responsibility Purchases (portion of total purchases) | 0 | 2069 | 2019 | 1984 | 2035 | 2005 | 1997 | 1997 | 503 | 503 | 471
1994 | US | NPCC | New England | New England | DCSFS | Full-Responsibility Sales (portion of total sales) | 0 | 70 | 70 | 70 | 70 | 70 | 70 | 70 | 70 | 70 | 70
1994 | US | NPCC | New England | New England | DCSIC | Inoperable capacity | 0 | 0 | 0 | 0 | 0 | 0 | 0 | 0 | 0 | 0 | 0
1994 | US | NPCC | New England | New England | DCSIN | Internal Demand | 0 | 19824 | 20001 | 20297 | 20591 | 20910 | 21237 | 21563 | 21732 | 22068 | 22337
1994 | US | NPCC | New England | New England | DCSIPP | IPPs | 0 | 2995 | 2996 | 3014 | 3014 | 2955 | 2954 | 2922 | 2922 | 2910 | 2900
1994 | US | NPCC | New England | New England | DCSIT | Interruptible Demand | 0 | 15 | 53 | 58 | 59 | 80 | 81 | 82 | 83 | 84 | 84
1994 | US | NPCC | New England | New England | DCSLM | Direct Control Load Management | 0 | 9 | 9 | 10 | 10 | 10 | 10 | 10 | 10 | 10 | 10
1994 | US | NPCC | New England | New England | DCSNC | Net Capacity Resources | 0 | 26605 | 26066 | 26250 | 26301 | 26212 | 26700 | 26564 | 25052 | 25109 | 25067
1994 | US | NPCC | New England | New England | DCSNI | Projected Net Internal Demand | 0 | 19800 | 19939 | 20229 | 20522 | 20820 | 21146 | 21471 | 21639 | 21974 | 22243
1994 | US | NPCC | New England | New England | DCSNO | Net Operable Capacity | 0 | 21611 | 21121 | 21322 | 21322 | 21322 | 21819 | 21715 | 21697 | 21766 | 21766
1994 | US | NPCC | New England | New England | DCSPU | Purchases | 0 | 2069 | 2019 | 1984 | 2035 | 2005 | 1997 | 1997 | 503 | 503 | 471
1994 | US | NPCC | New England | New England | DCSSA | Sales | 0 | 70 | 70 | 70 | 70 | 70 | 70 | 70 | 70 | 70 | 70
1994 | US | NPCC | New England | New England | DCSST | Standby Demand | 0 | 0 | 0 | 0 | 0 | 0 | 0 | 0 | 0 | 0 | 0
1994 | US | NPCC | New England | New England | DCSTI | Projected Total Internal Demand | 0 | 19824 | 20001 | 20297 | 20591 | 20910 | 21237 | 21563 | 21732 | 22068 | 22337
1994 | US | NPCC | New England | New England | DCSTO | Operable Total Internal Capacity | 0 | 21611 | 21121 | 21322 | 21322 | 21322 | 21819 | 21715 | 21697 | 21766 | 21766
1994 | US | NPCC | New England | New England | NGEX | Exports | 3843 | 589 | 589 | 589 | 589 | 589 | 589 | 589 | 589 | 589 | 589
1994 | US | NPCC | New England | New England | NGIG | Internal Generation | 103726 | 99715 | 102077 | 103486 | 104180 | 105676 | 107591 | 109583 | 111042 | 120475 | 122916
1994 | US | NPCC | New England | New England | NGIM | Imports | 10655 | 12458 | 11323 | 11030 | 11457 | 11089 | 11115 | 11115 | 11165 | 4207 | 3939
1994 | US | NPCC | New England | New England | NGIPP | IPPs | 20029 | 21259 | 21519 | 21651 | 21588 | 21261 | 21211 | 21079 | 21076 | 20977 | 20920
1994 | US | NPCC | New England | New England | NGNL | Net Energy for Load | 110538 | 111584 | 112811 | 113927 | 115048 | 116176 | 118117 | 120109 | 121618 | 124093 | 126266
1994 | US | NPCC | New England | New England | NGPRO | Electricity Production | 104396 | 100385 | 102747 | 104156 | 104850 | 106346 | 108261 | 110253 | 111712 | 121145 | 123586
1994 | US | NPCC | New England | New England | NGPSLD | Pumped Storage Load | 2484 | 2484 | 2484 | 2484 | 2484 | 2484 | 2484 | 2484 | 2484 | 2484 | 2484
1994 | US | NPCC | New England | New England | NGPSOT | Pumped Storage Generation | 1814 | 1814 | 1814 | 1814 | 1814 | 1814 | 1814 | 1814 | 1814 | 1814 | 1814
1994 | US | NPCC | New York | New York | CSIPP | IPPs | 3466 | 3815 | 5558 | 5810 | 5950 | 5953 | 5953 | 5960 | 5957 | 5927 | 5932
1994 | US | NPCC | New York | New York | CST | Total Capacity | 34355 | 34832 | 35280 | 35528 | 35674 | 35701 | 35735 | 36173 | 36173 | 36143 | 36148
1994 | US | NPCC | New York | New York | CSTOC | Total Owned Capacity | 30889 | 31017 | 29722 | 29718 | 29724 | 29748 | 29782 | 30213 | 30216 | 30216 | 30216
1994 | US | NPCC | New York | New York | DCSAJ | Adjustments | 0 | 0 | 0 | 0 | 0 | 0 | 0 | 0 | 0 | 0 | 0
1994 | US | NPCC | New York | New York | DCSFP | Full-Responsibility Purchases (portion of total purchases) | 0 | 0 | 0 | 0 | 0 | 0 | 0 | 0 | 0 | 0 | 0
1994 | US | NPCC | New York | New York | DCSFS | Full-Responsibility Sales (portion of total sales) | 0 | 296 | 296 | 296 | 296 | 296 | 296 | 296 | 296 | 296 | 296
1994 | US | NPCC | New York | New York | DCSIC | Inoperable capacity | 0 | 0 | 0 | 0 | 0 | 0 | 0 | 0 | 0 | 0 | 0
1994 | US | NPCC | New York | New York | DCSIN | Internal Demand | 0 | 26720 | 26860 | 27110 | 27400 | 27640 | 27930 | 28200 | 28400 | 28580 | 28800
1994 | US | NPCC | New York | New York | DCSIPP | IPPs | 0 | 3815 | 5558 | 5810 | 5950 | 5953 | 5953 | 5960 | 5957 | 5927 | 5932
1994 | US | NPCC | New York | New York | DCSIT | Interruptible Demand | 0 | 140 | 110 | 90 | 100 | 110 | 140 | 160 | 190 | 210 | 230
1994 | US | NPCC | New York | New York | DCSLM | Direct Control Load Management | 0 | 0 | 0 | 0 | 0 | 0 | 0 | 0 | 0 | 0 | 0
1994 | US | NPCC | New York | New York | DCSNC | Net Capacity Resources | 0 | 35444 | 35882 | 36272 | 36442 | 36567 | 36608 | 37077 | 36677 | 36647 | 36652
1994 | US | NPCC | New York | New York | DCSNI | Projected Net Internal Demand | 0 | 26580 | 26750 | 27020 | 27300 | 27530 | 27790 | 28040 | 28210 | 28370 | 28570
1994 | US | NPCC | New York | New York | DCSNO | Net Operable Capacity | 0 | 31017 | 29722 | 29718 | 29724 | 29748 | 29782 | 30213 | 30216 | 30216 | 30216
1994 | US | NPCC | New York | New York | DCSPU | Purchases | 0 | 1000 | 1035 | 1075 | 1100 | 1200 | 1200 | 1200 | 800 | 800 | 800
1994 | US | NPCC | New York | New York | DCSSA | Sales | 0 | 388 | 433 | 331 | 332 | 334 | 327 | 296 | 296 | 296 | 296
1994 | US | NPCC | New York | New York | DCSST | Standby Demand | 0 | 0 | 0 | 0 | 0 | 0 | 0 | 0 | 0 | 0 | 0
1994 | US | NPCC | New York | New York | DCSTI | Projected Total Internal Demand | 0 | 26720 | 26860 | 27110 | 27400 | 27640 | 27930 | 28200 | 28400 | 28580 | 28800
1994 | US | NPCC | New York | New York | DCSTO | Operable Total Internal Capacity | 0 | 31017 | 29722 | 29718 | 29724 | 29748 | 29782 | 30213 | 30216 | 30216 | 30216
1994 | US | NPCC | New York | New York | NGEX | Exports | 3631 | 2173 | 2288 | 2138 | 2096 | 2084 | 2075 | 1954 | 1950 | 1951 | 1951
1994 | US | NPCC | New York | New York | NGIG | Internal Generation | 132391 | 138391 | 140510 | 142768 | 142917 | 144729 | 145560 | 146882 | 148056 | 149402 | 150652
1994 | US | NPCC | New York | New York | NGIM | Imports | 18149 | 7992 | 6808 | 6200 | 7669 | 7595 | 8485 | 8682 | 8794 | 8669 | 8869
1994 | US | NPCC | New York | New York | NGIPP | IPPs | 20692 | 30126 | 38307 | 39799 | 40160 | 40207 | 40504 | 41202 | 43199 | 42878 | 43836
1994 | US | NPCC | New York | New York | NGNL | Net Energy for Load | 146909 | 144210 | 145030 | 146830 | 148490 | 150240 | 151970 | 153610 | 154900 | 156120 | 157570
1994 | US | NPCC | New York | New York | NGPRO | Electricity Production | 133249 | 138817 | 140898 | 143180 | 143252 | 145135 | 146017 | 147355 | 148455 | 149872 | 151100
1994 | US | NPCC | New York | New York | NGPSLD | Pumped Storage Load | 2481 | 1420 | 1292 | 1374 | 1115 | 1354 | 1524 | 1576 | 1331 | 1566 | 1493
1994 | US | NPCC | New York | New York | NGPSOT | Pumped Storage Generation | 1623 | 994 | 904 | 962 | 780 | 948 | 1067 | 1103 | 932 | 1096 | 1045
1994 | US | SERC | - | - | CSIPP | IPPs | 3840 | 4561 | 4630 | 4645 | 4721 | 4997 | 5583 | 5583 | 5583 | 5583 | 5583
1994 | US | SERC | - | - | CST | Total Capacity | 117952 | 119472 | 123290 | 126439 | 127355 | 128800 | 132188 | 135231 | 139273 | 141510 | 143729
1994 | US | SERC | - | - | CSTOC | Total Owned Capacity | 114112 | 114911 | 118660 | 121794 | 122634 | 123803 | 126605 | 129648 | 133690 | 135927 | 138146
1994 | US | SERC | - | - | DCSAJ | Adjustments | 0 | 0 | 0 | 0 | 0 | 0 | 0 | 0 | 0 | 0 | 0
1994 | US | SERC | - | - | DCSFP | Full-Responsibility Purchases (portion of total purchases) | 0 | 701 | 626 | 1026 | 1076 | 801 | 526 | 326 | 326 | 126 | 126
1994 | US | SERC | - | - | DCSFS | Full-Responsibility Sales (portion of total sales) | 0 | 1529 | 1651 | 1599 | 1599 | 1599 | 1599 | 1522 | 1522 | 1522 | 1522
1994 | US | SERC | - | - | DCSIC | Inoperable capacity | 0 | 2130 | 2130 | 1065 | 1065 | 1065 | 1065 | 1065 | 1065 | 1065 | 1065
1994 | US | SERC | - | - | DCSIN | Internal Demand | 0 | 103745 | 106197 | 109130 | 111653 | 113726 | 116067 | 118416 | 121209 | 123917 | 126574
1994 | US | SERC | - | - | DCSIPP | IPPs | 0 | 4561 | 4630 | 4645 | 4721 | 4997 | 5583 | 5583 | 5583 | 5583 | 5583
1994 | US | SERC | - | - | DCSIT | Interruptible Demand | 0 | 3397 | 3524 | 3737 | 3832 | 3934 | 4035 | 3962 | 3880 | 3861 | 3836
1994 | US | SERC | - | - | DCSLM | Direct Control Load Management | 0 | 1061 | 1122 | 1231 | 1388 | 1532 | 1638 | 1732 | 1788 | 1841 | 1923
1994 | US | SERC | - | - | DCSNC | Net Capacity Resources | 0 | 117375 | 121071 | 125737 | 126703 | 127873 | 130986 | 133006 | 137048 | 139085 | 141304
1994 | US | SERC | - | - | DCSNI | Projected Net Internal Demand | 0 | 99287 | 101551 | 104162 | 106433 | 108260 | 110394 | 112722 | 115541 | 118215 | 120815
1994 | US | SERC | - | - | DCSNO | Net Operable Capacity | 0 | 112781 | 116530 | 120729 | 121569 | 122738 | 125540 | 128583 | 132625 | 134862 | 137081
1994 | US | SERC | - | - | DCSPU | Purchases | 0 | 2265 | 1990 | 2390 | 2440 | 2165 | 1890 | 790 | 790 | 590 | 590
1994 | US | SERC | - | - | DCSSA | Sales | 0 | 2232 | 2079 | 2027 | 2027 | 2027 | 2027 | 1950 | 1950 | 1950 | 1950
1994 | US | SERC | - | - | DCSST | Standby Demand | 0 | 0 | 0 | 0 | 0 | 0 | 0 | 0 | 0 | 0 | 0
1994 | US | SERC | - | - | DCSTI | Projected Total Internal Demand | 0 | 103745 | 106197 | 109130 | 111653 | 113726 | 116067 | 118416 | 121209 | 123917 | 126574
1994 | US | SERC | - | - | DCSTO | Operable Total Internal Capacity | 0 | 114911 | 118660 | 121794 | 122634 | 123803 | 126605 | 129648 | 133690 | 135927 | 138146
1994 | US | SERC | - | - | NGEX | Exports | 49519 | 23805 | 22220 | 22544 | 22569 | 22435 | 20328 | 20310 | 20286 | 18363 | 15161
1994 | US | SERC | - | - | NGIG | Internal Generation | 530192 | 550841 | 559937 | 572842 | 584003 | 596989 | 610206 | 624016 | 637886 | 648955 | 660376
1994 | US | SERC | - | - | NGIM | Imports | 57666 | 21306 | 19912 | 22625 | 24837 | 24664 | 24118 | 22898 | 22580 | 23879 | 24162
1994 | US | SERC | - | - | NGIPP | IPPs | 13500 | 13881 | 15332 | 15123 | 15820 | 16407 | 18579 | 19466 | 19723 | 21099 | 22163
1994 | US | SERC | - | - | NGNL | Net Energy for Load | 538339 | 548342 | 557629 | 572923 | 586271 | 599218 | 613996 | 626604 | 640180 | 654471 | 669377
1994 | US | SERC | - | - | NGPRO | Electricity Production | 531928 | 552351 | 561566 | 574676 | 585830 | 598892 | 612155 | 626083 | 640044 | 651183 | 662599
1994 | US | SERC | - | - | NGPSLD | Pumped Storage Load | 8473 | 7028 | 7636 | 8572 | 8577 | 8942 | 9195 | 9666 | 10130 | 10436 | 10408
1994 | US | SERC | - | - | NGPSOT | Pumped Storage Generation | 6737 | 5518 | 6007 | 6738 | 6750 | 7039 | 7246 | 7599 | 7972 | 8208 | 8185
1994 | US | SERC | Central | - | CSIPP | IPPs | 0 | 0 | 0 | 0 | 0 | 0 | 0 | 0 | 0 | 0 | 0
1994 | US | SERC | Central | - | CST | Total Capacity | 28353 | 28353 | 29523 | 29523 | 29523 | 29523 | 30693 | 30693 | 31905 | 31905 | 31905
1994 | US | SERC | Central | - | CSTOC | Total Owned Capacity | 28353 | 28353 | 29523 | 29523 | 29523 | 29523 | 30693 | 30693 | 31905 | 31905 | 31905
1994 | US | SERC | Central | - | DCSAJ | Adjustments | 0 | 0 | 0 | 0 | 0 | 0 | 0 | 0 | 0 | 0 | 0
1994 | US | SERC | Central | - | DCSFP | Full-Responsibility Purchases (portion of total purchases) | 0 | 75 | 0 | 0 | 0 | 0 | 0 | 0 | 0 | 0 | 0
1994 | US | SERC | Central | - | DCSFS | Full-Responsibility Sales (portion of total sales) | 0 | 0 | 0 | 0 | 0 | 0 | 0 | 0 | 0 | 0 | 0
1994 | US | SERC | Central | - | DCSIC | Inoperable capacity | 0 | 2130 | 2130 | 1065 | 1065 | 1065 | 1065 | 1065 | 1065 | 1065 | 1065
1994 | US | SERC | Central | - | DCSIN | Internal Demand | 0 | 23522 | 24005 | 24447 | 24902 | 25375 | 25854 | 26497 | 27313 | 28136 | 28959
1994 | US | SERC | Central | - | DCSIPP | IPPs | 0 | 0 | 0 | 0 | 0 | 0 | 0 | 0 | 0 | 0 | 0
1994 | US | SERC | Central | - | DCSIT | Interruptible Demand | 0 | 1242 | 1278 | 1315 | 1343 | 1367 | 1380 | 1379 | 1361 | 1326 | 1280
1994 | US | SERC | Central | - | DCSLM | Direct Control Load Management | 0 | 0 | 0 | 0 | 0 | 0 | 0 | 0 | 0 | 0 | 0
1994 | US | SERC | Central | - | DCSNC | Net Capacity Resources | 0 | 25610 | 26980 | 28045 | 28045 | 28045 | 29215 | 29215 | 30427 | 30427 | 30427
1994 | US | SERC | Central | - | DCSNI | Projected Net Internal Demand | 0 | 22280 | 22727 | 23132 | 23559 | 24008 | 24474 | 25118 | 25952 | 26810 | 27679
1994 | US | SERC | Central | - | DCSNO | Net Operable Capacity | 0 | 26223 | 27393 | 28458 | 28458 | 28458 | 29628 | 29628 | 30840 | 30840 | 30840
1994 | US | SERC | Central | - | DCSPU | Purchases | 0 | 75 | 0 | 0 | 0 | 0 | 0 | 0 | 0 | 0 | 0
1994 | US | SERC | Central | - | DCSSA | Sales | 0 | 688 | 413 | 413 | 413 | 413 | 413 | 413 | 413 | 413 | 413
1994 | US | SERC | Central | - | DCSST | Standby Demand | 0 | 0 | 0 | 0 | 0 | 0 | 0 | 0 | 0 | 0 | 0
1994 | US | SERC | Central | - | DCSTI | Projected Total Internal Demand | 0 | 23522 | 24005 | 24447 | 24902 | 25375 | 25854 | 26497 | 27313 | 28136 | 28959
1994 | US | SERC | Central | - | DCSTO | Operable Total Internal Capacity | 0 | 28353 | 29523 | 29523 | 29523 | 29523 | 30693 | 30693 | 31905 | 31905 | 31905
1994 | US | SERC | Central | - | NGEX | Exports | 7691 | 5699 | 6121 | 7367 | 7476 | 7579 | 7708 | 8045 | 8246 | 6197 | 3140
1994 | US | SERC | Central | - | NGIG | Internal Generation | 127666 | 135502 | 139110 | 143190 | 146200 | 149127 | 152453 | 156467 | 161014 | 163094 | 164364
1994 | US | SERC | Central | - | NGIM | Imports | 9909 | 904 | 385 | 305 | 339 | 511 | 533 | 674 | 562 | 676 | 596
1994 | US | SERC | Central | - | NGIPP | IPPs | 85 | 0 | 0 | 0 | 0 | 0 | 0 | 0 | 0 | 0 | 0
1994 | US | SERC | Central | - | NGNL | Net Energy for Load | 129884 | 130707 | 133374 | 136128 | 139063 | 142059 | 145278 | 149096 | 153330 | 157573 | 161820
1994 | US | SERC | Central | - | NGPRO | Electricity Production | 128226 | 136006 | 139486 | 143575 | 146544 | 149567 | 152963 | 157038 | 161656 | 163773 | 164986
1994 | US | SERC | Central | - | NGPSLD | Pumped Storage Load | 2630 | 2239 | 1673 | 1710 | 1528 | 1953 | 2264 | 2536 | 2855 | 3022 | 2777
1994 | US | SERC | Central | - | NGPSOT | Pumped Storage Generation | 2070 | 1735 | 1297 | 1325 | 1184 | 1513 | 1754 | 1965 | 2213 | 2343 | 2155
1994 | US | SERC | Southeastern | - | CSIPP | IPPs | 457 | 751 | 751 | 751 | 751 | 751 | 1339 | 1339 | 1339 | 1339 | 1339
1994 | US | SERC | Southeastern | - | CST | Total Capacity | 38607 | 39624 | 40877 | 41935 | 42575 | 43245 | 44473 | 45221 | 46096 | 47282 | 48136
1994 | US | SERC | Southeastern | - | CSTOC | Total Owned Capacity | 38150 | 38873 | 40126 | 41184 | 41824 | 42494 | 43134 | 43882 | 44757 | 45943 | 46797
1994 | US | SERC | Southeastern | - | DCSAJ | Adjustments | 0 | 0 | 0 | 0 | 0 | 0 | 0 | 0 | 0 | 0 | 0
1994 | US | SERC | Southeastern | - | DCSFP | Full-Responsibility Purchases (portion of total purchases) | 0 | 626 | 626 | 1026 | 1076 | 801 | 526 | 326 | 326 | 126 | 126
1994 | US | SERC | Southeastern | - | DCSFS | Full-Responsibility Sales (portion of total sales) | 0 | 1529 | 1651 | 1599 | 1599 | 1599 | 1599 | 1522 | 1522 | 1522 | 1522
1994 | US | SERC | Southeastern | - | DCSIC | Inoperable capacity | 0 | 0 | 0 | 0 | 0 | 0 | 0 | 0 | 0 | 0 | 0
1994 | US | SERC | Southeastern | - | DCSIN | Internal Demand | 0 | 34214 | 35098 | 36271 | 37196 | 37844 | 38638 | 39257 | 40040 | 40818 | 41586
1994 | US | SERC | Southeastern | - | DCSIPP | IPPs | 0 | 751 | 751 | 751 | 751 | 751 | 1339 | 1339 | 1339 | 1339 | 1339
1994 | US | SERC | Southeastern | - | DCSIT | Interruptible Demand | 0 | 1041 | 1133 | 1186 | 1231 | 1287 | 1352 | 1368 | 1386 | 1392 | 1403
1994 | US | SERC | Southeastern | - | DCSLM | Direct Control Load Management | 0 | 199 | 225 | 256 | 290 | 326 | 337 | 347 | 357 | 367 | 378
1994 | US | SERC | Southeastern | - | DCSNC | Net Capacity Resources | 0 | 38721 | 39852 | 41362 | 42052 | 42447 | 43400 | 44025 | 44900 | 45886 | 46740
1994 | US | SERC | Southeastern | - | DCSNI | Projected Net Internal Demand | 0 | 32974 | 33740 | 34829 | 35675 | 36231 | 36949 | 37542 | 38297 | 39059 | 39805
1994 | US | SERC | Southeastern | - | DCSNO | Net Operable Capacity | 0 | 38873 | 40126 | 41184 | 41824 | 42494 | 43134 | 43882 | 44757 | 45943 | 46797
1994 | US | SERC | Southeastern | - | DCSPU | Purchases | 0 | 626 | 626 | 1026 | 1076 | 801 | 526 | 326 | 326 | 126 | 126
1994 | US | SERC | Southeastern | - | DCSSA | Sales | 0 | 1529 | 1651 | 1599 | 1599 | 1599 | 1599 | 1522 | 1522 | 1522 | 1522
1994 | US | SERC | Southeastern | - | DCSST | Standby Demand | 0 | 0 | 0 | 0 | 0 | 0 | 0 | 0 | 0 | 0 | 0
1994 | US | SERC | Southeastern | - | DCSTI | Projected Total Internal Demand | 0 | 34214 | 35098 | 36271 | 37196 | 37844 | 38638 | 39257 | 40040 | 40818 | 41586
1994 | US | SERC | Southeastern | - | DCSTO | Operable Total Internal Capacity | 0 | 38873 | 40126 | 41184 | 41824 | 42494 | 43134 | 43882 | 44757 | 45943 | 46797
1994 | US | SERC | Southeastern | - | NGEX | Exports | 37539 | 16405 | 14829 | 14149 | 14148 | 13981 | 11923 | 11712 | 11466 | 11469 | 11469
1994 | US | SERC | Southeastern | - | NGIG | Internal Generation | 176959 | 189015 | 188893 | 192633 | 196117 | 200088 | 204255 | 207531 | 212047 | 215654 | 220472
1994 | US | SERC | Southeastern | - | NGIM | Imports | 31529 | 6995 | 6170 | 7203 | 8171 | 7857 | 7421 | 7018 | 6492 | 7543 | 7750
1994 | US | SERC | Southeastern | - | NGIPP | IPPs | 299 | 462 | 450 | 527 | 488 | 594 | 706 | 606 | 696 | 811 | 957
1994 | US | SERC | Southeastern | - | NGNL | Net Energy for Load | 170949 | 179605 | 180234 | 185687 | 190140 | 193964 | 199753 | 202837 | 207073 | 211728 | 216753
1994 | US | SERC | Southeastern | - | NGPRO | Electricity Production | 177059 | 189049 | 189120 | 192909 | 196375 | 200348 | 204479 | 207768 | 212294 | 215894 | 220748
1994 | US | SERC | Southeastern | - | NGPSLD | Pumped Storage Load | 352 | 189 | 1122 | 1296 | 1231 | 1228 | 1061 | 1126 | 1157 | 1116 | 1273
1994 | US | SERC | Southeastern | - | NGPSOT | Pumped Storage Generation | 252 | 155 | 895 | 1020 | 973 | 968 | 837 | 889 | 910 | 876 | 997
1994 | US | SERC | VACAR | - | CSIPP | IPPs | 3383 | 3810 | 3879 | 3894 | 3970 | 4246 | 4244 | 4244 | 4244 | 4244 | 4244
1994 | US | SERC | VACAR | - | CST | Total Capacity | 50992 | 51495 | 52890 | 54981 | 55257 | 56032 | 57022 | 59317 | 61272 | 62323 | 63688
1994 | US | SERC | VACAR | - | CSTOC | Total Owned Capacity | 47609 | 47685 | 49011 | 51087 | 51287 | 51786 | 52778 | 55073 | 57028 | 58079 | 59444
1994 | US | SERC | VACAR | - | DCSAJ | Adjustments | 0 | 0 | 0 | 0 | 0 | 0 | 0 | 0 | 0 | 0 | 0
1994 | US | SERC | VACAR | - | DCSFP | Full-Responsibility Purchases (portion of total purchases) | 0 | 0 | 0 | 0 | 0 | 0 | 0 | 0 | 0 | 0 | 0
1994 | US | SERC | VACAR | - | DCSFS | Full-Responsibility Sales (portion of total sales) | 0 | 0 | 0 | 0 | 0 | 0 | 0 | 0 | 0 | 0 | 0
1994 | US | SERC | VACAR | - | DCSIC | Inoperable capacity | 0 | 0 | 0 | 0 | 0 | 0 | 0 | 0 | 0 | 0 | 0
1994 | US | SERC | VACAR | - | DCSIN | Internal Demand | 0 | 46009 | 47094 | 48412 | 49555 | 50507 | 51575 | 52662 | 53856 | 54963 | 56029
1994 | US | SERC | VACAR | - | DCSIPP | IPPs | 0 | 3810 | 3879 | 3894 | 3970 | 4246 | 4244 | 4244 | 4244 | 4244 | 4244
1994 | US | SERC | VACAR | - | DCSIT | Interruptible Demand | 0 | 1114 | 1113 | 1236 | 1258 | 1280 | 1303 | 1215 | 1133 | 1143 | 1153
1994 | US | SERC | VACAR | - | DCSLM | Direct Control Load Management | 0 | 862 | 897 | 975 | 1098 | 1206 | 1301 | 1385 | 1431 | 1474 | 1545
1994 | US | SERC | VACAR | - | DCSNC | Net Capacity Resources | 0 | 53044 | 54239 | 56330 | 56606 | 57381 | 58371 | 59766 | 61721 | 62772 | 64137
1994 | US | SERC | VACAR | - | DCSNI | Projected Net Internal Demand | 0 | 44033 | 45084 | 46201 | 47199 | 48021 | 48971 | 50062 | 51292 | 52346 | 53331
1994 | US | SERC | VACAR | - | DCSNO | Net Operable Capacity | 0 | 47685 | 49011 | 51087 | 51287 | 51786 | 52778 | 55073 | 57028 | 58079 | 59444
1994 | US | SERC | VACAR | - | DCSPU | Purchases | 0 | 1564 | 1364 | 1364 | 1364 | 1364 | 1364 | 464 | 464 | 464 | 464
1994 | US | SERC | VACAR | - | DCSSA | Sales | 0 | 15 | 15 | 15 | 15 | 15 | 15 | 15 | 15 | 15 | 15
1994 | US | SERC | VACAR | - | DCSST | Standby Demand | 0 | 0 | 0 | 0 | 0 | 0 | 0 | 0 | 0 | 0 | 0
1994 | US | SERC | VACAR | - | DCSTI | Projected Total Internal Demand | 0 | 46009 | 47094 | 48412 | 49555 | 50507 | 51575 | 52662 | 53856 | 54963 | 56029
1994 | US | SERC | VACAR | - | DCSTO | Operable Total Internal Capacity | 0 | 47685 | 49011 | 51087 | 51287 | 51786 | 52778 | 55073 | 57028 | 58079 | 59444
1994 | US | SERC | VACAR | - | NGEX | Exports | 4289 | 1701 | 1270 | 1028 | 945 | 875 | 697 | 553 | 574 | 697 | 552
1994 | US | SERC | VACAR | - | NGIG | Internal Generation | 225567 | 226324 | 231934 | 237019 | 241686 | 247774 | 253498 | 260018 | 264825 | 270207 | 275540
1994 | US | SERC | VACAR | - | NGIM | Imports | 16228 | 13407 | 13357 | 15117 | 16327 | 16296 | 16164 | 15206 | 15526 | 15660 | 15816
1994 | US | SERC | VACAR | - | NGIPP | IPPs | 13116 | 13419 | 14882 | 14596 | 15332 | 15813 | 17873 | 18860 | 19027 | 20288 | 21206
1994 | US | SERC | VACAR | - | NGNL | Net Energy for Load | 237506 | 238030 | 244021 | 251108 | 257068 | 263195 | 268965 | 274671 | 279777 | 285170 | 290804
1994 | US | SERC | VACAR | - | NGPRO | Electricity Production | 226643 | 227296 | 232960 | 238192 | 242911 | 248977 | 254713 | 261277 | 266094 | 271516 | 276865
1994 | US | SERC | VACAR | - | NGPSLD | Pumped Storage Load | 5491 | 4600 | 4841 | 5566 | 5818 | 5761 | 5870 | 6004 | 6118 | 6298 | 6358
1994 | US | SERC | VACAR | - | NGPSOT | Pumped Storage Generation | 4415 | 3628 | 3815 | 4393 | 4593 | 4558 | 4655 | 4745 | 4849 | 4989 | 5033
1994 | US | SPP | - | - | CSIPP | IPPs | 667 | 667 | 667 | 667 | 667 | 767 | 767 | 767 | 767 | 767 | 767
1994 | US | SPP | - | - | CST | Total Capacity | 68492 | 68787 | 69399 | 69890 | 70255 | 70525 | 70732 | 72037 | 72284 | 73303 | 74197
1994 | US | SPP | - | - | CSTOC | Total Owned Capacity | 67825 | 68120 | 68732 | 69223 | 69588 | 69758 | 69965 | 71270 | 71517 | 72536 | 73430
1994 | US | SPP | - | - | DCSAJ | Adjustments | 0 | 0 | 0 | 0 | 0 | 0 | 0 | 0 | 0 | 0 | 0
1994 | US | SPP | - | - | DCSFP | Full-Responsibility Purchases (portion of total purchases) | 0 | 2486 | 2491 | 2433 | 2486 | 2493 | 2501 | 2512 | 2379 | 2422 | 2502
1994 | US | SPP | - | - | DCSFS | Full-Responsibility Sales (portion of total sales) | 0 | 1217 | 1229 | 1242 | 1218 | 1324 | 1226 | 1199 | 1197 | 1108 | 1102
1994 | US | SPP | - | - | DCSIC | Inoperable capacity | 0 | 478 | 478 | 478 | 478 | 223 | 223 | 156 | 130 | 130 | 130
1994 | US | SPP | - | - | DCSIN | Internal Demand | 0 | 57163 | 58402 | 59420 | 60437 | 61421 | 62418 | 63060 | 64111 | 65229 | 66789
1994 | US | SPP | - | - | DCSIPP | IPPs | 0 | 667 | 667 | 667 | 667 | 767 | 767 | 767 | 767 | 767 | 767
1994 | US | SPP | - | - | DCSIT | Interruptible Demand | 0 | 1840 | 1976 | 2077 | 2156 | 2258 | 2359 | 2547 | 2620 | 2690 | 2752
1994 | US | SPP | - | - | DCSLM | Direct Control Load Management | 0 | 356 | 481 | 631 | 759 | 914 | 1201 | 828 | 843 | 848 | 1320
1994 | US | SPP | - | - | DCSNC | Net Capacity Resources | 0 | 67922 | 68474 | 68812 | 69330 | 69996 | 70344 | 71717 | 71950 | 73257 | 74202
1994 | US | SPP | - | - | DCSNI | Projected Net Internal Demand | 0 | 55067 | 56067 | 56834 | 57644 | 58371 | 58980 | 59807 | 60770 | 61813 | 62839
1994 | US | SPP | - | - | DCSNO | Net Operable Capacity | 0 | 67642 | 68254 | 68745 | 69110 | 69535 | 69742 | 71114 | 71387 | 72406 | 73300
1994 | US | SPP | - | - | DCSPU | Purchases | 0 | 7101 | 7227 | 7162 | 7231 | 7196 | 7242 | 5809 | 5558 | 5588 | 5655
1994 | US | SPP | - | - | DCSSA | Sales | 0 | 7488 | 7674 | 7762 | 7678 | 7502 | 7407 | 5973 | 5762 | 5504 | 5520
1994 | US | SPP | - | - | DCSST | Standby Demand | 0 | 100 | 122 | 122 | 122 | 122 | 122 | 122 | 122 | 122 | 122
1994 | US | SPP | - | - | DCSTI | Projected Total Internal Demand | 0 | 57263 | 58524 | 59542 | 60559 | 61543 | 62540 | 63182 | 64233 | 65351 | 66911
1994 | US | SPP | - | - | DCSTO | Operable Total Internal Capacity | 0 | 68120 | 68732 | 69223 | 69588 | 69758 | 69965 | 71270 | 71517 | 72536 | 73430
1994 | US | SPP | - | - | NGEX | Exports | 36422 | 46967 | 47243 | 49468 | 53032 | 52707 | 51564 | 49357 | 46045 | 44044 | 44032
1994 | US | SPP | - | - | NGIG | Internal Generation | 274294 | 273613 | 283225 | 289649 | 296743 | 299316 | 303074 | 307294 | 308607 | 313111 | 321641
1994 | US | SPP | - | - | NGIM | Imports | 42881 | 53311 | 50162 | 50241 | 51611 | 53566 | 53928 | 53235 | 54073 | 53519 | 51234
1994 | US | SPP | - | - | NGIPP | IPPs | 4904 | 4982 | 5126 | 5131 | 5126 | 5126 | 5126 | 5131 | 5126 | 5126 | 5126
1994 | US | SPP | - | - | NGNL | Net Energy for Load | 280753 | 279957 | 286144 | 290422 | 295322 | 300175 | 305438 | 311172 | 316635 | 322586 | 328843
1994 | US | SPP | - | - | NGPRO | Electricity Production | 274355 | 273693 | 283305 | 289729 | 296823 | 299396 | 303154 | 307374 | 308687 | 313191 | 321721
1994 | US | SPP | - | - | NGPSLD | Pumped Storage Load | 147 | 200 | 200 | 200 | 200 | 200 | 200 | 200 | 200 | 200 | 200
1994 | US | SPP | - | - | NGPSOT | Pumped Storage Generation | 86 | 120 | 120 | 120 | 120 | 120 | 120 | 120 | 120 | 120 | 120
1994 | US | WECC | - | - | CSIPP | IPPs | 9117 | 9440 | 10050 | 10968 | 12076 | 12247 | 12453 | 12474 | 12699 | 12558 | 12719
1994 | US | WECC | - | - | CST | Total Capacity | 122830 | 127450 | 128996 | 130755 | 133582 | 135489 | 137097 | 137419 | 137660 | 139089 | 141044
1994 | US | WECC | - | - | CSTOC | Total Owned Capacity | 113713 | 118010 | 118946 | 119787 | 121506 | 123242 | 124644 | 124945 | 124961 | 126531 | 128325
1994 | US | WECC | - | - | DCSAJ | Adjustments | 0 | 0 | 0 | 0 | 0 | 0 | 0 | 0 | 0 | 0 | 0
1994 | US | WECC | - | - | DCSFP | Full-Responsibility Purchases (portion of total purchases) | 0 | 785 | 895 | 690 | 445 | 375 | 375 | 425 | 425 | 425 | 425
1994 | US | WECC | - | - | DCSFS | Full-Responsibility Sales (portion of total sales) | 0 | 205 | 205 | 205 | 55 | 181 | 823 | 823 | 828 | 823 | 1455
1994 | US | WECC | - | - | DCSIC | Inoperable capacity | 0 | 99 | 99 | 99 | 99 | 99 | 99 | 99 | 96 | 99 | 99
1994 | US | WECC | - | - | DCSIN | Internal Demand | 0 | 100177 | 102476 | 103745 | 105646 | 107420 | 108868 | 110623 | 112127 | 113963 | 115784
1994 | US | WECC | - | - | DCSIPP | IPPs | 0 | 9440 | 10050 | 10968 | 12076 | 12247 | 12453 | 12474 | 12699 | 12558 | 12719
1994 | US | WECC | - | - | DCSIT | Interruptible Demand | 0 | 1769 | 2178 | 2061 | 2056 | 2081 | 2115 | 2124 | 2119 | 2097 | 2108
1994 | US | WECC | - | - | DCSLM | Direct Control Load Management | 0 | 1795 | 1804 | 1838 | 1870 | 1903 | 1936 | 1970 | 2003 | 2036 | 2067
1994 | US | WECC | - | - | DCSNC | Net Capacity Resources | 0 | 127931 | 129587 | 131141 | 133873 | 135584 | 136550 | 136922 | 137161 | 138592 | 139915
1994 | US | WECC | - | - | DCSNI | Projected Net Internal Demand | 0 | 96613 | 98494 | 99846 | 101720 | 103436 | 104817 | 106529 | 108005 | 109830 | 111609
1994 | US | WECC | - | - | DCSNO | Net Operable Capacity | 0 | 117911 | 118847 | 119688 | 121407 | 123143 | 124545 | 124846 | 124865 | 126432 | 128226
1994 | US | WECC | - | - | DCSPU | Purchases | 0 | 785 | 895 | 690 | 445 | 375 | 375 | 425 | 425 | 425 | 425
1994 | US | WECC | - | - | DCSSA | Sales | 0 | 205 | 205 | 205 | 55 | 181 | 823 | 823 | 828 | 823 | 1455
1994 | US | WECC | - | - | DCSST | Standby Demand | 0 | 0 | 0 | 0 | 0 | 0 | 0 | 0 | 0 | 0 | 0
1994 | US | WECC | - | - | DCSTI | Projected Total Internal Demand | 0 | 100177 | 102476 | 103745 | 105646 | 107420 | 108868 | 110623 | 112127 | 113963 | 115784
1994 | US | WECC | - | - | DCSTO | Operable Total Internal Capacity | 0 | 118010 | 118946 | 119787 | 121506 | 123242 | 124644 | 124945 | 124961 | 126531 | 128325
1994 | US | WECC | - | - | NGEX | Exports | 3465 | 1149 | 1149 | 1155 | 276 | 610 | 2393 | 2901 | 2888 | 2867 | 4455
1994 | US | WECC | - | - | NGIG | Internal Generation | 561442 | 554109 | 564904 | 573506 | 592004 | 598901 | 606426 | 615169 | 621174 | 627514 | 637252
1994 | US | WECC | - | - | NGIM | Imports | 11342 | 36197 | 38696 | 39194 | 28115 | 30983 | 35007 | 37821 | 40422 | 44081 | 47146
1994 | US | WECC | - | - | NGIPP | IPPs | 63418 | 65182 | 68894 | 72956 | 81490 | 83184 | 84888 | 85426 | 85532 | 86528 | 87521
1994 | US | WECC | - | - | NGNL | Net Energy for Load | 569319 | 589157 | 602451 | 611545 | 619843 | 629274 | 639040 | 650089 | 658708 | 668728 | 679943
1994 | US | WECC | - | - | NGPRO | Electricity Production | 561300 | 552106 | 562865 | 571369 | 589836 | 596659 | 604132 | 613032 | 619061 | 625376 | 635197
1994 | US | WECC | - | - | NGPSLD | Pumped Storage Load | 3078 | 1202 | 1322 | 1192 | 1222 | 1105 | 1145 | 1302 | 1268 | 1341 | 1383
1994 | US | WECC | - | - | NGPSOT | Pumped Storage Generation | 3220 | 3205 | 3361 | 3329 | 3390 | 3347 | 3439 | 3439 | 3381 | 3479 | 3438
1994 | US | WECC | AZN | - | CSIPP | IPPs | 0 | 0 | 0 | 220 | 220 | 220 | 220 | 236 | 242 | 258 | 263
1994 | US | WECC | AZN | - | CST | Total Capacity | 16221 | 16306 | 16201 | 16452 | 16453 | 16505 | 16519 | 16624 | 16806 | 16970 | 17199
1994 | US | WECC | AZN | - | CSTOC | Total Owned Capacity | 16221 | 16306 | 16201 | 16232 | 16233 | 16285 | 16299 | 16388 | 16564 | 16712 | 16936
1994 | US | WECC | AZN | - | DCSAJ | Adjustments | 0 | 4080 | 4223 | 4233 | 4383 | 4383 | 4383 | 4383 | 4383 | 4382 | 4383
1994 | US | WECC | AZN | - | DCSFP | Full-Responsibility Purchases (portion of total purchases) | 0 | 913 | 1123 | 1248 | 1189 | 1203 | 1436 | 1501 | 1423 | 1435 | 1436
1994 | US | WECC | AZN | - | DCSFS | Full-Responsibility Sales (portion of total sales) | 0 | 731 | 456 | 406 | 256 | 216 | 216 | 216 | 116 | 116 | 116
1994 | US | WECC | AZN | - | DCSIC | Inoperable capacity | 0 | 16 | 16 | 16 | 16 | 16 | 16 | 16 | 16 | 16 | 16
1994 | US | WECC | AZN | - | DCSIN | Internal Demand | 0 | 13303 | 13711 | 14026 | 14333 | 14624 | 14909 | 15198 | 15508 | 15792 | 16074
1994 | US | WECC | AZN | - | DCSIPP | IPPs | 0 | 0 | 0 | 220 | 220 | 220 | 220 | 236 | 242 | 258 | 263
1994 | US | WECC | AZN | - | DCSIT | Interruptible Demand | 0 | 431 | 465 | 453 | 461 | 448 | 455 | 460 | 465 | 469 | 471
1994 | US | WECC | AZN | - | DCSLM | Direct Control Load Management | 0 | 6 | 6 | 6 | 6 | 6 | 6 | 6 | 6 | 6 | 6
1994 | US | WECC | AZN | - | DCSNC | Net Capacity Resources | 0 | 16472 | 16852 | 17028 | 17120 | 17226 | 17473 | 17643 | 17880 | 18156 | 18383
1994 | US | WECC | AZN | - | DCSNI | Projected Net Internal Demand | 0 | 12866 | 13240 | 13567 | 13866 | 14170 | 14448 | 14732 | 15037 | 15317 | 15597
1994 | US | WECC | AZN | - | DCSNO | Net Operable Capacity | 0 | 16290 | 16185 | 16216 | 16217 | 16269 | 16283 | 16372 | 16548 | 16696 | 16920
1994 | US | WECC | AZN | - | DCSPU | Purchases | 0 | 1460 | 1670 | 1795 | 1736 | 1750 | 1983 | 2048 | 1970 | 1983 | 1983
1994 | US | WECC | AZN | - | DCSSA | Sales | 0 | 5358 | 5226 | 5436 | 5436 | 5396 | 5396 | 5396 | 5263 | 5163 | 5166
1994 | US | WECC | AZN | - | DCSST | Standby Demand | 0 | 0 | 0 | 0 | 0 | 0 | 0 | 0 | 0 | 0 | 0
1994 | US | WECC | AZN | - | DCSTI | Projected Total Internal Demand | 0 | 13303 | 13711 | 14026 | 14333 | 14624 | 14909 | 15198 | 15508 | 15792 | 16074
1994 | US | WECC | AZN | - | DCSTO | Operable Total Internal Capacity | 0 | 16306 | 16201 | 16232 | 16233 | 16285 | 16299 | 16388 | 16564 | 16712 | 16936
1994 | US | WECC | AZN | - | NGEX | Exports | 13585 | 4984 | 3704 | 3156 | 1819 | 1621 | 1543 | 1727 | 1532 | 1350 | 1351
1994 | US | WECC | AZN | - | NGIG | Internal Generation | 76091 | 70730 | 71483 | 72693 | 73225 | 74426 | 75142 | 76785 | 78170 | 79503 | 81055
1994 | US | WECC | AZN | - | NGIM | Imports | 5826 | 3782 | 4247 | 4394 | 4481 | 4886 | 5736 | 5958 | 6196 | 6219 | 6404
1994 | US | WECC | AZN | - | NGIPP | IPPs | 4 | 0 | 0 | 0 | 0 | 0 | 0 | 100 | 141 | 241 | 276
1994 | US | WECC | AZN | - | NGNL | Net Energy for Load | 68332 | 69528 | 72026 | 73931 | 75887 | 77691 | 79335 | 81016 | 82834 | 84372 | 86108
1994 | US | WECC | AZN | - | NGPRO | Electricity Production | 76146 | 70739 | 71456 | 72645 | 73175 | 74394 | 75105 | 76742 | 78126 | 79458 | 81008
1994 | US | WECC | AZN | - | NGPSLD | Pumped Storage Load | 178 | 104 | 103 | 106 | 142 | 100 | 112 | 125 | 133 | 135 | 139
1994 | US | WECC | AZN | - | NGPSOT | Pumped Storage Generation | 123 | 95 | 130 | 154 | 192 | 132 | 149 | 168 | 177 | 180 | 186
1994 | US | WECC | CNV | - | CSIPP | IPPs | 7623 | 7625 | 7854 | 8091 | 8564 | 8689 | 8891 | 8892 | 8894 | 8896 | 8898
1994 | US | WECC | CNV | - | CST | Total Capacity | 55159 | 55780 | 56720 | 57042 | 58421 | 59586 | 60525 | 60665 | 60917 | 61087 | 61645
1994 | US | WECC | CNV | - | CSTOC | Total Owned Capacity | 47536 | 48155 | 48866 | 48951 | 49857 | 50897 | 51634 | 51773 | 52023 | 52191 | 52747
1994 | US | WECC | CNV | - | DCSAJ | Adjustments | 0 | -4133 | -4276 | -4276 | -4276 | -4276 | -4276 | -4276 | -4276 | -4276 | -4276
1994 | US | WECC | CNV | - | DCSFP | Full-Responsibility Purchases (portion of total purchases) | 0 | 4269 | 3746 | 3602 | 3152 | 3042 | 2902 | 2902 | 2802 | 2802 | 2802
1994 | US | WECC | CNV | - | DCSFS | Full-Responsibility Sales (portion of total sales) | 0 | 3 | 113 | 114 | 114 | 114 | 114 | 114 | 114 | 114 | 114
1994 | US | WECC | CNV | - | DCSIC | Inoperable capacity | 0 | 0 | 0 | 0 | 0 | 0 | 0 | 0 | 0 | 0 | 0
1994 | US | WECC | CNV | - | DCSIN | Internal Demand | 0 | 50325 | 51192 | 51851 | 52790 | 53664 | 54347 | 55243 | 56034 | 56957 | 57919
1994 | US | WECC | CNV | - | DCSIPP | IPPs | 0 | 7625 | 7854 | 8091 | 8564 | 8689 | 8891 | 8892 | 8894 | 8896 | 8898
1994 | US | WECC | CNV | - | DCSIT | Interruptible Demand | 0 | 326 | 337 | 326 | 342 | 358 | 375 | 391 | 398 | 404 | 410
1994 | US | WECC | CNV | - | DCSLM | Direct Control Load Management | 0 | 1789 | 1798 | 1832 | 1864 | 1897 | 1930 | 1964 | 1997 | 2030 | 2061
1994 | US | WECC | CNV | - | DCSNC | Net Capacity Resources | 0 | 61701 | 62212 | 62556 | 63376 | 64269 | 65014 | 65291 | 65474 | 65683 | 66251
1994 | US | WECC | CNV | - | DCSNI | Projected Net Internal Demand | 0 | 48210 | 49057 | 49693 | 50584 | 51409 | 52042 | 52888 | 53639 | 54523 | 55448
1994 | US | WECC | CNV | - | DCSNO | Net Operable Capacity | 0 | 48155 | 48866 | 48951 | 49857 | 50897 | 51634 | 51773 | 52023 | 52191 | 52747
1994 | US | WECC | CNV | - | DCSPU | Purchases | 0 | 10616 | 10440 | 10463 | 9904 | 9632 | 9438 | 9575 | 9506 | 9545 | 9555
1994 | US | WECC | CNV | - | DCSSA | Sales | 0 | 562 | 672 | 673 | 673 | 673 | 673 | 673 | 673 | 673 | 673
1994 | US | WECC | CNV | - | DCSST | Standby Demand | 0 | 0 | 0 | 0 | 0 | 0 | 0 | 0 | 0 | 0 | 0
1994 | US | WECC | CNV | - | DCSTI | Projected Total Internal Demand | 0 | 50325 | 51192 | 51851 | 52790 | 53664 | 54347 | 55243 | 56034 | 56957 | 57919
1994 | US | WECC | CNV | - | DCSTO | Operable Total Internal Capacity | 0 | 48155 | 48866 | 48951 | 49857 | 50897 | 51634 | 51773 | 52023 | 52191 | 52747
1994 | US | WECC | CNV | - | NGEX | Exports | 10183 | 1838 | 2156 | 2286 | 1997 | 1832 | 1833 | 1834 | 1834 | 1835 | 1835
1994 | US | WECC | CNV | - | NGIG | Internal Generation | 221911 | 209603 | 214538 | 216951 | 224032 | 226110 | 231184 | 235110 | 238713 | 242308 | 246347
1994 | US | WECC | CNV | - | NGIM | Imports | 31011 | 49082 | 47363 | 49254 | 45373 | 46865 | 46200 | 47220 | 47875 | 49404 | 50896
1994 | US | WECC | CNV | - | NGIPP | IPPs | 54778 | 53039 | 55044 | 56246 | 58482 | 59905 | 61341 | 61455 | 61289 | 61830 | 62007
1994 | US | WECC | CNV | - | NGNL | Net Energy for Load | 242739 | 256847 | 259745 | 263919 | 267408 | 271143 | 275551 | 280496 | 284754 | 289877 | 295408
1994 | US | WECC | CNV | - | NGPRO | Electricity Production | 221610 | 207606 | 212529 | 214854 | 221907 | 223914 | 228945 | 233017 | 236654 | 240204 | 244330
1994 | US | WECC | CNV | - | NGPSLD | Pumped Storage Load | 2548 | 990 | 1074 | 918 | 912 | 896 | 936 | 1033 | 1015 | 1028 | 1073
1994 | US | WECC | CNV | - | NGPSOT | Pumped Storage Generation | 2849 | 2987 | 3083 | 3015 | 3037 | 3092 | 3175 | 3126 | 3074 | 3132 | 3090
1994 | US | WECC | NWPP | - | CSIPP | IPPs | 1246 | 1405 | 1425 | 1938 | 2720 | 2766 | 2623 | 2774 | 2681 | 2832 | 2986
1994 | US | WECC | NWPP | - | CST | Total Capacity | 42063 | 46568 | 47003 | 47943 | 47551 | 47967 | 50005 | 48460 | 50529 | 48815 | 49877
1994 | US | WECC | NWPP | - | CSTOC | Total Owned Capacity | 40817 | 45163 | 45578 | 46005 | 44831 | 45201 | 47382 | 45686 | 47848 | 45983 | 46891
1994 | US | WECC | NWPP | - | DCSAJ | Adjustments | 0 | -515 | -515 | -525 | -675 | -675 | -675 | -675 | -675 | -675 | -675
1994 | US | WECC | NWPP | - | DCSFP | Full-Responsibility Purchases (portion of total purchases) | 0 | 794 | 794 | 594 | 605 | 605 | 607 | 605 | 607 | 605 | 605
1994 | US | WECC | NWPP | - | DCSFS | Full-Responsibility Sales (portion of total sales) | 0 | 4111 | 3862 | 3816 | 3581 | 3631 | 4424 | 4439 | 4344 | 4344 | 4976
1994 | US | WECC | NWPP | - | DCSIC | Inoperable capacity | 0 | 58 | 58 | 58 | 58 | 58 | 58 | 58 | 58 | 58 | 58
1994 | US | WECC | NWPP | - | DCSIN | Internal Demand | 0 | 29999 | 30960 | 31361 | 31586 | 32059 | 32365 | 32838 | 33240 | 33620 | 34065
1994 | US | WECC | NWPP | - | DCSIPP | IPPs | 0 | 1405 | 1425 | 1938 | 2720 | 2766 | 2623 | 2774 | 2681 | 2832 | 2986
1994 | US | WECC | NWPP | - | DCSIT | Interruptible Demand | 0 | 827 | 1201 | 1125 | 1040 | 1034 | 1057 | 1011 | 1058 | 963 | 952
1994 | US | WECC | NWPP | - | DCSLM | Direct Control Load Management | 0 | 0 | 0 | 0 | 0 | 0 | 0 | 0 | 0 | 0 | 0
1994 | US | WECC | NWPP | - | DCSNC | Net Capacity Resources | 0 | 43193 | 43877 | 44663 | 44517 | 44883 | 46130 | 44568 | 46734 | 45018 | 45448
1994 | US | WECC | NWPP | - | DCSNI | Projected Net Internal Demand | 0 | 29172 | 29759 | 30236 | 30546 | 31025 | 31308 | 31827 | 32182 | 32657 | 33113
1994 | US | WECC | NWPP | - | DCSNO | Net Operable Capacity | 0 | 45105 | 45520 | 45947 | 44773 | 45143 | 47324 | 45628 | 47790 | 45925 | 46833
1994 | US | WECC | NWPP | - | DCSPU | Purchases | 0 | 1818 | 1818 | 1628 | 1789 | 1789 | 1791 | 1789 | 1791 | 1789 | 1789
1994 | US | WECC | NWPP | - | DCSSA | Sales | 0 | 4620 | 4371 | 4325 | 4090 | 4140 | 4933 | 4948 | 4853 | 4853 | 5485
1994 | US | WECC | NWPP | - | DCSST | Standby Demand | 0 | 0 | 0 | 0 | 0 | 0 | 0 | 0 | 0 | 0 | 0
1994 | US | WECC | NWPP | - | DCSTI | Projected Total Internal Demand | 0 | 29999 | 30960 | 31361 | 31586 | 32059 | 32365 | 32838 | 33240 | 33620 | 34065
1994 | US | WECC | NWPP | - | DCSTO | Operable Total Internal Capacity | 0 | 45163 | 45578 | 46005 | 44831 | 45201 | 47382 | 45686 | 47848 | 45983 | 46891
1994 | US | WECC | NWPP | - | NGEX | Exports | 23510 | 18054 | 15161 | 15036 | 21772 | 21300 | 19360 | 18253 | 18055 | 18181 | 19780
1994 | US | WECC | NWPP | - | NGIG | Internal Generation | 219935 | 230493 | 234304 | 239606 | 249247 | 251839 | 252868 | 255359 | 255459 | 256244 | 259639
1994 | US | WECC | NWPP | - | NGIM | Imports | 21274 | 9165 | 9676 | 6750 | 5316 | 5150 | 5150 | 5154 | 6497 | 8325 | 9664
1994 | US | WECC | NWPP | - | NGIPP | IPPs | 7586 | 10161 | 11096 | 13888 | 20200 | 20533 | 20559 | 20703 | 20839 | 21032 | 21724
1994 | US | WECC | NWPP | - | NGNL | Net Energy for Load | 217699 | 221604 | 228819 | 231320 | 232791 | 235689 | 238658 | 242260 | 243901 | 246388 | 249523
1994 | US | WECC | NWPP | - | NGPRO | Electricity Production | 219935 | 230493 | 234304 | 239606 | 249247 | 251839 | 252868 | 255359 | 255459 | 256244 | 259639
1994 | US | WECC | NWPP | - | NGPSLD | Pumped Storage Load | 0 | 0 | 0 | 0 | 0 | 0 | 0 | 0 | 0 | 0 | 0
1994 | US | WECC | NWPP | - | NGPSOT | Pumped Storage Generation | 0 | 0 | 0 | 0 | 0 | 0 | 0 | 0 | 0 | 0 | 0
1994 | US | WECC | RMPA | - | CSIPP | IPPs | 248 | 316 | 625 | 625 | 625 | 625 | 625 | 625 | 625 | 625 | 625
1994 | US | WECC | RMPA | - | CST | Total Capacity | 9387 | 9440 | 9749 | 9959 | 9984 | 10258 | 10497 | 10497 | 10977 | 11044 | 11150
1994 | US | WECC | RMPA | - | CSTOC | Total Owned Capacity | 9139 | 9124 | 9124 | 9334 | 9359 | 9633 | 9872 | 9872 | 10352 | 10419 | 10525
1994 | US | WECC | RMPA | - | DCSAJ | Adjustments | 0 | 568 | 568 | 568 | 568 | 568 | 568 | 568 | 568 | 569 | 568
1994 | US | WECC | RMPA | - | DCSFP | Full-Responsibility Purchases (portion of total purchases) | 0 | 441 | 451 | 421 | 401 | 401 | 401 | 401 | 401 | 401 | 401
1994 | US | WECC | RMPA | - | DCSFS | Full-Responsibility Sales (portion of total sales) | 0 | 995 | 995 | 995 | 1008 | 1022 | 1040 | 1040 | 1057 | 1069 | 1069
1994 | US | WECC | RMPA | - | DCSIC | Inoperable capacity | 0 | 22 | 22 | 22 | 22 | 22 | 22 | 22 | 22 | 22 | 22
1994 | US | WECC | RMPA | - | DCSIN | Internal Demand | 0 | 6954 | 7056 | 7143 | 7405 | 7540 | 7679 | 7819 | 7978 | 8126 | 8249
1994 | US | WECC | RMPA | - | DCSIPP | IPPs | 0 | 316 | 625 | 625 | 625 | 625 | 625 | 625 | 625 | 625 | 625
1994 | US | WECC | RMPA | - | DCSIT | Interruptible Demand | 0 | 241 | 244 | 249 | 253 | 262 | 271 | 278 | 282 | 285 | 290
1994 | US | WECC | RMPA | - | DCSLM | Direct Control Load Management | 0 | 0 | 0 | 0 | 0 | 0 | 0 | 0 | 0 | 0 | 0
1994 | US | WECC | RMPA | - | DCSNC | Net Capacity Resources | 0 | 8864 | 9224 | 9404 | 9396 | 9656 | 9877 | 9877 | 10340 | 10395 | 10501
1994 | US | WECC | RMPA | - | DCSNI | Projected Net Internal Demand | 0 | 6713 | 6812 | 6894 | 7152 | 7278 | 7408 | 7541 | 7696 | 7841 | 7959
1994 | US | WECC | RMPA | - | DCSNO | Net Operable Capacity | 0 | 9102 | 9102 | 9312 | 9337 | 9611 | 9850 | 9850 | 10330 | 10397 | 10503
1994 | US | WECC | RMPA | - | DCSPU | Purchases | 0 | 505 | 556 | 526 | 506 | 506 | 506 | 506 | 506 | 506 | 506
1994 | US | WECC | RMPA | - | DCSSA | Sales | 0 | 1627 | 1627 | 1627 | 1640 | 1654 | 1672 | 1672 | 1689 | 1702 | 1701
1994 | US | WECC | RMPA | - | DCSST | Standby Demand | 0 | 0 | 0 | 0 | 0 | 0 | 0 | 0 | 0 | 0 | 0
1994 | US | WECC | RMPA | - | DCSTI | Projected Total Internal Demand | 0 | 6954 | 7056 | 7143 | 7405 | 7540 | 7679 | 7819 | 7978 | 8126 | 8249
1994 | US | WECC | RMPA | - | DCSTO | Operable Total Internal Capacity | 0 | 9124 | 9124 | 9334 | 9359 | 9633 | 9872 | 9872 | 10352 | 10419 | 10525
1994 | US | WECC | RMPA | - | NGEX | Exports | 7186 | 4926 | 4926 | 4359 | 4359 | 4384 | 4402 | 4402 | 4427 | 4453 | 4465
1994 | US | WECC | RMPA | - | NGIG | Internal Generation | 43505 | 43283 | 44579 | 44256 | 45500 | 46526 | 47232 | 47915 | 48832 | 49459 | 50211
1994 | US | WECC | RMPA | - | NGIM | Imports | 4230 | 2821 | 2208 | 2478 | 2616 | 2609 | 2666 | 2804 | 2814 | 3085 | 3158
1994 | US | WECC | RMPA | - | NGIPP | IPPs | 1050 | 1982 | 2754 | 2822 | 2808 | 2746 | 2988 | 3168 | 3263 | 3425 | 3514
1994 | US | WECC | RMPA | - | NGNL | Net Energy for Load | 40549 | 41178 | 41861 | 42375 | 43757 | 44751 | 45496 | 46317 | 47219 | 48091 | 48904
1994 | US | WECC | RMPA | - | NGPRO | Electricity Production | 43609 | 43268 | 44576 | 44264 | 45507 | 46512 | 47214 | 47914 | 48822 | 49470 | 50220
1994 | US | WECC | RMPA | - | NGPSLD | Pumped Storage Load | 352 | 108 | 145 | 168 | 168 | 109 | 97 | 144 | 120 | 178 | 171
1994 | US | WECC | RMPA | - | NGPSOT | Pumped Storage Generation | 248 | 123 | 148 | 160 | 161 | 123 | 115 | 145 | 130 | 167 | 162
1995 | CA | MRO | - | - | CSIPP | IPPs | 0 | 0 | 0 | 0 | 0 | 0 | 0 | 0 | 0 | 0 | 0
1995 | CA | MRO | - | - | CST | Total Capacity | 8127 | 8077 | 7957 | 7957 | 7957 | 8007 | 8007 | 8007 | 8007 | 8007 | 8057
1995 | CA | MRO | - | - | CSTOC | Total Owned Capacity | 8127 | 8077 | 7957 | 7957 | 7957 | 8007 | 8007 | 8007 | 8007 | 8007 | 8057
1995 | CA | MRO | - | - | DCSAJ | Adjustments | 0 | 0 | 0 | 0 | 0 | 0 | 0 | 0 | 0 | 0 | 0
1995 | CA | MRO | - | - | DCSFP | Full-Responsibility Purchases (portion of total purchases) | 0 | 125 | 125 | 125 | 125 | 125 | 125 | 125 | 125 | 125 | 125
1995 | CA | MRO | - | - | DCSFS | Full-Responsibility Sales (portion of total sales) | 0 | 0 | 0 | 0 | 0 | 200 | 200 | 200 | 200 | 200 | 0
1995 | CA | MRO | - | - | DCSIC | Inoperable capacity | 0 | 0 | 0 | 0 | 0 | 0 | 0 | 0 | 0 | 0 | 0
1995 | CA | MRO | - | - | DCSIN | Internal Demand | 0 | 4978 | 5040 | 5031 | 5114 | 5159 | 5273 | 5321 | 5366 | 5414 | 5465
1995 | CA | MRO | - | - | DCSIPP | IPPs | 0 | 0 | 0 | 0 | 0 | 0 | 0 | 0 | 0 | 0 | 0
1995 | CA | MRO | - | - | DCSIT | Interruptible Demand | 0 | 38 | 43 | 47 | 52 | 57 | 62 | 66 | 66 | 66 | 66
1995 | CA | MRO | - | - | DCSLM | Direct Control Load Management | 0 | 0 | 0 | 0 | 0 | 0 | 0 | 0 | 0 | 0 | 0
1995 | CA | MRO | - | - | DCSNC | Net Capacity Resources | 0 | 8202 | 8082 | 8082 | 8082 | 7932 | 7932 | 7932 | 7932 | 7932 | 8182
1995 | CA | MRO | - | - | DCSNI | Projected Net Internal Demand | 0 | 4940 | 4997 | 4984 | 5062 | 5102 | 5211 | 5255 | 5300 | 5348 | 5399
1995 | CA | MRO | - | - | DCSNO | Net Operable Capacity | 0 | 8077 | 7957 | 7957 | 7957 | 8007 | 8007 | 8007 | 8007 | 8007 | 8057
1995 | CA | MRO | - | - | DCSPU | Purchases | 0 | 125 | 125 | 125 | 125 | 125 | 125 | 125 | 125 | 125 | 125
1995 | CA | MRO | - | - | DCSSA | Sales | 0 | 0 | 0 | 0 | 0 | 200 | 200 | 200 | 200 | 200 | 0
1995 | CA | MRO | - | - | DCSST | Standby Demand | 0 | 0 | 0 | 0 | 0 | 0 | 0 | 0 | 0 | 0 | 0
1995 | CA | MRO | - | - | DCSTI | Projected Total Internal Demand | 0 | 4978 | 5040 | 5031 | 5114 | 5159 | 5273 | 5321 | 5366 | 5414 | 5465
1995 | CA | MRO | - | - | DCSTO | Operable Total Internal Capacity | 0 | 8077 | 7957 | 7957 | 7957 | 8007 | 8007 | 8007 | 8007 | 8007 | 8057
1995 | CA | MRO | - | - | NGEX | Exports | 0 | 0 | 11039 | 10036 | 8835 | 8919 | 8654 | 8551 | 8550 | 8279 | 7925
1995 | CA | MRO | - | - | NGIG | Internal Generation | 28331 | 28987 | 45336 | 44719 | 44064 | 44446 | 44678 | 44860 | 45158 | 45252 | 45430
1995 | CA | MRO | - | - | NGIM | Imports | 5032 | 4989 | 0 | 0 | 0 | 0 | 0 | 0 | 0 | 0 | 0
1995 | CA | MRO | - | - | NGIPP | IPPs | 0 | 44 | 44 | 88 | 88 | 88 | 131 | 131 | 131 | 175 | 0
1995 | CA | MRO | - | - | NGNL | Net Energy for Load | 33363 | 33976 | 34297 | 34683 | 35229 | 35527 | 36024 | 36309 | 36608 | 36973 | 37505
1995 | CA | MRO | - | - | NGPRO | Electricity Production | 28331 | 28987 | 45336 | 44719 | 44064 | 44446 | 44678 | 44860 | 45158 | 45252 | 45430
1995 | CA | MRO | - | - | NGPSLD | Pumped Storage Load | 0 | 0 | 0 | 0 | 0 | 0 | 0 | 0 | 0 | 0 | 0
1995 | CA | MRO | - | - | NGPSOT | Pumped Storage Generation | 0 | 0 | 0 | 0 | 0 | 0 | 0 | 0 | 0 | 0 | 0
1995 | CA | NPCC | - | - | CSIPP | IPPs | 937 | 1136 | 1382 | 1883 | 1883 | 1883 | 1880 | 1880 | 1880 | 1880 | 1880
1995 | CA | NPCC | - | - | CST | Total Capacity | 70535 | 69480 | 70441 | 71261 | 71352 | 71385 | 71421 | 71460 | 72564 | 73105 | 74025
1995 | CA | NPCC | - | - | CSTOC | Total Owned Capacity | 69598 | 68344 | 69059 | 69378 | 69469 | 69502 | 69541 | 69580 | 70684 | 71225 | 72145
1995 | CA | NPCC | - | - | DCSAJ | Adjustments | 0 | -12 | -12 | -12 | -12 | -12 | -12 | -12 | -12 | -12 | -12
1995 | CA | NPCC | - | - | DCSFP | Full-Responsibility Purchases (portion of total purchases) | 0 | 0 | 0 | 0 | 0 | 0 | 0 | 0 | 0 | 0 | 0
1995 | CA | NPCC | - | - | DCSFS | Full-Responsibility Sales (portion of total sales) | 0 | 462 | 462 | 502 | 502 | 403 | 403 | 373 | 398 | 299 | 299
1995 | CA | NPCC | - | - | DCSIC | Inoperable capacity | 0 | 4723 | 4723 | 4723 | 4723 | 4723 | 5492 | 5492 | 4997 | 4997 | 4997
1995 | CA | NPCC | - | - | DCSIN | Internal Demand | 0 | 41584 | 42825 | 43870 | 45147 | 45905 | 46551 | 47247 | 47987 | 48663 | 49284
1995 | CA | NPCC | - | - | DCSIPP | IPPs | 0 | 1136 | 1382 | 1883 | 1883 | 1883 | 1880 | 1880 | 1880 | 1880 | 1880
1995 | CA | NPCC | - | - | DCSIT | Interruptible Demand | 0 | 3342 | 3358 | 3562 | 3613 | 3619 | 3603 | 3609 | 3605 | 3604 | 3605
1995 | CA | NPCC | - | - | DCSLM | Direct Control Load Management | 0 | 0 | 0 | 0 | 0 | 0 | 0 | 0 | 0 | 0 | 0
1995 | CA | NPCC | - | - | DCSNC | Net Capacity Resources | 0 | 68376 | 69457 | 70182 | 70263 | 71490 | 70962 | 71001 | 72570 | 73080 | 73795
1995 | CA | NPCC | - | - | DCSNI | Projected Net Internal Demand | 0 | 38242 | 39467 | 40308 | 41534 | 42286 | 42948 | 43638 | 44382 | 45059 | 45679
1995 | CA | NPCC | - | - | DCSNO | Net Operable Capacity | 0 | 63621 | 64336 | 64655 | 64746 | 64779 | 64049 | 64088 | 65687 | 66228 | 67148
1995 | CA | NPCC | - | - | DCSPU | Purchases | 0 | 5483 | 5443 | 5418 | 5408 | 5653 | 5848 | 5838 | 5833 | 5703 | 5498
1995 | CA | NPCC | - | - | DCSSA | Sales | 0 | 1852 | 1692 | 1762 | 1762 | 813 | 803 | 793 | 818 | 719 | 719
1995 | CA | NPCC | - | - | DCSST | Standby Demand | 0 | 0 | 0 | 0 | 0 | 0 | 0 | 0 | 0 | 0 | 0
1995 | CA | NPCC | - | - | DCSTI | Projected Total Internal Demand | 0 | 41584 | 42825 | 43870 | 45147 | 45905 | 46551 | 47247 | 47987 | 48663 | 49284
1995 | CA | NPCC | - | - | DCSTO | Operable Total Internal Capacity | 0 | 68344 | 69059 | 69378 | 69469 | 69502 | 69541 | 69580 | 70684 | 71225 | 72145
1995 | CA | NPCC | - | - | NGEX | Exports | 38207 | 30252 | 18290 | 18489 | 20349 | 20303 | 18451 | 14136 | 11335 | 11295 | 11292
1995 | CA | NPCC | - | - | NGIG | Internal Generation | 315039 | 315448 | 316334 | 323727 | 334264 | 340183 | 343419 | 344639 | 347759 | 353512 | 358452
1995 | CA | NPCC | - | - | NGIM | Imports | 38337 | 37417 | 36034 | 36155 | 36276 | 36991 | 36814 | 36721 | 36436 | 36160 | 35990
1995 | CA | NPCC | - | - | NGIPP | IPPs | 6234 | 8420 | 10625 | 13888 | 14204 | 14205 | 14167 | 14167 | 14167 | 14167 | 14166
1995 | CA | NPCC | - | - | NGNL | Net Energy for Load | 315169 | 322613 | 334078 | 341393 | 350191 | 356871 | 361782 | 367224 | 372860 | 378377 | 383150
1995 | CA | NPCC | - | - | NGPRO | Electricity Production | 315039 | 315448 | 316334 | 323727 | 334264 | 340183 | 343419 | 344639 | 347759 | 353512 | 358452
1995 | CA | NPCC | - | - | NGPSLD | Pumped Storage Load | 0 | 0 | 0 | 0 | 0 | 0 | 0 | 0 | 0 | 0 | 0
1995 | CA | NPCC | - | - | NGPSOT | Pumped Storage Generation | 0 | 0 | 0 | 0 | 0 | 0 | 0 | 0 | 0 | 0 | 0
1995 | CA | NPCC | Maritimes | Maritimes | CSIPP | IPPs | 10 | 13 | 37 | 91 | 91 | 91 | 86 | 86 | 86 | 86 | 86
1995 | CA | NPCC | Maritimes | Maritimes | CST | Total Capacity | 6510 | 5699 | 6358 | 6412 | 6412 | 6412 | 6407 | 6407 | 6462 | 6484 | 6484
1995 | CA | NPCC | Maritimes | Maritimes | CSTOC | Total Owned Capacity | 6500 | 5686 | 6321 | 6321 | 6321 | 6321 | 6321 | 6321 | 6376 | 6398 | 6398
1995 | CA | NPCC | Maritimes | Maritimes | DCSAJ | Adjustments | 0 | -12 | -12 | -12 | -12 | -12 | -12 | -12 | -12 | -12 | -12
1995 | CA | NPCC | Maritimes | Maritimes | DCSFP | Full-Responsibility Purchases (portion of total purchases) | 0 | 0 | 0 | 0 | 0 | 0 | 0 | 0 | 0 | 0 | 0
1995 | CA | NPCC | Maritimes | Maritimes | DCSFS | Full-Responsibility Sales (portion of total sales) | 0 | 462 | 462 | 502 | 502 | 403 | 403 | 373 | 398 | 299 | 299
1995 | CA | NPCC | Maritimes | Maritimes | DCSIC | Inoperable capacity | 0 | 0 | 0 | 0 | 0 | 0 | 0 | 0 | 0 | 0 | 0
1995 | CA | NPCC | Maritimes | Maritimes | DCSIN | Internal Demand | 0 | 3200 | 3248 | 3291 | 3346 | 3405 | 3466 | 3529 | 3596 | 3666 | 3739
1995 | CA | NPCC | Maritimes | Maritimes | DCSIPP | IPPs | 0 | 13 | 37 | 91 | 91 | 91 | 86 | 86 | 86 | 86 | 86
1995 | CA | NPCC | Maritimes | Maritimes | DCSIT | Interruptible Demand | 0 | 276 | 280 | 283 | 286 | 290 | 294 | 300 | 306 | 315 | 326
1995 | CA | NPCC | Maritimes | Maritimes | DCSLM | Direct Control Load Management | 0 | 0 | 0 | 0 | 0 | 0 | 0 | 0 | 0 | 0 | 0
1995 | CA | NPCC | Maritimes | Maritimes | DCSNC | Net Capacity Resources | 0 | 5268 | 5937 | 5956 | 5956 | 6060 | 6060 | 6090 | 6125 | 6226 | 6231
1995 | CA | NPCC | Maritimes | Maritimes | DCSNI | Projected Net Internal Demand | 0 | 2924 | 2968 | 3008 | 3060 | 3115 | 3172 | 3229 | 3290 | 3351 | 3413
1995 | CA | NPCC | Maritimes | Maritimes | DCSNO | Net Operable Capacity | 0 | 5686 | 6321 | 6321 | 6321 | 6321 | 6321 | 6321 | 6376 | 6398 | 6398
1995 | CA | NPCC | Maritimes | Maritimes | DCSPU | Purchases | 0 | 43 | 53 | 58 | 58 | 63 | 68 | 68 | 73 | 53 | 58
1995 | CA | NPCC | Maritimes | Maritimes | DCSSA | Sales | 0 | 462 | 462 | 502 | 502 | 403 | 403 | 373 | 398 | 299 | 299
1995 | CA | NPCC | Maritimes | Maritimes | DCSST | Standby Demand | 0 | 0 | 0 | 0 | 0 | 0 | 0 | 0 | 0 | 0 | 0
1995 | CA | NPCC | Maritimes | Maritimes | DCSTI | Projected Total Internal Demand | 0 | 3200 | 3248 | 3291 | 3346 | 3405 | 3466 | 3529 | 3596 | 3666 | 3739
1995 | CA | NPCC | Maritimes | Maritimes | DCSTO | Operable Total Internal Capacity | 0 | 5686 | 6321 | 6321 | 6321 | 6321 | 6321 | 6321 | 6376 | 6398 | 6398
1995 | CA | NPCC | Maritimes | Maritimes | NGEX | Exports | 3479 | 1452 | 2090 | 2089 | 2649 | 2703 | 2751 | 2736 | 2735 | 2695 | 2692
1995 | CA | NPCC | Maritimes | Maritimes | NGIG | Internal Generation | 24491 | 24634 | 26546 | 26891 | 27836 | 28341 | 28830 | 29293 | 29776 | 30233 | 30748
1995 | CA | NPCC | Maritimes | Maritimes | NGIM | Imports | 2983 | 1717 | 834 | 855 | 876 | 891 | 914 | 921 | 936 | 960 | 990
1995 | CA | NPCC | Maritimes | Maritimes | NGIPP | IPPs | 50 | 107 | 383 | 673 | 673 | 674 | 636 | 636 | 636 | 636 | 635
1995 | CA | NPCC | Maritimes | Maritimes | NGNL | Net Energy for Load | 23995 | 24899 | 25290 | 25657 | 26063 | 26529 | 26993 | 27478 | 27977 | 28498 | 29046
1995 | CA | NPCC | Maritimes | Maritimes | NGPRO | Electricity Production | 24491 | 24634 | 26546 | 26891 | 27836 | 28341 | 28830 | 29293 | 29776 | 30233 | 30748
1995 | CA | NPCC | Maritimes | Maritimes | NGPSLD | Pumped Storage Load | 0 | 0 | 0 | 0 | 0 | 0 | 0 | 0 | 0 | 0 | 0
1995 | CA | NPCC | Maritimes | Maritimes | NGPSOT | Pumped Storage Generation | 0 | 0 | 0 | 0 | 0 | 0 | 0 | 0 | 0 | 0 | 0
1995 | CA | NPCC | Ontario | Ontario | CSIPP | IPPs | 844 | 883 | 1015 | 1422 | 1422 | 1422 | 1424 | 1424 | 1424 | 1424 | 1424
1995 | CA | NPCC | Ontario | Ontario | CST | Total Capacity | 33790 | 33621 | 33783 | 34229 | 34260 | 34293 | 34314 | 34333 | 34352 | 34371 | 34371
1995 | CA | NPCC | Ontario | Ontario | CSTOC | Total Owned Capacity | 32946 | 32738 | 32768 | 32807 | 32838 | 32871 | 32890 | 32909 | 32928 | 32947 | 32947
1995 | CA | NPCC | Ontario | Ontario | DCSAJ | Adjustments | 0 | 0 | 0 | 0 | 0 | 0 | 0 | 0 | 0 | 0 | 0
1995 | CA | NPCC | Ontario | Ontario | DCSFP | Full-Responsibility Purchases (portion of total purchases) | 0 | 0 | 0 | 0 | 0 | 0 | 0 | 0 | 0 | 0 | 0
1995 | CA | NPCC | Ontario | Ontario | DCSFS | Full-Responsibility Sales (portion of total sales) | 0 | 0 | 0 | 0 | 0 | 0 | 0 | 0 | 0 | 0 | 0
1995 | CA | NPCC | Ontario | Ontario | DCSIC | Inoperable capacity | 0 | 4723 | 4723 | 4723 | 4723 | 4723 | 5492 | 5492 | 4997 | 4997 | 4997
1995 | CA | NPCC | Ontario | Ontario | DCSIN | Internal Demand | 0 | 20214 | 20767 | 21399 | 21811 | 22170 | 22485 | 22818 | 23121 | 23437 | 23775
1995 | CA | NPCC | Ontario | Ontario | DCSIPP | IPPs | 0 | 883 | 1015 | 1422 | 1422 | 1422 | 1424 | 1424 | 1424 | 1424 | 1424
1995 | CA | NPCC | Ontario | Ontario | DCSIT | Interruptible Demand | 0 | 686 | 688 | 699 | 707 | 709 | 709 | 709 | 709 | 709 | 709
1995 | CA | NPCC | Ontario | Ontario | DCSLM | Direct Control Load Management | 0 | 0 | 0 | 0 | 0 | 0 | 0 | 0 | 0 | 0 | 0
1995 | CA | NPCC | Ontario | Ontario | DCSNC | Net Capacity Resources | 0 | 28898 | 29060 | 29506 | 29537 | 29770 | 29022 | 29041 | 29555 | 29574 | 29374
1995 | CA | NPCC | Ontario | Ontario | DCSNI | Projected Net Internal Demand | 0 | 19528 | 20079 | 20700 | 21104 | 21461 | 21776 | 22109 | 22412 | 22728 | 23066
1995 | CA | NPCC | Ontario | Ontario | DCSNO | Net Operable Capacity | 0 | 28015 | 28045 | 28084 | 28115 | 28148 | 27398 | 27417 | 27931 | 27950 | 27950
1995 | CA | NPCC | Ontario | Ontario | DCSPU | Purchases | 0 | 0 | 0 | 0 | 0 | 200 | 200 | 200 | 200 | 200 | 0
1995 | CA | NPCC | Ontario | Ontario | DCSSA | Sales | 0 | 0 | 0 | 0 | 0 | 0 | 0 | 0 | 0 | 0 | 0
1995 | CA | NPCC | Ontario | Ontario | DCSST | Standby Demand | 0 | 0 | 0 | 0 | 0 | 0 | 0 | 0 | 0 | 0 | 0
1995 | CA | NPCC | Ontario | Ontario | DCSTI | Projected Total Internal Demand | 0 | 20214 | 20767 | 21399 | 21811 | 22170 | 22485 | 22818 | 23121 | 23437 | 23775
1995 | CA | NPCC | Ontario | Ontario | DCSTO | Operable Total Internal Capacity | 0 | 32738 | 32768 | 32807 | 32838 | 32871 | 32890 | 32909 | 32928 | 32947 | 32947
1995 | CA | NPCC | Ontario | Ontario | NGEX | Exports | 12628 | 6900 | 6600 | 6000 | 6000 | 6000 | 6000 | 6000 | 6000 | 6000 | 6000
1995 | CA | NPCC | Ontario | Ontario | NGIG | Internal Generation | 147148 | 143914 | 147788 | 151336 | 153828 | 155342 | 157489 | 159746 | 161883 | 164179 | 166404
1995 | CA | NPCC | Ontario | Ontario | NGIM | Imports | 354 | 400 | 500 | 500 | 600 | 1400 | 1400 | 1400 | 1200 | 1000 | 1000
1995 | CA | NPCC | Ontario | Ontario | NGIPP | IPPs | 5584 | 7113 | 8242 | 10815 | 10831 | 10831 | 10831 | 10831 | 10831 | 10831 | 10831
1995 | CA | NPCC | Ontario | Ontario | NGNL | Net Energy for Load | 134874 | 137414 | 141688 | 145836 | 148428 | 150742 | 152889 | 155146 | 157083 | 159179 | 161404
1995 | CA | NPCC | Ontario | Ontario | NGPRO | Electricity Production | 147148 | 143914 | 147788 | 151336 | 153828 | 155342 | 157489 | 159746 | 161883 | 164179 | 166404
1995 | CA | NPCC | Ontario | Ontario | NGPSLD | Pumped Storage Load | 0 | 0 | 0 | 0 | 0 | 0 | 0 | 0 | 0 | 0 | 0
1995 | CA | NPCC | Ontario | Ontario | NGPSOT | Pumped Storage Generation | 0 | 0 | 0 | 0 | 0 | 0 | 0 | 0 | 0 | 0 | 0
1995 | CA | NPCC | Quebec | Quebec | CSIPP | IPPs | 83 | 240 | 330 | 370 | 370 | 370 | 370 | 370 | 370 | 370 | 370
1995 | CA | NPCC | Quebec | Quebec | CST | Total Capacity | 30235 | 30160 | 30300 | 30620 | 30680 | 30680 | 30700 | 30720 | 31750 | 32250 | 33170
1995 | CA | NPCC | Quebec | Quebec | CSTOC | Total Owned Capacity | 30152 | 29920 | 29970 | 30250 | 30310 | 30310 | 30330 | 30350 | 31380 | 31880 | 32800
1995 | CA | NPCC | Quebec | Quebec | DCSAJ | Adjustments | 0 | 0 | 0 | 0 | 0 | 0 | 0 | 0 | 0 | 0 | 0
1995 | CA | NPCC | Quebec | Quebec | DCSFP | Full-Responsibility Purchases (portion of total purchases) | 0 | 0 | 0 | 0 | 0 | 0 | 0 | 0 | 0 | 0 | 0
1995 | CA | NPCC | Quebec | Quebec | DCSFS | Full-Responsibility Sales (portion of total sales) | 0 | 0 | 0 | 0 | 0 | 0 | 0 | 0 | 0 | 0 | 0
1995 | CA | NPCC | Quebec | Quebec | DCSIC | Inoperable capacity | 0 | 0 | 0 | 0 | 0 | 0 | 0 | 0 | 0 | 0 | 0
1995 | CA | NPCC | Quebec | Quebec | DCSIN | Internal Demand | 0 | 18170 | 18810 | 19180 | 19990 | 20330 | 20600 | 20900 | 21270 | 21560 | 21770
1995 | CA | NPCC | Quebec | Quebec | DCSIPP | IPPs | 0 | 240 | 330 | 370 | 370 | 370 | 370 | 370 | 370 | 370 | 370
1995 | CA | NPCC | Quebec | Quebec | DCSIT | Interruptible Demand | 0 | 2380 | 2390 | 2580 | 2620 | 2620 | 2600 | 2600 | 2590 | 2580 | 2570
1995 | CA | NPCC | Quebec | Quebec | DCSLM | Direct Control Load Management | 0 | 0 | 0 | 0 | 0 | 0 | 0 | 0 | 0 | 0 | 0
1995 | CA | NPCC | Quebec | Quebec | DCSNC | Net Capacity Resources | 0 | 34210 | 34460 | 34720 | 34770 | 35660 | 35880 | 35870 | 36890 | 37280 | 38190
1995 | CA | NPCC | Quebec | Quebec | DCSNI | Projected Net Internal Demand | 0 | 15790 | 16420 | 16600 | 17370 | 17710 | 18000 | 18300 | 18680 | 18980 | 19200
1995 | CA | NPCC | Quebec | Quebec | DCSNO | Net Operable Capacity | 0 | 29920 | 29970 | 30250 | 30310 | 30310 | 30330 | 30350 | 31380 | 31880 | 32800
1995 | CA | NPCC | Quebec | Quebec | DCSPU | Purchases | 0 | 5440 | 5390 | 5360 | 5350 | 5390 | 5580 | 5570 | 5560 | 5450 | 5440
1995 | CA | NPCC | Quebec | Quebec | DCSSA | Sales | 0 | 1390 | 1230 | 1260 | 1260 | 410 | 400 | 420 | 420 | 420 | 420
1995 | CA | NPCC | Quebec | Quebec | DCSST | Standby Demand | 0 | 0 | 0 | 0 | 0 | 0 | 0 | 0 | 0 | 0 | 0
1995 | CA | NPCC | Quebec | Quebec | DCSTI | Projected Total Internal Demand | 0 | 18170 | 18810 | 19180 | 19990 | 20330 | 20600 | 20900 | 21270 | 21560 | 21770
1995 | CA | NPCC | Quebec | Quebec | DCSTO | Operable Total Internal Capacity | 0 | 29920 | 29970 | 30250 | 30310 | 30310 | 30330 | 30350 | 31380 | 31880 | 32800
1995 | CA | NPCC | Quebec | Quebec | NGEX | Exports | 22100 | 21900 | 9600 | 10400 | 11700 | 11600 | 9700 | 5400 | 2600 | 2600 | 2600
1995 | CA | NPCC | Quebec | Quebec | NGIG | Internal Generation | 143400 | 146900 | 142000 | 145500 | 152600 | 156500 | 157100 | 155600 | 156100 | 159100 | 161300
1995 | CA | NPCC | Quebec | Quebec | NGIM | Imports | 35000 | 35300 | 34700 | 34800 | 34800 | 34700 | 34500 | 34400 | 34300 | 34200 | 34000
1995 | CA | NPCC | Quebec | Quebec | NGIPP | IPPs | 600 | 1200 | 2000 | 2400 | 2700 | 2700 | 2700 | 2700 | 2700 | 2700 | 2700
1995 | CA | NPCC | Quebec | Quebec | NGNL | Net Energy for Load | 156300 | 160300 | 167100 | 169900 | 175700 | 179600 | 181900 | 184600 | 187800 | 190700 | 192700
1995 | CA | NPCC | Quebec | Quebec | NGPRO | Electricity Production | 143400 | 146900 | 142000 | 145500 | 152600 | 156500 | 157100 | 155600 | 156100 | 159100 | 161300
1995 | CA | NPCC | Quebec | Quebec | NGPSLD | Pumped Storage Load | 0 | 0 | 0 | 0 | 0 | 0 | 0 | 0 | 0 | 0 | 0
1995 | CA | NPCC | Quebec | Quebec | NGPSOT | Pumped Storage Generation | 0 | 0 | 0 | 0 | 0 | 0 | 0 | 0 | 0 | 0 | 0
1995 | CA | WECC | - | - | CSIPP | IPPs | 434 | 467 | 394 | 849 | 849 | 849 | 849 | 849 | 849 | 849 | 849
1995 | CA | WECC | - | - | CST | Total Capacity | 19267 | 19668 | 19604 | 20093 | 20099 | 20100 | 20273 | 20381 | 20781 | 20971 | 20987
1995 | CA | WECC | - | - | CSTOC | Total Owned Capacity | 18833 | 19201 | 19210 | 19244 | 19250 | 19251 | 19424 | 19532 | 19932 | 20122 | 20138
1995 | CA | WECC | - | - | DCSAJ | Adjustments | 0 | 0 | 0 | 0 | 0 | 0 | 0 | 0 | 0 | 0 | 0
1995 | CA | WECC | - | - | DCSFP | Full-Responsibility Purchases (portion of total purchases) | 0 | 0 | 0 | 0 | 86 | 521 | 521 | 521 | 521 | 950 | 950
1995 | CA | WECC | - | - | DCSFS | Full-Responsibility Sales (portion of total sales) | 0 | 343 | 143 | 143 | 143 | 143 | 143 | 143 | 143 | 143 | 143
1995 | CA | WECC | - | - | DCSIC | Inoperable capacity | 0 | 0 | 0 | 0 | 0 | 0 | 0 | 0 | 0 | 0 | 0
1995 | CA | WECC | - | - | DCSIN | Internal Demand | 0 | 12556 | 13105 | 13442 | 13721 | 13942 | 14210 | 14563 | 14725 | 14980 | 15292
1995 | CA | WECC | - | - | DCSIPP | IPPs | 0 | 467 | 394 | 849 | 849 | 849 | 849 | 849 | 849 | 849 | 849
1995 | CA | WECC | - | - | DCSIT | Interruptible Demand | 0 | 524 | 591 | 599 | 609 | 618 | 591 | 573 | 552 | 537 | 507
1995 | CA | WECC | - | - | DCSLM | Direct Control Load Management | 0 | 0 | 0 | 0 | 0 | 0 | 0 | 0 | 0 | 0 | 0
1995 | CA | WECC | - | - | DCSNC | Net Capacity Resources | 0 | 19325 | 19461 | 19950 | 20042 | 20478 | 20651 | 20759 | 21159 | 21778 | 21794
1995 | CA | WECC | - | - | DCSNI | Projected Net Internal Demand | 0 | 12032 | 12514 | 12843 | 13112 | 13324 | 13619 | 13990 | 14173 | 14443 | 14785
1995 | CA | WECC | - | - | DCSNO | Net Operable Capacity | 0 | 19201 | 19210 | 19244 | 19250 | 19251 | 19424 | 19532 | 19932 | 20122 | 20138
1995 | CA | WECC | - | - | DCSPU | Purchases | 0 | 0 | 0 | 0 | 86 | 521 | 521 | 521 | 521 | 950 | 950
1995 | CA | WECC | - | - | DCSSA | Sales | 0 | 343 | 143 | 143 | 143 | 143 | 143 | 143 | 143 | 143 | 143
1995 | CA | WECC | - | - | DCSST | Standby Demand | 0 | 0 | 0 | 0 | 0 | 0 | 0 | 0 | 0 | 0 | 0
1995 | CA | WECC | - | - | DCSTI | Projected Total Internal Demand | 0 | 12556 | 13105 | 13442 | 13721 | 13942 | 14210 | 14563 | 14725 | 14980 | 15292
1995 | CA | WECC | - | - | DCSTO | Operable Total Internal Capacity | 0 | 19201 | 19210 | 19244 | 19250 | 19251 | 19424 | 19532 | 19932 | 20122 | 20138
1995 | CA | WECC | - | - | NGEX | Exports | 4692 | 1571 | 313 | 311 | 311 | 311 | 313 | 311 | 311 | 311 | 313
1995 | CA | WECC | - | - | NGIG | Internal Generation | 100297 | 98509 | 101107 | 103430 | 105511 | 105566 | 107422 | 109707 | 111509 | 112117 | 114093
1995 | CA | WECC | - | - | NGIM | Imports | 1141 | 0 | 0 | 0 | 329 | 2082 | 2624 | 2606 | 2594 | 4142 | 4648
1995 | CA | WECC | - | - | NGIPP | IPPs | 2947 | 3040 | 2337 | 5328 | 5345 | 5320 | 5321 | 5345 | 5328 | 5328 | 5346
1995 | CA | WECC | - | - | NGNL | Net Energy for Load | 96746 | 96938 | 100794 | 103119 | 105529 | 107337 | 109733 | 112002 | 113792 | 115948 | 118428
1995 | CA | WECC | - | - | NGPRO | Electricity Production | 100297 | 98509 | 101107 | 103430 | 105511 | 105566 | 107422 | 109707 | 111509 | 112117 | 114093
1995 | CA | WECC | - | - | NGPSLD | Pumped Storage Load | 0 | 0 | 0 | 0 | 0 | 0 | 0 | 0 | 0 | 0 | 0
1995 | CA | WECC | - | - | NGPSOT | Pumped Storage Generation | 0 | 0 | 0 | 0 | 0 | 0 | 0 | 0 | 0 | 0 | 0
1995 | MX | WECC | CA-MX | - | CSIPP | IPPs | 0 | 0 | 0 | 0 | 0 | 0 | 0 | 0 | 0 | 0 | 0
1995 | MX | WECC | CA-MX | - | CST | Total Capacity | 1330 | 1330 | 1430 | 1647 | 1666 | 1766 | 1966 | 2066 | 2066 | 2066 | 2066
1995 | MX | WECC | CA-MX | - | CSTOC | Total Owned Capacity | 1330 | 1330 | 1430 | 1647 | 1666 | 1766 | 1966 | 2066 | 2066 | 2066 | 2066
1995 | MX | WECC | CA-MX | - | DCSAJ | Adjustments | 0 | 0 | 0 | 0 | 0 | 0 | 0 | 0 | 0 | 0 | 0
1995 | MX | WECC | CA-MX | - | DCSFP | Full-Responsibility Purchases (portion of total purchases) | 0 | 0 | 0 | 0 | 0 | 0 | 0 | 0 | 0 | 0 | 0
1995 | MX | WECC | CA-MX | - | DCSFS | Full-Responsibility Sales (portion of total sales) | 0 | 220 | 220 | 70 | 0 | 0 | 0 | 0 | 0 | 0 | 0
1995 | MX | WECC | CA-MX | - | DCSIC | Inoperable capacity | 0 | 0 | 0 | 0 | 0 | 0 | 0 | 0 | 0 | 0 | 0
1995 | MX | WECC | CA-MX | - | DCSIN | Internal Demand | 0 | 1123 | 1210 | 1276 | 1392 | 1488 | 1593 | 1708 | 1831 | 1961 | 2100
1995 | MX | WECC | CA-MX | - | DCSIPP | IPPs | 0 | 0 | 0 | 0 | 0 | 0 | 0 | 0 | 0 | 0 | 0
1995 | MX | WECC | CA-MX | - | DCSIT | Interruptible Demand | 0 | 0 | 0 | 0 | 0 | 0 | 0 | 0 | 0 | 0 | 0
1995 | MX | WECC | CA-MX | - | DCSLM | Direct Control Load Management | 0 | 0 | 0 | 0 | 0 | 0 | 0 | 0 | 0 | 0 | 0
1995 | MX | WECC | CA-MX | - | DCSNC | Net Capacity Resources | 0 | 1110 | 1210 | 1577 | 1666 | 1766 | 1966 | 2066 | 2066 | 2066 | 2066
1995 | MX | WECC | CA-MX | - | DCSNI | Projected Net Internal Demand | 0 | 1123 | 1210 | 1276 | 1392 | 1488 | 1593 | 1708 | 1831 | 1961 | 2100
1995 | MX | WECC | CA-MX | - | DCSNO | Net Operable Capacity | 0 | 1330 | 1430 | 1647 | 1666 | 1766 | 1966 | 2066 | 2066 | 2066 | 2066
1995 | MX | WECC | CA-MX | - | DCSPU | Purchases | 0 | 0 | 0 | 0 | 0 | 0 | 0 | 0 | 0 | 0 | 0
1995 | MX | WECC | CA-MX | - | DCSSA | Sales | 0 | 220 | 220 | 70 | 0 | 0 | 0 | 0 | 0 | 0 | 0
1995 | MX | WECC | CA-MX | - | DCSST | Standby Demand | 0 | 0 | 0 | 0 | 0 | 0 | 0 | 0 | 0 | 0 | 0
1995 | MX | WECC | CA-MX | - | DCSTI | Projected Total Internal Demand | 0 | 1123 | 1210 | 1276 | 1392 | 1488 | 1593 | 1708 | 1831 | 1961 | 2100
1995 | MX | WECC | CA-MX | - | DCSTO | Operable Total Internal Capacity | 0 | 1330 | 1430 | 1647 | 1666 | 1766 | 1966 | 2066 | 2066 | 2066 | 2066
1995 | MX | WECC | CA-MX | - | NGEX | Exports | 1936 | 1927 | 1283 | 0 | 0 | 0 | 0 | 0 | 0 | 0 | 0
1995 | MX | WECC | CA-MX | - | NGIG | Internal Generation | 6933 | 7385 | 7189 | 6348 | 6943 | 7444 | 7981 | 8557 | 9181 | 9847 | 10561
1995 | MX | WECC | CA-MX | - | NGIM | Imports | 166 | 0 | 0 | 0 | 0 | 0 | 0 | 0 | 0 | 0 | 0
1995 | MX | WECC | CA-MX | - | NGIPP | IPPs | 0 | 0 | 0 | 0 | 0 | 0 | 0 | 0 | 0 | 0 | 0
1995 | MX | WECC | CA-MX | - | NGNL | Net Energy for Load | 5163 | 5458 | 5906 | 6348 | 6943 | 7444 | 7981 | 8557 | 9181 | 9847 | 10561
1995 | MX | WECC | CA-MX | - | NGPRO | Electricity Production | 6933 | 7385 | 7189 | 6348 | 6943 | 7444 | 7981 | 8557 | 9181 | 9847 | 10561
1995 | MX | WECC | CA-MX | - | NGPSLD | Pumped Storage Load | 0 | 0 | 0 | 0 | 0 | 0 | 0 | 0 | 0 | 0 | 0
1995 | MX | WECC | CA-MX | - | NGPSOT | Pumped Storage Generation | 0 | 0 | 0 | 0 | 0 | 0 | 0 | 0 | 0 | 0 | 0
1995 | US | ECAR | - | - | CSIPP | IPPs | 1504 | 1545 | 2045 | 2186 | 2186 | 2186 | 3161 | 3418 | 3832 | 4230 | 4471
1995 | US | ECAR | - | - | CST | Total Capacity | 102084 | 102614 | 103702 | 104418 | 105235 | 106246 | 108503 | 110353 | 112073 | 113555 | 114661
1995 | US | ECAR | - | - | CSTOC | Total Owned Capacity | 100580 | 101069 | 101657 | 102232 | 103049 | 104060 | 105342 | 106935 | 108241 | 109325 | 110190
1995 | US | ECAR | - | - | DCSAJ | Adjustments | 0 | 0 | 0 | 0 | 0 | 0 | 0 | 0 | 0 | 0 | 0
1995 | US | ECAR | - | - | DCSFP | Full-Responsibility Purchases (portion of total purchases) | 0 | 360 | 360 | 726 | 874 | 1034 | 360 | 360 | 381 | 381 | 381
1995 | US | ECAR | - | - | DCSFS | Full-Responsibility Sales (portion of total sales) | 0 | 660 | 811 | 1111 | 1111 | 1111 | 1156 | 1066 | 1066 | 966 | 966
1995 | US | ECAR | - | - | DCSIC | Inoperable capacity | 0 | 0 | 0 | 0 | 0 | 0 | 0 | 0 | 0 | 0 | 0
1995 | US | ECAR | - | - | DCSIN | Internal Demand | 0 | 87165 | 88636 | 90446 | 91493 | 93257 | 94270 | 95676 | 97032 | 98715 | 100159
1995 | US | ECAR | - | - | DCSIPP | IPPs | 0 | 1547 | 2044 | 2186 | 2185 | 2186 | 3160 | 3417 | 3831 | 4230 | 4471
1995 | US | ECAR | - | - | DCSIT | Interruptible Demand | 0 | 2109 | 2163 | 2468 | 2312 | 2621 | 2371 | 2376 | 2378 | 2768 | 2769
1995 | US | ECAR | - | - | DCSLM | Direct Control Load Management | 0 | 89 | 180 | 258 | 319 | 391 | 440 | 473 | 504 | 509 | 520
1995 | US | ECAR | - | - | DCSNC | Net Capacity Resources | 0 | 101605 | 102511 | 103437 | 104318 | 105323 | 107439 | 109242 | 110873 | 112376 | 113702
1995 | US | ECAR | - | - | DCSNI | Projected Net Internal Demand | 0 | 84967 | 86293 | 87720 | 88862 | 90245 | 91459 | 92827 | 94150 | 95438 | 96870
1995 | US | ECAR | - | - | DCSNO | Net Operable Capacity | 0 | 101179 | 101624 | 102232 | 103016 | 104060 | 105366 | 106902 | 108208 | 109325 | 110190
1995 | US | ECAR | - | - | DCSPU | Purchases | 0 | 844 | 959 | 1435 | 1533 | 1493 | 719 | 719 | 640 | 527 | 657
1995 | US | ECAR | - | - | DCSSA | Sales | 0 | 1965 | 2116 | 2416 | 2416 | 2416 | 1806 | 1796 | 1806 | 1706 | 1616
1995 | US | ECAR | - | - | DCSST | Standby Demand | 0 | 0 | 0 | 0 | 0 | 0 | 0 | 0 | 0 | 0 | 0
1995 | US | ECAR | - | - | DCSTI | Projected Total Internal Demand | 0 | 87165 | 88636 | 90446 | 91493 | 93257 | 94270 | 95676 | 97032 | 98715 | 100159
1995 | US | ECAR | - | - | DCSTO | Operable Total Internal Capacity | 0 | 101179 | 101624 | 102232 | 103016 | 104060 | 105366 | 106902 | 108208 | 109325 | 110190
1995 | US | ECAR | - | - | NGEX | Exports | 61540 | 33825 | 35046 | 37341 | 35508 | 35058 | 31206 | 32066 | 31482 | 32555 | 32481
1995 | US | ECAR | - | - | NGIG | Internal Generation | 496507 | 506411 | 518131 | 528313 | 535369 | 542565 | 544921 | 554190 | 560081 | 569092 | 575193
1995 | US | ECAR | - | - | NGIM | Imports | 52522 | 27249 | 24984 | 26210 | 26464 | 27063 | 27761 | 27915 | 28476 | 29948 | 31894
1995 | US | ECAR | - | - | NGIPP | IPPs | 12321 | 11821 | 12928 | 13783 | 13968 | 14506 | 15167 | 15142 | 15144 | 15241 | 15292
1995 | US | ECAR | - | - | NGNL | Net Energy for Load | 487489 | 499835 | 508069 | 517182 | 526325 | 534570 | 541476 | 550039 | 557075 | 566485 | 574606
1995 | US | ECAR | - | - | NGPRO | Electricity Production | 497757 | 507699 | 519419 | 529727 | 536925 | 544115 | 546483 | 555813 | 561788 | 570830 | 576916
1995 | US | ECAR | - | - | NGPSLD | Pumped Storage Load | 5004 | 4802 | 4836 | 5270 | 5840 | 5751 | 5805 | 6065 | 6410 | 6504 | 6481
1995 | US | ECAR | - | - | NGPSOT | Pumped Storage Generation | 3754 | 3514 | 3548 | 3856 | 4284 | 4201 | 4243 | 4442 | 4703 | 4766 | 4758
1995 | US | TRE | - | ERCOT | CSIPP | IPPs | 2064 | 1689 | 1694 | 1938 | 2183 | 2083 | 2058 | 2113 | 2013 | 2013 | 2013
1995 | US | TRE | - | ERCOT | CST | Total Capacity | 54446 | 54529 | 54633 | 54764 | 55009 | 55413 | 56333 | 57563 | 59127 | 60353 | 60952
1995 | US | TRE | - | ERCOT | CSTOC | Total Owned Capacity | 52382 | 52840 | 52939 | 52826 | 52826 | 53330 | 54275 | 55450 | 57114 | 58340 | 58939
1995 | US | TRE | - | ERCOT | DCSAJ | Adjustments | 0 | 0 | 0 | 0 | 0 | 0 | 0 | 0 | 0 | 0 | 0
1995 | US | TRE | - | ERCOT | DCSFP | Full-Responsibility Purchases (portion of total purchases) | 0 | 0 | 0 | 0 | 0 | 0 | 0 | 0 | 0 | 0 | 0
1995 | US | TRE | - | ERCOT | DCSFS | Full-Responsibility Sales (portion of total sales) | 0 | 0 | 0 | 0 | 0 | 0 | 0 | 0 | 0 | 0 | 0
1995 | US | TRE | - | ERCOT | DCSIC | Inoperable capacity | 0 | 310 | 142 | 94 | 0 | 0 | 0 | 0 | 0 | 0 | 0
1995 | US | TRE | - | ERCOT | DCSIN | Internal Demand | 0 | 45385 | 46205 | 47096 | 48248 | 49294 | 50447 | 51444 | 52526 | 53624 | 54659
1995 | US | TRE | - | ERCOT | DCSIPP | IPPs | 0 | 1689 | 1694 | 1938 | 2183 | 2083 | 2058 | 2113 | 2013 | 2013 | 2013
1995 | US | TRE | - | ERCOT | DCSIT | Interruptible Demand | 0 | 1559 | 1506 | 1490 | 1543 | 1603 | 1643 | 1617 | 1679 | 1737 | 1687
1995 | US | TRE | - | ERCOT | DCSLM | Direct Control Load Management | 0 | 251 | 284 | 318 | 351 | 385 | 399 | 413 | 427 | 442 | 455
1995 | US | TRE | - | ERCOT | DCSNC | Net Capacity Resources | 0 | 54219 | 54491 | 54670 | 55009 | 55413 | 56424 | 57656 | 59168 | 60353 | 61004
1995 | US | TRE | - | ERCOT | DCSNI | Projected Net Internal Demand | 0 | 43630 | 44459 | 45322 | 46388 | 47340 | 48436 | 49445 | 50451 | 51476 | 52548
1995 | US | TRE | - | ERCOT | DCSNO | Net Operable Capacity | 0 | 52530 | 52797 | 52732 | 52826 | 53330 | 54275 | 55450 | 57114 | 58340 | 58939
1995 | US | TRE | - | ERCOT | DCSPU | Purchases | 0 | 0 | 0 | 0 | 0 | 0 | 91 | 93 | 41 | 0 | 52
1995 | US | TRE | - | ERCOT | DCSSA | Sales | 0 | 0 | 0 | 0 | 0 | 0 | 0 | 0 | 0 | 0 | 0
1995 | US | TRE | - | ERCOT | DCSST | Standby Demand | 0 | 55 | 44 | 34 | 34 | 34 | 31 | 31 | 31 | 31 | 31
1995 | US | TRE | - | ERCOT | DCSTI | Projected Total Internal Demand | 0 | 45440 | 46249 | 47130 | 48282 | 49328 | 50478 | 51475 | 52557 | 53655 | 54690
1995 | US | TRE | - | ERCOT | DCSTO | Operable Total Internal Capacity | 0 | 52840 | 52939 | 52826 | 52826 | 53330 | 54275 | 55450 | 57114 | 58340 | 58939
1995 | US | TRE | - | ERCOT | NGEX | Exports | 10609 | 2110 | 1935 | 1494 | 1120 | 943 | 970 | 1027 | 1142 | 1042 | 1013
1995 | US | TRE | - | ERCOT | NGIG | Internal Generation | 224467 | 224617 | 228205 | 232352 | 237535 | 243740 | 249944 | 255373 | 261787 | 268329 | 274762
1995 | US | TRE | - | ERCOT | NGIM | Imports | 11240 | 3660 | 5006 | 5166 | 5166 | 5150 | 5429 | 5171 | 4980 | 4736 | 5043
1995 | US | TRE | - | ERCOT | NGIPP | IPPs | 21623 | 18009 | 18590 | 18947 | 19441 | 19547 | 18882 | 19108 | 18852 | 18283 | 18402
1995 | US | TRE | - | ERCOT | NGNL | Net Energy for Load | 225098 | 226167 | 231276 | 236024 | 241581 | 247947 | 254403 | 259517 | 265625 | 272023 | 278792
1995 | US | TRE | - | ERCOT | NGPRO | Electricity Production | 224467 | 224617 | 228205 | 232352 | 237535 | 243740 | 249944 | 255373 | 261787 | 268329 | 274762
1995 | US | TRE | - | ERCOT | NGPSLD | Pumped Storage Load | 0 | 0 | 0 | 0 | 0 | 0 | 0 | 0 | 0 | 0 | 0
1995 | US | TRE | - | ERCOT | NGPSOT | Pumped Storage Generation | 0 | 0 | 0 | 0 | 0 | 0 | 0 | 0 | 0 | 0 | 0
1995 | US | FRCC | - | - | CSIPP | IPPs | 1504 | 1706 | 2273 | 2353 | 2353 | 2393 | 2393 | 2393 | 2393 | 2546 | 2546
1995 | US | FRCC | - | - | CST | Total Capacity | 35528 | 35929 | 36701 | 37488 | 37729 | 38487 | 38721 | 39183 | 39749 | 39983 | 40709
1995 | US | FRCC | - | - | CSTOC | Total Owned Capacity | 34024 | 34223 | 34428 | 35135 | 35376 | 36094 | 36328 | 36790 | 37356 | 37437 | 38163
1995 | US | FRCC | - | - | DCSAJ | Adjustments | 0 | 0 | 0 | 0 | 0 | 0 | 0 | 0 | 0 | 0 | 0
1995 | US | FRCC | - | - | DCSFP | Full-Responsibility Purchases (portion of total purchases) | 0 | 732 | 732 | 707 | 707 | 707 | 632 | 632 | 607 | 607 | 607
1995 | US | FRCC | - | - | DCSFS | Full-Responsibility Sales (portion of total sales) | 0 | 0 | 400 | 450 | 475 | 200 | 0 | 0 | 0 | 0 | 0
1995 | US | FRCC | - | - | DCSIC | Inoperable capacity | 0 | 0 | 0 | 0 | 0 | 0 | 0 | 0 | 0 | 0 | 0
1995 | US | FRCC | - | - | DCSIN | Internal Demand | 0 | 32662 | 33438 | 34159 | 34972 | 35577 | 36213 | 36883 | 37496 | 38128 | 38834
1995 | US | FRCC | - | - | DCSIPP | IPPs | 0 | 1706 | 2273 | 2353 | 2353 | 2393 | 2393 | 2393 | 2393 | 2546 | 2546
1995 | US | FRCC | - | - | DCSIT | Interruptible Demand | 0 | 856 | 929 | 960 | 976 | 991 | 991 | 1005 | 1022 | 1037 | 1042
1995 | US | FRCC | - | - | DCSLM | Direct Control Load Management | 0 | 1269 | 1371 | 1465 | 1552 | 1634 | 1712 | 1782 | 1848 | 1912 | 1948
1995 | US | FRCC | - | - | DCSNC | Net Capacity Resources | 0 | 37577 | 37849 | 38661 | 38877 | 39910 | 40269 | 40731 | 41272 | 41506 | 42232
1995 | US | FRCC | - | - | DCSNI | Projected Net Internal Demand | 0 | 30537 | 31138 | 31734 | 32444 | 32952 | 33510 | 34096 | 34626 | 35179 | 35844
1995 | US | FRCC | - | - | DCSNO | Net Operable Capacity | 0 | 34223 | 34428 | 35135 | 35376 | 36094 | 36328 | 36790 | 37356 | 37437 | 38163
1995 | US | FRCC | - | - | DCSPU | Purchases | 0 | 1648 | 1648 | 1623 | 1623 | 1623 | 1548 | 1548 | 1523 | 1523 | 1523
1995 | US | FRCC | - | - | DCSSA | Sales | 0 | 0 | 500 | 450 | 475 | 200 | 0 | 0 | 0 | 0 | 0
1995 | US | FRCC | - | - | DCSST | Standby Demand | 0 | 0 | 0 | 0 | 0 | 0 | 0 | 0 | 0 | 0 | 0
1995 | US | FRCC | - | - | DCSTI | Projected Total Internal Demand | 0 | 32662 | 33438 | 34159 | 34972 | 35577 | 36213 | 36883 | 37496 | 38128 | 38834
1995 | US | FRCC | - | - | DCSTO | Operable Total Internal Capacity | 0 | 34223 | 34428 | 35135 | 35376 | 36094 | 36328 | 36790 | 37356 | 37437 | 38163
1995 | US | FRCC | - | - | NGEX | Exports | 63 | 0 | 59 | 66 | 69 | 29 | 0 | 0 | 0 | 0 | 0
1995 | US | FRCC | - | - | NGIG | Internal Generation | 149491 | 150745 | 155330 | 159691 | 164456 | 169874 | 173984 | 178263 | 181023 | 184605 | 187968
1995 | US | FRCC | - | - | NGIM | Imports | 10433 | 13737 | 14480 | 14991 | 15005 | 14311 | 14774 | 14743 | 16435 | 17023 | 17894
1995 | US | FRCC | - | - | NGIPP | IPPs | 9447 | 10462 | 12971 | 13571 | 13369 | 13319 | 13645 | 13639 | 13742 | 13890 | 13996
1995 | US | FRCC | - | - | NGNL | Net Energy for Load | 159861 | 164482 | 169751 | 174616 | 179392 | 184156 | 188758 | 193006 | 197458 | 201628 | 205862
1995 | US | FRCC | - | - | NGPRO | Electricity Production | 149491 | 150745 | 155330 | 159691 | 164456 | 169874 | 173984 | 178263 | 181023 | 184605 | 187968
1995 | US | FRCC | - | - | NGPSLD | Pumped Storage Load | 0 | 0 | 0 | 0 | 0 | 0 | 0 | 0 | 0 | 0 | 0
1995 | US | FRCC | - | - | NGPSOT | Pumped Storage Generation | 0 | 0 | 0 | 0 | 0 | 0 | 0 | 0 | 0 | 0 | 0
1995 | US | MAAC | - | - | CSIPP | IPPs | 3728 | 3850 | 4149 | 4339 | 4876 | 5280 | 5278 | 5318 | 5358 | 5358 | 5313
1995 | US | MAAC | - | - | CST | Total Capacity | 55293 | 55731 | 56605 | 56887 | 57503 | 58172 | 58613 | 59481 | 59989 | 60778 | 61417
1995 | US | MAAC | - | - | CSTOC | Total Owned Capacity | 51565 | 51881 | 52456 | 52548 | 52627 | 52892 | 53335 | 54163 | 54631 | 55420 | 56104
1995 | US | MAAC | - | - | DCSAJ | Adjustments | 0 | 0 | 0 | 0 | 0 | 0 | 0 | 0 | 0 | 0 | 0
1995 | US | MAAC | - | - | DCSFP | Full-Responsibility Purchases (portion of total purchases) | 0 | 450 | 450 | 450 | 450 | 450 | 450 | 450 | 450 | 450 | 450
1995 | US | MAAC | - | - | DCSFS | Full-Responsibility Sales (portion of total sales) | 0 | 0 | 0 | 0 | 0 | 0 | 0 | 0 | 0 | 0 | 0
1995 | US | MAAC | - | - | DCSIC | Inoperable capacity | 0 | 0 | 0 | 0 | 0 | 0 | 0 | 0 | 0 | 0 | 0
1995 | US | MAAC | - | - | DCSIN | Internal Demand | 0 | 46541 | 47205 | 47926 | 48632 | 49301 | 50040 | 50829 | 51622 | 52411 | 52880
1995 | US | MAAC | - | - | DCSIPP | IPPs | 0 | 3850 | 4149 | 4339 | 4876 | 5280 | 5278 | 5318 | 5358 | 5358 | 5313
1995 | US | MAAC | - | - | DCSIT | Interruptible Demand | 0 | 1256 | 1340 | 1390 | 1433 | 1478 | 1522 | 1565 | 1608 | 1651 | 1696
1995 | US | MAAC | - | - | DCSLM | Direct Control Load Management | 0 | 714 | 766 | 803 | 834 | 859 | 886 | 940 | 994 | 1050 | 1108
1995 | US | MAAC | - | - | DCSNC | Net Capacity Resources | 0 | 56271 | 57145 | 57427 | 58043 | 58712 | 59153 | 60021 | 60529 | 61318 | 61957
1995 | US | MAAC | - | - | DCSNI | Projected Net Internal Demand | 0 | 44571 | 45099 | 45733 | 46365 | 46964 | 47632 | 48324 | 49020 | 49710 | 50076
1995 | US | MAAC | - | - | DCSNO | Net Operable Capacity | 0 | 51881 | 52456 | 52548 | 52627 | 52892 | 53335 | 54163 | 54631 | 55420 | 56104
1995 | US | MAAC | - | - | DCSPU | Purchases | 0 | 540 | 540 | 540 | 540 | 540 | 540 | 540 | 540 | 540 | 540
1995 | US | MAAC | - | - | DCSSA | Sales | 0 | 0 | 0 | 0 | 0 | 0 | 0 | 0 | 0 | 0 | 0
1995 | US | MAAC | - | - | DCSST | Standby Demand | 0 | 0 | 0 | 0 | 0 | 0 | 0 | 0 | 0 | 0 | 0
1995 | US | MAAC | - | - | DCSTI | Projected Total Internal Demand | 0 | 46541 | 47205 | 47926 | 48632 | 49301 | 50040 | 50829 | 51622 | 52411 | 52880
1995 | US | MAAC | - | - | DCSTO | Operable Total Internal Capacity | 0 | 51881 | 52456 | 52548 | 52627 | 52892 | 53335 | 54163 | 54631 | 55420 | 56104
1995 | US | MAAC | - | - | NGEX | Exports | 3766 | 0 | 0 | 0 | 0 | 0 | 0 | 0 | 0 | 0 | 0
1995 | US | MAAC | - | - | NGIG | Internal Generation | 228435 | 229089 | 232802 | 235558 | 239069 | 242266 | 245840 | 249732 | 254028 | 258308 | 261714
1995 | US | MAAC | - | - | NGIM | Imports | 13710 | 12377 | 11906 | 12994 | 13786 | 14669 | 15281 | 15638 | 15720 | 16001 | 14986
1995 | US | MAAC | - | - | NGIPP | IPPs | 20740 | 25590 | 28621 | 31383 | 34149 | 34362 | 34918 | 35059 | 35284 | 35402 | 35452
1995 | US | MAAC | - | - | NGNL | Net Energy for Load | 238379 | 241466 | 244708 | 248552 | 252855 | 256935 | 261121 | 265370 | 269748 | 274309 | 276700
1995 | US | MAAC | - | - | NGPRO | Electricity Production | 229468 | 229968 | 233803 | 236641 | 240176 | 243400 | 246984 | 250878 | 255171 | 259449 | 262664
1995 | US | MAAC | - | - | NGPSLD | Pumped Storage Load | 3471 | 2916 | 3351 | 3634 | 3711 | 3807 | 3838 | 3845 | 3837 | 3828 | 3169
1995 | US | MAAC | - | - | NGPSOT | Pumped Storage Generation | 2438 | 2037 | 2350 | 2551 | 2604 | 2673 | 2694 | 2699 | 2694 | 2687 | 2219
1995 | US | MAIN | - | - | CSIPP | IPPs | 60 | 69 | 84 | 304 | 327 | 334 | 368 | 368 | 368 | 368 | 368
1995 | US | MAIN | - | - | CST | Total Capacity | 50479 | 51029 | 51250 | 51647 | 52027 | 52087 | 52361 | 52806 | 53778 | 54336 | 55056
1995 | US | MAIN | - | - | CSTOC | Total Owned Capacity | 50419 | 50960 | 51166 | 51343 | 51700 | 51753 | 51993 | 52438 | 53410 | 53968 | 54688
1995 | US | MAIN | - | - | DCSAJ | Adjustments | 0 | 0 | 0 | 0 | 0 | 0 | 0 | 0 | 0 | 0 | 0
1995 | US | MAIN | - | - | DCSFP | Full-Responsibility Purchases (portion of total purchases) | 0 | 290 | 279 | 664 | 699 | 739 | 799 | 369 | 339 | 419 | 424
1995 | US | MAIN | - | - | DCSFS | Full-Responsibility Sales (portion of total sales) | 0 | 393 | 180 | 160 | 101 | 12 | 13 | 10 | 11 | 12 | 14
1995 | US | MAIN | - | - | DCSIC | Inoperable capacity | 0 | 0 | 0 | 0 | 0 | 0 | 0 | 0 | 0 | 0 | 0
1995 | US | MAIN | - | - | DCSIN | Internal Demand | 0 | 43958 | 44716 | 45515 | 46358 | 47109 | 47772 | 48497 | 49104 | 49874 | 50696
1995 | US | MAIN | - | - | DCSIPP | IPPs | 0 | 69 | 84 | 304 | 327 | 334 | 368 | 368 | 368 | 368 | 368
1995 | US | MAIN | - | - | DCSIT | Interruptible Demand | 0 | 1116 | 1204 | 1274 | 1375 | 1474 | 1452 | 1464 | 1417 | 1433 | 1451
1995 | US | MAIN | - | - | DCSLM | Direct Control Load Management | 0 | 231 | 270 | 382 | 656 | 998 | 1313 | 1519 | 1627 | 1806 | 1953
1995 | US | MAIN | - | - | DCSNC | Net Capacity Resources | 0 | 50963 | 51686 | 52514 | 52957 | 53331 | 53795 | 54592 | 55398 | 56040 | 56768
1995 | US | MAIN | - | - | DCSNI | Projected Net Internal Demand | 0 | 42611 | 43242 | 43859 | 44327 | 44637 | 45007 | 45514 | 46060 | 46635 | 47292
1995 | US | MAIN | - | - | DCSNO | Net Operable Capacity | 0 | 50960 | 51166 | 51343 | 51700 | 51753 | 51993 | 52438 | 53410 | 53968 | 54688
1995 | US | MAIN | - | - | DCSPU | Purchases | 0 | 764 | 853 | 1264 | 1298 | 1445 | 1780 | 2014 | 1849 | 1934 | 1944
1995 | US | MAIN | - | - | DCSSA | Sales | 0 | 830 | 417 | 397 | 368 | 201 | 346 | 228 | 229 | 230 | 232
1995 | US | MAIN | - | - | DCSST | Standby Demand | 0 | 0 | 0 | 0 | 0 | 0 | 0 | 0 | 0 | 0 | 0
1995 | US | MAIN | - | - | DCSTI | Projected Total Internal Demand | 0 | 43958 | 44716 | 45515 | 46358 | 47109 | 47772 | 48497 | 49104 | 49874 | 50696
1995 | US | MAIN | - | - | DCSTO | Operable Total Internal Capacity | 0 | 50960 | 51166 | 51343 | 51700 | 51753 | 51993 | 52438 | 53410 | 53968 | 54688
1995 | US | MAIN | - | - | NGEX | Exports | 30203 | 28121 | 31332 | 37088 | 36580 | 33058 | 34777 | 31920 | 28156 | 28414 | 27509
1995 | US | MAIN | - | - | NGIG | Internal Generation | 213143 | 221024 | 229451 | 238024 | 241632 | 241282 | 246312 | 246097 | 243885 | 247783 | 249362
1995 | US | MAIN | - | - | NGIM | Imports | 30863 | 23560 | 22427 | 23735 | 23638 | 24131 | 24473 | 25640 | 26598 | 27161 | 28595
1995 | US | MAIN | - | - | NGIPP | IPPs | 180 | 217 | 342 | 426 | 534 | 631 | 873 | 916 | 941 | 984 | 966
1995 | US | MAIN | - | - | NGNL | Net Energy for Load | 213803 | 216463 | 220546 | 224671 | 228690 | 232355 | 236008 | 239817 | 242327 | 246530 | 250448
1995 | US | MAIN | - | - | NGPRO | Electricity Production | 213215 | 221068 | 229498 | 238062 | 241681 | 241327 | 246369 | 246164 | 243944 | 247850 | 249454
1995 | US | MAIN | - | - | NGPSLD | Pumped Storage Load | 116 | 79 | 83 | 67 | 87 | 79 | 101 | 202 | 179 | 204 | 282
1995 | US | MAIN | - | - | NGPSOT | Pumped Storage Generation | 44 | 35 | 36 | 29 | 38 | 34 | 44 | 135 | 120 | 137 | 190
1995 | US | MRO | - | - | CSIPP | IPPs | 103 | 123 | 136 | 124 | 139 | 125 | 374 | 374 | 374 | 374 | 374
1995 | US | MRO | - | - | CST | Total Capacity | 30975 | 31305 | 31424 | 31531 | 31748 | 31789 | 32262 | 32386 | 32386 | 32410 | 32410
1995 | US | MRO | - | - | CSTOC | Total Owned Capacity | 30872 | 31182 | 31288 | 31407 | 31609 | 31664 | 31888 | 32012 | 32012 | 32036 | 32036
1995 | US | MRO | - | - | DCSAJ | Adjustments | 0 | 0 | 0 | 0 | 0 | 0 | 0 | 0 | 0 | 0 | 0
1995 | US | MRO | - | - | DCSFP | Full-Responsibility Purchases (portion of total purchases) | 0 | 2231 | 2179 | 2103 | 1890 | 1879 | 1870 | 1873 | 1821 | 1822 | 1824
1995 | US | MRO | - | - | DCSFS | Full-Responsibility Sales (portion of total sales) | 0 | 1269 | 1104 | 1086 | 1000 | 990 | 967 | 790 | 798 | 796 | 766
1995 | US | MRO | - | - | DCSIC | Inoperable capacity | 0 | 0 | 0 | 0 | 0 | 0 | 0 | 0 | 0 | 0 | 0
1995 | US | MRO | - | - | DCSIN | Internal Demand | 0 | 28084 | 28775 | 29337 | 29646 | 30069 | 30508 | 31232 | 31777 | 32070 | 32644
1995 | US | MRO | - | - | DCSIPP | IPPs | 0 | 123 | 136 | 124 | 139 | 125 | 374 | 374 | 374 | 374 | 374
1995 | US | MRO | - | - | DCSIT | Interruptible Demand | 0 | 1416 | 1652 | 1763 | 1813 | 1865 | 1912 | 2082 | 2136 | 2144 | 2193
1995 | US | MRO | - | - | DCSLM | Direct Control Load Management | 0 | 465 | 518 | 559 | 462 | 477 | 489 | 643 | 658 | 519 | 526
1995 | US | MRO | - | - | DCSNC | Net Capacity Resources | 0 | 32267 | 32499 | 32548 | 32638 | 32678 | 33165 | 33469 | 33409 | 33436 | 33468
1995 | US | MRO | - | - | DCSNI | Projected Net Internal Demand | 0 | 26855 | 27316 | 27787 | 28187 | 28576 | 28986 | 29417 | 29927 | 30384 | 30917
1995 | US | MRO | - | - | DCSNO | Net Operable Capacity | 0 | 31182 | 31288 | 31407 | 31609 | 31664 | 31888 | 32012 | 32012 | 32036 | 32036
1995 | US | MRO | - | - | DCSPU | Purchases | 0 | 2231 | 2179 | 2103 | 1890 | 1879 | 1870 | 1873 | 1821 | 1822 | 1824
1995 | US | MRO | - | - | DCSSA | Sales | 0 | 1269 | 1104 | 1086 | 1000 | 990 | 967 | 790 | 798 | 796 | 766
1995 | US | MRO | - | - | DCSST | Standby Demand | 0 | 652 | 711 | 772 | 816 | 849 | 879 | 910 | 944 | 977 | 992
1995 | US | MRO | - | - | DCSTI | Projected Total Internal Demand | 0 | 28736 | 29486 | 30109 | 30462 | 30918 | 31387 | 32142 | 32721 | 33047 | 33636
1995 | US | MRO | - | - | DCSTO | Operable Total Internal Capacity | 0 | 31182 | 31288 | 31407 | 31609 | 31664 | 31888 | 32012 | 32012 | 32036 | 32036
1995 | US | MRO | - | - | NGEX | Exports | 5680 | 9291 | 9010 | 10549 | 10551 | 9013 | 10222 | 6044 | 4605 | 1559 | 607
1995 | US | MRO | - | - | NGIG | Internal Generation | 142178 | 149948 | 152139 | 156632 | 159246 | 159942 | 163872 | 162507 | 164131 | 163620 | 165642
1995 | US | MRO | - | - | NGIM | Imports | 0 | 0 | 0 | 0 | 0 | 0 | 0 | 0 | 0 | 0 | 0
1995 | US | MRO | - | - | NGIPP | IPPs | 1412 | 1470 | 1710 | 4856 | 4856 | 4856 | 4856 | 4856 | 4856 | 4856 | 4856
1995 | US | MRO | - | - | NGNL | Net Energy for Load | 136498 | 140657 | 143129 | 146083 | 148695 | 150929 | 153650 | 156463 | 159526 | 162061 | 165035
1995 | US | MRO | - | - | NGPRO | Electricity Production | 142178 | 149948 | 152139 | 156632 | 159246 | 159942 | 163872 | 162507 | 164131 | 163620 | 165642
1995 | US | MRO | - | - | NGPSLD | Pumped Storage Load | 0 | 0 | 0 | 0 | 0 | 0 | 0 | 0 | 0 | 0 | 0
1995 | US | MRO | - | - | NGPSOT | Pumped Storage Generation | 0 | 0 | 0 | 0 | 0 | 0 | 0 | 0 | 0 | 0 | 0
1995 | US | NPCC | - | - | CSIPP | IPPs | 7495 | 7803 | 8091 | 8206 | 8147 | 8150 | 8131 | 8117 | 8070 | 8044 | 8019
1995 | US | NPCC | - | - | CST | Total Capacity | 59120 | 59350 | 59954 | 59945 | 60061 | 60097 | 60254 | 60243 | 60401 | 60375 | 60350
1995 | US | NPCC | - | - | CSTOC | Total Owned Capacity | 51625 | 51547 | 51863 | 51739 | 51914 | 51947 | 52123 | 52126 | 52331 | 52331 | 52331
1995 | US | NPCC | - | - | DCSAJ | Adjustments | 0 | 0 | 0 | 0 | 0 | 0 | 0 | 0 | 0 | 0 | 0
1995 | US | NPCC | - | - | DCSFP | Full-Responsibility Purchases (portion of total purchases) | 0 | 1936 | 1951 | 2002 | 1958 | 1950 | 1950 | 456 | 456 | 424 | 424
1995 | US | NPCC | - | - | DCSFS | Full-Responsibility Sales (portion of total sales) | 0 | 366 | 366 | 366 | 366 | 366 | 366 | 366 | 366 | 366 | 366
1995 | US | NPCC | - | - | DCSIC | Inoperable capacity | 0 | 0 | 0 | 0 | 0 | 0 | 0 | 0 | 0 | 0 | 0
1995 | US | NPCC | - | - | DCSIN | Internal Demand | 0 | 47557 | 48058 | 48513 | 48999 | 49447 | 50003 | 50392 | 50898 | 51367 | 51767
1995 | US | NPCC | - | - | DCSIPP | IPPs | 0 | 7803 | 8091 | 8206 | 8147 | 8150 | 8131 | 8117 | 8070 | 8044 | 8019
1995 | US | NPCC | - | - | DCSIT | Interruptible Demand | 0 | 83 | 58 | 59 | 90 | 91 | 92 | 93 | 94 | 94 | 94
1995 | US | NPCC | - | - | DCSLM | Direct Control Load Management | 0 | 9 | 10 | 10 | 10 | 10 | 10 | 10 | 10 | 10 | 10
1995 | US | NPCC | - | - | DCSNC | Net Capacity Resources | 0 | 61906 | 62643 | 62709 | 62879 | 62514 | 62671 | 60764 | 60921 | 60862 | 61215
1995 | US | NPCC | - | - | DCSNI | Projected Net Internal Demand | 0 | 47465 | 47990 | 48444 | 48899 | 49346 | 49901 | 50289 | 50794 | 51263 | 51663
1995 | US | NPCC | - | - | DCSNO | Net Operable Capacity | 0 | 51547 | 51863 | 51739 | 51914 | 51947 | 52123 | 52126 | 52331 | 52331 | 52331
1995 | US | NPCC | - | - | DCSPU | Purchases | 0 | 3021 | 3076 | 3152 | 3208 | 2800 | 2800 | 906 | 906 | 874 | 1254
1995 | US | NPCC | - | - | DCSSA | Sales | 0 | 465 | 387 | 388 | 390 | 383 | 383 | 385 | 386 | 387 | 389
1995 | US | NPCC | - | - | DCSST | Standby Demand | 0 | 0 | 0 | 0 | 0 | 0 | 0 | 0 | 0 | 0 | 0
1995 | US | NPCC | - | - | DCSTI | Projected Total Internal Demand | 0 | 47557 | 48058 | 48513 | 48999 | 49447 | 50003 | 50392 | 50898 | 51367 | 51767
1995 | US | NPCC | - | - | DCSTO | Operable Total Internal Capacity | 0 | 51547 | 51863 | 51739 | 51914 | 51947 | 52123 | 52126 | 52331 | 52331 | 52331
1995 | US | NPCC | - | - | NGEX | Exports | 10571 | 2489 | 2240 | 2245 | 2248 | 2247 | 1998 | 2005 | 2018 | 2023 | 2011
1995 | US | NPCC | - | - | NGIG | Internal Generation | 239142 | 243291 | 247363 | 249792 | 251500 | 253226 | 256673 | 262806 | 269686 | 273197 | 277016
1995 | US | NPCC | - | - | NGIM | Imports | 31376 | 17927 | 17747 | 17617 | 18429 | 18948 | 18564 | 15207 | 11935 | 11742 | 10873
1995 | US | NPCC | - | - | NGIPP | IPPs | 47571 | 58597 | 60232 | 61425 | 61418 | 62400 | 63293 | 64204 | 64307 | 64716 | 64845
1995 | US | NPCC | - | - | NGNL | Net Energy for Load | 259947 | 258729 | 262870 | 265164 | 267681 | 269927 | 273239 | 276008 | 279603 | 282916 | 285878
1995 | US | NPCC | - | - | NGPRO | Electricity Production | 240642 | 244059 | 248077 | 250549 | 252319 | 254136 | 257500 | 263426 | 270670 | 274220 | 278011
1995 | US | NPCC | - | - | NGPSLD | Pumped Storage Load | 4873 | 2716 | 2518 | 2663 | 2884 | 3213 | 2914 | 2898 | 3494 | 3635 | 3601
1995 | US | NPCC | - | - | NGPSOT | Pumped Storage Generation | 3373 | 1948 | 1804 | 1906 | 2065 | 2303 | 2087 | 2278 | 2510 | 2612 | 2606
1995 | US | NPCC | New England | New England | CSIPP | IPPs | 2745 | 2745 | 2744 | 2747 | 2687 | 2687 | 2670 | 2668 | 2659 | 2638 | 2622
1995 | US | NPCC | New England | New England | CST | Total Capacity | 24502 | 24563 | 24876 | 24879 | 24969 | 24969 | 24697 | 24695 | 24891 | 24870 | 24854
1995 | US | NPCC | New England | New England | CSTOC | Total Owned Capacity | 21757 | 21818 | 22132 | 22132 | 22282 | 22282 | 22027 | 22027 | 22232 | 22232 | 22232
1995 | US | NPCC | New England | New England | DCSAJ | Adjustments | 0 | 0 | 0 | 0 | 0 | 0 | 0 | 0 | 0 | 0 | 0
1995 | US | NPCC | New England | New England | DCSFP | Full-Responsibility Purchases (portion of total purchases) | 0 | 1936 | 1951 | 2002 | 1958 | 1950 | 1950 | 456 | 456 | 424 | 424
1995 | US | NPCC | New England | New England | DCSFS | Full-Responsibility Sales (portion of total sales) | 0 | 70 | 70 | 70 | 70 | 70 | 70 | 70 | 70 | 70 | 70
1995 | US | NPCC | New England | New England | DCSIC | Inoperable capacity | 0 | 0 | 0 | 0 | 0 | 0 | 0 | 0 | 0 | 0 | 0
1995 | US | NPCC | New England | New England | DCSIN | Internal Demand | 0 | 20487 | 20718 | 20883 | 21069 | 21237 | 21563 | 21732 | 22068 | 22337 | 22557
1995 | US | NPCC | New England | New England | DCSIPP | IPPs | 0 | 2745 | 2744 | 2747 | 2687 | 2687 | 2670 | 2668 | 2659 | 2638 | 2622
1995 | US | NPCC | New England | New England | DCSIT | Interruptible Demand | 0 | 53 | 58 | 59 | 80 | 81 | 82 | 83 | 84 | 84 | 84
1995 | US | NPCC | New England | New England | DCSLM | Direct Control Load Management | 0 | 9 | 10 | 10 | 10 | 10 | 10 | 10 | 10 | 10 | 10
1995 | US | NPCC | New England | New England | DCSNC | Net Capacity Resources | 0 | 26429 | 26757 | 26811 | 26857 | 26849 | 26577 | 25081 | 25277 | 25224 | 25208
1995 | US | NPCC | New England | New England | DCSNI | Projected Net Internal Demand | 0 | 20425 | 20650 | 20814 | 20979 | 21146 | 21471 | 21639 | 21974 | 22243 | 22463
1995 | US | NPCC | New England | New England | DCSNO | Net Operable Capacity | 0 | 21818 | 22132 | 22132 | 22282 | 22282 | 22027 | 22027 | 22232 | 22232 | 22232
1995 | US | NPCC | New England | New England | DCSPU | Purchases | 0 | 1936 | 1951 | 2002 | 1958 | 1950 | 1950 | 456 | 456 | 424 | 424
1995 | US | NPCC | New England | New England | DCSSA | Sales | 0 | 70 | 70 | 70 | 70 | 70 | 70 | 70 | 70 | 70 | 70
1995 | US | NPCC | New England | New England | DCSST | Standby Demand | 0 | 0 | 0 | 0 | 0 | 0 | 0 | 0 | 0 | 0 | 0
1995 | US | NPCC | New England | New England | DCSTI | Projected Total Internal Demand | 0 | 20487 | 20718 | 20883 | 21069 | 21237 | 21563 | 21732 | 22068 | 22337 | 22557
1995 | US | NPCC | New England | New England | DCSTO | Operable Total Internal Capacity | 0 | 21818 | 22132 | 22132 | 22282 | 22282 | 22027 | 22027 | 22232 | 22232 | 22232
1995 | US | NPCC | New England | New England | NGEX | Exports | 4990 | 337 | 332 | 336 | 340 | 336 | 344 | 355 | 367 | 372 | 375
1995 | US | NPCC | New England | New England | NGIG | Internal Generation | 102232 | 103019 | 105509 | 105922 | 107219 | 108181 | 110593 | 115417 | 121256 | 123686 | 125848
1995 | US | NPCC | New England | New England | NGIM | Imports | 14945 | 10167 | 9973 | 10548 | 10242 | 10272 | 9860 | 6556 | 3204 | 2952 | 2565
1995 | US | NPCC | New England | New England | NGIPP | IPPs | 21097 | 20105 | 20131 | 19996 | 19907 | 20764 | 21071 | 21477 | 21514 | 21426 | 21493
1995 | US | NPCC | New England | New England | NGNL | Net Energy for Load | 112187 | 112849 | 115150 | 116134 | 117121 | 118117 | 120109 | 121618 | 124093 | 126266 | 128038
1995 | US | NPCC | New England | New England | NGPRO | Electricity Production | 102866 | 103380 | 105808 | 106234 | 107549 | 108540 | 110957 | 115579 | 121768 | 124205 | 126409
1995 | US | NPCC | New England | New England | NGPSLD | Pumped Storage Load | 2342 | 1359 | 1133 | 1180 | 1254 | 1377 | 1369 | 1369 | 1919 | 1956 | 2154
1995 | US | NPCC | New England | New England | NGPSOT | Pumped Storage Generation | 1708 | 998 | 834 | 868 | 924 | 1018 | 1005 | 1207 | 1407 | 1437 | 1593
1995 | US | NPCC | New York | New York | CSIPP | IPPs | 4750 | 5058 | 5347 | 5459 | 5460 | 5463 | 5461 | 5449 | 5411 | 5406 | 5397
1995 | US | NPCC | New York | New York | CST | Total Capacity | 34618 | 34787 | 35078 | 35066 | 35092 | 35128 | 35557 | 35548 | 35510 | 35505 | 35496
1995 | US | NPCC | New York | New York | CSTOC | Total Owned Capacity | 29868 | 29729 | 29731 | 29607 | 29632 | 29665 | 30096 | 30099 | 30099 | 30099 | 30099
1995 | US | NPCC | New York | New York | DCSAJ | Adjustments | 0 | 0 | 0 | 0 | 0 | 0 | 0 | 0 | 0 | 0 | 0
1995 | US | NPCC | New York | New York | DCSFP | Full-Responsibility Purchases (portion of total purchases) | 0 | 0 | 0 | 0 | 0 | 0 | 0 | 0 | 0 | 0 | 0
1995 | US | NPCC | New York | New York | DCSFS | Full-Responsibility Sales (portion of total sales) | 0 | 296 | 296 | 296 | 296 | 296 | 296 | 296 | 296 | 296 | 296
1995 | US | NPCC | New York | New York | DCSIC | Inoperable capacity | 0 | 0 | 0 | 0 | 0 | 0 | 0 | 0 | 0 | 0 | 0
1995 | US | NPCC | New York | New York | DCSIN | Internal Demand | 0 | 27070 | 27340 | 27630 | 27930 | 28210 | 28440 | 28660 | 28830 | 29030 | 29210
1995 | US | NPCC | New York | New York | DCSIPP | IPPs | 0 | 5058 | 5347 | 5459 | 5460 | 5463 | 5461 | 5449 | 5411 | 5406 | 5397
1995 | US | NPCC | New York | New York | DCSIT | Interruptible Demand | 0 | 30 | 0 | 0 | 10 | 10 | 10 | 10 | 10 | 10 | 10
1995 | US | NPCC | New York | New York | DCSLM | Direct Control Load Management | 0 | 0 | 0 | 0 | 0 | 0 | 0 | 0 | 0 | 0 | 0
1995 | US | NPCC | New York | New York | DCSNC | Net Capacity Resources | 0 | 35477 | 35886 | 35898 | 36022 | 35665 | 36094 | 35683 | 35644 | 35638 | 36007
1995 | US | NPCC | New York | New York | DCSNI | Projected Net Internal Demand | 0 | 27040 | 27340 | 27630 | 27920 | 28200 | 28430 | 28650 | 28820 | 29020 | 29200
1995 | US | NPCC | New York | New York | DCSNO | Net Operable Capacity | 0 | 29729 | 29731 | 29607 | 29632 | 29665 | 30096 | 30099 | 30099 | 30099 | 30099
1995 | US | NPCC | New York | New York | DCSPU | Purchases | 0 | 1085 | 1125 | 1150 | 1250 | 850 | 850 | 450 | 450 | 450 | 830
1995 | US | NPCC | New York | New York | DCSSA | Sales | 0 | 395 | 317 | 318 | 320 | 313 | 313 | 315 | 316 | 317 | 319
1995 | US | NPCC | New York | New York | DCSST | Standby Demand | 0 | 0 | 0 | 0 | 0 | 0 | 0 | 0 | 0 | 0 | 0
1995 | US | NPCC | New York | New York | DCSTI | Projected Total Internal Demand | 0 | 27070 | 27340 | 27630 | 27930 | 28210 | 28440 | 28660 | 28830 | 29030 | 29210
1995 | US | NPCC | New York | New York | DCSTO | Operable Total Internal Capacity | 0 | 29729 | 29731 | 29607 | 29632 | 29665 | 30096 | 30099 | 30099 | 30099 | 30099
1995 | US | NPCC | New York | New York | NGEX | Exports | 5581 | 2152 | 1908 | 1909 | 1908 | 1911 | 1654 | 1650 | 1651 | 1651 | 1636
1995 | US | NPCC | New York | New York | NGIG | Internal Generation | 136910 | 140272 | 141854 | 143870 | 144281 | 145045 | 146080 | 147389 | 148430 | 149511 | 151168
1995 | US | NPCC | New York | New York | NGIM | Imports | 16431 | 7760 | 7774 | 7069 | 8187 | 8676 | 8704 | 8651 | 8731 | 8790 | 8308
1995 | US | NPCC | New York | New York | NGIPP | IPPs | 26474 | 38492 | 40101 | 41429 | 41511 | 41636 | 42222 | 42727 | 42793 | 43290 | 43352
1995 | US | NPCC | New York | New York | NGNL | Net Energy for Load | 147760 | 145880 | 147720 | 149030 | 150560 | 151810 | 153130 | 154390 | 155510 | 156650 | 157840
1995 | US | NPCC | New York | New York | NGPRO | Electricity Production | 137776 | 140679 | 142269 | 144315 | 144770 | 145596 | 146543 | 147847 | 148902 | 150015 | 151602
1995 | US | NPCC | New York | New York | NGPSLD | Pumped Storage Load | 2531 | 1357 | 1385 | 1483 | 1630 | 1836 | 1545 | 1529 | 1575 | 1679 | 1447
1995 | US | NPCC | New York | New York | NGPSOT | Pumped Storage Generation | 1665 | 950 | 970 | 1038 | 1141 | 1285 | 1082 | 1071 | 1103 | 1175 | 1013
1995 | US | SERC | - | - | CSIPP | IPPs | 4884 | 4881 | 4880 | 5075 | 5522 | 5961 | 6255 | 6549 | 6990 | 7477 | 7477
1995 | US | SERC | - | - | CST | Total Capacity | 119318 | 122246 | 126243 | 126823 | 130145 | 133113 | 136999 | 140484 | 143392 | 146552 | 149702
1995 | US | SERC | - | - | CSTOC | Total Owned Capacity | 114434 | 117365 | 121363 | 121748 | 124623 | 127152 | 130744 | 133935 | 136402 | 139075 | 142225
1995 | US | SERC | - | - | DCSAJ | Adjustments | 0 | 0 | 0 | 0 | 0 | 0 | 0 | 0 | 0 | 0 | 0
1995 | US | SERC | - | - | DCSFP | Full-Responsibility Purchases (portion of total purchases) | 0 | 649 | 984 | 1072 | 864 | 633 | 477 | 372 | 216 | 259 | 229
1995 | US | SERC | - | - | DCSFS | Full-Responsibility Sales (portion of total sales) | 0 | 1657 | 1630 | 1604 | 1604 | 1604 | 1604 | 1604 | 1604 | 1604 | 1604
1995 | US | SERC | - | - | DCSIC | Inoperable capacity | 0 | 2130 | 1065 | 1065 | 1065 | 1065 | 1065 | 1065 | 1065 | 1065 | 1065
1995 | US | SERC | - | - | DCSIN | Internal Demand | 0 | 107565 | 110661 | 113238 | 115990 | 118764 | 121273 | 123951 | 126589 | 129265 | 131960
1995 | US | SERC | - | - | DCSIPP | IPPs | 0 | 4881 | 4880 | 5075 | 5522 | 5961 | 6255 | 6549 | 6990 | 7477 | 7477
1995 | US | SERC | - | - | DCSIT | Interruptible Demand | 0 | 4794 | 5063 | 5206 | 5326 | 5442 | 5467 | 5491 | 5486 | 5474 | 5451
1995 | US | SERC | - | - | DCSLM | Direct Control Load Management | 0 | 886 | 898 | 956 | 1039 | 1076 | 1144 | 1210 | 1261 | 1331 | 1397
1995 | US | SERC | - | - | DCSNC | Net Capacity Resources | 0 | 120044 | 125673 | 126367 | 129481 | 132518 | 135048 | 138428 | 141180 | 144383 | 147503
1995 | US | SERC | - | - | DCSNI | Projected Net Internal Demand | 0 | 101885 | 104700 | 107076 | 109625 | 112246 | 114662 | 117250 | 119842 | 122460 | 125112
1995 | US | SERC | - | - | DCSNO | Net Operable Capacity | 0 | 115235 | 120298 | 120683 | 123558 | 126087 | 129679 | 132870 | 135337 | 138010 | 141160
1995 | US | SERC | - | - | DCSPU | Purchases | 0 | 2013 | 2553 | 2641 | 2433 | 2502 | 1146 | 1041 | 885 | 928 | 898
1995 | US | SERC | - | - | DCSSA | Sales | 0 | 2085 | 2058 | 2032 | 2032 | 2032 | 2032 | 2032 | 2032 | 2032 | 2032
1995 | US | SERC | - | - | DCSST | Standby Demand | 0 | 0 | 0 | 0 | 0 | 0 | 0 | 0 | 0 | 0 | 0
1995 | US | SERC | - | - | DCSTI | Projected Total Internal Demand | 0 | 107565 | 110661 | 113238 | 115990 | 118764 | 121273 | 123951 | 126589 | 129265 | 131960
1995 | US | SERC | - | - | DCSTO | Operable Total Internal Capacity | 0 | 117365 | 121363 | 121748 | 124623 | 127152 | 130744 | 133935 | 136402 | 139075 | 142225
1995 | US | SERC | - | - | NGEX | Exports | 43950 | 22134 | 21096 | 20968 | 20520 | 18117 | 17771 | 17531 | 17667 | 17575 | 17648
1995 | US | SERC | - | - | NGIG | Internal Generation | 537169 | 570302 | 578229 | 591630 | 606322 | 619040 | 631872 | 646457 | 659995 | 673733 | 687986
1995 | US | SERC | - | - | NGIM | Imports | 51726 | 18778 | 22441 | 23159 | 23603 | 23762 | 23432 | 23448 | 23156 | 23238 | 23704
1995 | US | SERC | - | - | NGIPP | IPPs | 14502 | 15834 | 15800 | 16349 | 17525 | 19925 | 21259 | 22206 | 24717 | 26348 | 27122
1995 | US | SERC | - | - | NGNL | Net Energy for Load | 544945 | 566946 | 579574 | 593821 | 609405 | 624685 | 637533 | 652374 | 665484 | 679396 | 694042
1995 | US | SERC | - | - | NGPRO | Electricity Production | 538946 | 571902 | 579868 | 593431 | 608215 | 621131 | 634031 | 648727 | 662449 | 676177 | 690379
1995 | US | SERC | - | - | NGPSLD | Pumped Storage Load | 8228 | 7081 | 7324 | 7912 | 8447 | 9362 | 9589 | 10137 | 10942 | 10932 | 10683
1995 | US | SERC | - | - | NGPSOT | Pumped Storage Generation | 6451 | 5481 | 5685 | 6111 | 6554 | 7271 | 7430 | 7867 | 8488 | 8488 | 8290
1995 | US | SERC | Central | - | CSIPP | IPPs | 0 | 0 | 0 | 0 | 0 | 0 | 0 | 0 | 0 | 0 | 0
1995 | US | SERC | Central | - | CST | Total Capacity | 28269 | 28269 | 29439 | 29439 | 30189 | 30939 | 31689 | 32439 | 33189 | 33939 | 34939
1995 | US | SERC | Central | - | CSTOC | Total Owned Capacity | 28269 | 28269 | 29439 | 29439 | 30189 | 30939 | 31689 | 32439 | 33189 | 33939 | 34939
1995 | US | SERC | Central | - | DCSAJ | Adjustments | 0 | 0 | 0 | 0 | 0 | 0 | 0 | 0 | 0 | 0 | 0
1995 | US | SERC | Central | - | DCSFP | Full-Responsibility Purchases (portion of total purchases) | 0 | 0 | 0 | 0 | 0 | 0 | 0 | 0 | 0 | 0 | 0
1995 | US | SERC | Central | - | DCSFS | Full-Responsibility Sales (portion of total sales) | 0 | 0 | 0 | 0 | 0 | 0 | 0 | 0 | 0 | 0 | 0
1995 | US | SERC | Central | - | DCSIC | Inoperable capacity | 0 | 2130 | 1065 | 1065 | 1065 | 1065 | 1065 | 1065 | 1065 | 1065 | 1065
1995 | US | SERC | Central | - | DCSIN | Internal Demand | 0 | 24521 | 25136 | 25766 | 26415 | 27084 | 27763 | 28452 | 29140 | 29825 | 30514
1995 | US | SERC | Central | - | DCSIPP | IPPs | 0 | 0 | 0 | 0 | 0 | 0 | 0 | 0 | 0 | 0 | 0
1995 | US | SERC | Central | - | DCSIT | Interruptible Demand | 0 | 1671 | 1717 | 1743 | 1763 | 1772 | 1765 | 1742 | 1701 | 1652 | 1592
1995 | US | SERC | Central | - | DCSLM | Direct Control Load Management | 0 | 0 | 0 | 0 | 0 | 0 | 0 | 0 | 0 | 0 | 0
1995 | US | SERC | Central | - | DCSNC | Net Capacity Resources | 0 | 25726 | 27961 | 27961 | 28711 | 29461 | 30211 | 30961 | 31711 | 32461 | 33461
1995 | US | SERC | Central | - | DCSNI | Projected Net Internal Demand | 0 | 22850 | 23419 | 24023 | 24652 | 25312 | 25998 | 26710 | 27439 | 28173 | 28922
1995 | US | SERC | Central | - | DCSNO | Net Operable Capacity | 0 | 26139 | 28374 | 28374 | 29124 | 29874 | 30624 | 31374 | 32124 | 32874 | 33874
1995 | US | SERC | Central | - | DCSPU | Purchases | 0 | 0 | 0 | 0 | 0 | 0 | 0 | 0 | 0 | 0 | 0
1995 | US | SERC | Central | - | DCSSA | Sales | 0 | 413 | 413 | 413 | 413 | 413 | 413 | 413 | 413 | 413 | 413
1995 | US | SERC | Central | - | DCSST | Standby Demand | 0 | 0 | 0 | 0 | 0 | 0 | 0 | 0 | 0 | 0 | 0
1995 | US | SERC | Central | - | DCSTI | Projected Total Internal Demand | 0 | 24521 | 25136 | 25766 | 26415 | 27084 | 27763 | 28452 | 29140 | 29825 | 30514
1995 | US | SERC | Central | - | DCSTO | Operable Total Internal Capacity | 0 | 28269 | 29439 | 29439 | 30189 | 30939 | 31689 | 32439 | 33189 | 33939 | 34939
1995 | US | SERC | Central | - | NGEX | Exports | 5574 | 6878 | 7286 | 7339 | 7084 | 4793 | 4792 | 4795 | 4796 | 4798 | 4797
1995 | US | SERC | Central | - | NGIG | Internal Generation | 133023 | 143964 | 147240 | 150943 | 154228 | 155624 | 159520 | 163454 | 167022 | 170560 | 174066
1995 | US | SERC | Central | - | NGIM | Imports | 6405 | 809 | 1536 | 1492 | 1648 | 1744 | 1565 | 1160 | 1117 | 1103 | 1121
1995 | US | SERC | Central | - | NGIPP | IPPs | 84 | 0 | 0 | 0 | 0 | 0 | 0 | 0 | 0 | 0 | 0
1995 | US | SERC | Central | - | NGNL | Net Energy for Load | 133854 | 137895 | 141490 | 145096 | 148792 | 152575 | 156293 | 159819 | 163343 | 166865 | 170390
1995 | US | SERC | Central | - | NGPRO | Electricity Production | 133616 | 144469 | 147782 | 151511 | 154806 | 156228 | 160136 | 164104 | 167686 | 171242 | 174755
1995 | US | SERC | Central | - | NGPSLD | Pumped Storage Load | 2707 | 2239 | 2406 | 2517 | 2565 | 2678 | 2733 | 2888 | 2947 | 3023 | 3054
1995 | US | SERC | Central | - | NGPSOT | Pumped Storage Generation | 2114 | 1734 | 1864 | 1949 | 1987 | 2074 | 2117 | 2238 | 2283 | 2341 | 2365
1995 | US | SERC | Southeastern | - | CSIPP | IPPs | 770 | 777 | 758 | 758 | 1008 | 1449 | 1743 | 2037 | 2478 | 2965 | 2965
1995 | US | SERC | Southeastern | - | CST | Total Capacity | 39330 | 40769 | 41644 | 41804 | 43004 | 43945 | 45012 | 46137 | 47226 | 48292 | 49046
1995 | US | SERC | Southeastern | - | CSTOC | Total Owned Capacity | 38560 | 39992 | 40886 | 41046 | 41996 | 42496 | 43269 | 44100 | 44748 | 45327 | 46081
1995 | US | SERC | Southeastern | - | DCSAJ | Adjustments | 0 | 0 | 0 | 0 | 0 | 0 | 0 | 0 | 0 | 0 | 0
1995 | US | SERC | Southeastern | - | DCSFP | Full-Responsibility Purchases (portion of total purchases) | 0 | 649 | 984 | 1072 | 864 | 633 | 477 | 372 | 216 | 259 | 229
1995 | US | SERC | Southeastern | - | DCSFS | Full-Responsibility Sales (portion of total sales) | 0 | 1657 | 1630 | 1604 | 1604 | 1604 | 1604 | 1604 | 1604 | 1604 | 1604
1995 | US | SERC | Southeastern | - | DCSIC | Inoperable capacity | 0 | 0 | 0 | 0 | 0 | 0 | 0 | 0 | 0 | 0 | 0
1995 | US | SERC | Southeastern | - | DCSIN | Internal Demand | 0 | 35457 | 36843 | 37420 | 38298 | 39082 | 39879 | 40654 | 41482 | 42291 | 43149
1995 | US | SERC | Southeastern | - | DCSIPP | IPPs | 0 | 777 | 758 | 758 | 1008 | 1449 | 1743 | 2037 | 2478 | 2965 | 2965
1995 | US | SERC | Southeastern | - | DCSIT | Interruptible Demand | 0 | 1773 | 1837 | 1926 | 1996 | 2076 | 2085 | 2106 | 2117 | 2130 | 2144
1995 | US | SERC | Southeastern | - | DCSLM | Direct Control Load Management | 0 | 14 | 26 | 38 | 50 | 50 | 50 | 50 | 50 | 50 | 50
1995 | US | SERC | Southeastern | - | DCSNC | Net Capacity Resources | 0 | 39761 | 40998 | 41272 | 42264 | 42974 | 43885 | 44905 | 45838 | 46947 | 47671
1995 | US | SERC | Southeastern | - | DCSNI | Projected Net Internal Demand | 0 | 33670 | 34980 | 35456 | 36252 | 36956 | 37744 | 38498 | 39315 | 40111 | 40955
1995 | US | SERC | Southeastern | - | DCSNO | Net Operable Capacity | 0 | 39992 | 40886 | 41046 | 41996 | 42496 | 43269 | 44100 | 44748 | 45327 | 46081
1995 | US | SERC | Southeastern | - | DCSPU | Purchases | 0 | 649 | 984 | 1072 | 864 | 633 | 477 | 372 | 216 | 259 | 229
1995 | US | SERC | Southeastern | - | DCSSA | Sales | 0 | 1657 | 1630 | 1604 | 1604 | 1604 | 1604 | 1604 | 1604 | 1604 | 1604
1995 | US | SERC | Southeastern | - | DCSST | Standby Demand | 0 | 0 | 0 | 0 | 0 | 0 | 0 | 0 | 0 | 0 | 0
1995 | US | SERC | Southeastern | - | DCSTI | Projected Total Internal Demand | 0 | 35457 | 36843 | 37420 | 38298 | 39082 | 39879 | 40654 | 41482 | 42291 | 43149
1995 | US | SERC | Southeastern | - | DCSTO | Operable Total Internal Capacity | 0 | 39992 | 40886 | 41046 | 41996 | 42496 | 43269 | 44100 | 44748 | 45327 | 46081
1995 | US | SERC | Southeastern | - | NGEX | Exports | 33201 | 13804 | 12395 | 12359 | 12120 | 11935 | 11708 | 11462 | 11463 | 11462 | 11514
1995 | US | SERC | Southeastern | - | NGIG | Internal Generation | 176350 | 192581 | 193693 | 197219 | 202644 | 207217 | 210646 | 215191 | 219343 | 223815 | 228255
1995 | US | SERC | Southeastern | - | NGIM | Imports | 29831 | 4192 | 3632 | 3706 | 3653 | 3998 | 4304 | 4060 | 3952 | 3549 | 3704
1995 | US | SERC | Southeastern | - | NGIPP | IPPs | 528 | 514 | 519 | 480 | 727 | 1093 | 1258 | 1564 | 2251 | 3055 | 3753
1995 | US | SERC | Southeastern | - | NGNL | Net Energy for Load | 172980 | 182969 | 184930 | 188566 | 194177 | 199280 | 203242 | 207789 | 211832 | 215902 | 220445
1995 | US | SERC | Southeastern | - | NGPRO | Electricity Production | 176428 | 192874 | 194019 | 197581 | 202990 | 207563 | 211020 | 215569 | 219732 | 224221 | 228673
1995 | US | SERC | Southeastern | - | NGPSLD | Pumped Storage Load | 280 | 1392 | 1535 | 1603 | 1586 | 1587 | 1700 | 1713 | 1754 | 1825 | 1881
1995 | US | SERC | Southeastern | - | NGPSOT | Pumped Storage Generation | 202 | 1099 | 1209 | 1241 | 1240 | 1241 | 1326 | 1335 | 1365 | 1419 | 1463
1995 | US | SERC | VACAR | - | CSIPP | IPPs | 4114 | 4104 | 4122 | 4317 | 4514 | 4512 | 4512 | 4512 | 4512 | 4512 | 4512
1995 | US | SERC | VACAR | - | CST | Total Capacity | 51719 | 53208 | 55160 | 55580 | 56952 | 58229 | 60298 | 61908 | 62977 | 64321 | 65717
1995 | US | SERC | VACAR | - | CSTOC | Total Owned Capacity | 47605 | 49104 | 51038 | 51263 | 52438 | 53717 | 55786 | 57396 | 58465 | 59809 | 61205
1995 | US | SERC | VACAR | - | DCSAJ | Adjustments | 0 | 0 | 0 | 0 | 0 | 0 | 0 | 0 | 0 | 0 | 0
1995 | US | SERC | VACAR | - | DCSFP | Full-Responsibility Purchases (portion of total purchases) | 0 | 0 | 0 | 0 | 0 | 0 | 0 | 0 | 0 | 0 | 0
1995 | US | SERC | VACAR | - | DCSFS | Full-Responsibility Sales (portion of total sales) | 0 | 0 | 0 | 0 | 0 | 0 | 0 | 0 | 0 | 0 | 0
1995 | US | SERC | VACAR | - | DCSIC | Inoperable capacity | 0 | 0 | 0 | 0 | 0 | 0 | 0 | 0 | 0 | 0 | 0
1995 | US | SERC | VACAR | - | DCSIN | Internal Demand | 0 | 47587 | 48682 | 50052 | 51277 | 52598 | 53631 | 54845 | 55967 | 57149 | 58297
1995 | US | SERC | VACAR | - | DCSIPP | IPPs | 0 | 4104 | 4122 | 4317 | 4514 | 4512 | 4512 | 4512 | 4512 | 4512 | 4512
1995 | US | SERC | VACAR | - | DCSIT | Interruptible Demand | 0 | 1350 | 1509 | 1537 | 1567 | 1594 | 1617 | 1643 | 1668 | 1692 | 1715
1995 | US | SERC | VACAR | - | DCSLM | Direct Control Load Management | 0 | 872 | 872 | 918 | 989 | 1026 | 1094 | 1160 | 1211 | 1281 | 1347
1995 | US | SERC | VACAR | - | DCSNC | Net Capacity Resources | 0 | 54557 | 56714 | 57134 | 58506 | 60083 | 60952 | 62562 | 63631 | 64975 | 66371
1995 | US | SERC | VACAR | - | DCSNI | Projected Net Internal Demand | 0 | 45365 | 46301 | 47597 | 48721 | 49978 | 50920 | 52042 | 53088 | 54176 | 55235
1995 | US | SERC | VACAR | - | DCSNO | Net Operable Capacity | 0 | 49104 | 51038 | 51263 | 52438 | 53717 | 55786 | 57396 | 58465 | 59809 | 61205
1995 | US | SERC | VACAR | - | DCSPU | Purchases | 0 | 1364 | 1569 | 1569 | 1569 | 1869 | 669 | 669 | 669 | 669 | 669
1995 | US | SERC | VACAR | - | DCSSA | Sales | 0 | 15 | 15 | 15 | 15 | 15 | 15 | 15 | 15 | 15 | 15
1995 | US | SERC | VACAR | - | DCSST | Standby Demand | 0 | 0 | 0 | 0 | 0 | 0 | 0 | 0 | 0 | 0 | 0
1995 | US | SERC | VACAR | - | DCSTI | Projected Total Internal Demand | 0 | 47587 | 48682 | 50052 | 51277 | 52598 | 53631 | 54845 | 55967 | 57149 | 58297
1995 | US | SERC | VACAR | - | DCSTO | Operable Total Internal Capacity | 0 | 49104 | 51038 | 51263 | 52438 | 53717 | 55786 | 57396 | 58465 | 59809 | 61205
1995 | US | SERC | VACAR | - | NGEX | Exports | 5175 | 1452 | 1415 | 1270 | 1316 | 1389 | 1271 | 1274 | 1408 | 1315 | 1337
1995 | US | SERC | VACAR | - | NGIG | Internal Generation | 227796 | 233757 | 237296 | 243468 | 249450 | 256199 | 261706 | 267812 | 273630 | 279358 | 285665
1995 | US | SERC | VACAR | - | NGIM | Imports | 15490 | 13777 | 17273 | 17961 | 18302 | 18020 | 17563 | 18228 | 18087 | 18586 | 18879
1995 | US | SERC | VACAR | - | NGIPP | IPPs | 13890 | 15320 | 15281 | 15869 | 16798 | 18832 | 20001 | 20642 | 22466 | 23293 | 23369
1995 | US | SERC | VACAR | - | NGNL | Net Energy for Load | 238111 | 246082 | 253154 | 260159 | 266436 | 272830 | 277998 | 284766 | 290309 | 296629 | 303207
1995 | US | SERC | VACAR | - | NGPRO | Electricity Production | 228902 | 234559 | 238067 | 244339 | 250419 | 257340 | 262875 | 269054 | 275031 | 280714 | 286951
1995 | US | SERC | VACAR | - | NGPSLD | Pumped Storage Load | 5241 | 3450 | 3383 | 3792 | 4296 | 5097 | 5156 | 5536 | 6241 | 6084 | 5748
1995 | US | SERC | VACAR | - | NGPSOT | Pumped Storage Generation | 4135 | 2648 | 2612 | 2921 | 3327 | 3956 | 3987 | 4294 | 4840 | 4728 | 4462
1995 | US | SPP | - | - | CSIPP | IPPs | 667 | 667 | 667 | 667 | 767 | 767 | 767 | 767 | 767 | 767 | 767
1995 | US | SPP | - | - | CST | Total Capacity | 69540 | 69721 | 69902 | 70222 | 70639 | 70800 | 71925 | 72603 | 73266 | 73967 | 74926
1995 | US | SPP | - | - | CSTOC | Total Owned Capacity | 68873 | 69054 | 69235 | 69555 | 69872 | 70033 | 71158 | 71836 | 72499 | 73200 | 74159
1995 | US | SPP | - | - | DCSAJ | Adjustments | 0 | 0 | 0 | 0 | 0 | 0 | 0 | 0 | 0 | 0 | 0
1995 | US | SPP | - | - | DCSFP | Full-Responsibility Purchases (portion of total purchases) | 0 | 1984 | 1965 | 1979 | 1990 | 1995 | 2011 | 1943 | 1926 | 1942 | 1960
1995 | US | SPP | - | - | DCSFS | Full-Responsibility Sales (portion of total sales) | 0 | 1481 | 1496 | 1489 | 1523 | 1533 | 1488 | 1473 | 1484 | 1494 | 1496
1995 | US | SPP | - | - | DCSIC | Inoperable capacity | 0 | 633 | 687 | 633 | 378 | 308 | 111 | 111 | 111 | 111 | 111
1995 | US | SPP | - | - | DCSIN | Internal Demand | 0 | 59001 | 60200 | 61120 | 62170 | 63247 | 63820 | 64712 | 65787 | 67016 | 68559
1995 | US | SPP | - | - | DCSIPP | IPPs | 0 | 667 | 667 | 667 | 767 | 767 | 767 | 767 | 767 | 767 | 767
1995 | US | SPP | - | - | DCSIT | Interruptible Demand | 0 | 2036 | 2108 | 2158 | 2208 | 2261 | 1902 | 1955 | 2016 | 2082 | 2095
1995 | US | SPP | - | - | DCSLM | Direct Control Load Management | 0 | 570 | 632 | 696 | 777 | 851 | 1109 | 1171 | 1205 | 1259 | 1266
1995 | US | SPP | - | - | DCSNC | Net Capacity Resources | 0 | 69198 | 68506 | 68813 | 69734 | 70300 | 71823 | 72667 | 73527 | 74309 | 75273
1995 | US | SPP | - | - | DCSNI | Projected Net Internal Demand | 0 | 56395 | 57460 | 58266 | 59185 | 60135 | 60809 | 61586 | 62566 | 63675 | 65198
1995 | US | SPP | - | - | DCSNO | Net Operable Capacity | 0 | 68421 | 68548 | 68922 | 69494 | 69725 | 71047 | 71725 | 72388 | 73089 | 74048
1995 | US | SPP | - | - | DCSPU | Purchases | 0 | 7812 | 7105 | 7121 | 7143 | 7203 | 5729 | 5635 | 5655 | 5710 | 5744
1995 | US | SPP | - | - | DCSSA | Sales | 0 | 7702 | 7814 | 7897 | 7670 | 7395 | 5720 | 5460 | 5283 | 5257 | 5286
1995 | US | SPP | - | - | DCSST | Standby Demand | 0 | 0 | 0 | 0 | 0 | 0 | 0 | 0 | 0 | 0 | 0
1995 | US | SPP | - | - | DCSTI | Projected Total Internal Demand | 0 | 59001 | 60200 | 61120 | 62170 | 63247 | 63820 | 64712 | 65787 | 67016 | 68559
1995 | US | SPP | - | - | DCSTO | Operable Total Internal Capacity | 0 | 69054 | 69235 | 69555 | 69872 | 70033 | 71158 | 71836 | 72499 | 73200 | 74159
1995 | US | SPP | - | - | NGEX | Exports | 49689 | 37771 | 38101 | 38790 | 38428 | 37446 | 35539 | 35348 | 34262 | 34744 | 34195
1995 | US | SPP | - | - | NGIG | Internal Generation | 282646 | 290810 | 299193 | 304474 | 307793 | 312443 | 316579 | 319999 | 324036 | 330519 | 336542
1995 | US | SPP | - | - | NGIM | Imports | 53267 | 37743 | 36108 | 36066 | 37713 | 37287 | 36351 | 36998 | 37643 | 38088 | 38928
1995 | US | SPP | - | - | NGIPP | IPPs | 5073 | 4658 | 4662 | 4658 | 4658 | 4658 | 4658 | 4658 | 4658 | 4658 | 4658
1995 | US | SPP | - | - | NGNL | Net Energy for Load | 286224 | 290782 | 297200 | 301750 | 307078 | 312284 | 317391 | 321649 | 327417 | 333863 | 341275
1995 | US | SPP | - | - | NGPRO | Electricity Production | 282696 | 290870 | 299253 | 304534 | 307853 | 312503 | 316639 | 320059 | 324096 | 330579 | 336602
1995 | US | SPP | - | - | NGPSLD | Pumped Storage Load | 114 | 140 | 140 | 140 | 140 | 140 | 140 | 140 | 140 | 140 | 140
1995 | US | SPP | - | - | NGPSOT | Pumped Storage Generation | 64 | 80 | 80 | 80 | 80 | 80 | 80 | 80 | 80 | 80 | 80
1995 | US | WECC | - | - | CSIPP | IPPs | 9626 | 9968 | 10580 | 11321 | 11973 | 12429 | 12477 | 12525 | 12535 | 12546 | 12552
1995 | US | WECC | - | - | CST | Total Capacity | 126202 | 126721 | 128353 | 129674 | 131935 | 133508 | 134139 | 134907 | 135499 | 136655 | 137394
1995 | US | WECC | - | - | CSTOC | Total Owned Capacity | 116576 | 116753 | 117773 | 118353 | 119962 | 121079 | 121662 | 122382 | 122964 | 124109 | 124842
1995 | US | WECC | - | - | DCSAJ | Adjustments | 0 | 0 | 0 | 0 | 0 | 0 | 0 | 0 | 0 | 0 | 0
1995 | US | WECC | - | - | DCSFP | Full-Responsibility Purchases (portion of total purchases) | 0 | 1029 | 679 | 584 | 444 | 454 | 459 | 509 | 509 | 509 | 509
1995 | US | WECC | - | - | DCSFS | Full-Responsibility Sales (portion of total sales) | 0 | 162 | 162 | 162 | 98 | 533 | 533 | 533 | 533 | 962 | 962
1995 | US | WECC | - | - | DCSIC | Inoperable capacity | 0 | 55 | 55 | 55 | 55 | 55 | 55 | 55 | 55 | 55 | 55
1995 | US | WECC | - | - | DCSIN | Internal Demand | 0 | 103821 | 106251 | 108281 | 109987 | 111723 | 113395 | 115123 | 116963 | 118835 | 120696
1995 | US | WECC | - | - | DCSIPP | IPPs | 0 | 9968 | 10580 | 11321 | 11973 | 12429 | 12477 | 12525 | 12535 | 12546 | 12552
1995 | US | WECC | - | - | DCSIT | Interruptible Demand | 0 | 1658 | 2081 | 2106 | 2100 | 2112 | 2119 | 2110 | 2127 | 2136 | 2174
1995 | US | WECC | - | - | DCSLM | Direct Control Load Management | 0 | 2439 | 2569 | 2713 | 2747 | 2781 | 2816 | 2849 | 2885 | 2921 | 2957
1995 | US | WECC | - | - | DCSNC | Net Capacity Resources | 0 | 127533 | 128815 | 130041 | 132226 | 133374 | 134010 | 134828 | 135420 | 136147 | 136886
1995 | US | WECC | - | - | DCSNI | Projected Net Internal Demand | 0 | 99724 | 101601 | 103462 | 105140 | 106830 | 108460 | 110164 | 111951 | 113778 | 115565
1995 | US | WECC | - | - | DCSNO | Net Operable Capacity | 0 | 116698 | 117718 | 118298 | 119907 | 121024 | 121607 | 122327 | 122909 | 124054 | 124787
1995 | US | WECC | - | - | DCSPU | Purchases | 0 | 1029 | 679 | 584 | 444 | 454 | 459 | 509 | 509 | 509 | 509
1995 | US | WECC | - | - | DCSSA | Sales | 0 | 162 | 162 | 162 | 98 | 533 | 533 | 533 | 533 | 962 | 962
1995 | US | WECC | - | - | DCSST | Standby Demand | 0 | 0 | 0 | 0 | 0 | 0 | 0 | 0 | 0 | 0 | 0
1995 | US | WECC | - | - | DCSTI | Projected Total Internal Demand | 0 | 103821 | 106251 | 108281 | 109987 | 111723 | 113395 | 115123 | 116963 | 118835 | 120696
1995 | US | WECC | - | - | DCSTO | Operable Total Internal Capacity | 0 | 116753 | 117773 | 118353 | 119962 | 121079 | 121662 | 122382 | 122964 | 124109 | 124842
1995 | US | WECC | - | - | NGEX | Exports | 2033 | 949 | 949 | 72 | 401 | 2154 | 2696 | 2678 | 2666 | 4214 | 4720
1995 | US | WECC | - | - | NGIG | Internal Generation | 576067 | 561684 | 570654 | 582145 | 595466 | 604412 | 612577 | 618026 | 625184 | 630597 | 641045
1995 | US | WECC | - | - | NGIM | Imports | 12158 | 36805 | 42059 | 39719 | 37467 | 41255 | 46103 | 51103 | 56190 | 65146 | 68495
1995 | US | WECC | - | - | NGIPP | IPPs | 72171 | 69164 | 73247 | 79770 | 83283 | 85038 | 85993 | 85811 | 86242 | 86216 | 85923
1995 | US | WECC | - | - | NGNL | Net Energy for Load | 586192 | 597540 | 611764 | 621792 | 632532 | 643513 | 655984 | 666451 | 678708 | 691529 | 704820
1995 | US | WECC | - | - | NGPRO | Electricity Production | 575743 | 560620 | 569046 | 580507 | 593768 | 602798 | 610900 | 616469 | 623708 | 629104 | 639634
1995 | US | WECC | - | - | NGPSLD | Pumped Storage Load | 2271 | 1338 | 1336 | 1257 | 1271 | 1391 | 1341 | 1414 | 1465 | 1549 | 1532
1995 | US | WECC | - | - | NGPSOT | Pumped Storage Generation | 2595 | 2402 | 2944 | 2895 | 2969 | 3005 | 3018 | 2971 | 2941 | 3042 | 2943
1995 | US | WECC | AZN | - | CSIPP | IPPs | 0 | 0 | 0 | 0 | 0 | 220 | 220 | 220 | 225 | 230 | 234
1995 | US | WECC | AZN | - | CST | Total Capacity | 16300 | 16172 | 16173 | 16174 | 16175 | 16398 | 16575 | 16746 | 16850 | 16992 | 17218
1995 | US | WECC | AZN | - | CSTOC | Total Owned Capacity | 16300 | 16172 | 16173 | 16174 | 16175 | 16178 | 16355 | 16526 | 16625 | 16762 | 16984
1995 | US | WECC | AZN | - | DCSAJ | Adjustments | 0 | 4258 | 4268 | 4268 | 4418 | 4418 | 4418 | 4418 | 4417 | 4418 | 4418
1995 | US | WECC | AZN | - | DCSFP | Full-Responsibility Purchases (portion of total purchases) | 0 | 1170 | 1170 | 1270 | 1209 | 1442 | 1457 | 1429 | 1441 | 1441 | 1441
1995 | US | WECC | AZN | - | DCSFS | Full-Responsibility Sales (portion of total sales) | 0 | 726 | 481 | 481 | 246 | 246 | 246 | 116 | 116 | 116 | 116
1995 | US | WECC | AZN | - | DCSIC | Inoperable capacity | 0 | 16 | 16 | 19 | 19 | 19 | 19 | 19 | 19 | 19 | 19
1995 | US | WECC | AZN | - | DCSIN | Internal Demand | 0 | 13839 | 14107 | 14442 | 14765 | 15088 | 15391 | 15715 | 16047 | 16381 | 16717
1995 | US | WECC | AZN | - | DCSIPP | IPPs | 0 | 0 | 0 | 0 | 0 | 220 | 220 | 220 | 225 | 230 | 234
1995 | US | WECC | AZN | - | DCSIT | Interruptible Demand | 0 | 473 | 473 | 476 | 457 | 448 | 450 | 443 | 453 | 451 | 457
1995 | US | WECC | AZN | - | DCSLM | Direct Control Load Management | 0 | 6 | 6 | 6 | 6 | 6 | 6 | 6 | 6 | 6 | 6
1995 | US | WECC | AZN | - | DCSNC | Net Capacity Resources | 0 | 16600 | 16846 | 16944 | 17194 | 17480 | 17672 | 17948 | 18164 | 18303 | 18529
1995 | US | WECC | AZN | - | DCSNI | Projected Net Internal Demand | 0 | 13360 | 13628 | 13960 | 14302 | 14634 | 14935 | 15266 | 15588 | 15924 | 16254
1995 | US | WECC | AZN | - | DCSNO | Net Operable Capacity | 0 | 16156 | 16157 | 16155 | 16156 | 16159 | 16336 | 16507 | 16606 | 16743 | 16965
1995 | US | WECC | AZN | - | DCSPU | Purchases | 0 | 1717 | 1717 | 1817 | 1831 | 1989 | 2004 | 1976 | 1997 | 1993 | 1993
1995 | US | WECC | AZN | - | DCSSA | Sales | 0 | 5531 | 5296 | 5296 | 5211 | 5306 | 5306 | 5173 | 5081 | 5081 | 5081
1995 | US | WECC | AZN | - | DCSST | Standby Demand | 0 | 0 | 0 | 0 | 0 | 0 | 0 | 0 | 0 | 0 | 0
1995 | US | WECC | AZN | - | DCSTI | Projected Total Internal Demand | 0 | 13839 | 14107 | 14442 | 14765 | 15088 | 15391 | 15715 | 16047 | 16381 | 16717
1995 | US | WECC | AZN | - | DCSTO | Operable Total Internal Capacity | 0 | 16172 | 16173 | 16174 | 16175 | 16178 | 16355 | 16526 | 16625 | 16762 | 16984
1995 | US | WECC | AZN | - | NGEX | Exports | 12613 | 5218 | 3072 | 1766 | 1603 | 1587 | 1641 | 1192 | 1058 | 1058 | 1058
1995 | US | WECC | AZN | - | NGIG | Internal Generation | 79271 | 72953 | 73321 | 73377 | 74512 | 74742 | 76428 | 77567 | 79138 | 81003 | 82986
1995 | US | WECC | AZN | - | NGIM | Imports | 5641 | 3880 | 4107 | 4100 | 4616 | 5748 | 5967 | 6199 | 6447 | 6547 | 6541
1995 | US | WECC | AZN | - | NGIPP | IPPs | 22 | 0 | 0 | 0 | 0 | 0 | 0 | 0 | 35 | 71 | 98
1995 | US | WECC | AZN | - | NGNL | Net Energy for Load | 72299 | 71615 | 74356 | 75711 | 77525 | 78903 | 80754 | 82574 | 84527 | 86492 | 88469
1995 | US | WECC | AZN | - | NGPRO | Electricity Production | 79329 | 73024 | 73402 | 73458 | 74589 | 74826 | 76508 | 77652 | 79224 | 81088 | 83072
1995 | US | WECC | AZN | - | NGPSLD | Pumped Storage Load | 193 | 251 | 284 | 304 | 288 | 318 | 307 | 315 | 324 | 318 | 321
1995 | US | WECC | AZN | - | NGPSOT | Pumped Storage Generation | 135 | 180 | 203 | 223 | 211 | 234 | 227 | 230 | 238 | 233 | 235
1995 | US | WECC | CNV | - | CSIPP | IPPs | 7787 | 7773 | 8033 | 8251 | 8899 | 9101 | 9103 | 9105 | 9106 | 9108 | 9110
1995 | US | WECC | CNV | - | CST | Total Capacity | 55473 | 55640 | 56304 | 56966 | 58124 | 58588 | 58788 | 59057 | 59093 | 59276 | 59424
1995 | US | WECC | CNV | - | CSTOC | Total Owned Capacity | 47686 | 47867 | 48271 | 48715 | 49225 | 49487 | 49685 | 49952 | 49987 | 50168 | 50314
1995 | US | WECC | CNV | - | DCSAJ | Adjustments | 0 | -4276 | -4276 | -4276 | -4276 | -4276 | -4276 | -4276 | -4276 | -4276 | -4276
1995 | US | WECC | CNV | - | DCSFP | Full-Responsibility Purchases (portion of total purchases) | 0 | 4230 | 3660 | 3160 | 3005 | 2865 | 2815 | 2685 | 2685 | 2685 | 2685
1995 | US | WECC | CNV | - | DCSFS | Full-Responsibility Sales (portion of total sales) | 0 | 110 | 110 | 110 | 110 | 110 | 110 | 110 | 110 | 110 | 110
1995 | US | WECC | CNV | - | DCSIC | Inoperable capacity | 0 | 0 | 0 | 0 | 0 | 0 | 0 | 0 | 0 | 0 | 0
1995 | US | WECC | CNV | - | DCSIN | Internal Demand | 0 | 52990 | 53948 | 54840 | 55595 | 56413 | 57171 | 57956 | 58827 | 59716 | 60545
1995 | US | WECC | CNV | - | DCSIPP | IPPs | 0 | 7773 | 8033 | 8251 | 8899 | 9101 | 9103 | 9105 | 9106 | 9108 | 9110
1995 | US | WECC | CNV | - | DCSIT | Interruptible Demand | 0 | 337 | 326 | 342 | 358 | 375 | 391 | 398 | 404 | 410 | 410
1995 | US | WECC | CNV | - | DCSLM | Direct Control Load Management | 0 | 2433 | 2563 | 2707 | 2741 | 2775 | 2810 | 2843 | 2879 | 2915 | 2951
1995 | US | WECC | CNV | - | DCSNC | Net Capacity Resources | 0 | 61746 | 62030 | 62550 | 63541 | 63741 | 64128 | 64608 | 64724 | 65083 | 65267
1995 | US | WECC | CNV | - | DCSNI | Projected Net Internal Demand | 0 | 50220 | 51059 | 51791 | 52496 | 53263 | 53970 | 54715 | 55544 | 56391 | 57184
1995 | US | WECC | CNV | - | DCSNO | Net Operable Capacity | 0 | 47867 | 48271 | 48715 | 49225 | 49487 | 49685 | 49952 | 49987 | 50168 | 50314
1995 | US | WECC | CNV | - | DCSPU | Purchases | 0 | 11051 | 10671 | 10529 | 10362 | 10098 | 10285 | 10496 | 10576 | 10752 | 10788
1995 | US | WECC | CNV | - | DCSSA | Sales | 0 | 669 | 669 | 669 | 669 | 669 | 669 | 669 | 669 | 669 | 669
1995 | US | WECC | CNV | - | DCSST | Standby Demand | 0 | 0 | 0 | 0 | 0 | 0 | 0 | 0 | 0 | 0 | 0
1995 | US | WECC | CNV | - | DCSTI | Projected Total Internal Demand | 0 | 52990 | 53948 | 54840 | 55595 | 56413 | 57171 | 57956 | 58827 | 59716 | 60545
1995 | US | WECC | CNV | - | DCSTO | Operable Total Internal Capacity | 0 | 47867 | 48271 | 48715 | 49225 | 49487 | 49685 | 49952 | 49987 | 50168 | 50314
1995 | US | WECC | CNV | - | NGEX | Exports | 9207 | 2380 | 2572 | 2117 | 1922 | 1932 | 1942 | 1932 | 1932 | 1804 | 1814
1995 | US | WECC | CNV | - | NGIG | Internal Generation | 230660 | 217105 | 219741 | 224567 | 230410 | 235137 | 239070 | 243085 | 246208 | 247775 | 253359
1995 | US | WECC | CNV | - | NGIM | Imports | 30814 | 46785 | 46683 | 45436 | 44007 | 44740 | 46170 | 47104 | 49762 | 54552 | 55524
1995 | US | WECC | CNV | - | NGIPP | IPPs | 59837 | 55463 | 57043 | 58458 | 61800 | 63272 | 63532 | 62920 | 63092 | 62982 | 62930
1995 | US | WECC | CNV | - | NGNL | Net Energy for Load | 252267 | 261510 | 263852 | 267886 | 272495 | 277945 | 283298 | 288257 | 294038 | 300523 | 307069
1995 | US | WECC | CNV | - | NGPRO | Electricity Production | 230204 | 215983 | 218180 | 222869 | 228654 | 233442 | 237301 | 241407 | 244594 | 246134 | 251824
1995 | US | WECC | CNV | - | NGPSLD | Pumped Storage Load | 1744 | 982 | 977 | 867 | 889 | 935 | 853 | 852 | 849 | 909 | 957
1995 | US | WECC | CNV | - | NGPSOT | Pumped Storage Generation | 2200 | 2104 | 2538 | 2565 | 2645 | 2630 | 2622 | 2530 | 2463 | 2550 | 2492
1995 | US | WECC | NWPP | - | CSIPP | IPPs | 1573 | 1623 | 1922 | 2476 | 2480 | 2514 | 2560 | 2606 | 2610 | 2614 | 2614
1995 | US | WECC | NWPP | - | CST | Total Capacity | 44182 | 47038 | 45922 | 48414 | 49286 | 49863 | 50118 | 50164 | 50512 | 51116 | 51131
1995 | US | WECC | NWPP | - | CSTOC | Total Owned Capacity | 42609 | 45415 | 44000 | 45938 | 46806 | 47349 | 47558 | 47558 | 47902 | 48502 | 48517
1995 | US | WECC | NWPP | - | DCSAJ | Adjustments | 0 | -550 | -553 | -553 | -703 | -703 | -703 | -703 | -703 | -703 | -703
1995 | US | WECC | NWPP | - | DCSFP | Full-Responsibility Purchases (portion of total purchases) | 0 | 975 | 655 | 668 | 668 | 668 | 668 | 668 | 668 | 668 | 668
1995 | US | WECC | NWPP | - | DCSFS | Full-Responsibility Sales (portion of total sales) | 0 | 4167 | 3802 | 3514 | 3600 | 4110 | 4075 | 3980 | 3980 | 4409 | 4409
1995 | US | WECC | NWPP | - | DCSIC | Inoperable capacity | 0 | 14 | 14 | 14 | 14 | 14 | 14 | 14 | 14 | 14 | 14
1995 | US | WECC | NWPP | - | DCSIN | Internal Demand | 0 | 30101 | 31196 | 31710 | 32281 | 32736 | 33198 | 33688 | 34215 | 34770 | 35286
1995 | US | WECC | NWPP | - | DCSIPP | IPPs | 0 | 1623 | 1922 | 2476 | 2480 | 2514 | 2560 | 2606 | 2610 | 2614 | 2614
1995 | US | WECC | NWPP | - | DCSIT | Interruptible Demand | 0 | 666 | 1117 | 1117 | 1118 | 1110 | 1092 | 1099 | 1103 | 1099 | 1091
1995 | US | WECC | NWPP | - | DCSLM | Direct Control Load Management | 0 | 0 | 0 | 0 | 0 | 0 | 0 | 0 | 0 | 0 | 0
1995 | US | WECC | NWPP | - | DCSNC | Net Capacity Resources | 0 | 43832 | 42761 | 45554 | 46340 | 46407 | 46697 | 46838 | 47186 | 47361 | 47376
1995 | US | WECC | NWPP | - | DCSNI | Projected Net Internal Demand | 0 | 29435 | 30079 | 30593 | 31163 | 31626 | 32106 | 32589 | 33112 | 33671 | 34195
1995 | US | WECC | NWPP | - | DCSNO | Net Operable Capacity | 0 | 45401 | 43986 | 45924 | 46792 | 47335 | 47544 | 47544 | 47888 | 48488 | 48503
1995 | US | WECC | NWPP | - | DCSPU | Purchases | 0 | 2034 | 1724 | 1737 | 1887 | 1887 | 1887 | 1887 | 1887 | 1887 | 1887
1995 | US | WECC | NWPP | - | DCSSA | Sales | 0 | 4676 | 4318 | 4030 | 4116 | 4626 | 4591 | 4496 | 4496 | 4925 | 4925
1995 | US | WECC | NWPP | - | DCSST | Standby Demand | 0 | 0 | 0 | 0 | 0 | 0 | 0 | 0 | 0 | 0 | 0
1995 | US | WECC | NWPP | - | DCSTI | Projected Total Internal Demand | 0 | 30101 | 31196 | 31710 | 32281 | 32736 | 33198 | 33688 | 34215 | 34770 | 35286
1995 | US | WECC | NWPP | - | DCSTO | Operable Total Internal Capacity | 0 | 45415 | 44000 | 45938 | 46806 | 47349 | 47558 | 47558 | 47902 | 48502 | 48517
1995 | US | WECC | NWPP | - | NGEX | Exports | 21406 | 16158 | 14517 | 14534 | 14845 | 16691 | 17013 | 16812 | 16844 | 18406 | 18918
1995 | US | WECC | NWPP | - | NGIG | Internal Generation | 221970 | 227348 | 232448 | 238103 | 243598 | 246371 | 247842 | 247354 | 249023 | 250484 | 252840
1995 | US | WECC | NWPP | - | NGIM | Imports | 19009 | 10815 | 12622 | 10183 | 8384 | 10530 | 13306 | 16490 | 18410 | 22161 | 24458
1995 | US | WECC | NWPP | - | NGIPP | IPPs | 10269 | 10709 | 13047 | 18054 | 18150 | 18351 | 18859 | 19070 | 19096 | 19122 | 19246
1995 | US | WECC | NWPP | - | NGNL | Net Energy for Load | 219573 | 222005 | 230553 | 233752 | 237137 | 240210 | 244135 | 247032 | 250589 | 254239 | 258380
1995 | US | WECC | NWPP | - | NGPRO | Electricity Production | 221970 | 227348 | 232448 | 238103 | 243598 | 246371 | 247842 | 247354 | 249023 | 250484 | 252840
1995 | US | WECC | NWPP | - | NGPSLD | Pumped Storage Load | 0 | 0 | 0 | 0 | 0 | 0 | 0 | 0 | 0 | 0 | 0
1995 | US | WECC | NWPP | - | NGPSOT | Pumped Storage Generation | 0 | 0 | 0 | 0 | 0 | 0 | 0 | 0 | 0 | 0 | 0
1995 | US | WECC | RMPA | - | CSIPP | IPPs | 316 | 620 | 625 | 644 | 644 | 644 | 644 | 644 | 644 | 644 | 644
1995 | US | WECC | RMPA | - | CST | Total Capacity | 9428 | 9732 | 9954 | 9983 | 10213 | 10522 | 10521 | 10803 | 10907 | 11134 | 11484
1995 | US | WECC | RMPA | - | CSTOC | Total Owned Capacity | 9112 | 9112 | 9329 | 9339 | 9569 | 9878 | 9877 | 10159 | 10263 | 10490 | 10840
1995 | US | WECC | RMPA | - | DCSAJ | Adjustments | 0 | 568 | 561 | 561 | 561 | 561 | 561 | 561 | 562 | 561 | 561
1995 | US | WECC | RMPA | - | DCSFP | Full-Responsibility Purchases (portion of total purchases) | 0 | 471 | 401 | 431 | 436 | 446 | 451 | 451 | 451 | 451 | 451
1995 | US | WECC | RMPA | - | DCSFS | Full-Responsibility Sales (portion of total sales) | 0 | 975 | 975 | 988 | 1002 | 1020 | 1020 | 1037 | 1049 | 1049 | 1049
1995 | US | WECC | RMPA | - | DCSIC | Inoperable capacity | 0 | 22 | 22 | 22 | 22 | 22 | 22 | 22 | 22 | 22 | 22
1995 | US | WECC | RMPA | - | DCSIN | Internal Demand | 0 | 7146 | 7252 | 7520 | 7624 | 7762 | 7901 | 8038 | 8165 | 8280 | 8424
1995 | US | WECC | RMPA | - | DCSIPP | IPPs | 0 | 620 | 625 | 644 | 644 | 644 | 644 | 644 | 644 | 644 | 644
1995 | US | WECC | RMPA | - | DCSIT | Interruptible Demand | 0 | 173 | 175 | 177 | 178 | 180 | 182 | 183 | 184 | 186 | 188
1995 | US | WECC | RMPA | - | DCSLM | Direct Control Load Management | 0 | 0 | 0 | 0 | 0 | 0 | 0 | 0 | 0 | 0 | 0
1995 | US | WECC | RMPA | - | DCSNC | Net Capacity Resources | 0 | 9206 | 9358 | 9404 | 9625 | 9926 | 9930 | 10195 | 10287 | 10514 | 10864
1995 | US | WECC | RMPA | - | DCSNI | Projected Net Internal Demand | 0 | 6973 | 7077 | 7343 | 7446 | 7582 | 7719 | 7855 | 7981 | 8094 | 8236
1995 | US | WECC | RMPA | - | DCSNO | Net Operable Capacity | 0 | 9090 | 9307 | 9317 | 9547 | 9856 | 9855 | 10137 | 10241 | 10468 | 10818
1995 | US | WECC | RMPA | - | DCSPU | Purchases | 0 | 535 | 472 | 502 | 507 | 517 | 522 | 522 | 522 | 522 | 522
1995 | US | WECC | RMPA | - | DCSSA | Sales | 0 | 1607 | 1607 | 1620 | 1634 | 1652 | 1652 | 1669 | 1682 | 1681 | 1681
1995 | US | WECC | RMPA | - | DCSST | Standby Demand | 0 | 0 | 0 | 0 | 0 | 0 | 0 | 0 | 0 | 0 | 0
1995 | US | WECC | RMPA | - | DCSTI | Projected Total Internal Demand | 0 | 7146 | 7252 | 7520 | 7624 | 7762 | 7901 | 8038 | 8165 | 8280 | 8424
1995 | US | WECC | RMPA | - | DCSTO | Operable Total Internal Capacity | 0 | 9112 | 9329 | 9339 | 9569 | 9878 | 9877 | 10159 | 10263 | 10490 | 10840
1995 | US | WECC | RMPA | - | NGEX | Exports | 7391 | 4825 | 4226 | 4255 | 4280 | 4298 | 4298 | 4323 | 4349 | 4361 | 4361
1995 | US | WECC | RMPA | - | NGIG | Internal Generation | 44166 | 44278 | 45144 | 46098 | 46946 | 48162 | 49237 | 50020 | 50815 | 51335 | 51860
1995 | US | WECC | RMPA | - | NGIM | Imports | 5278 | 2957 | 2085 | 2600 | 2709 | 2591 | 2858 | 2891 | 3088 | 3301 | 3403
1995 | US | WECC | RMPA | - | NGIPP | IPPs | 2043 | 2992 | 3157 | 3258 | 3333 | 3415 | 3602 | 3821 | 4019 | 4041 | 3649
1995 | US | WECC | RMPA | - | NGNL | Net Energy for Load | 42053 | 42410 | 43003 | 44443 | 45375 | 46455 | 47797 | 48588 | 49554 | 50275 | 50902
1995 | US | WECC | RMPA | - | NGPRO | Electricity Production | 44240 | 44265 | 45016 | 46077 | 46927 | 48159 | 49249 | 50056 | 50867 | 51398 | 51898
1995 | US | WECC | RMPA | - | NGPSLD | Pumped Storage Load | 334 | 105 | 75 | 86 | 94 | 138 | 181 | 247 | 292 | 322 | 254
1995 | US | WECC | RMPA | - | NGPSOT | Pumped Storage Generation | 260 | 118 | 203 | 107 | 113 | 141 | 169 | 211 | 240 | 259 | 216
1996 | CA | MRO | - | - | CSIPP | IPPs | 0 | 0 | 0 | 0 | 0 | 0 | 0 | 0 | 0 | 0 | 0
1996 | CA | MRO | - | - | CST | Total Capacity | 8077 | 7955 | 7955 | 7955 | 8049 | 8049 | 8049 | 8049 | 8049 | 8143 | 8023
1996 | CA | MRO | - | - | CSTOC | Total Owned Capacity | 8077 | 7955 | 7955 | 7955 | 8049 | 8049 | 8049 | 8049 | 8049 | 8143 | 8023
1996 | CA | MRO | - | - | DCSAJ | Adjustments | 0 | 0 | 0 | 0 | 0 | 0 | 0 | 0 | 0 | 0 | 0
1996 | CA | MRO | - | - | DCSFP | Full-Responsibility Purchases (portion of total purchases) | 0 | 125 | 125 | 125 | 125 | 125 | 125 | 125 | 125 | 125 | 125
1996 | CA | MRO | - | - | DCSFS | Full-Responsibility Sales (portion of total sales) | 0 | 0 | 0 | 0 | 200 | 200 | 200 | 200 | 200 | 0 | 0
1996 | CA | MRO | - | - | DCSIC | Inoperable capacity | 0 | 0 | 0 | 0 | 0 | 0 | 0 | 0 | 0 | 0 | 0
1996 | CA | MRO | - | - | DCSIN | Internal Demand | 0 | 4993 | 4971 | 5041 | 5101 | 5187 | 5247 | 5282 | 5328 | 5378 | 5346
1996 | CA | MRO | - | - | DCSIPP | IPPs | 0 | 0 | 0 | 0 | 0 | 0 | 0 | 0 | 0 | 0 | 0
1996 | CA | MRO | - | - | DCSIT | Interruptible Demand | 0 | 41 | 41 | 43 | 46 | 48 | 51 | 51 | 51 | 51 | 51
1996 | CA | MRO | - | - | DCSLM | Direct Control Load Management | 0 | 0 | 0 | 0 | 0 | 0 | 0 | 0 | 0 | 0 | 0
1996 | CA | MRO | - | - | DCSNC | Net Capacity Resources | 0 | 8080 | 8080 | 8080 | 7974 | 7974 | 7974 | 7974 | 7974 | 8268 | 8148
1996 | CA | MRO | - | - | DCSNI | Projected Net Internal Demand | 0 | 4952 | 4930 | 4998 | 5055 | 5139 | 5196 | 5231 | 5277 | 5327 | 5295
1996 | CA | MRO | - | - | DCSNO | Net Operable Capacity | 0 | 7955 | 7955 | 7955 | 8049 | 8049 | 8049 | 8049 | 8049 | 8143 | 8023
1996 | CA | MRO | - | - | DCSPU | Purchases | 0 | 125 | 125 | 125 | 125 | 125 | 125 | 125 | 125 | 125 | 125
1996 | CA | MRO | - | - | DCSSA | Sales | 0 | 0 | 0 | 0 | 200 | 200 | 200 | 200 | 200 | 0 | 0
1996 | CA | MRO | - | - | DCSST | Standby Demand | 0 | 0 | 0 | 0 | 0 | 0 | 0 | 0 | 0 | 0 | 0
1996 | CA | MRO | - | - | DCSTI | Projected Total Internal Demand | 0 | 4993 | 4971 | 5041 | 5101 | 5187 | 5247 | 5282 | 5328 | 5378 | 5346
1996 | CA | MRO | - | - | DCSTO | Operable Total Internal Capacity | 0 | 7955 | 7955 | 7955 | 8049 | 8049 | 8049 | 8049 | 8049 | 8143 | 8023
1996 | CA | MRO | - | - | NGEX | Exports | 10633 | 11266 | 11520 | 10409 | 9468 | 9078 | 8980 | 9020 | 8872 | 8442 | 7452
1996 | CA | MRO | - | - | NGIG | Internal Generation | 45077 | 45653 | 46131 | 45479 | 44902 | 45081 | 45300 | 45648 | 45847 | 45922 | 45140
1996 | CA | MRO | - | - | NGIM | Imports | 0 | 0 | 0 | 0 | 0 | 0 | 0 | 0 | 0 | 0 | 0
1996 | CA | MRO | - | - | NGIPP | IPPs | 44 | 44 | 88 | 88 | 88 | 131 | 131 | 131 | 175 | 0 | 0
1996 | CA | MRO | - | - | NGNL | Net Energy for Load | 34444 | 34387 | 34611 | 35070 | 35434 | 36003 | 36320 | 36628 | 36975 | 37480 | 37688
1996 | CA | MRO | - | - | NGPRO | Electricity Production | 45077 | 45653 | 46131 | 45479 | 44902 | 45081 | 45300 | 45648 | 45847 | 45922 | 45140
1996 | CA | MRO | - | - | NGPSLD | Pumped Storage Load | 0 | 0 | 0 | 0 | 0 | 0 | 0 | 0 | 0 | 0 | 0
1996 | CA | MRO | - | - | NGPSOT | Pumped Storage Generation | 0 | 0 | 0 | 0 | 0 | 0 | 0 | 0 | 0 | 0 | 0
1996 | CA | NPCC | - | - | CSIPP | IPPs | 1013 | 1414 | 1883 | 1908 | 1908 | 1910 | 1910 | 1910 | 1910 | 2010 | 2040
1996 | CA | NPCC | - | - | CST | Total Capacity | 70207 | 70962 | 71785 | 71923 | 72093 | 72115 | 72155 | 72957 | 73109 | 73339 | 73647
1996 | CA | NPCC | - | - | CSTOC | Total Owned Capacity | 69194 | 69548 | 69902 | 70015 | 70185 | 70205 | 70245 | 71047 | 71199 | 71329 | 71607
1996 | CA | NPCC | - | - | DCSAJ | Adjustments | 0 | -12 | -12 | -12 | -12 | -12 | -12 | -12 | -12 | -12 | -12
1996 | CA | NPCC | - | - | DCSFP | Full-Responsibility Purchases (portion of total purchases) | 0 | 0 | 0 | 0 | 0 | 0 | 0 | 0 | 0 | 0 | 0
1996 | CA | NPCC | - | - | DCSFS | Full-Responsibility Sales (portion of total sales) | 0 | 462 | 467 | 467 | 368 | 368 | 368 | 368 | 269 | 269 | 269
1996 | CA | NPCC | - | - | DCSIC | Inoperable capacity | 0 | 4285 | 4285 | 4285 | 4285 | 5054 | 5054 | 4285 | 4285 | 4285 | 4285
1996 | CA | NPCC | - | - | DCSIN | Internal Demand | 0 | 41761 | 42997 | 43705 | 44654 | 45490 | 46228 | 46891 | 47477 | 48020 | 48689
1996 | CA | NPCC | - | - | DCSIPP | IPPs | 0 | 1414 | 1883 | 1908 | 1908 | 1910 | 1910 | 1910 | 1910 | 2010 | 2040
1996 | CA | NPCC | - | - | DCSIT | Interruptible Demand | 0 | 3045 | 3205 | 3105 | 3083 | 3090 | 3067 | 3055 | 3054 | 3044 | 3044
1996 | CA | NPCC | - | - | DCSLM | Direct Control Load Management | 0 | 0 | 0 | 0 | 0 | 0 | 0 | 0 | 0 | 0 | 0
1996 | CA | NPCC | - | - | DCSNC | Net Capacity Resources | 0 | 69798 | 70581 | 70719 | 71928 | 71331 | 71541 | 73702 | 73843 | 73863 | 74161
1996 | CA | NPCC | - | - | DCSNI | Projected Net Internal Demand | 0 | 38716 | 39792 | 40600 | 41571 | 42400 | 43161 | 43836 | 44423 | 44976 | 45645
1996 | CA | NPCC | - | - | DCSNO | Net Operable Capacity | 0 | 65263 | 65617 | 65730 | 65900 | 65151 | 65191 | 66762 | 66914 | 67044 | 67322
1996 | CA | NPCC | - | - | DCSPU | Purchases | 0 | 5435 | 5420 | 5420 | 5510 | 5650 | 5840 | 5830 | 5720 | 5510 | 5500
1996 | CA | NPCC | - | - | DCSSA | Sales | 0 | 2302 | 2327 | 2327 | 1378 | 1368 | 1388 | 788 | 689 | 689 | 689
1996 | CA | NPCC | - | - | DCSST | Standby Demand | 0 | 0 | 0 | 0 | 0 | 0 | 0 | 0 | 0 | 0 | 0
1996 | CA | NPCC | - | - | DCSTI | Projected Total Internal Demand | 0 | 41761 | 42997 | 43705 | 44654 | 45490 | 46228 | 46891 | 47477 | 48020 | 48689
1996 | CA | NPCC | - | - | DCSTO | Operable Total Internal Capacity | 0 | 69548 | 69902 | 70015 | 70185 | 70205 | 70245 | 71047 | 71199 | 71329 | 71607
1996 | CA | NPCC | - | - | NGEX | Exports | 39229 | 28454 | 24219 | 23690 | 21240 | 17710 | 13104 | 10607 | 10590 | 10590 | 10585
1996 | CA | NPCC | - | - | NGIG | Internal Generation | 320062 | 318742 | 321972 | 327150 | 330201 | 334541 | 336837 | 339767 | 346078 | 351807 | 357073
1996 | CA | NPCC | - | - | NGIM | Imports | 40948 | 37039 | 36853 | 36774 | 38119 | 37740 | 37508 | 37433 | 36268 | 34791 | 34722
1996 | CA | NPCC | - | - | NGIPP | IPPs | 8560 | 10024 | 14737 | 15831 | 16007 | 16199 | 16332 | 16474 | 16607 | 17144 | 17477
1996 | CA | NPCC | - | - | NGNL | Net Energy for Load | 321781 | 327327 | 334606 | 340234 | 347080 | 354571 | 361241 | 366593 | 371756 | 376008 | 381210
1996 | CA | NPCC | - | - | NGPRO | Electricity Production | 320062 | 318742 | 321972 | 327150 | 330201 | 334541 | 336837 | 339767 | 346078 | 351807 | 357073
1996 | CA | NPCC | - | - | NGPSLD | Pumped Storage Load | 0 | 0 | 0 | 0 | 0 | 0 | 0 | 0 | 0 | 0 | 0
1996 | CA | NPCC | - | - | NGPSOT | Pumped Storage Generation | 0 | 0 | 0 | 0 | 0 | 0 | 0 | 0 | 0 | 0 | 0
1996 | CA | NPCC | Maritimes | Maritimes | CSIPP | IPPs | 10 | 35 | 74 | 99 | 99 | 100 | 100 | 100 | 100 | 100 | 100
1996 | CA | NPCC | Maritimes | Maritimes | CST | Total Capacity | 6343 | 6377 | 6420 | 6451 | 6568 | 6569 | 6569 | 6524 | 6546 | 6646 | 6754
1996 | CA | NPCC | Maritimes | Maritimes | CSTOC | Total Owned Capacity | 6333 | 6342 | 6346 | 6352 | 6469 | 6469 | 6469 | 6424 | 6446 | 6546 | 6654
1996 | CA | NPCC | Maritimes | Maritimes | DCSAJ | Adjustments | 0 | -12 | -12 | -12 | -12 | -12 | -12 | -12 | -12 | -12 | -12
1996 | CA | NPCC | Maritimes | Maritimes | DCSFP | Full-Responsibility Purchases (portion of total purchases) | 0 | 0 | 0 | 0 | 0 | 0 | 0 | 0 | 0 | 0 | 0
1996 | CA | NPCC | Maritimes | Maritimes | DCSFS | Full-Responsibility Sales (portion of total sales) | 0 | 462 | 467 | 467 | 368 | 368 | 368 | 368 | 269 | 269 | 269
1996 | CA | NPCC | Maritimes | Maritimes | DCSIC | Inoperable capacity | 0 | 0 | 0 | 0 | 0 | 0 | 0 | 0 | 0 | 0 | 0
1996 | CA | NPCC | Maritimes | Maritimes | DCSIN | Internal Demand | 0 | 3267 | 3305 | 3340 | 3377 | 3424 | 3477 | 3533 | 3590 | 3653 | 3721
1996 | CA | NPCC | Maritimes | Maritimes | DCSIPP | IPPs | 0 | 35 | 74 | 99 | 99 | 100 | 100 | 100 | 100 | 100 | 100
1996 | CA | NPCC | Maritimes | Maritimes | DCSIT | Interruptible Demand | 0 | 284 | 284 | 285 | 287 | 289 | 296 | 304 | 313 | 323 | 333
1996 | CA | NPCC | Maritimes | Maritimes | DCSLM | Direct Control Load Management | 0 | 0 | 0 | 0 | 0 | 0 | 0 | 0 | 0 | 0 | 0
1996 | CA | NPCC | Maritimes | Maritimes | DCSNC | Net Capacity Resources | 0 | 5948 | 5991 | 6022 | 6238 | 6239 | 6239 | 6194 | 6315 | 6415 | 6523
1996 | CA | NPCC | Maritimes | Maritimes | DCSNI | Projected Net Internal Demand | 0 | 2983 | 3021 | 3055 | 3090 | 3135 | 3181 | 3229 | 3277 | 3330 | 3388
1996 | CA | NPCC | Maritimes | Maritimes | DCSNO | Net Operable Capacity | 0 | 6342 | 6346 | 6352 | 6469 | 6469 | 6469 | 6424 | 6446 | 6546 | 6654
1996 | CA | NPCC | Maritimes | Maritimes | DCSPU | Purchases | 0 | 45 | 50 | 50 | 50 | 50 | 50 | 50 | 50 | 50 | 50
1996 | CA | NPCC | Maritimes | Maritimes | DCSSA | Sales | 0 | 462 | 467 | 467 | 368 | 368 | 368 | 368 | 269 | 269 | 269
1996 | CA | NPCC | Maritimes | Maritimes | DCSST | Standby Demand | 0 | 0 | 0 | 0 | 0 | 0 | 0 | 0 | 0 | 0 | 0
1996 | CA | NPCC | Maritimes | Maritimes | DCSTI | Projected Total Internal Demand | 0 | 3267 | 3305 | 3340 | 3377 | 3424 | 3477 | 3533 | 3590 | 3653 | 3721
1996 | CA | NPCC | Maritimes | Maritimes | DCSTO | Operable Total Internal Capacity | 0 | 6342 | 6346 | 6352 | 6469 | 6469 | 6469 | 6424 | 6446 | 6546 | 6654
1996 | CA | NPCC | Maritimes | Maritimes | NGEX | Exports | 4226 | 2463 | 2366 | 1990 | 1967 | 2010 | 2004 | 2007 | 1990 | 1990 | 1985
1996 | CA | NPCC | Maritimes | Maritimes | NGIG | Internal Generation | 21116 | 25456 | 25770 | 26018 | 26573 | 27208 | 27949 | 28422 | 29876 | 30495 | 30982
1996 | CA | NPCC | Maritimes | Maritimes | NGIM | Imports | 7653 | 2034 | 2043 | 2059 | 2100 | 2116 | 1984 | 2009 | 1044 | 1066 | 1097
1996 | CA | NPCC | Maritimes | Maritimes | NGIPP | IPPs | 69 | 336 | 588 | 723 | 723 | 732 | 732 | 732 | 732 | 728 | 728
1996 | CA | NPCC | Maritimes | Maritimes | NGNL | Net Energy for Load | 24543 | 25027 | 25447 | 26087 | 26706 | 27314 | 27929 | 28424 | 28930 | 29571 | 30094
1996 | CA | NPCC | Maritimes | Maritimes | NGPRO | Electricity Production | 21116 | 25456 | 25770 | 26018 | 26573 | 27208 | 27949 | 28422 | 29876 | 30495 | 30982
1996 | CA | NPCC | Maritimes | Maritimes | NGPSLD | Pumped Storage Load | 0 | 0 | 0 | 0 | 0 | 0 | 0 | 0 | 0 | 0 | 0
1996 | CA | NPCC | Maritimes | Maritimes | NGPSOT | Pumped Storage Generation | 0 | 0 | 0 | 0 | 0 | 0 | 0 | 0 | 0 | 0 | 0
1996 | CA | NPCC | Ontario | Ontario | CSIPP | IPPs | 883 | 1049 | 1439 | 1439 | 1439 | 1440 | 1440 | 1440 | 1440 | 1440 | 1440
1996 | CA | NPCC | Ontario | Ontario | CST | Total Capacity | 33834 | 34385 | 34815 | 34852 | 34885 | 34906 | 34926 | 34953 | 34973 | 34973 | 34973
1996 | CA | NPCC | Ontario | Ontario | CSTOC | Total Owned Capacity | 32951 | 33336 | 33376 | 33413 | 33446 | 33466 | 33486 | 33513 | 33533 | 33533 | 33533
1996 | CA | NPCC | Ontario | Ontario | DCSAJ | Adjustments | 0 | 0 | 0 | 0 | 0 | 0 | 0 | 0 | 0 | 0 | 0
1996 | CA | NPCC | Ontario | Ontario | DCSFP | Full-Responsibility Purchases (portion of total purchases) | 0 | 0 | 0 | 0 | 0 | 0 | 0 | 0 | 0 | 0 | 0
1996 | CA | NPCC | Ontario | Ontario | DCSFS | Full-Responsibility Sales (portion of total sales) | 0 | 0 | 0 | 0 | 0 | 0 | 0 | 0 | 0 | 0 | 0
1996 | CA | NPCC | Ontario | Ontario | DCSIC | Inoperable capacity | 0 | 4285 | 4285 | 4285 | 4285 | 5054 | 5054 | 4285 | 4285 | 4285 | 4285
1996 | CA | NPCC | Ontario | Ontario | DCSIN | Internal Demand | 0 | 20324 | 20942 | 21345 | 21697 | 22006 | 22331 | 22628 | 22937 | 23267 | 23598
1996 | CA | NPCC | Ontario | Ontario | DCSIPP | IPPs | 0 | 1049 | 1439 | 1439 | 1439 | 1440 | 1440 | 1440 | 1440 | 1440 | 1440
1996 | CA | NPCC | Ontario | Ontario | DCSIT | Interruptible Demand | 0 | 571 | 581 | 620 | 626 | 631 | 631 | 631 | 631 | 631 | 631
1996 | CA | NPCC | Ontario | Ontario | DCSLM | Direct Control Load Management | 0 | 0 | 0 | 0 | 0 | 0 | 0 | 0 | 0 | 0 | 0
1996 | CA | NPCC | Ontario | Ontario | DCSNC | Net Capacity Resources | 0 | 29500 | 29930 | 29967 | 30200 | 29452 | 29472 | 30868 | 30888 | 30688 | 30688
1996 | CA | NPCC | Ontario | Ontario | DCSNI | Projected Net Internal Demand | 0 | 19753 | 20361 | 20725 | 21071 | 21375 | 21700 | 21997 | 22306 | 22636 | 22967
1996 | CA | NPCC | Ontario | Ontario | DCSNO | Net Operable Capacity | 0 | 29051 | 29091 | 29128 | 29161 | 28412 | 28432 | 29228 | 29248 | 29248 | 29248
1996 | CA | NPCC | Ontario | Ontario | DCSPU | Purchases | 0 | 0 | 0 | 0 | 200 | 200 | 200 | 200 | 200 | 0 | 0
1996 | CA | NPCC | Ontario | Ontario | DCSSA | Sales | 0 | 600 | 600 | 600 | 600 | 600 | 600 | 0 | 0 | 0 | 0
1996 | CA | NPCC | Ontario | Ontario | DCSST | Standby Demand | 0 | 0 | 0 | 0 | 0 | 0 | 0 | 0 | 0 | 0 | 0
1996 | CA | NPCC | Ontario | Ontario | DCSTI | Projected Total Internal Demand | 0 | 20324 | 20942 | 21345 | 21697 | 22006 | 22331 | 22628 | 22937 | 23267 | 23598
1996 | CA | NPCC | Ontario | Ontario | DCSTO | Operable Total Internal Capacity | 0 | 33336 | 33376 | 33413 | 33446 | 33466 | 33486 | 33513 | 33533 | 33533 | 33533
1996 | CA | NPCC | Ontario | Ontario | NGEX | Exports | 9203 | 9191 | 8053 | 10000 | 7673 | 6000 | 6000 | 6000 | 6000 | 6000 | 6000
1996 | CA | NPCC | Ontario | Ontario | NGIG | Internal Generation | 145446 | 148286 | 151102 | 155732 | 154628 | 155233 | 157588 | 159645 | 161902 | 165612 | 167891
1996 | CA | NPCC | Ontario | Ontario | NGIM | Imports | 795 | 5 | 10 | 15 | 1419 | 1424 | 1424 | 1424 | 1424 | 25 | 25
1996 | CA | NPCC | Ontario | Ontario | NGIPP | IPPs | 7591 | 7988 | 11749 | 12408 | 12584 | 12767 | 12900 | 13042 | 13175 | 13316 | 13449
1996 | CA | NPCC | Ontario | Ontario | NGNL | Net Energy for Load | 137038 | 139100 | 143059 | 145747 | 148374 | 150657 | 153012 | 155069 | 157326 | 159637 | 161916
1996 | CA | NPCC | Ontario | Ontario | NGPRO | Electricity Production | 145446 | 148286 | 151102 | 155732 | 154628 | 155233 | 157588 | 159645 | 161902 | 165612 | 167891
1996 | CA | NPCC | Ontario | Ontario | NGPSLD | Pumped Storage Load | 0 | 0 | 0 | 0 | 0 | 0 | 0 | 0 | 0 | 0 | 0
1996 | CA | NPCC | Ontario | Ontario | NGPSOT | Pumped Storage Generation | 0 | 0 | 0 | 0 | 0 | 0 | 0 | 0 | 0 | 0 | 0
1996 | CA | NPCC | Quebec | Quebec | CSIPP | IPPs | 120 | 330 | 370 | 370 | 370 | 370 | 370 | 370 | 370 | 470 | 500
1996 | CA | NPCC | Quebec | Quebec | CST | Total Capacity | 30030 | 30200 | 30550 | 30620 | 30640 | 30640 | 30660 | 31480 | 31590 | 31720 | 31920
1996 | CA | NPCC | Quebec | Quebec | CSTOC | Total Owned Capacity | 29910 | 29870 | 30180 | 30250 | 30270 | 30270 | 30290 | 31110 | 31220 | 31250 | 31420
1996 | CA | NPCC | Quebec | Quebec | DCSAJ | Adjustments | 0 | 0 | 0 | 0 | 0 | 0 | 0 | 0 | 0 | 0 | 0
1996 | CA | NPCC | Quebec | Quebec | DCSFP | Full-Responsibility Purchases (portion of total purchases) | 0 | 0 | 0 | 0 | 0 | 0 | 0 | 0 | 0 | 0 | 0
1996 | CA | NPCC | Quebec | Quebec | DCSFS | Full-Responsibility Sales (portion of total sales) | 0 | 0 | 0 | 0 | 0 | 0 | 0 | 0 | 0 | 0 | 0
1996 | CA | NPCC | Quebec | Quebec | DCSIC | Inoperable capacity | 0 | 0 | 0 | 0 | 0 | 0 | 0 | 0 | 0 | 0 | 0
1996 | CA | NPCC | Quebec | Quebec | DCSIN | Internal Demand | 0 | 18170 | 18750 | 19020 | 19580 | 20060 | 20420 | 20730 | 20950 | 21100 | 21370
1996 | CA | NPCC | Quebec | Quebec | DCSIPP | IPPs | 0 | 330 | 370 | 370 | 370 | 370 | 370 | 370 | 370 | 470 | 500
1996 | CA | NPCC | Quebec | Quebec | DCSIT | Interruptible Demand | 0 | 2190 | 2340 | 2200 | 2170 | 2170 | 2140 | 2120 | 2110 | 2090 | 2080
1996 | CA | NPCC | Quebec | Quebec | DCSLM | Direct Control Load Management | 0 | 0 | 0 | 0 | 0 | 0 | 0 | 0 | 0 | 0 | 0
1996 | CA | NPCC | Quebec | Quebec | DCSNC | Net Capacity Resources | 0 | 34350 | 34660 | 34730 | 35490 | 35640 | 35830 | 36640 | 36640 | 36760 | 36950
1996 | CA | NPCC | Quebec | Quebec | DCSNI | Projected Net Internal Demand | 0 | 15980 | 16410 | 16820 | 17410 | 17890 | 18280 | 18610 | 18840 | 19010 | 19290
1996 | CA | NPCC | Quebec | Quebec | DCSNO | Net Operable Capacity | 0 | 29870 | 30180 | 30250 | 30270 | 30270 | 30290 | 31110 | 31220 | 31250 | 31420
1996 | CA | NPCC | Quebec | Quebec | DCSPU | Purchases | 0 | 5390 | 5370 | 5370 | 5260 | 5400 | 5590 | 5580 | 5470 | 5460 | 5450
1996 | CA | NPCC | Quebec | Quebec | DCSSA | Sales | 0 | 1240 | 1260 | 1260 | 410 | 400 | 420 | 420 | 420 | 420 | 420
1996 | CA | NPCC | Quebec | Quebec | DCSST | Standby Demand | 0 | 0 | 0 | 0 | 0 | 0 | 0 | 0 | 0 | 0 | 0
1996 | CA | NPCC | Quebec | Quebec | DCSTI | Projected Total Internal Demand | 0 | 18170 | 18750 | 19020 | 19580 | 20060 | 20420 | 20730 | 20950 | 21100 | 21370
1996 | CA | NPCC | Quebec | Quebec | DCSTO | Operable Total Internal Capacity | 0 | 29870 | 30180 | 30250 | 30270 | 30270 | 30290 | 31110 | 31220 | 31250 | 31420
1996 | CA | NPCC | Quebec | Quebec | NGEX | Exports | 25800 | 16800 | 13800 | 11700 | 11600 | 9700 | 5100 | 2600 | 2600 | 2600 | 2600
1996 | CA | NPCC | Quebec | Quebec | NGIG | Internal Generation | 153500 | 145000 | 145100 | 145400 | 149000 | 152100 | 151300 | 151700 | 154300 | 155700 | 158200
1996 | CA | NPCC | Quebec | Quebec | NGIM | Imports | 32500 | 35000 | 34800 | 34700 | 34600 | 34200 | 34100 | 34000 | 33800 | 33700 | 33600
1996 | CA | NPCC | Quebec | Quebec | NGIPP | IPPs | 900 | 1700 | 2400 | 2700 | 2700 | 2700 | 2700 | 2700 | 2700 | 3100 | 3300
1996 | CA | NPCC | Quebec | Quebec | NGNL | Net Energy for Load | 160200 | 163200 | 166100 | 168400 | 172000 | 176600 | 180300 | 183100 | 185500 | 186800 | 189200
1996 | CA | NPCC | Quebec | Quebec | NGPRO | Electricity Production | 153500 | 145000 | 145100 | 145400 | 149000 | 152100 | 151300 | 151700 | 154300 | 155700 | 158200
1996 | CA | NPCC | Quebec | Quebec | NGPSLD | Pumped Storage Load | 0 | 0 | 0 | 0 | 0 | 0 | 0 | 0 | 0 | 0 | 0
1996 | CA | NPCC | Quebec | Quebec | NGPSOT | Pumped Storage Generation | 0 | 0 | 0 | 0 | 0 | 0 | 0 | 0 | 0 | 0 | 0
1996 | CA | WECC | - | - | CSIPP | IPPs | 510 | 466 | 466 | 803 | 803 | 803 | 803 | 803 | 803 | 803 | 803
1996 | CA | WECC | - | - | CST | Total Capacity | 19775 | 19783 | 19676 | 19891 | 20251 | 21182 | 21332 | 21732 | 21432 | 21297 | 21297
1996 | CA | WECC | - | - | CSTOC | Total Owned Capacity | 19265 | 19317 | 19210 | 19088 | 19448 | 20379 | 20529 | 20929 | 20629 | 20494 | 20494
1996 | CA | WECC | - | - | DCSAJ | Adjustments | 0 | 0 | 0 | 0 | 0 | 0 | 0 | 0 | 0 | 0 | 0
1996 | CA | WECC | - | - | DCSFP | Full-Responsibility Purchases (portion of total purchases) | 0 | 0 | 0 | 126 | 768 | 768 | 768 | 768 | 1400 | 1400 | 1400
1996 | CA | WECC | - | - | DCSFS | Full-Responsibility Sales (portion of total sales) | 0 | 143 | 143 | 143 | 143 | 143 | 143 | 143 | 143 | 143 | 143
1996 | CA | WECC | - | - | DCSIC | Inoperable capacity | 0 | 0 | 0 | 0 | 0 | 0 | 0 | 0 | 0 | 0 | 0
1996 | CA | WECC | - | - | DCSIN | Internal Demand | 0 | 13559 | 13872 | 14165 | 14534 | 14790 | 15030 | 15209 | 15470 | 15748 | 15973
1996 | CA | WECC | - | - | DCSIPP | IPPs | 0 | 466 | 466 | 803 | 803 | 803 | 803 | 803 | 803 | 803 | 803
1996 | CA | WECC | - | - | DCSIT | Interruptible Demand | 0 | 591 | 599 | 609 | 618 | 591 | 573 | 552 | 537 | 507 | 506
1996 | CA | WECC | - | - | DCSLM | Direct Control Load Management | 0 | 0 | 0 | 0 | 0 | 0 | 0 | 0 | 0 | 0 | 0
1996 | CA | WECC | - | - | DCSNC | Net Capacity Resources | 0 | 19640 | 19533 | 19874 | 20876 | 21807 | 21957 | 22357 | 22689 | 22554 | 22554
1996 | CA | WECC | - | - | DCSNI | Projected Net Internal Demand | 0 | 12968 | 13273 | 13556 | 13916 | 14199 | 14457 | 14657 | 14933 | 15241 | 15467
1996 | CA | WECC | - | - | DCSNO | Net Operable Capacity | 0 | 19317 | 19210 | 19088 | 19448 | 20379 | 20529 | 20929 | 20629 | 20494 | 20494
1996 | CA | WECC | - | - | DCSPU | Purchases | 0 | 0 | 0 | 126 | 768 | 768 | 768 | 768 | 1400 | 1400 | 1400
1996 | CA | WECC | - | - | DCSSA | Sales | 0 | 143 | 143 | 143 | 143 | 143 | 143 | 143 | 143 | 143 | 143
1996 | CA | WECC | - | - | DCSST | Standby Demand | 0 | 0 | 0 | 0 | 0 | 0 | 0 | 0 | 0 | 0 | 0
1996 | CA | WECC | - | - | DCSTI | Projected Total Internal Demand | 0 | 13559 | 13872 | 14165 | 14534 | 14790 | 15030 | 15209 | 15470 | 15748 | 15973
1996 | CA | WECC | - | - | DCSTO | Operable Total Internal Capacity | 0 | 19317 | 19210 | 19088 | 19448 | 20379 | 20529 | 20929 | 20629 | 20494 | 20494
1996 | CA | WECC | - | - | NGEX | Exports | 1814 | 842 | 311 | 859 | 4029 | 4544 | 3391 | 2502 | 1991 | 3226 | 629
1996 | CA | WECC | - | - | NGIG | Internal Generation | 97002 | 101123 | 102604 | 106289 | 110313 | 112950 | 113831 | 114595 | 114442 | 117441 | 116778
1996 | CA | WECC | - | - | NGIM | Imports | 3077 | 0 | 703 | 334 | 2115 | 2629 | 2610 | 2593 | 4156 | 4648 | 4615
1996 | CA | WECC | - | - | NGIPP | IPPs | 3299 | 3507 | 3575 | 4941 | 6349 | 6378 | 6371 | 6368 | 6349 | 6352 | 6357
1996 | CA | WECC | - | - | NGNL | Net Energy for Load | 98265 | 100281 | 102996 | 105764 | 108399 | 111035 | 113050 | 114686 | 116607 | 118863 | 120764
1996 | CA | WECC | - | - | NGPRO | Electricity Production | 97002 | 101123 | 102604 | 106289 | 110313 | 112950 | 113831 | 114595 | 114442 | 117441 | 116778
1996 | CA | WECC | - | - | NGPSLD | Pumped Storage Load | 0 | 0 | 0 | 0 | 0 | 0 | 0 | 0 | 0 | 0 | 0
1996 | CA | WECC | - | - | NGPSOT | Pumped Storage Generation | 0 | 0 | 0 | 0 | 0 | 0 | 0 | 0 | 0 | 0 | 0
1996 | MX | WECC | CA-MX | - | CSIPP | IPPs | 0 | 0 | 0 | 0 | 0 | 0 | 0 | 0 | 0 | 0 | 0
1996 | MX | WECC | CA-MX | - | CST | Total Capacity | 1330 | 1330 | 1330 | 1330 | 1690 | 1940 | 2023 | 2248 | 2248 | 2473 | 2473
1996 | MX | WECC | CA-MX | - | CSTOC | Total Owned Capacity | 1330 | 1330 | 1330 | 1330 | 1690 | 1940 | 2023 | 2248 | 2248 | 2473 | 2473
1996 | MX | WECC | CA-MX | - | DCSAJ | Adjustments | 0 | 0 | 0 | 0 | 0 | 0 | 0 | 0 | 0 | 0 | 0
1996 | MX | WECC | CA-MX | - | DCSFP | Full-Responsibility Purchases (portion of total purchases) | 0 | 0 | 0 | 0 | 0 | 0 | 0 | 0 | 0 | 0 | 0
1996 | MX | WECC | CA-MX | - | DCSFS | Full-Responsibility Sales (portion of total sales) | 0 | 220 | 0 | 0 | 0 | 0 | 0 | 0 | 0 | 0 | 0
1996 | MX | WECC | CA-MX | - | DCSIC | Inoperable capacity | 0 | 0 | 0 | 0 | 0 | 0 | 0 | 0 | 0 | 0 | 0
1996 | MX | WECC | CA-MX | - | DCSIN | Internal Demand | 0 | 1142 | 1245 | 1322 | 1414 | 1524 | 1642 | 1766 | 1901 | 2045 | 2200
1996 | MX | WECC | CA-MX | - | DCSIPP | IPPs | 0 | 0 | 0 | 0 | 0 | 0 | 0 | 0 | 0 | 0 | 0
1996 | MX | WECC | CA-MX | - | DCSIT | Interruptible Demand | 0 | 0 | 0 | 0 | 0 | 0 | 0 | 0 | 0 | 0 | 0
1996 | MX | WECC | CA-MX | - | DCSLM | Direct Control Load Management | 0 | 0 | 0 | 0 | 0 | 0 | 0 | 0 | 0 | 0 | 0
1996 | MX | WECC | CA-MX | - | DCSNC | Net Capacity Resources | 0 | 1390 | 1479 | 1571 | 1690 | 1940 | 2023 | 2248 | 2248 | 2473 | 2473
1996 | MX | WECC | CA-MX | - | DCSNI | Projected Net Internal Demand | 0 | 1142 | 1245 | 1322 | 1414 | 1524 | 1642 | 1766 | 1901 | 2045 | 2200
1996 | MX | WECC | CA-MX | - | DCSNO | Net Operable Capacity | 0 | 1330 | 1330 | 1330 | 1690 | 1940 | 2023 | 2248 | 2248 | 2473 | 2473
1996 | MX | WECC | CA-MX | - | DCSPU | Purchases | 0 | 280 | 149 | 241 | 0 | 0 | 0 | 0 | 0 | 0 | 0
1996 | MX | WECC | CA-MX | - | DCSSA | Sales | 0 | 220 | 0 | 0 | 0 | 0 | 0 | 0 | 0 | 0 | 0
1996 | MX | WECC | CA-MX | - | DCSST | Standby Demand | 0 | 0 | 0 | 0 | 0 | 0 | 0 | 0 | 0 | 0 | 0
1996 | MX | WECC | CA-MX | - | DCSTI | Projected Total Internal Demand | 0 | 1142 | 1245 | 1322 | 1414 | 1524 | 1642 | 1766 | 1901 | 2045 | 2200
1996 | MX | WECC | CA-MX | - | DCSTO | Operable Total Internal Capacity | 0 | 1330 | 1330 | 1330 | 1690 | 1940 | 2023 | 2248 | 2248 | 2473 | 2473
1996 | MX | WECC | CA-MX | - | NGEX | Exports | 1920 | 1283 | 0 | 0 | 0 | 0 | 0 | 0 | 0 | 0 | 0
1996 | MX | WECC | CA-MX | - | NGIG | Internal Generation | 7144 | 6635 | 5995 | 6346 | 6908 | 7419 | 8008 | 8648 | 9342 | 10089 | 10906
1996 | MX | WECC | CA-MX | - | NGIM | Imports | 229 | 162 | 82 | 133 | 0 | 0 | 0 | 0 | 0 | 0 | 0
1996 | MX | WECC | CA-MX | - | NGIPP | IPPs | 0 | 0 | 0 | 0 | 0 | 0 | 0 | 0 | 0 | 0 | 0
1996 | MX | WECC | CA-MX | - | NGNL | Net Energy for Load | 5453 | 5514 | 6077 | 6479 | 6908 | 7419 | 8008 | 8648 | 9342 | 10089 | 10906
1996 | MX | WECC | CA-MX | - | NGPRO | Electricity Production | 7144 | 6635 | 5995 | 6346 | 6908 | 7419 | 8008 | 8648 | 9342 | 10089 | 10906
1996 | MX | WECC | CA-MX | - | NGPSLD | Pumped Storage Load | 0 | 0 | 0 | 0 | 0 | 0 | 0 | 0 | 0 | 0 | 0
1996 | MX | WECC | CA-MX | - | NGPSOT | Pumped Storage Generation | 0 | 0 | 0 | 0 | 0 | 0 | 0 | 0 | 0 | 0 | 0
1996 | US | ECAR | - | - | CSIPP | IPPs | 1522 | 2034 | 2063 | 2070 | 2070 | 2266 | 2920 | 3575 | 3815 | 4056 | 4213
1996 | US | ECAR | - | - | CST | Total Capacity | 102923 | 103751 | 103924 | 105016 | 105793 | 106887 | 108479 | 110643 | 112486 | 113979 | 115430
1996 | US | ECAR | - | - | CSTOC | Total Owned Capacity | 101401 | 101717 | 101861 | 102946 | 103723 | 104621 | 105559 | 107068 | 108671 | 109923 | 111217
1996 | US | ECAR | - | - | DCSAJ | Adjustments | 0 | 0 | 0 | 0 | 0 | 0 | 0 | 0 | 0 | 0 | 0
1996 | US | ECAR | - | - | DCSFP | Full-Responsibility Purchases (portion of total purchases) | 0 | 442 | 552 | 442 | 442 | 442 | 442 | 763 | 763 | 763 | 763
1996 | US | ECAR | - | - | DCSFS | Full-Responsibility Sales (portion of total sales) | 0 | 808 | 808 | 1108 | 1108 | 1153 | 1063 | 1063 | 963 | 963 | 963
1996 | US | ECAR | - | - | DCSIC | Inoperable capacity | 0 | 0 | 0 | 0 | 0 | 0 | 0 | 0 | 0 | 0 | 0
1996 | US | ECAR | - | - | DCSIN | Internal Demand | 0 | 88347 | 90917 | 92299 | 94230 | 95832 | 97497 | 99176 | 100798 | 102473 | 104213
1996 | US | ECAR | - | - | DCSIPP | IPPs | 0 | 2034 | 2063 | 2070 | 2070 | 2266 | 2920 | 3575 | 3815 | 4056 | 4213
1996 | US | ECAR | - | - | DCSIT | Interruptible Demand | 0 | 2486 | 2525 | 2706 | 2737 | 2910 | 3060 | 3194 | 3204 | 3214 | 3166
1996 | US | ECAR | - | - | DCSLM | Direct Control Load Management | 0 | 218 | 281 | 326 | 361 | 350 | 362 | 387 | 407 | 429 | 399
1996 | US | ECAR | - | - | DCSNC | Net Capacity Resources | 0 | 103003 | 103621 | 104280 | 105112 | 106768 | 108321 | 110120 | 111969 | 113920 | 115385
1996 | US | ECAR | - | - | DCSNI | Projected Net Internal Demand | 0 | 85643 | 88111 | 89267 | 91132 | 92572 | 94075 | 95595 | 97187 | 98830 | 100648
1996 | US | ECAR | - | - | DCSNO | Net Operable Capacity | 0 | 101659 | 101803 | 102888 | 103665 | 104563 | 105508 | 107017 | 108621 | 109873 | 111167
1996 | US | ECAR | - | - | DCSPU | Purchases | 0 | 1779 | 2226 | 2093 | 2148 | 2101 | 2045 | 1690 | 1595 | 1612 | 1626
1996 | US | ECAR | - | - | DCSSA | Sales | 0 | 2469 | 2471 | 2771 | 2771 | 2162 | 2152 | 2162 | 2062 | 1621 | 1621
1996 | US | ECAR | - | - | DCSST | Standby Demand | 0 | 0 | 0 | 0 | 0 | 0 | 0 | 0 | 0 | 0 | 0
1996 | US | ECAR | - | - | DCSTI | Projected Total Internal Demand | 0 | 88347 | 90917 | 92299 | 94230 | 95832 | 97497 | 99176 | 100798 | 102473 | 104213
1996 | US | ECAR | - | - | DCSTO | Operable Total Internal Capacity | 0 | 101659 | 101803 | 102888 | 103665 | 104563 | 105508 | 107017 | 108621 | 109873 | 111167
1996 | US | ECAR | - | - | NGEX | Exports | 61789 | 36031 | 36019 | 38123 | 37442 | 33968 | 34570 | 34176 | 33581 | 33715 | 31928
1996 | US | ECAR | - | - | NGIG | Internal Generation | 516088 | 522325 | 563283 | 547060 | 556116 | 559927 | 567991 | 574908 | 583752 | 591849 | 596178
1996 | US | ECAR | - | - | NGIM | Imports | 66948 | 33350 | 32948 | 34994 | 33973 | 34315 | 36825 | 37064 | 38097 | 39961 | 41039
1996 | US | ECAR | - | - | NGIPP | IPPs | 13030 | 15270 | 15764 | 16306 | 16819 | 17850 | 17804 | 17847 | 17867 | 17894 | 17884
1996 | US | ECAR | - | - | NGNL | Net Energy for Load | 521247 | 519644 | 560212 | 543931 | 552647 | 560274 | 570246 | 577796 | 588268 | 598095 | 605289
1996 | US | ECAR | - | - | NGPRO | Electricity Production | 516095 | 523632 | 564512 | 548301 | 557404 | 561257 | 569383 | 576455 | 585409 | 593509 | 597877
1996 | US | ECAR | - | - | NGPSLD | Pumped Storage Load | 3796 | 4985 | 4717 | 4712 | 4855 | 5024 | 5263 | 5858 | 6226 | 6270 | 6436
1996 | US | ECAR | - | - | NGPSOT | Pumped Storage Generation | 3789 | 3678 | 3488 | 3471 | 3567 | 3694 | 3871 | 4311 | 4569 | 4610 | 4737
1996 | US | TRE | - | ERCOT | CSIPP | IPPs | 1689 | 1698 | 1961 | 1934 | 2126 | 2736 | 3441 | 3985 | 4341 | 4804 | 5068
1996 | US | TRE | - | ERCOT | CST | Total Capacity | 54672 | 54975 | 55236 | 55236 | 55156 | 55807 | 56512 | 57337 | 58559 | 59386 | 60344
1996 | US | TRE | - | ERCOT | CSTOC | Total Owned Capacity | 52983 | 53277 | 53275 | 53302 | 53030 | 53071 | 53071 | 53352 | 54218 | 54582 | 55276
1996 | US | TRE | - | ERCOT | DCSAJ | Adjustments | 0 | 0 | 0 | 0 | 0 | 0 | 0 | 0 | 0 | 0 | 0
1996 | US | TRE | - | ERCOT | DCSFP | Full-Responsibility Purchases (portion of total purchases) | 0 | 0 | 0 | 0 | 0 | 0 | 0 | 0 | 0 | 0 | 0
1996 | US | TRE | - | ERCOT | DCSFS | Full-Responsibility Sales (portion of total sales) | 0 | 25 | 25 | 25 | 25 | 25 | 0 | 0 | 0 | 0 | 0
1996 | US | TRE | - | ERCOT | DCSIC | Inoperable capacity | 0 | 108 | 108 | 0 | 0 | 0 | 0 | 0 | 0 | 0 | 0
1996 | US | TRE | - | ERCOT | DCSIN | Internal Demand | 0 | 47130 | 48061 | 49043 | 49821 | 51019 | 52057 | 53270 | 54337 | 55468 | 56758
1996 | US | TRE | - | ERCOT | DCSIPP | IPPs | 0 | 1698 | 1961 | 1934 | 2126 | 2736 | 3441 | 3985 | 4341 | 4804 | 5068
1996 | US | TRE | - | ERCOT | DCSIT | Interruptible Demand | 0 | 1917 | 1994 | 2019 | 2060 | 2094 | 2068 | 2047 | 2085 | 2126 | 2168
1996 | US | TRE | - | ERCOT | DCSLM | Direct Control Load Management | 0 | 447 | 405 | 359 | 340 | 339 | 279 | 228 | 228 | 232 | 232
1996 | US | TRE | - | ERCOT | DCSNC | Net Capacity Resources | 0 | 55074 | 55239 | 55232 | 55137 | 55807 | 56512 | 57337 | 58559 | 59386 | 60344
1996 | US | TRE | - | ERCOT | DCSNI | Projected Net Internal Demand | 0 | 44990 | 45894 | 46750 | 47506 | 48671 | 49795 | 51080 | 52109 | 53195 | 54443
1996 | US | TRE | - | ERCOT | DCSNO | Net Operable Capacity | 0 | 53169 | 53167 | 53302 | 53030 | 53071 | 53071 | 53352 | 54218 | 54582 | 55276
1996 | US | TRE | - | ERCOT | DCSPU | Purchases | 0 | 207 | 133 | 46 | 0 | 0 | 0 | 0 | 0 | 0 | 0
1996 | US | TRE | - | ERCOT | DCSSA | Sales | 0 | 0 | 22 | 50 | 19 | 0 | 0 | 0 | 0 | 0 | 0
1996 | US | TRE | - | ERCOT | DCSST | Standby Demand | 0 | 224 | 232 | 85 | 85 | 85 | 85 | 85 | 85 | 85 | 85
1996 | US | TRE | - | ERCOT | DCSTI | Projected Total Internal Demand | 0 | 47354 | 48293 | 49128 | 49906 | 51104 | 52142 | 53355 | 54422 | 55553 | 56843
1996 | US | TRE | - | ERCOT | DCSTO | Operable Total Internal Capacity | 0 | 53277 | 53275 | 53302 | 53030 | 53071 | 53071 | 53352 | 54218 | 54582 | 55276
1996 | US | TRE | - | ERCOT | NGEX | Exports | 3220 | 2754 | 2677 | 2526 | 2523 | 2341 | 2097 | 2299 | 2311 | 2110 | 2189
1996 | US | TRE | - | ERCOT | NGIG | Internal Generation | 228285 | 232313 | 238414 | 244932 | 246017 | 250429 | 250354 | 252900 | 256480 | 258646 | 259662
1996 | US | TRE | - | ERCOT | NGIM | Imports | 6375 | 6990 | 5903 | 5604 | 9362 | 11492 | 16564 | 20377 | 22353 | 26904 | 32222
1996 | US | TRE | - | ERCOT | NGIPP | IPPs | 17875 | 18055 | 19295 | 18104 | 15754 | 13755 | 14790 | 14643 | 14452 | 14513 | 14332
1996 | US | TRE | - | ERCOT | NGNL | Net Energy for Load | 231440 | 236549 | 241640 | 248010 | 252856 | 259580 | 264821 | 270978 | 276522 | 283440 | 289695
1996 | US | TRE | - | ERCOT | NGPRO | Electricity Production | 228285 | 232313 | 238414 | 244932 | 246017 | 250429 | 250354 | 252900 | 256480 | 258646 | 259662
1996 | US | TRE | - | ERCOT | NGPSLD | Pumped Storage Load | 0 | 0 | 0 | 0 | 0 | 0 | 0 | 0 | 0 | 0 | 0
1996 | US | TRE | - | ERCOT | NGPSOT | Pumped Storage Generation | 0 | 0 | 0 | 0 | 0 | 0 | 0 | 0 | 0 | 0 | 0
1996 | US | FRCC | - | - | CSIPP | IPPs | 2222 | 2344 | 2434 | 2434 | 2474 | 2474 | 2474 | 2474 | 2474 | 2474 | 2933
1996 | US | FRCC | - | - | CST | Total Capacity | 35991 | 36997 | 38231 | 38136 | 38650 | 38883 | 38883 | 39388 | 39541 | 39805 | 40487
1996 | US | FRCC | - | - | CSTOC | Total Owned Capacity | 33769 | 34653 | 35797 | 35702 | 36176 | 36409 | 36409 | 36914 | 37067 | 37331 | 37554
1996 | US | FRCC | - | - | DCSAJ | Adjustments | 0 | 0 | 0 | 0 | 0 | 0 | 0 | 0 | 0 | 0 | 0
1996 | US | FRCC | - | - | DCSFP | Full-Responsibility Purchases (portion of total purchases) | 0 | 1685 | 1671 | 1672 | 1671 | 1597 | 1599 | 1586 | 1597 | 1607 | 1618
1996 | US | FRCC | - | - | DCSFS | Full-Responsibility Sales (portion of total sales) | 0 | 400 | 350 | 425 | 150 | 0 | 0 | 0 | 0 | 0 | 0
1996 | US | FRCC | - | - | DCSIC | Inoperable capacity | 0 | 0 | 0 | 0 | 0 | 0 | 0 | 0 | 0 | 0 | 0
1996 | US | FRCC | - | - | DCSIN | Internal Demand | 0 | 34057 | 35181 | 35026 | 35667 | 36459 | 37198 | 37901 | 38550 | 39238 | 40024
1996 | US | FRCC | - | - | DCSIPP | IPPs | 0 | 2344 | 2434 | 2434 | 2474 | 2474 | 2474 | 2474 | 2474 | 2474 | 2933
1996 | US | FRCC | - | - | DCSIT | Interruptible Demand | 0 | 992 | 1124 | 1150 | 1211 | 1221 | 1238 | 1214 | 1231 | 1241 | 1247
1996 | US | FRCC | - | - | DCSLM | Direct Control Load Management | 0 | 1416 | 1516 | 1609 | 1696 | 1776 | 1856 | 1932 | 2004 | 2063 | 2097
1996 | US | FRCC | - | - | DCSNC | Net Capacity Resources | 0 | 38282 | 39452 | 39333 | 40121 | 40480 | 40482 | 40974 | 41138 | 41412 | 42105
1996 | US | FRCC | - | - | DCSNI | Projected Net Internal Demand | 0 | 31649 | 32541 | 32267 | 32760 | 33462 | 34104 | 34755 | 35315 | 35934 | 36680
1996 | US | FRCC | - | - | DCSNO | Net Operable Capacity | 0 | 34653 | 35797 | 35702 | 36176 | 36409 | 36409 | 36914 | 37067 | 37331 | 37554
1996 | US | FRCC | - | - | DCSPU | Purchases | 0 | 1685 | 1671 | 1672 | 1671 | 1597 | 1599 | 1586 | 1597 | 1607 | 1618
1996 | US | FRCC | - | - | DCSSA | Sales | 0 | 400 | 450 | 475 | 200 | 0 | 0 | 0 | 0 | 0 | 0
1996 | US | FRCC | - | - | DCSST | Standby Demand | 0 | 0 | 0 | 0 | 0 | 0 | 0 | 0 | 0 | 0 | 0
1996 | US | FRCC | - | - | DCSTI | Projected Total Internal Demand | 0 | 34057 | 35181 | 35026 | 35667 | 36459 | 37198 | 37901 | 38550 | 39238 | 40024
1996 | US | FRCC | - | - | DCSTO | Operable Total Internal Capacity | 0 | 34653 | 35797 | 35702 | 36176 | 36409 | 36409 | 36914 | 37067 | 37331 | 37554
1996 | US | FRCC | - | - | NGEX | Exports | 256 | 0 | 0 | 0 | 0 | 0 | 0 | 0 | 0 | 0 | 0
1996 | US | FRCC | - | - | NGIG | Internal Generation | 158545 | 157498 | 161355 | 166447 | 171294 | 173605 | 178200 | 181166 | 183937 | 188350 | 192435
1996 | US | FRCC | - | - | NGIM | Imports | 10732 | 11189 | 12265 | 12343 | 12509 | 14880 | 14688 | 15646 | 17616 | 17748 | 18316
1996 | US | FRCC | - | - | NGIPP | IPPs | 12742 | 14388 | 15255 | 15307 | 15182 | 15308 | 15318 | 15279 | 15402 | 15464 | 15075
1996 | US | FRCC | - | - | NGNL | Net Energy for Load | 169021 | 168687 | 173620 | 178790 | 183803 | 188485 | 192888 | 196812 | 201553 | 206098 | 210751
1996 | US | FRCC | - | - | NGPRO | Electricity Production | 158545 | 157498 | 161355 | 166447 | 171294 | 173605 | 178200 | 181166 | 183937 | 188350 | 192435
1996 | US | FRCC | - | - | NGPSLD | Pumped Storage Load | 0 | 0 | 0 | 0 | 0 | 0 | 0 | 0 | 0 | 0 | 0
1996 | US | FRCC | - | - | NGPSOT | Pumped Storage Generation | 0 | 0 | 0 | 0 | 0 | 0 | 0 | 0 | 0 | 0 | 0
1996 | US | MAAC | - | - | CSIPP | IPPs | 3634 | 3693 | 4101 | 4351 | 4351 | 4349 | 4349 | 4349 | 4349 | 4304 | 4283
1996 | US | MAAC | - | - | CST | Total Capacity | 56786 | 57246 | 57792 | 58216 | 58324 | 58442 | 58539 | 59271 | 60095 | 62291 | 62910
1996 | US | MAAC | - | - | CSTOC | Total Owned Capacity | 53152 | 53553 | 53691 | 53865 | 53973 | 54093 | 54190 | 54922 | 55746 | 57987 | 58627
1996 | US | MAAC | - | - | DCSAJ | Adjustments | 0 | 0 | 0 | 0 | 0 | 0 | 0 | 0 | 0 | 0 | 0
1996 | US | MAAC | - | - | DCSFP | Full-Responsibility Purchases (portion of total purchases) | 0 | 495 | 495 | 495 | 495 | 495 | 495 | 495 | 495 | 450 | 450
1996 | US | MAAC | - | - | DCSFS | Full-Responsibility Sales (portion of total sales) | 0 | 954 | 954 | 954 | 954 | 954 | 954 | 954 | 954 | 1305 | 1305
1996 | US | MAAC | - | - | DCSIC | Inoperable capacity | 0 | 0 | 0 | 0 | 0 | 0 | 0 | 0 | 0 | 0 | 0
1996 | US | MAAC | - | - | DCSIN | Internal Demand | 0 | 47238 | 47923 | 48623 | 49280 | 50044 | 50707 | 51430 | 52082 | 52448 | 53082
1996 | US | MAAC | - | - | DCSIPP | IPPs | 0 | 3693 | 4101 | 4351 | 4351 | 4349 | 4349 | 4349 | 4349 | 4304 | 4283
1996 | US | MAAC | - | - | DCSIT | Interruptible Demand | 0 | 1188 | 1321 | 1359 | 1398 | 1437 | 1474 | 1510 | 1546 | 1583 | 1619
1996 | US | MAAC | - | - | DCSLM | Direct Control Load Management | 0 | 826 | 864 | 892 | 917 | 940 | 986 | 1031 | 1075 | 1120 | 1165
1996 | US | MAAC | - | - | DCSNC | Net Capacity Resources | 0 | 56881 | 57427 | 57851 | 57959 | 58077 | 58174 | 58906 | 59730 | 61530 | 62149
1996 | US | MAAC | - | - | DCSNI | Projected Net Internal Demand | 0 | 45224 | 45738 | 46372 | 46965 | 47667 | 48247 | 48889 | 49461 | 49745 | 50298
1996 | US | MAAC | - | - | DCSNO | Net Operable Capacity | 0 | 53553 | 53691 | 53865 | 53973 | 54093 | 54190 | 54922 | 55746 | 57987 | 58627
1996 | US | MAAC | - | - | DCSPU | Purchases | 0 | 589 | 589 | 589 | 589 | 589 | 589 | 589 | 589 | 544 | 544
1996 | US | MAAC | - | - | DCSSA | Sales | 0 | 954 | 954 | 954 | 954 | 954 | 954 | 954 | 954 | 1305 | 1305
1996 | US | MAAC | - | - | DCSST | Standby Demand | 0 | 0 | 0 | 0 | 0 | 0 | 0 | 0 | 0 | 0 | 0
1996 | US | MAAC | - | - | DCSTI | Projected Total Internal Demand | 0 | 47238 | 47923 | 48623 | 49280 | 50044 | 50707 | 51430 | 52082 | 52448 | 53082
1996 | US | MAAC | - | - | DCSTO | Operable Total Internal Capacity | 0 | 53553 | 53691 | 53865 | 53973 | 54093 | 54190 | 54922 | 55746 | 57987 | 58627
1996 | US | MAAC | - | - | NGEX | Exports | 5257 | 0 | 0 | 0 | 0 | 0 | 0 | 0 | 0 | 0 | 0
1996 | US | MAAC | - | - | NGIG | Internal Generation | 227734 | 227856 | 231213 | 234581 | 237901 | 242254 | 246564 | 249738 | 253264 | 255896 | 259540
1996 | US | MAAC | - | - | NGIM | Imports | 20566 | 15107 | 15395 | 15809 | 16138 | 15738 | 15674 | 16139 | 16441 | 16009 | 16514
1996 | US | MAAC | - | - | NGIPP | IPPs | 25468 | 25085 | 26597 | 27172 | 27989 | 28777 | 28582 | 28944 | 29087 | 28322 | 28895
1996 | US | MAAC | - | - | NGNL | Net Energy for Load | 243043 | 242963 | 246608 | 250390 | 254039 | 257992 | 262238 | 265877 | 269705 | 271905 | 276054
1996 | US | MAAC | - | - | NGPRO | Electricity Production | 228900 | 228771 | 232231 | 235607 | 238968 | 243346 | 247625 | 250809 | 254266 | 256721 | 260261
1996 | US | MAAC | - | - | NGPSLD | Pumped Storage Load | 3878 | 3046 | 3413 | 3439 | 3585 | 3665 | 3563 | 3597 | 3370 | 2760 | 2400
1996 | US | MAAC | - | - | NGPSOT | Pumped Storage Generation | 2712 | 2131 | 2395 | 2413 | 2518 | 2573 | 2502 | 2526 | 2368 | 1935 | 1679
1996 | US | MAIN | - | - | CSIPP | IPPs | 77 | 82 | 312 | 335 | 343 | 355 | 355 | 355 | 356 | 356 | 357
1996 | US | MAIN | - | - | CST | Total Capacity | 51008 | 51338 | 51791 | 51854 | 52015 | 52172 | 52413 | 54063 | 54611 | 55239 | 55809
1996 | US | MAIN | - | - | CSTOC | Total Owned Capacity | 50931 | 51256 | 51479 | 51519 | 51672 | 51817 | 52058 | 53708 | 54255 | 54883 | 55452
1996 | US | MAIN | - | - | DCSAJ | Adjustments | 0 | 0 | 0 | 0 | 0 | 0 | 0 | 0 | 0 | 0 | 0
1996 | US | MAIN | - | - | DCSFP | Full-Responsibility Purchases (portion of total purchases) | 0 | 874 | 694 | 889 | 904 | 1205 | 1549 | 659 | 799 | 854 | 884
1996 | US | MAIN | - | - | DCSFS | Full-Responsibility Sales (portion of total sales) | 0 | 502 | 86 | 31 | 33 | 34 | 36 | 37 | 39 | 40 | 41
1996 | US | MAIN | - | - | DCSIC | Inoperable capacity | 0 | 28 | 28 | 0 | 0 | 0 | 0 | 0 | 0 | 0 | 0
1996 | US | MAIN | - | - | DCSIN | Internal Demand | 0 | 45045 | 45882 | 46657 | 47471 | 48162 | 48873 | 49581 | 50330 | 51136 | 51735
1996 | US | MAIN | - | - | DCSIPP | IPPs | 0 | 82 | 312 | 335 | 343 | 355 | 355 | 355 | 356 | 356 | 357
1996 | US | MAIN | - | - | DCSIT | Interruptible Demand | 0 | 1373 | 1418 | 1457 | 1461 | 1524 | 1539 | 1551 | 1564 | 1573 | 1581
1996 | US | MAIN | - | - | DCSLM | Direct Control Load Management | 0 | 443 | 547 | 646 | 813 | 971 | 1110 | 1265 | 1424 | 1567 | 1735
1996 | US | MAIN | - | - | DCSNC | Net Capacity Resources | 0 | 52112 | 52867 | 53385 | 53721 | 54072 | 54610 | 55162 | 56046 | 56723 | 57318
1996 | US | MAIN | - | - | DCSNI | Projected Net Internal Demand | 0 | 43229 | 43917 | 44554 | 45197 | 45667 | 46224 | 46765 | 47342 | 47996 | 48419
1996 | US | MAIN | - | - | DCSNO | Net Operable Capacity | 0 | 51228 | 51451 | 51519 | 51672 | 51817 | 52058 | 53708 | 54255 | 54883 | 55452
1996 | US | MAIN | - | - | DCSPU | Purchases | 0 | 1738 | 1424 | 1796 | 1919 | 2114 | 2298 | 1404 | 1539 | 1589 | 1615
1996 | US | MAIN | - | - | DCSSA | Sales | 0 | 936 | 320 | 265 | 213 | 214 | 101 | 305 | 104 | 105 | 106
1996 | US | MAIN | - | - | DCSST | Standby Demand | 0 | 0 | 0 | 0 | 0 | 0 | 0 | 0 | 0 | 0 | 0
1996 | US | MAIN | - | - | DCSTI | Projected Total Internal Demand | 0 | 45045 | 45882 | 46657 | 47471 | 48162 | 48873 | 49581 | 50330 | 51136 | 51735
1996 | US | MAIN | - | - | DCSTO | Operable Total Internal Capacity | 0 | 51256 | 51479 | 51519 | 51672 | 51817 | 52058 | 53708 | 54255 | 54883 | 55452
1996 | US | MAIN | - | - | NGEX | Exports | 29268 | 32333 | 36401 | 40284 | 45466 | 48853 | 45542 | 46617 | 45616 | 45009 | 43500
1996 | US | MAIN | - | - | NGIG | Internal Generation | 220405 | 227613 | 236855 | 243621 | 252070 | 256720 | 257206 | 260987 | 263831 | 265564 | 265401
1996 | US | MAIN | - | - | NGIM | Imports | 33243 | 27554 | 26713 | 28076 | 28055 | 30035 | 29755 | 30538 | 30572 | 32049 | 32956
1996 | US | MAIN | - | - | NGIPP | IPPs | 263 | 170 | 608 | 837 | 807 | 854 | 855 | 963 | 992 | 983 | 1007
1996 | US | MAIN | - | - | NGNL | Net Energy for Load | 224380 | 222834 | 227167 | 231413 | 234659 | 237902 | 241419 | 244908 | 248787 | 252604 | 254857
1996 | US | MAIN | - | - | NGPRO | Electricity Production | 220470 | 227628 | 236866 | 243641 | 252080 | 256783 | 257288 | 261088 | 263913 | 265671 | 265507
1996 | US | MAIN | - | - | NGPSLD | Pumped Storage Load | 109 | 26 | 20 | 35 | 17 | 184 | 244 | 302 | 243 | 318 | 317
1996 | US | MAIN | - | - | NGPSOT | Pumped Storage Generation | 44 | 11 | 9 | 15 | 7 | 121 | 162 | 201 | 161 | 211 | 211
1996 | US | MRO | - | - | CSIPP | IPPs | 123 | 0 | 0 | 0 | 0 | 0 | 0 | 0 | 0 | 0 | 0
1996 | US | MRO | - | - | CST | Total Capacity | 31305 | 31515 | 31663 | 31805 | 31781 | 31891 | 32029 | 32127 | 32201 | 32276 | 32377
1996 | US | MRO | - | - | CSTOC | Total Owned Capacity | 31182 | 31515 | 31663 | 31805 | 31781 | 31891 | 32029 | 32127 | 32201 | 32276 | 32377
1996 | US | MRO | - | - | DCSAJ | Adjustments | 0 | 0 | 0 | 0 | 0 | 0 | 0 | 0 | 0 | 0 | 0
1996 | US | MRO | - | - | DCSFP | Full-Responsibility Purchases (portion of total purchases) | 0 | 2530 | 2495 | 2389 | 2360 | 2141 | 1854 | 1805 | 1807 | 1808 | 1250
1996 | US | MRO | - | - | DCSFS | Full-Responsibility Sales (portion of total sales) | 0 | 1380 | 1158 | 976 | 961 | 752 | 486 | 488 | 480 | 482 | 439
1996 | US | MRO | - | - | DCSIC | Inoperable capacity | 0 | 0 | 0 | 0 | 0 | 0 | 0 | 0 | 0 | 0 | 0
1996 | US | MRO | - | - | DCSIN | Internal Demand | 0 | 28772 | 29428 | 30058 | 30602 | 31112 | 31406 | 32175 | 32761 | 33343 | 33962
1996 | US | MRO | - | - | DCSIPP | IPPs | 0 | 0 | 0 | 0 | 0 | 0 | 0 | 0 | 0 | 0 | 0
1996 | US | MRO | - | - | DCSIT | Interruptible Demand | 0 | 1574 | 1698 | 1774 | 1867 | 1936 | 2036 | 2108 | 2158 | 2207 | 2249
1996 | US | MRO | - | - | DCSLM | Direct Control Load Management | 0 | 404 | 452 | 623 | 665 | 698 | 429 | 594 | 612 | 629 | 646
1996 | US | MRO | - | - | DCSNC | Net Capacity Resources | 0 | 32665 | 33000 | 33218 | 33180 | 33280 | 33397 | 33444 | 33528 | 33602 | 33188
1996 | US | MRO | - | - | DCSNI | Projected Net Internal Demand | 0 | 27487 | 28032 | 28459 | 28901 | 29339 | 29833 | 30399 | 30950 | 31497 | 32086
1996 | US | MRO | - | - | DCSNO | Net Operable Capacity | 0 | 31515 | 31663 | 31805 | 31781 | 31891 | 32029 | 32127 | 32201 | 32276 | 32377
1996 | US | MRO | - | - | DCSPU | Purchases | 0 | 2530 | 2495 | 2389 | 2360 | 2141 | 1854 | 1805 | 1807 | 1808 | 1250
1996 | US | MRO | - | - | DCSSA | Sales | 0 | 1380 | 1158 | 976 | 961 | 752 | 486 | 488 | 480 | 482 | 439
1996 | US | MRO | - | - | DCSST | Standby Demand | 0 | 693 | 754 | 798 | 831 | 861 | 892 | 926 | 959 | 990 | 1019
1996 | US | MRO | - | - | DCSTI | Projected Total Internal Demand | 0 | 29465 | 30182 | 30856 | 31433 | 31973 | 32298 | 33101 | 33720 | 34333 | 34981
1996 | US | MRO | - | - | DCSTO | Operable Total Internal Capacity | 0 | 31515 | 31663 | 31805 | 31781 | 31891 | 32029 | 32127 | 32201 | 32276 | 32377
1996 | US | MRO | - | - | NGEX | Exports | 17165 | 19959 | 18198 | 18611 | 17222 | 18787 | 15644 | 14498 | 12646 | 9262 | 0
1996 | US | MRO | - | - | NGIG | Internal Generation | 160612 | 164717 | 166891 | 170179 | 171846 | 176175 | 176657 | 178903 | 180324 | 180086 | 168454
1996 | US | MRO | - | - | NGIM | Imports | 0 | 0 | 0 | 0 | 0 | 0 | 0 | 0 | 0 | 0 | 5673
1996 | US | MRO | - | - | NGIPP | IPPs | 12446 | 12887 | 13771 | 14318 | 14802 | 15252 | 15438 | 15670 | 15925 | 16110 | 2382
1996 | US | MRO | - | - | NGNL | Net Energy for Load | 143447 | 144758 | 148693 | 151568 | 154624 | 157388 | 161013 | 164405 | 167678 | 170824 | 174127
1996 | US | MRO | - | - | NGPRO | Electricity Production | 160612 | 164717 | 166891 | 170179 | 171846 | 176175 | 176657 | 178903 | 180324 | 180086 | 168454
1996 | US | MRO | - | - | NGPSLD | Pumped Storage Load | 0 | 0 | 0 | 0 | 0 | 0 | 0 | 0 | 0 | 0 | 0
1996 | US | MRO | - | - | NGPSOT | Pumped Storage Generation | 0 | 0 | 0 | 0 | 0 | 0 | 0 | 0 | 0 | 0 | 0
1996 | US | NPCC | - | - | CSIPP | IPPs | 7787 | 7948 | 7996 | 7969 | 7973 | 7954 | 7942 | 7891 | 7863 | 7839 | 7755
1996 | US | NPCC | - | - | CST | Total Capacity | 59262 | 59724 | 59668 | 59671 | 59354 | 60080 | 60069 | 60223 | 60195 | 60169 | 60085
1996 | US | NPCC | - | - | CSTOC | Total Owned Capacity | 51475 | 51776 | 51672 | 51702 | 51381 | 52126 | 52127 | 52332 | 52332 | 52330 | 52330
1996 | US | NPCC | - | - | DCSAJ | Adjustments | 0 | -944 | -944 | -944 | -944 | -944 | -944 | -944 | -944 | -944 | -944
1996 | US | NPCC | - | - | DCSFP | Full-Responsibility Purchases (portion of total purchases) | 0 | 2904 | 2955 | 2911 | 2893 | 2893 | 1399 | 1399 | 1368 | 1368 | 1368
1996 | US | NPCC | - | - | DCSFS | Full-Responsibility Sales (portion of total sales) | 0 | 362 | 362 | 362 | 362 | 362 | 362 | 362 | 362 | 362 | 362
1996 | US | NPCC | - | - | DCSIC | Inoperable capacity | 0 | 0 | 0 | 0 | 0 | 0 | 0 | 0 | 0 | 0 | 0
1996 | US | NPCC | - | - | DCSIN | Internal Demand | 0 | 48366 | 48738 | 49316 | 49978 | 50560 | 51094 | 51467 | 51902 | 52385 | 52858
1996 | US | NPCC | - | - | DCSIPP | IPPs | 0 | 7948 | 7996 | 7969 | 7973 | 7954 | 7942 | 7891 | 7863 | 7839 | 7755
1996 | US | NPCC | - | - | DCSIT | Interruptible Demand | 0 | 13 | 13 | 13 | 13 | 13 | 13 | 13 | 13 | 13 | 16
1996 | US | NPCC | - | - | DCSLM | Direct Control Load Management | 0 | 63 | 65 | 65 | 65 | 66 | 66 | 66 | 66 | 64 | 95
1996 | US | NPCC | - | - | DCSNC | Net Capacity Resources | 0 | 62368 | 62387 | 62380 | 61653 | 62397 | 60589 | 60741 | 60692 | 60316 | 60231
1996 | US | NPCC | - | - | DCSNI | Projected Net Internal Demand | 0 | 48290 | 48660 | 49238 | 49900 | 50481 | 51015 | 51388 | 51823 | 52308 | 52747
1996 | US | NPCC | - | - | DCSNO | Net Operable Capacity | 0 | 51776 | 51672 | 51702 | 51381 | 52126 | 52127 | 52332 | 52332 | 52330 | 52330
1996 | US | NPCC | - | - | DCSPU | Purchases | 0 | 4087 | 4163 | 4119 | 3701 | 3701 | 1907 | 1907 | 1876 | 1476 | 1476
1996 | US | NPCC | - | - | DCSSA | Sales | 0 | 499 | 500 | 466 | 458 | 440 | 443 | 445 | 435 | 385 | 386
1996 | US | NPCC | - | - | DCSST | Standby Demand | 0 | 0 | 0 | 0 | 0 | 0 | 0 | 0 | 0 | 0 | 0
1996 | US | NPCC | - | - | DCSTI | Projected Total Internal Demand | 0 | 48366 | 48738 | 49316 | 49978 | 50560 | 51094 | 51467 | 51902 | 52385 | 52858
1996 | US | NPCC | - | - | DCSTO | Operable Total Internal Capacity | 0 | 51776 | 51672 | 51702 | 51381 | 52126 | 52127 | 52332 | 52332 | 52330 | 52330
1996 | US | NPCC | - | - | NGEX | Exports | 9410 | 2240 | 2245 | 2248 | 2247 | 1998 | 2005 | 2018 | 2023 | 2011 | 2014
1996 | US | NPCC | - | - | NGIG | Internal Generation | 239891 | 245729 | 246293 | 249363 | 253888 | 258432 | 262389 | 268437 | 271654 | 275105 | 278944
1996 | US | NPCC | - | - | NGIM | Imports | 30754 | 16213 | 17214 | 17207 | 16234 | 14740 | 14059 | 10917 | 10622 | 10250 | 9472
1996 | US | NPCC | - | - | NGIPP | IPPs | 53998 | 58609 | 59828 | 60107 | 60291 | 60925 | 61532 | 61987 | 62330 | 62838 | 62974
1996 | US | NPCC | - | - | NGNL | Net Energy for Load | 261235 | 259702 | 261262 | 264322 | 267875 | 271174 | 274443 | 277336 | 280253 | 283344 | 286402
1996 | US | NPCC | - | - | NGPRO | Electricity Production | 241353 | 246788 | 247422 | 250483 | 255121 | 259570 | 263470 | 269626 | 272754 | 276180 | 280003
1996 | US | NPCC | - | - | NGPSLD | Pumped Storage Load | 4764 | 4086 | 4142 | 4194 | 4265 | 4044 | 4036 | 4127 | 4164 | 4126 | 4117
1996 | US | NPCC | - | - | NGPSOT | Pumped Storage Generation | 3302 | 3027 | 3013 | 3074 | 3032 | 2906 | 2955 | 2938 | 3064 | 3051 | 3058
1996 | US | NPCC | New England | New England | CSIPP | IPPs | 2683 | 2653 | 2660 | 2600 | 2600 | 2583 | 2583 | 2573 | 2551 | 2535 | 2488
1996 | US | NPCC | New England | New England | CST | Total Capacity | 24512 | 24768 | 24775 | 24715 | 24715 | 24592 | 24590 | 24785 | 24763 | 24745 | 24698
1996 | US | NPCC | New England | New England | CSTOC | Total Owned Capacity | 21829 | 22115 | 22115 | 22115 | 22115 | 22009 | 22007 | 22212 | 22212 | 22210 | 22210
1996 | US | NPCC | New England | New England | DCSAJ | Adjustments | 0 | 0 | 0 | 0 | 0 | 0 | 0 | 0 | 0 | 0 | 0
1996 | US | NPCC | New England | New England | DCSFP | Full-Responsibility Purchases (portion of total purchases) | 0 | 1960 | 2011 | 1967 | 1949 | 1949 | 455 | 455 | 424 | 424 | 424
1996 | US | NPCC | New England | New England | DCSFS | Full-Responsibility Sales (portion of total sales) | 0 | 66 | 66 | 66 | 66 | 66 | 66 | 66 | 66 | 66 | 66
1996 | US | NPCC | New England | New England | DCSIC | Inoperable capacity | 0 | 0 | 0 | 0 | 0 | 0 | 0 | 0 | 0 | 0 | 0
1996 | US | NPCC | New England | New England | DCSIN | Internal Demand | 0 | 21056 | 21218 | 21576 | 21928 | 22250 | 22554 | 22737 | 22902 | 23085 | 23268
1996 | US | NPCC | New England | New England | DCSIPP | IPPs | 0 | 2653 | 2660 | 2600 | 2600 | 2583 | 2583 | 2573 | 2551 | 2535 | 2488
1996 | US | NPCC | New England | New England | DCSIT | Interruptible Demand | 0 | 13 | 13 | 13 | 13 | 13 | 13 | 13 | 13 | 13 | 16
1996 | US | NPCC | New England | New England | DCSLM | Direct Control Load Management | 0 | 63 | 65 | 65 | 65 | 66 | 66 | 66 | 66 | 64 | 95
1996 | US | NPCC | New England | New England | DCSNC | Net Capacity Resources | 0 | 26662 | 26720 | 26616 | 26598 | 26475 | 24979 | 25174 | 25121 | 25103 | 25056
1996 | US | NPCC | New England | New England | DCSNI | Projected Net Internal Demand | 0 | 20980 | 21140 | 21498 | 21850 | 22171 | 22475 | 22658 | 22823 | 23008 | 23157
1996 | US | NPCC | New England | New England | DCSNO | Net Operable Capacity | 0 | 22115 | 22115 | 22115 | 22115 | 22009 | 22007 | 22212 | 22212 | 22210 | 22210
1996 | US | NPCC | New England | New England | DCSPU | Purchases | 0 | 1960 | 2011 | 1967 | 1949 | 1949 | 455 | 455 | 424 | 424 | 424
1996 | US | NPCC | New England | New England | DCSSA | Sales | 0 | 66 | 66 | 66 | 66 | 66 | 66 | 66 | 66 | 66 | 66
1996 | US | NPCC | New England | New England | DCSST | Standby Demand | 0 | 0 | 0 | 0 | 0 | 0 | 0 | 0 | 0 | 0 | 0
1996 | US | NPCC | New England | New England | DCSTI | Projected Total Internal Demand | 0 | 21056 | 21218 | 21576 | 21928 | 22250 | 22554 | 22737 | 22902 | 23085 | 23268
1996 | US | NPCC | New England | New England | DCSTO | Operable Total Internal Capacity | 0 | 22115 | 22115 | 22115 | 22115 | 22009 | 22007 | 22212 | 22212 | 22210 | 22210
1996 | US | NPCC | New England | New England | NGEX | Exports | 1869 | 332 | 336 | 340 | 336 | 344 | 355 | 367 | 372 | 375 | 382
1996 | US | NPCC | New England | New England | NGIG | Internal Generation | 96923 | 105482 | 105290 | 107429 | 109675 | 113014 | 115492 | 120189 | 121955 | 123784 | 125452
1996 | US | NPCC | New England | New England | NGIM | Imports | 17790 | 8152 | 9138 | 9013 | 8776 | 7254 | 6626 | 3404 | 3050 | 2665 | 2602
1996 | US | NPCC | New England | New England | NGIPP | IPPs | 20091 | 18566 | 18544 | 18666 | 18724 | 18888 | 19087 | 19368 | 19445 | 19578 | 19488
1996 | US | NPCC | New England | New England | NGNL | Net Energy for Load | 112844 | 113302 | 114092 | 116102 | 118115 | 119924 | 121763 | 123226 | 124633 | 126074 | 127672
1996 | US | NPCC | New England | New England | NGPRO | Electricity Production | 97570 | 106012 | 105889 | 107983 | 110345 | 113642 | 116058 | 120858 | 122511 | 124322 | 125968
1996 | US | NPCC | New England | New England | NGPSLD | Pumped Storage Load | 2374 | 2323 | 2375 | 2305 | 2390 | 2345 | 2320 | 2393 | 2352 | 2334 | 2308
1996 | US | NPCC | New England | New England | NGPSOT | Pumped Storage Generation | 1727 | 1793 | 1776 | 1751 | 1720 | 1717 | 1754 | 1724 | 1796 | 1796 | 1792
1996 | US | NPCC | New York | New York | CSIPP | IPPs | 5104 | 5295 | 5336 | 5369 | 5373 | 5371 | 5359 | 5318 | 5312 | 5304 | 5267
1996 | US | NPCC | New York | New York | CST | Total Capacity | 34750 | 34956 | 34893 | 34956 | 34639 | 35488 | 35479 | 35438 | 35432 | 35424 | 35387
1996 | US | NPCC | New York | New York | CSTOC | Total Owned Capacity | 29646 | 29661 | 29557 | 29587 | 29266 | 30117 | 30120 | 30120 | 30120 | 30120 | 30120
1996 | US | NPCC | New York | New York | DCSAJ | Adjustments | 0 | -944 | -944 | -944 | -944 | -944 | -944 | -944 | -944 | -944 | -944
1996 | US | NPCC | New York | New York | DCSFP | Full-Responsibility Purchases (portion of total purchases) | 0 | 944 | 944 | 944 | 944 | 944 | 944 | 944 | 944 | 944 | 944
1996 | US | NPCC | New York | New York | DCSFS | Full-Responsibility Sales (portion of total sales) | 0 | 296 | 296 | 296 | 296 | 296 | 296 | 296 | 296 | 296 | 296
1996 | US | NPCC | New York | New York | DCSIC | Inoperable capacity | 0 | 0 | 0 | 0 | 0 | 0 | 0 | 0 | 0 | 0 | 0
1996 | US | NPCC | New York | New York | DCSIN | Internal Demand | 0 | 27310 | 27520 | 27740 | 28050 | 28310 | 28540 | 28730 | 29000 | 29300 | 29590
1996 | US | NPCC | New York | New York | DCSIPP | IPPs | 0 | 5295 | 5336 | 5369 | 5373 | 5371 | 5359 | 5318 | 5312 | 5304 | 5267
1996 | US | NPCC | New York | New York | DCSIT | Interruptible Demand | 0 | 0 | 0 | 0 | 0 | 0 | 0 | 0 | 0 | 0 | 0
1996 | US | NPCC | New York | New York | DCSLM | Direct Control Load Management | 0 | 0 | 0 | 0 | 0 | 0 | 0 | 0 | 0 | 0 | 0
1996 | US | NPCC | New York | New York | DCSNC | Net Capacity Resources | 0 | 35706 | 35667 | 35764 | 35055 | 35922 | 35610 | 35567 | 35571 | 35213 | 35175
1996 | US | NPCC | New York | New York | DCSNI | Projected Net Internal Demand | 0 | 27310 | 27520 | 27740 | 28050 | 28310 | 28540 | 28730 | 29000 | 29300 | 29590
1996 | US | NPCC | New York | New York | DCSNO | Net Operable Capacity | 0 | 29661 | 29557 | 29587 | 29266 | 30117 | 30120 | 30120 | 30120 | 30120 | 30120
1996 | US | NPCC | New York | New York | DCSPU | Purchases | 0 | 2127 | 2152 | 2152 | 1752 | 1752 | 1452 | 1452 | 1452 | 1052 | 1052
1996 | US | NPCC | New York | New York | DCSSA | Sales | 0 | 433 | 434 | 400 | 392 | 374 | 377 | 379 | 369 | 319 | 320
1996 | US | NPCC | New York | New York | DCSST | Standby Demand | 0 | 0 | 0 | 0 | 0 | 0 | 0 | 0 | 0 | 0 | 0
1996 | US | NPCC | New York | New York | DCSTI | Projected Total Internal Demand | 0 | 27310 | 27520 | 27740 | 28050 | 28310 | 28540 | 28730 | 29000 | 29300 | 29590
1996 | US | NPCC | New York | New York | DCSTO | Operable Total Internal Capacity | 0 | 29661 | 29557 | 29587 | 29266 | 30117 | 30120 | 30120 | 30120 | 30120 | 30120
1996 | US | NPCC | New York | New York | NGEX | Exports | 7541 | 1908 | 1909 | 1908 | 1911 | 1654 | 1650 | 1651 | 1651 | 1636 | 1632
1996 | US | NPCC | New York | New York | NGIG | Internal Generation | 142968 | 140247 | 141003 | 141934 | 144213 | 145418 | 146897 | 148248 | 149699 | 151321 | 153492
1996 | US | NPCC | New York | New York | NGIM | Imports | 12964 | 8061 | 8076 | 8194 | 7458 | 7486 | 7433 | 7513 | 7572 | 7585 | 6870
1996 | US | NPCC | New York | New York | NGIPP | IPPs | 33907 | 40043 | 41284 | 41441 | 41567 | 42037 | 42445 | 42619 | 42885 | 43260 | 43486
1996 | US | NPCC | New York | New York | NGNL | Net Energy for Load | 148391 | 146400 | 147170 | 148220 | 149760 | 151250 | 152680 | 154110 | 155620 | 157270 | 158730
1996 | US | NPCC | New York | New York | NGPRO | Electricity Production | 143783 | 140776 | 141533 | 142500 | 144776 | 145928 | 147412 | 148768 | 150243 | 151858 | 154035
1996 | US | NPCC | New York | New York | NGPSLD | Pumped Storage Load | 2390 | 1763 | 1767 | 1889 | 1875 | 1699 | 1716 | 1734 | 1812 | 1792 | 1809
1996 | US | NPCC | New York | New York | NGPSOT | Pumped Storage Generation | 1575 | 1234 | 1237 | 1323 | 1312 | 1189 | 1201 | 1214 | 1268 | 1255 | 1266
1996 | US | SERC | - | - | CSIPP | IPPs | 4422 | 5061 | 5366 | 5356 | 5797 | 6085 | 6908 | 7091 | 7308 | 7651 | 7924
1996 | US | SERC | - | - | CST | Total Capacity | 122919 | 128205 | 129288 | 131309 | 133243 | 135037 | 139313 | 141887 | 145102 | 147585 | 150595
1996 | US | SERC | - | - | CSTOC | Total Owned Capacity | 118497 | 123144 | 123922 | 125953 | 127446 | 128952 | 132405 | 134796 | 137794 | 139934 | 142671
1996 | US | SERC | - | - | DCSAJ | Adjustments | 0 | 0 | 0 | 0 | 0 | 0 | 0 | 0 | 0 | 0 | 0
1996 | US | SERC | - | - | DCSFP | Full-Responsibility Purchases (portion of total purchases) | 0 | 1690 | 1500 | 1360 | 1085 | 905 | 905 | 905 | 655 | 655 | 655
1996 | US | SERC | - | - | DCSFS | Full-Responsibility Sales (portion of total sales) | 0 | 1674 | 1648 | 1648 | 1648 | 1571 | 1571 | 1571 | 1571 | 1571 | 1571
1996 | US | SERC | - | - | DCSIC | Inoperable capacity | 0 | 1065 | 1065 | 1065 | 1065 | 1065 | 1065 | 1065 | 1065 | 1065 | 1065
1996 | US | SERC | - | - | DCSIN | Internal Demand | 0 | 111698 | 113836 | 116640 | 119314 | 121643 | 124298 | 126978 | 129713 | 132143 | 134924
1996 | US | SERC | - | - | DCSIPP | IPPs | 0 | 5061 | 5366 | 5356 | 5797 | 6085 | 6908 | 7091 | 7308 | 7651 | 7924
1996 | US | SERC | - | - | DCSIT | Interruptible Demand | 0 | 5050 | 5352 | 5757 | 5871 | 5891 | 5898 | 5922 | 5932 | 5932 | 5930
1996 | US | SERC | - | - | DCSLM | Direct Control Load Management | 0 | 863 | 803 | 847 | 860 | 859 | 876 | 873 | 899 | 909 | 921
1996 | US | SERC | - | - | DCSNC | Net Capacity Resources | 0 | 127562 | 128341 | 130232 | 132491 | 134182 | 139118 | 142092 | 144757 | 146840 | 149250
1996 | US | SERC | - | - | DCSNI | Projected Net Internal Demand | 0 | 105785 | 107681 | 110036 | 112583 | 114893 | 117524 | 120183 | 122882 | 125302 | 128073
1996 | US | SERC | - | - | DCSNO | Net Operable Capacity | 0 | 122079 | 122857 | 124888 | 126381 | 127887 | 131340 | 133731 | 136729 | 138869 | 141606
1996 | US | SERC | - | - | DCSPU | Purchases | 0 | 3508 | 3318 | 3178 | 3303 | 3123 | 3423 | 3823 | 3173 | 2773 | 2173
1996 | US | SERC | - | - | DCSSA | Sales | 0 | 3086 | 3200 | 3190 | 2990 | 2913 | 2553 | 2553 | 2453 | 2453 | 2453
1996 | US | SERC | - | - | DCSST | Standby Demand | 0 | 0 | 0 | 0 | 0 | 0 | 0 | 0 | 0 | 0 | 0
1996 | US | SERC | - | - | DCSTI | Projected Total Internal Demand | 0 | 111698 | 113836 | 116640 | 119314 | 121643 | 124298 | 126978 | 129713 | 132143 | 134924
1996 | US | SERC | - | - | DCSTO | Operable Total Internal Capacity | 0 | 123144 | 123922 | 125953 | 127446 | 128952 | 132405 | 134796 | 137794 | 139934 | 142671
1996 | US | SERC | - | - | NGEX | Exports | 30881 | 17156 | 16605 | 15145 | 13665 | 13436 | 13242 | 13347 | 13272 | 13319 | 13377
1996 | US | SERC | - | - | NGIG | Internal Generation | 566095 | 577604 | 589862 | 602417 | 615392 | 631144 | 644480 | 656428 | 670593 | 682943 | 691615
1996 | US | SERC | - | - | NGIM | Imports | 37373 | 24607 | 25321 | 27001 | 25974 | 22368 | 22831 | 23340 | 22394 | 23244 | 27789
1996 | US | SERC | - | - | NGIPP | IPPs | 16021 | 13930 | 14998 | 14116 | 14714 | 17054 | 17489 | 18578 | 20327 | 20075 | 18884
1996 | US | SERC | - | - | NGNL | Net Energy for Load | 572587 | 585055 | 598578 | 614273 | 627701 | 640076 | 654069 | 666421 | 679715 | 692868 | 706027
1996 | US | SERC | - | - | NGPRO | Electricity Production | 568071 | 579078 | 591359 | 603979 | 617188 | 633018 | 646460 | 658595 | 672970 | 685421 | 694020
1996 | US | SERC | - | - | NGPSLD | Pumped Storage Load | 9589 | 6917 | 6992 | 7325 | 8367 | 8683 | 9150 | 9931 | 10914 | 11343 | 11004
1996 | US | SERC | - | - | NGPSOT | Pumped Storage Generation | 7613 | 5443 | 5495 | 5763 | 6571 | 6809 | 7170 | 7764 | 8537 | 8865 | 8599
1996 | US | SERC | Central | - | CSIPP | IPPs | 0 | 0 | 0 | 0 | 0 | 0 | 0 | 0 | 0 | 0 | 0
1996 | US | SERC | Central | - | CST | Total Capacity | 28274 | 29444 | 29444 | 29744 | 30214 | 30449 | 31154 | 31859 | 32564 | 33283 | 33753
1996 | US | SERC | Central | - | CSTOC | Total Owned Capacity | 28274 | 29444 | 29444 | 29744 | 30214 | 30449 | 31154 | 31859 | 32564 | 33283 | 33753
1996 | US | SERC | Central | - | DCSAJ | Adjustments | 0 | 0 | 0 | 0 | 0 | 0 | 0 | 0 | 0 | 0 | 0
1996 | US | SERC | Central | - | DCSFP | Full-Responsibility Purchases (portion of total purchases) | 0 | 0 | 0 | 0 | 0 | 0 | 0 | 0 | 0 | 0 | 0
1996 | US | SERC | Central | - | DCSFS | Full-Responsibility Sales (portion of total sales) | 0 | 0 | 0 | 0 | 0 | 0 | 0 | 0 | 0 | 0 | 0
1996 | US | SERC | Central | - | DCSIC | Inoperable capacity | 0 | 1065 | 1065 | 1065 | 1065 | 1065 | 1065 | 1065 | 1065 | 1065 | 1065
1996 | US | SERC | Central | - | DCSIN | Internal Demand | 0 | 25283 | 25703 | 26397 | 26929 | 27469 | 28041 | 28615 | 29183 | 29753 | 30332
1996 | US | SERC | Central | - | DCSIPP | IPPs | 0 | 0 | 0 | 0 | 0 | 0 | 0 | 0 | 0 | 0 | 0
1996 | US | SERC | Central | - | DCSIT | Interruptible Demand | 0 | 1586 | 1591 | 1756 | 1765 | 1767 | 1732 | 1698 | 1664 | 1630 | 1597
1996 | US | SERC | Central | - | DCSLM | Direct Control Load Management | 0 | 0 | 0 | 0 | 0 | 0 | 0 | 0 | 0 | 0 | 0
1996 | US | SERC | Central | - | DCSNC | Net Capacity Resources | 0 | 27606 | 27606 | 27806 | 28276 | 28511 | 29576 | 30281 | 31086 | 31805 | 32275
1996 | US | SERC | Central | - | DCSNI | Projected Net Internal Demand | 0 | 23697 | 24112 | 24641 | 25164 | 25702 | 26309 | 26917 | 27519 | 28123 | 28735
1996 | US | SERC | Central | - | DCSNO | Net Operable Capacity | 0 | 28379 | 28379 | 28679 | 29149 | 29384 | 30089 | 30794 | 31499 | 32218 | 32688
1996 | US | SERC | Central | - | DCSPU | Purchases | 0 | 0 | 0 | 0 | 0 | 0 | 0 | 0 | 0 | 0 | 0
1996 | US | SERC | Central | - | DCSSA | Sales | 0 | 773 | 773 | 873 | 873 | 873 | 513 | 513 | 413 | 413 | 413
1996 | US | SERC | Central | - | DCSST | Standby Demand | 0 | 0 | 0 | 0 | 0 | 0 | 0 | 0 | 0 | 0 | 0
1996 | US | SERC | Central | - | DCSTI | Projected Total Internal Demand | 0 | 25283 | 25703 | 26397 | 26929 | 27469 | 28041 | 28615 | 29183 | 29753 | 30332
1996 | US | SERC | Central | - | DCSTO | Operable Total Internal Capacity | 0 | 29444 | 29444 | 29744 | 30214 | 30449 | 31154 | 31859 | 32564 | 33283 | 33753
1996 | US | SERC | Central | - | NGEX | Exports | 9380 | 5697 | 5373 | 4404 | 3207 | 3207 | 3211 | 3218 | 3217 | 3219 | 3217
1996 | US | SERC | Central | - | NGIG | Internal Generation | 140912 | 145529 | 148656 | 151650 | 154773 | 159445 | 162859 | 166185 | 169297 | 172690 | 175915
1996 | US | SERC | Central | - | NGIM | Imports | 10499 | 2671 | 2638 | 3501 | 2414 | 1018 | 928 | 932 | 1141 | 1069 | 888
1996 | US | SERC | Central | - | NGIPP | IPPs | 118 | 0 | 0 | 0 | 0 | 0 | 0 | 0 | 0 | 0 | 0
1996 | US | SERC | Central | - | NGNL | Net Energy for Load | 142031 | 142503 | 145921 | 150747 | 153980 | 157256 | 160576 | 163899 | 167221 | 170540 | 173586
1996 | US | SERC | Central | - | NGPRO | Electricity Production | 141527 | 145981 | 149095 | 152117 | 155254 | 159905 | 163361 | 166697 | 169841 | 173237 | 176481
1996 | US | SERC | Central | - | NGPSLD | Pumped Storage Load | 2850 | 2163 | 2105 | 2238 | 2307 | 2211 | 2408 | 2458 | 2613 | 2626 | 2715
1996 | US | SERC | Central | - | NGPSOT | Pumped Storage Generation | 2235 | 1711 | 1666 | 1771 | 1826 | 1751 | 1906 | 1946 | 2069 | 2079 | 2149
1996 | US | SERC | Southeastern | - | CSIPP | IPPs | 321 | 942 | 1042 | 1125 | 1568 | 1856 | 2679 | 2862 | 3079 | 3222 | 3498
1996 | US | SERC | Southeastern | - | CST | Total Capacity | 41767 | 43231 | 43549 | 43996 | 44699 | 45378 | 47819 | 48640 | 50104 | 50647 | 52217
1996 | US | SERC | Southeastern | - | CSTOC | Total Owned Capacity | 41446 | 42289 | 42507 | 42871 | 43131 | 43522 | 45140 | 45778 | 47025 | 47425 | 48719
1996 | US | SERC | Southeastern | - | DCSAJ | Adjustments | 0 | 0 | 0 | 0 | 0 | 0 | 0 | 0 | 0 | 0 | 0
1996 | US | SERC | Southeastern | - | DCSFP | Full-Responsibility Purchases (portion of total purchases) | 0 | 1690 | 1500 | 1360 | 1085 | 905 | 905 | 905 | 655 | 655 | 655
1996 | US | SERC | Southeastern | - | DCSFS | Full-Responsibility Sales (portion of total sales) | 0 | 1674 | 1648 | 1648 | 1648 | 1571 | 1571 | 1571 | 1571 | 1571 | 1571
1996 | US | SERC | Southeastern | - | DCSIC | Inoperable capacity | 0 | 0 | 0 | 0 | 0 | 0 | 0 | 0 | 0 | 0 | 0
1996 | US | SERC | Southeastern | - | DCSIN | Internal Demand | 0 | 37326 | 37751 | 38622 | 39429 | 40256 | 41064 | 41930 | 42754 | 43640 | 44579
1996 | US | SERC | Southeastern | - | DCSIPP | IPPs | 0 | 942 | 1042 | 1125 | 1568 | 1856 | 2679 | 2862 | 3079 | 3222 | 3498
1996 | US | SERC | Southeastern | - | DCSIT | Interruptible Demand | 0 | 2002 | 2138 | 2331 | 2410 | 2433 | 2461 | 2501 | 2525 | 2542 | 2556
1996 | US | SERC | Southeastern | - | DCSLM | Direct Control Load Management | 0 | 26 | 38 | 50 | 50 | 50 | 50 | 50 | 50 | 50 | 50
1996 | US | SERC | Southeastern | - | DCSNC | Net Capacity Resources | 0 | 43247 | 43401 | 43708 | 44136 | 44712 | 47153 | 47974 | 49188 | 49731 | 51301
1996 | US | SERC | Southeastern | - | DCSNI | Projected Net Internal Demand | 0 | 35298 | 35575 | 36241 | 36969 | 37773 | 38553 | 39379 | 40179 | 41048 | 41973
1996 | US | SERC | Southeastern | - | DCSNO | Net Operable Capacity | 0 | 42289 | 42507 | 42871 | 43131 | 43522 | 45140 | 45778 | 47025 | 47425 | 48719
1996 | US | SERC | Southeastern | - | DCSPU | Purchases | 0 | 1690 | 1500 | 1360 | 1085 | 905 | 905 | 905 | 655 | 655 | 655
1996 | US | SERC | Southeastern | - | DCSSA | Sales | 0 | 1674 | 1648 | 1648 | 1648 | 1571 | 1571 | 1571 | 1571 | 1571 | 1571
1996 | US | SERC | Southeastern | - | DCSST | Standby Demand | 0 | 0 | 0 | 0 | 0 | 0 | 0 | 0 | 0 | 0 | 0
1996 | US | SERC | Southeastern | - | DCSTI | Projected Total Internal Demand | 0 | 37326 | 37751 | 38622 | 39429 | 40256 | 41064 | 41930 | 42754 | 43640 | 44579
1996 | US | SERC | Southeastern | - | DCSTO | Operable Total Internal Capacity | 0 | 42289 | 42507 | 42871 | 43131 | 43522 | 45140 | 45778 | 47025 | 47425 | 48719
1996 | US | SERC | Southeastern | - | NGEX | Exports | 12256 | 10274 | 10166 | 9718 | 9405 | 9251 | 9043 | 9049 | 9040 | 9068 | 9041
1996 | US | SERC | Southeastern | - | NGIG | Internal Generation | 183515 | 194857 | 196853 | 200758 | 203550 | 207041 | 211578 | 214598 | 218565 | 223194 | 227518
1996 | US | SERC | Southeastern | - | NGIM | Imports | 10061 | 3962 | 3926 | 3748 | 3975 | 4144 | 4098 | 4041 | 3638 | 3675 | 3747
1996 | US | SERC | Southeastern | - | NGIPP | IPPs | 382 | 458 | 479 | 316 | 422 | 587 | 830 | 857 | 876 | 937 | 973
1996 | US | SERC | Southeastern | - | NGNL | Net Energy for Load | 181320 | 188545 | 190613 | 194788 | 198120 | 201934 | 206633 | 209590 | 213163 | 217801 | 222224
1996 | US | SERC | Southeastern | - | NGPRO | Electricity Production | 183754 | 195109 | 197149 | 201051 | 203880 | 207379 | 211920 | 214936 | 218917 | 223553 | 227886
1996 | US | SERC | Southeastern | - | NGPSLD | Pumped Storage Load | 1047 | 1183 | 1361 | 1361 | 1513 | 1544 | 1556 | 1529 | 1592 | 1623 | 1663
1996 | US | SERC | Southeastern | - | NGPSOT | Pumped Storage Generation | 808 | 931 | 1065 | 1068 | 1183 | 1206 | 1214 | 1191 | 1240 | 1264 | 1295
1996 | US | SERC | VACAR | - | CSIPP | IPPs | 4101 | 4119 | 4324 | 4231 | 4229 | 4229 | 4229 | 4229 | 4229 | 4429 | 4426
1996 | US | SERC | VACAR | - | CST | Total Capacity | 52878 | 55530 | 56295 | 57569 | 58330 | 59210 | 60340 | 61388 | 62434 | 63655 | 64625
1996 | US | SERC | VACAR | - | CSTOC | Total Owned Capacity | 48777 | 51411 | 51971 | 53338 | 54101 | 54981 | 56111 | 57159 | 58205 | 59226 | 60199
1996 | US | SERC | VACAR | - | DCSAJ | Adjustments | 0 | 0 | 0 | 0 | 0 | 0 | 0 | 0 | 0 | 0 | 0
1996 | US | SERC | VACAR | - | DCSFP | Full-Responsibility Purchases (portion of total purchases) | 0 | 0 | 0 | 0 | 0 | 0 | 0 | 0 | 0 | 0 | 0
1996 | US | SERC | VACAR | - | DCSFS | Full-Responsibility Sales (portion of total sales) | 0 | 0 | 0 | 0 | 0 | 0 | 0 | 0 | 0 | 0 | 0
1996 | US | SERC | VACAR | - | DCSIC | Inoperable capacity | 0 | 0 | 0 | 0 | 0 | 0 | 0 | 0 | 0 | 0 | 0
1996 | US | SERC | VACAR | - | DCSIN | Internal Demand | 0 | 49089 | 50382 | 51621 | 52956 | 53918 | 55193 | 56433 | 57776 | 58750 | 60013
1996 | US | SERC | VACAR | - | DCSIPP | IPPs | 0 | 4119 | 4324 | 4231 | 4229 | 4229 | 4229 | 4229 | 4229 | 4429 | 4426
1996 | US | SERC | VACAR | - | DCSIT | Interruptible Demand | 0 | 1462 | 1623 | 1670 | 1696 | 1691 | 1705 | 1723 | 1743 | 1760 | 1777
1996 | US | SERC | VACAR | - | DCSLM | Direct Control Load Management | 0 | 837 | 765 | 797 | 810 | 809 | 826 | 823 | 849 | 859 | 871
1996 | US | SERC | VACAR | - | DCSNC | Net Capacity Resources | 0 | 56709 | 57334 | 58718 | 60079 | 60959 | 62389 | 63837 | 64483 | 65304 | 65674
1996 | US | SERC | VACAR | - | DCSNI | Projected Net Internal Demand | 0 | 46790 | 47994 | 49154 | 50450 | 51418 | 52662 | 53887 | 55184 | 56131 | 57365
1996 | US | SERC | VACAR | - | DCSNO | Net Operable Capacity | 0 | 51411 | 51971 | 53338 | 54101 | 54981 | 56111 | 57159 | 58205 | 59226 | 60199
1996 | US | SERC | VACAR | - | DCSPU | Purchases | 0 | 1818 | 1818 | 1818 | 2218 | 2218 | 2518 | 2918 | 2518 | 2118 | 1518
1996 | US | SERC | VACAR | - | DCSSA | Sales | 0 | 639 | 779 | 669 | 469 | 469 | 469 | 469 | 469 | 469 | 469
1996 | US | SERC | VACAR | - | DCSST | Standby Demand | 0 | 0 | 0 | 0 | 0 | 0 | 0 | 0 | 0 | 0 | 0
1996 | US | SERC | VACAR | - | DCSTI | Projected Total Internal Demand | 0 | 49089 | 50382 | 51621 | 52956 | 53918 | 55193 | 56433 | 57776 | 58750 | 60013
1996 | US | SERC | VACAR | - | DCSTO | Operable Total Internal Capacity | 0 | 51411 | 51971 | 53338 | 54101 | 54981 | 56111 | 57159 | 58205 | 59226 | 60199
1996 | US | SERC | VACAR | - | NGEX | Exports | 9245 | 1185 | 1066 | 1023 | 1053 | 978 | 988 | 1080 | 1015 | 1032 | 1119
1996 | US | SERC | VACAR | - | NGIG | Internal Generation | 241668 | 237218 | 244353 | 250009 | 257069 | 264658 | 270043 | 275645 | 282731 | 287059 | 288182
1996 | US | SERC | VACAR | - | NGIM | Imports | 16813 | 17974 | 18757 | 19752 | 19585 | 17206 | 17805 | 18367 | 17615 | 18500 | 23154
1996 | US | SERC | VACAR | - | NGIPP | IPPs | 15521 | 13472 | 14519 | 13800 | 14292 | 16467 | 16659 | 17721 | 19451 | 19138 | 17911
1996 | US | SERC | VACAR | - | NGNL | Net Energy for Load | 249236 | 254007 | 262044 | 268738 | 275601 | 280886 | 286860 | 292932 | 299331 | 304527 | 310217
1996 | US | SERC | VACAR | - | NGPRO | Electricity Production | 242790 | 237988 | 245115 | 250811 | 258054 | 265734 | 271179 | 276962 | 284212 | 288631 | 289653
1996 | US | SERC | VACAR | - | NGPSLD | Pumped Storage Load | 5692 | 3571 | 3526 | 3726 | 4547 | 4928 | 5186 | 5944 | 6709 | 7094 | 6626
1996 | US | SERC | VACAR | - | NGPSOT | Pumped Storage Generation | 4570 | 2801 | 2764 | 2924 | 3562 | 3852 | 4050 | 4627 | 5228 | 5522 | 5155
1996 | US | SPP | - | - | CSIPP | IPPs | 819 | 819 | 819 | 929 | 1009 | 1009 | 1009 | 1009 | 1009 | 1009 | 1009
1996 | US | SPP | - | - | CST | Total Capacity | 70029 | 70167 | 70630 | 70984 | 71378 | 71920 | 72713 | 73203 | 73536 | 74473 | 74895
1996 | US | SPP | - | - | CSTOC | Total Owned Capacity | 69210 | 69348 | 69811 | 70055 | 70369 | 70911 | 71704 | 72194 | 72527 | 73464 | 73886
1996 | US | SPP | - | - | DCSAJ | Adjustments | 0 | 0 | 0 | 0 | 0 | 0 | 0 | 0 | 0 | 0 | 0
1996 | US | SPP | - | - | DCSFP | Full-Responsibility Purchases (portion of total purchases) | 0 | 3338 | 3360 | 3247 | 3247 | 3273 | 3290 | 3308 | 3334 | 3324 | 3352
1996 | US | SPP | - | - | DCSFS | Full-Responsibility Sales (portion of total sales) | 0 | 2776 | 2756 | 2783 | 2778 | 2780 | 2784 | 2786 | 2788 | 2791 | 2788
1996 | US | SPP | - | - | DCSIC | Inoperable capacity | 0 | 722 | 606 | 325 | 325 | 181 | 181 | 181 | 181 | 181 | 181
1996 | US | SPP | - | - | DCSIN | Internal Demand | 0 | 60222 | 61290 | 62265 | 63080 | 64390 | 65487 | 66381 | 67457 | 68412 | 69719
1996 | US | SPP | - | - | DCSIPP | IPPs | 0 | 819 | 819 | 929 | 1009 | 1009 | 1009 | 1009 | 1009 | 1009 | 1009
1996 | US | SPP | - | - | DCSIT | Interruptible Demand | 0 | 2075 | 2145 | 2016 | 1968 | 2117 | 2186 | 2232 | 2222 | 2165 | 2166
1996 | US | SPP | - | - | DCSLM | Direct Control Load Management | 0 | 306 | 323 | 340 | 353 | 359 | 363 | 367 | 372 | 374 | 376
1996 | US | SPP | - | - | DCSNC | Net Capacity Resources | 0 | 69354 | 70115 | 71048 | 71595 | 73031 | 73930 | 74752 | 75544 | 76907 | 77595
1996 | US | SPP | - | - | DCSNI | Projected Net Internal Demand | 0 | 57951 | 58957 | 60105 | 60983 | 62138 | 63163 | 64030 | 65141 | 66167 | 67500
1996 | US | SPP | - | - | DCSNO | Net Operable Capacity | 0 | 68626 | 69205 | 69730 | 70044 | 70730 | 71523 | 72013 | 72346 | 73283 | 73705
1996 | US | SPP | - | - | DCSPU | Purchases | 0 | 7973 | 8038 | 7803 | 7934 | 7299 | 7462 | 7678 | 8219 | 8576 | 8859
1996 | US | SPP | - | - | DCSSA | Sales | 0 | 8064 | 7947 | 7414 | 7392 | 6007 | 6064 | 5948 | 6030 | 5961 | 5978
1996 | US | SPP | - | - | DCSST | Standby Demand | 0 | 110 | 135 | 196 | 224 | 224 | 225 | 248 | 278 | 294 | 323
1996 | US | SPP | - | - | DCSTI | Projected Total Internal Demand | 0 | 60332 | 61425 | 62461 | 63304 | 64614 | 65712 | 66629 | 67735 | 68706 | 70042
1996 | US | SPP | - | - | DCSTO | Operable Total Internal Capacity | 0 | 69348 | 69811 | 70055 | 70369 | 70911 | 71704 | 72194 | 72527 | 73464 | 73886
1996 | US | SPP | - | - | NGEX | Exports | 43810 | 44044 | 43837 | 41757 | 41418 | 37938 | 40180 | 39040 | 39216 | 39635 | 39307
1996 | US | SPP | - | - | NGIG | Internal Generation | 296750 | 305394 | 309961 | 310640 | 312283 | 315622 | 322888 | 325032 | 327790 | 330940 | 334087
1996 | US | SPP | - | - | NGIM | Imports | 42229 | 36050 | 36229 | 37508 | 38446 | 38312 | 39210 | 40215 | 42518 | 44850 | 47249
1996 | US | SPP | - | - | NGIPP | IPPs | 5076 | 4862 | 4850 | 4968 | 4974 | 4889 | 4980 | 4989 | 4983 | 4977 | 4880
1996 | US | SPP | - | - | NGNL | Net Energy for Load | 295169 | 297400 | 302353 | 306391 | 309311 | 315996 | 321918 | 326207 | 331092 | 336155 | 342029
1996 | US | SPP | - | - | NGPRO | Electricity Production | 296816 | 305464 | 310031 | 310710 | 312353 | 315692 | 322958 | 325102 | 327860 | 331010 | 334157
1996 | US | SPP | - | - | NGPSLD | Pumped Storage Load | 158 | 170 | 170 | 170 | 170 | 170 | 170 | 170 | 170 | 170 | 170
1996 | US | SPP | - | - | NGPSOT | Pumped Storage Generation | 92 | 100 | 100 | 100 | 100 | 100 | 100 | 100 | 100 | 100 | 100
1996 | US | WECC | - | - | CSIPP | IPPs | 10042 | 10170 | 10716 | 10964 | 11000 | 11012 | 11019 | 11024 | 11029 | 11033 | 11035
1996 | US | WECC | - | - | CST | Total Capacity | 129327 | 129653 | 130806 | 131405 | 132455 | 132835 | 133135 | 134231 | 134611 | 134814 | 135313
1996 | US | WECC | - | - | CSTOC | Total Owned Capacity | 119285 | 119483 | 120090 | 120441 | 121455 | 121823 | 122116 | 123207 | 123582 | 123781 | 124278
1996 | US | WECC | - | - | DCSAJ | Adjustments | 0 | 0 | 0 | 0 | 0 | 0 | 0 | 0 | 0 | 0 | 0
1996 | US | WECC | - | - | DCSFP | Full-Responsibility Purchases (portion of total purchases) | 0 | 563 | 343 | 343 | 368 | 393 | 393 | 393 | 393 | 393 | 393
1996 | US | WECC | - | - | DCSFS | Full-Responsibility Sales (portion of total sales) | 0 | 0 | 0 | 126 | 768 | 768 | 768 | 768 | 1400 | 1400 | 1400
1996 | US | WECC | - | - | DCSIC | Inoperable capacity | 0 | 36 | 36 | 36 | 36 | 36 | 36 | 36 | 36 | 36 | 36
1996 | US | WECC | - | - | DCSIN | Internal Demand | 0 | 103703 | 105877 | 107300 | 108957 | 110583 | 112329 | 114148 | 116021 | 117738 | 119483
1996 | US | WECC | - | - | DCSIPP | IPPs | 0 | 10170 | 10716 | 10964 | 11000 | 11012 | 11019 | 11024 | 11029 | 11033 | 11035
1996 | US | WECC | - | - | DCSIT | Interruptible Demand | 0 | 1358 | 1384 | 1388 | 1363 | 1383 | 1338 | 1358 | 1370 | 1399 | 1369
1996 | US | WECC | - | - | DCSLM | Direct Control Load Management | 0 | 2733 | 2808 | 2811 | 2813 | 2845 | 2859 | 2878 | 2867 | 2887 | 2902
1996 | US | WECC | - | - | DCSNC | Net Capacity Resources | 0 | 130180 | 131113 | 131586 | 132019 | 132424 | 132724 | 133820 | 133568 | 133771 | 134270
1996 | US | WECC | - | - | DCSNI | Projected Net Internal Demand | 0 | 99612 | 101685 | 103101 | 104781 | 106355 | 108132 | 109912 | 111784 | 113452 | 115212
1996 | US | WECC | - | - | DCSNO | Net Operable Capacity | 0 | 119447 | 120054 | 120405 | 121419 | 121787 | 122080 | 123171 | 123546 | 123745 | 124242
1996 | US | WECC | - | - | DCSPU | Purchases | 0 | 563 | 343 | 343 | 368 | 393 | 393 | 393 | 393 | 393 | 393
1996 | US | WECC | - | - | DCSSA | Sales | 0 | 0 | 0 | 126 | 768 | 768 | 768 | 768 | 1400 | 1400 | 1400
1996 | US | WECC | - | - | DCSST | Standby Demand | 0 | 0 | 0 | 0 | 0 | 0 | 0 | 0 | 0 | 0 | 0
1996 | US | WECC | - | - | DCSTI | Projected Total Internal Demand | 0 | 103703 | 105877 | 107300 | 108957 | 110583 | 112329 | 114148 | 116021 | 117738 | 119483
1996 | US | WECC | - | - | DCSTO | Operable Total Internal Capacity | 0 | 119483 | 120090 | 120441 | 121455 | 121823 | 122116 | 123207 | 123582 | 123781 | 124278
1996 | US | WECC | - | - | NGEX | Exports | 6078 | 1194 | 161 | 497 | 2296 | 2792 | 2773 | 2756 | 4319 | 4811 | 4778
1996 | US | WECC | - | - | NGIG | Internal Generation | 586418 | 570656 | 577762 | 588768 | 594999 | 603319 | 609185 | 618671 | 625502 | 633460 | 635170
1996 | US | WECC | - | - | NGIM | Imports | 5827 | 42822 | 47294 | 46452 | 52492 | 56287 | 60074 | 61913 | 68561 | 73666 | 82502
1996 | US | WECC | - | - | NGIPP | IPPs | 65331 | 72697 | 76806 | 77870 | 78448 | 79078 | 79009 | 79392 | 79240 | 79723 | 79367
1996 | US | WECC | - | - | NGNL | Net Energy for Load | 586167 | 612284 | 624895 | 634723 | 645195 | 656814 | 666486 | 677828 | 689744 | 702315 | 712894
1996 | US | WECC | - | - | NGPRO | Electricity Production | 584025 | 568470 | 574922 | 585918 | 592251 | 600494 | 606429 | 615770 | 622721 | 630683 | 632369
1996 | US | WECC | - | - | NGPSLD | Pumped Storage Load | 1912 | 1372 | 1195 | 1056 | 1085 | 1099 | 1162 | 1102 | 1250 | 1262 | 1153
1996 | US | WECC | - | - | NGPSOT | Pumped Storage Generation | 4305 | 3558 | 4035 | 3906 | 3833 | 3924 | 3918 | 4003 | 4031 | 4039 | 3954
1996 | US | WECC | AZN | - | CSIPP | IPPs | 0 | 0 | 0 | 1 | 5 | 15 | 20 | 24 | 27 | 29 | 30
1996 | US | WECC | AZN | - | CST | Total Capacity | 16026 | 15976 | 15981 | 15983 | 15989 | 16080 | 16085 | 16090 | 16167 | 16317 | 16466
1996 | US | WECC | AZN | - | CSTOC | Total Owned Capacity | 16026 | 15976 | 15981 | 15982 | 15984 | 16065 | 16065 | 16066 | 16140 | 16288 | 16436
1996 | US | WECC | AZN | - | DCSAJ | Adjustments | 0 | 4277 | 4277 | 4277 | 4277 | 4277 | 4277 | 4276 | 4277 | 4277 | 4277
1996 | US | WECC | AZN | - | DCSFP | Full-Responsibility Purchases (portion of total purchases) | 0 | 1075 | 1140 | 1133 | 1388 | 1442 | 1347 | 1364 | 1376 | 1376 | 1266
1996 | US | WECC | AZN | - | DCSFS | Full-Responsibility Sales (portion of total sales) | 0 | 335 | 336 | 251 | 246 | 246 | 116 | 116 | 116 | 116 | 116
1996 | US | WECC | AZN | - | DCSIC | Inoperable capacity | 0 | 0 | 0 | 0 | 0 | 0 | 0 | 0 | 0 | 0 | 0
1996 | US | WECC | AZN | - | DCSIN | Internal Demand | 0 | 14678 | 14978 | 15109 | 15443 | 15830 | 16152 | 16542 | 16936 | 17311 | 17656
1996 | US | WECC | AZN | - | DCSIPP | IPPs | 0 | 0 | 0 | 1 | 5 | 15 | 20 | 24 | 27 | 29 | 30
1996 | US | WECC | AZN | - | DCSIT | Interruptible Demand | 0 | 554 | 577 | 554 | 506 | 511 | 464 | 468 | 471 | 474 | 478
1996 | US | WECC | AZN | - | DCSLM | Direct Control Load Management | 0 | 6 | 6 | 6 | 6 | 6 | 6 | 6 | 6 | 6 | 6
1996 | US | WECC | AZN | - | DCSNC | Net Capacity Resources | 0 | 16863 | 17105 | 17147 | 17485 | 17641 | 17702 | 17927 | 18165 | 18354 | 18488
1996 | US | WECC | AZN | - | DCSNI | Projected Net Internal Demand | 0 | 14118 | 14395 | 14549 | 14931 | 15313 | 15682 | 16068 | 16459 | 16831 | 17172
1996 | US | WECC | AZN | - | DCSNO | Net Operable Capacity | 0 | 15976 | 15981 | 15982 | 15984 | 16065 | 16065 | 16066 | 16140 | 16288 | 16436
1996 | US | WECC | AZN | - | DCSPU | Purchases | 0 | 1769 | 2007 | 1962 | 2289 | 2354 | 2280 | 2501 | 2661 | 2700 | 2685
1996 | US | WECC | AZN | - | DCSSA | Sales | 0 | 5159 | 5160 | 5075 | 5070 | 5070 | 4940 | 4940 | 4940 | 4940 | 4940
1996 | US | WECC | AZN | - | DCSST | Standby Demand | 0 | 0 | 0 | 0 | 0 | 0 | 0 | 0 | 0 | 0 | 0
1996 | US | WECC | AZN | - | DCSTI | Projected Total Internal Demand | 0 | 14678 | 14978 | 15109 | 15443 | 15830 | 16152 | 16542 | 16936 | 17311 | 17656
1996 | US | WECC | AZN | - | DCSTO | Operable Total Internal Capacity | 0 | 15976 | 15981 | 15982 | 15984 | 16065 | 16065 | 16066 | 16140 | 16288 | 16436
1996 | US | WECC | AZN | - | NGEX | Exports | 9406 | 2009 | 886 | 1012 | 1226 | 1229 | 1208 | 1208 | 1208 | 1214 | 1122
1996 | US | WECC | AZN | - | NGIG | Internal Generation | 76035 | 74284 | 74178 | 75686 | 76287 | 77965 | 79225 | 80543 | 82804 | 84616 | 86453
1996 | US | WECC | AZN | - | NGIM | Imports | 7117 | 3804 | 4829 | 4974 | 6355 | 6429 | 6500 | 6936 | 6797 | 7068 | 7202
1996 | US | WECC | AZN | - | NGIPP | IPPs | 17 | 0 | 0 | 7 | 35 | 70 | 105 | 133 | 154 | 168 | 175
1996 | US | WECC | AZN | - | NGNL | Net Energy for Load | 73746 | 76079 | 78121 | 79648 | 81416 | 83165 | 84517 | 86271 | 88393 | 90470 | 92533
1996 | US | WECC | AZN | - | NGPRO | Electricity Production | 76045 | 74318 | 74199 | 75706 | 76315 | 77995 | 79255 | 80576 | 82837 | 84649 | 86489
1996 | US | WECC | AZN | - | NGPSLD | Pumped Storage Load | 33 | 111 | 69 | 68 | 95 | 98 | 101 | 108 | 112 | 111 | 121
1996 | US | WECC | AZN | - | NGPSOT | Pumped Storage Generation | 23 | 77 | 48 | 48 | 67 | 68 | 71 | 75 | 79 | 78 | 85
1996 | US | WECC | CNV | - | CSIPP | IPPs | 7939 | 7972 | 7974 | 8221 | 8223 | 8225 | 8227 | 8228 | 8230 | 8232 | 8233
1996 | US | WECC | CNV | - | CST | Total Capacity | 56511 | 56871 | 57290 | 57541 | 57785 | 57746 | 57747 | 57748 | 57795 | 57848 | 57848
1996 | US | WECC | CNV | - | CSTOC | Total Owned Capacity | 48572 | 48899 | 49316 | 49320 | 49562 | 49521 | 49520 | 49520 | 49565 | 49616 | 49615
1996 | US | WECC | CNV | - | DCSAJ | Adjustments | 0 | -4255 | -4255 | -4255 | -4255 | -4255 | -4255 | -4255 | -4255 | -4255 | -4255
1996 | US | WECC | CNV | - | DCSFP | Full-Responsibility Purchases (portion of total purchases) | 0 | 4131 | 3288 | 3213 | 3068 | 2768 | 2638 | 2638 | 2638 | 2638 | 2493
1996 | US | WECC | CNV | - | DCSFS | Full-Responsibility Sales (portion of total sales) | 0 | 161 | 161 | 161 | 161 | 161 | 161 | 161 | 161 | 161 | 51
1996 | US | WECC | CNV | - | DCSIC | Inoperable capacity | 0 | 0 | 0 | 0 | 0 | 0 | 0 | 0 | 0 | 0 | 0
1996 | US | WECC | CNV | - | DCSIN | Internal Demand | 0 | 51359 | 52093 | 52859 | 53527 | 54199 | 54951 | 55750 | 56566 | 57298 | 58113
1996 | US | WECC | CNV | - | DCSIPP | IPPs | 0 | 7972 | 7974 | 8221 | 8223 | 8225 | 8227 | 8228 | 8230 | 8232 | 8233
1996 | US | WECC | CNV | - | DCSIT | Interruptible Demand | 0 | 212 | 228 | 244 | 261 | 277 | 284 | 290 | 296 | 296 | 296
1996 | US | WECC | CNV | - | DCSLM | Direct Control Load Management | 0 | 2630 | 2732 | 2735 | 2737 | 2739 | 2754 | 2773 | 2791 | 2811 | 2827
1996 | US | WECC | CNV | - | DCSNC | Net Capacity Resources | 0 | 63309 | 64063 | 64388 | 65062 | 65021 | 65438 | 66177 | 66867 | 67918 | 68936
1996 | US | WECC | CNV | - | DCSNI | Projected Net Internal Demand | 0 | 48517 | 49133 | 49880 | 50529 | 51183 | 51913 | 52687 | 53479 | 54191 | 54990
1996 | US | WECC | CNV | - | DCSNO | Net Operable Capacity | 0 | 48899 | 49316 | 49320 | 49562 | 49521 | 49520 | 49520 | 49565 | 49616 | 49615
1996 | US | WECC | CNV | - | DCSPU | Purchases | 0 | 11413 | 11748 | 11822 | 12252 | 12250 | 12666 | 13404 | 14047 | 15045 | 15953
1996 | US | WECC | CNV | - | DCSSA | Sales | 0 | 720 | 720 | 720 | 720 | 720 | 720 | 720 | 720 | 720 | 610
1996 | US | WECC | CNV | - | DCSST | Standby Demand | 0 | 0 | 0 | 0 | 0 | 0 | 0 | 0 | 0 | 0 | 0
1996 | US | WECC | CNV | - | DCSTI | Projected Total Internal Demand | 0 | 51359 | 52093 | 52859 | 53527 | 54199 | 54951 | 55750 | 56566 | 57298 | 58113
1996 | US | WECC | CNV | - | DCSTO | Operable Total Internal Capacity | 0 | 48899 | 49316 | 49320 | 49562 | 49521 | 49520 | 49520 | 49565 | 49616 | 49615
1996 | US | WECC | CNV | - | NGEX | Exports | 7191 | 3070 | 2597 | 2407 | 2428 | 2456 | 1740 | 1752 | 1759 | 1766 | 1645
1996 | US | WECC | CNV | - | NGIG | Internal Generation | 225384 | 227807 | 227248 | 231812 | 234748 | 239878 | 243524 | 246409 | 248516 | 252669 | 253011
1996 | US | WECC | CNV | - | NGIM | Imports | 30738 | 38102 | 40765 | 40117 | 41835 | 41769 | 42014 | 44349 | 47895 | 49257 | 53959
1996 | US | WECC | CNV | - | NGIPP | IPPs | 53047 | 57802 | 58324 | 59514 | 59734 | 60179 | 59872 | 60056 | 59946 | 59847 | 59830
1996 | US | WECC | CNV | - | NGNL | Net Energy for Load | 248931 | 262839 | 265416 | 269522 | 274155 | 279191 | 283798 | 289006 | 294652 | 300160 | 305325
1996 | US | WECC | CNV | - | NGPRO | Electricity Production | 222965 | 225584 | 224407 | 228974 | 232001 | 237057 | 240759 | 243471 | 245693 | 249837 | 250147
1996 | US | WECC | CNV | - | NGPSLD | Pumped Storage Load | 1643 | 1180 | 1032 | 932 | 926 | 949 | 974 | 837 | 967 | 943 | 808
1996 | US | WECC | CNV | - | NGPSOT | Pumped Storage Generation | 4062 | 3403 | 3873 | 3770 | 3673 | 3770 | 3739 | 3775 | 3790 | 3775 | 3672
1996 | US | WECC | NWPP | - | CSIPP | IPPs | 1553 | 1618 | 2136 | 2138 | 2168 | 2168 | 2168 | 2168 | 2168 | 2168 | 2168
1996 | US | WECC | NWPP | - | CST | Total Capacity | 49461 | 45238 | 45899 | 46263 | 46677 | 46765 | 46668 | 47764 | 47793 | 47793 | 47793
1996 | US | WECC | NWPP | - | CSTOC | Total Owned Capacity | 47908 | 43620 | 43763 | 44125 | 44509 | 44597 | 44500 | 45596 | 45625 | 45625 | 45625
1996 | US | WECC | NWPP | - | DCSAJ | Adjustments | 0 | -550 | -543 | -543 | -543 | -543 | -543 | -543 | -543 | -543 | -543
1996 | US | WECC | NWPP | - | DCSFP | Full-Responsibility Purchases (portion of total purchases) | 0 | 725 | 738 | 738 | 738 | 738 | 738 | 738 | 738 | 738 | 718
1996 | US | WECC | NWPP | - | DCSFS | Full-Responsibility Sales (portion of total sales) | 0 | 4246 | 3777 | 3918 | 4635 | 4605 | 4260 | 4260 | 4892 | 4892 | 4667
1996 | US | WECC | NWPP | - | DCSIC | Inoperable capacity | 0 | 14 | 14 | 14 | 14 | 14 | 14 | 14 | 14 | 14 | 14
1996 | US | WECC | NWPP | - | DCSIN | Internal Demand | 0 | 31081 | 31756 | 32271 | 32802 | 33250 | 33786 | 34285 | 34781 | 35253 | 35791
1996 | US | WECC | NWPP | - | DCSIPP | IPPs | 0 | 1618 | 2136 | 2138 | 2168 | 2168 | 2168 | 2168 | 2168 | 2168 | 2168
1996 | US | WECC | NWPP | - | DCSIT | Interruptible Demand | 0 | 1204 | 379 | 384 | 383 | 376 | 383 | 387 | 383 | 375 | 380
1996 | US | WECC | NWPP | - | DCSLM | Direct Control Load Management | 0 | 0 | 0 | 0 | 0 | 0 | 0 | 0 | 0 | 0 | 0
1996 | US | WECC | NWPP | - | DCSNC | Net Capacity Resources | 0 | 41703 | 42846 | 43069 | 42766 | 42884 | 43132 | 44228 | 43625 | 43625 | 43830
1996 | US | WECC | NWPP | - | DCSNI | Projected Net Internal Demand | 0 | 29877 | 31377 | 31887 | 32419 | 32874 | 33403 | 33898 | 34398 | 34878 | 35411
1996 | US | WECC | NWPP | - | DCSNO | Net Operable Capacity | 0 | 43606 | 43749 | 44111 | 44495 | 44583 | 44486 | 45582 | 45611 | 45611 | 45611
1996 | US | WECC | NWPP | - | DCSPU | Purchases | 0 | 1784 | 1797 | 1797 | 1797 | 1797 | 1797 | 1797 | 1797 | 1797 | 1777
1996 | US | WECC | NWPP | - | DCSSA | Sales | 0 | 4755 | 4293 | 4434 | 5151 | 5121 | 4776 | 4776 | 5408 | 5408 | 5183
1996 | US | WECC | NWPP | - | DCSST | Standby Demand | 0 | 0 | 0 | 0 | 0 | 0 | 0 | 0 | 0 | 0 | 0
1996 | US | WECC | NWPP | - | DCSTI | Projected Total Internal Demand | 0 | 31081 | 31756 | 32271 | 32802 | 33250 | 33786 | 34285 | 34781 | 35253 | 35791
1996 | US | WECC | NWPP | - | DCSTO | Operable Total Internal Capacity | 0 | 43620 | 43763 | 44125 | 44509 | 44597 | 44500 | 45596 | 45625 | 45625 | 45625
1996 | US | WECC | NWPP | - | NGEX | Exports | 30156 | 14892 | 14879 | 14983 | 16641 | 16871 | 16694 | 16683 | 18290 | 18782 | 18603
1996 | US | WECC | NWPP | - | NGIG | Internal Generation | 239155 | 222430 | 228950 | 233102 | 235323 | 236175 | 236384 | 240728 | 242726 | 244477 | 243354
1996 | US | WECC | NWPP | - | NGIM | Imports | 11069 | 21507 | 21894 | 21368 | 24309 | 27747 | 30038 | 29076 | 32093 | 35205 | 38726
1996 | US | WECC | NWPP | - | NGIPP | IPPs | 10150 | 11718 | 15267 | 15260 | 15462 | 15600 | 15506 | 15506 | 15506 | 15600 | 15506
1996 | US | WECC | NWPP | - | NGNL | Net Energy for Load | 220068 | 229045 | 235965 | 239487 | 242991 | 247051 | 249728 | 253121 | 256529 | 260900 | 263477
1996 | US | WECC | NWPP | - | NGPRO | Electricity Production | 239155 | 222430 | 228950 | 233102 | 235323 | 236175 | 236384 | 240728 | 242726 | 244477 | 243354
1996 | US | WECC | NWPP | - | NGPSLD | Pumped Storage Load | 0 | 0 | 0 | 0 | 0 | 0 | 0 | 0 | 0 | 0 | 0
1996 | US | WECC | NWPP | - | NGPSOT | Pumped Storage Generation | 0 | 0 | 0 | 0 | 0 | 0 | 0 | 0 | 0 | 0 | 0
1996 | US | WECC | RMPA | - | CSIPP | IPPs | 593 | 625 | 649 | 649 | 649 | 649 | 649 | 649 | 649 | 649 | 649
1996 | US | WECC | RMPA | - | CST | Total Capacity | 9769 | 9961 | 10027 | 10001 | 10397 | 10637 | 10918 | 11022 | 11249 | 11249 | 11599
1996 | US | WECC | RMPA | - | CSTOC | Total Owned Capacity | 9176 | 9336 | 9378 | 9352 | 9748 | 9988 | 10269 | 10373 | 10600 | 10600 | 10950
1996 | US | WECC | RMPA | - | DCSAJ | Adjustments | 0 | 528 | 521 | 521 | 521 | 521 | 521 | 522 | 521 | 521 | 521
1996 | US | WECC | RMPA | - | DCSFP | Full-Responsibility Purchases (portion of total purchases) | 0 | 401 | 441 | 446 | 456 | 461 | 461 | 461 | 461 | 461 | 411
1996 | US | WECC | RMPA | - | DCSFS | Full-Responsibility Sales (portion of total sales) | 0 | 973 | 986 | 990 | 1004 | 1018 | 1018 | 1035 | 1047 | 1047 | 1047
1996 | US | WECC | RMPA | - | DCSIC | Inoperable capacity | 0 | 22 | 22 | 22 | 22 | 22 | 22 | 22 | 22 | 22 | 22
1996 | US | WECC | RMPA | - | DCSIN | Internal Demand | 0 | 7213 | 7410 | 7563 | 7703 | 7835 | 8000 | 8147 | 8309 | 8444 | 8559
1996 | US | WECC | RMPA | - | DCSIPP | IPPs | 0 | 625 | 649 | 649 | 649 | 649 | 649 | 649 | 649 | 649 | 649
1996 | US | WECC | RMPA | - | DCSIT | Interruptible Demand | 0 | 201 | 209 | 218 | 216 | 218 | 223 | 233 | 233 | 229 | 229
1996 | US | WECC | RMPA | - | DCSLM | Direct Control Load Management | 0 | 68 | 70 | 70 | 70 | 70 | 70 | 70 | 70 | 70 | 69
1996 | US | WECC | RMPA | - | DCSNC | Net Capacity Resources | 0 | 9367 | 9460 | 9435 | 9827 | 10058 | 10339 | 10426 | 10641 | 10641 | 10941
1996 | US | WECC | RMPA | - | DCSNI | Projected Net Internal Demand | 0 | 6944 | 7131 | 7275 | 7417 | 7547 | 7707 | 7844 | 8006 | 8145 | 8261
1996 | US | WECC | RMPA | - | DCSNO | Net Operable Capacity | 0 | 9314 | 9356 | 9330 | 9726 | 9966 | 10247 | 10351 | 10578 | 10578 | 10928
1996 | US | WECC | RMPA | - | DCSPU | Purchases | 0 | 505 | 552 | 557 | 567 | 572 | 572 | 572 | 572 | 572 | 522
1996 | US | WECC | RMPA | - | DCSSA | Sales | 0 | 1605 | 1618 | 1622 | 1636 | 1650 | 1650 | 1668 | 1679 | 1679 | 1679
1996 | US | WECC | RMPA | - | DCSST | Standby Demand | 0 | 0 | 0 | 0 | 0 | 0 | 0 | 0 | 0 | 0 | 0
1996 | US | WECC | RMPA | - | DCSTI | Projected Total Internal Demand | 0 | 7213 | 7410 | 7563 | 7703 | 7835 | 8000 | 8147 | 8309 | 8444 | 8559
1996 | US | WECC | RMPA | - | DCSTO | Operable Total Internal Capacity | 0 | 9336 | 9378 | 9352 | 9748 | 9988 | 10269 | 10373 | 10600 | 10600 | 10950
1996 | US | WECC | RMPA | - | NGEX | Exports | 6764 | 4473 | 4381 | 4418 | 4460 | 4467 | 4467 | 4497 | 4518 | 4518 | 4518
1996 | US | WECC | RMPA | - | NGIG | Internal Generation | 45844 | 46135 | 47386 | 48168 | 48641 | 49301 | 50052 | 50991 | 51456 | 51698 | 52352
1996 | US | WECC | RMPA | - | NGIM | Imports | 4342 | 2659 | 2388 | 2316 | 2452 | 2573 | 2858 | 2936 | 3232 | 3605 | 3725
1996 | US | WECC | RMPA | - | NGIPP | IPPs | 2117 | 3177 | 3215 | 3089 | 3217 | 3229 | 3526 | 3697 | 3634 | 4108 | 3856
1996 | US | WECC | RMPA | - | NGNL | Net Energy for Load | 43422 | 44321 | 45393 | 46066 | 46633 | 47407 | 48443 | 49430 | 50170 | 50785 | 51559
1996 | US | WECC | RMPA | - | NGPRO | Electricity Production | 45860 | 46138 | 47366 | 48136 | 48612 | 49267 | 50031 | 50995 | 51465 | 51720 | 52379
1996 | US | WECC | RMPA | - | NGPSLD | Pumped Storage Load | 236 | 81 | 94 | 56 | 64 | 52 | 87 | 157 | 171 | 208 | 224
1996 | US | WECC | RMPA | - | NGPSOT | Pumped Storage Generation | 220 | 78 | 114 | 88 | 93 | 86 | 108 | 153 | 162 | 186 | 197
1997 | CA | MRO | - | - | CSIPP | IPPs | 0 | 0 | 0 | 0 | 0 | 0 | 0 | 0 | 0 | 0 | 0
1997 | CA | MRO | - | - | CST | Total Capacity | 7955 | 8090 | 8090 | 8090 | 8090 | 8214 | 8214 | 8273 | 8273 | 8278 | 8278
1997 | CA | MRO | - | - | CSTOC | Total Owned Capacity | 7955 | 8090 | 8090 | 8090 | 8090 | 8214 | 8214 | 8273 | 8273 | 8278 | 8278
1997 | CA | MRO | - | - | DCSAJ | Adjustments | 0 | 0 | 0 | 0 | 0 | 0 | 0 | 0 | 0 | 0 | 0
1997 | CA | MRO | - | - | DCSFP | Full-Responsibility Purchases (portion of total purchases) | 0 | 125 | 125 | 125 | 125 | 125 | 125 | 125 | 125 | 125 | 125
1997 | CA | MRO | - | - | DCSFS | Full-Responsibility Sales (portion of total sales) | 0 | 0 | 0 | 0 | 0 | 0 | 0 | 0 | 0 | 0 | 0
1997 | CA | MRO | - | - | DCSIC | Inoperable capacity | 0 | 0 | 0 | 0 | 0 | 0 | 0 | 0 | 0 | 0 | 0
1997 | CA | MRO | - | - | DCSIN | Internal Demand | 0 | 5010 | 5132 | 5203 | 5229 | 5273 | 5314 | 5358 | 5392 | 5396 | 5449
1997 | CA | MRO | - | - | DCSIPP | IPPs | 0 | 0 | 0 | 0 | 0 | 0 | 0 | 0 | 0 | 0 | 0
1997 | CA | MRO | - | - | DCSIT | Interruptible Demand | 0 | 41 | 41 | 41 | 41 | 41 | 41 | 41 | 41 | 41 | 41
1997 | CA | MRO | - | - | DCSLM | Direct Control Load Management | 0 | 0 | 0 | 0 | 0 | 0 | 0 | 0 | 0 | 0 | 0
1997 | CA | MRO | - | - | DCSNC | Net Capacity Resources | 0 | 8215 | 8215 | 8215 | 8215 | 8339 | 8339 | 8398 | 8398 | 8403 | 8403
1997 | CA | MRO | - | - | DCSNI | Projected Net Internal Demand | 0 | 4969 | 5091 | 5162 | 5188 | 5232 | 5273 | 5317 | 5351 | 5355 | 5408
1997 | CA | MRO | - | - | DCSNO | Net Operable Capacity | 0 | 8090 | 8090 | 8090 | 8090 | 8214 | 8214 | 8273 | 8273 | 8278 | 8278
1997 | CA | MRO | - | - | DCSPU | Purchases | 0 | 125 | 125 | 125 | 125 | 125 | 125 | 125 | 125 | 125 | 125
1997 | CA | MRO | - | - | DCSSA | Sales | 0 | 0 | 0 | 0 | 0 | 0 | 0 | 0 | 0 | 0 | 0
1997 | CA | MRO | - | - | DCSST | Standby Demand | 0 | 0 | 0 | 0 | 0 | 0 | 0 | 0 | 0 | 0 | 0
1997 | CA | MRO | - | - | DCSTI | Projected Total Internal Demand | 0 | 5010 | 5132 | 5203 | 5229 | 5273 | 5314 | 5358 | 5392 | 5396 | 5449
1997 | CA | MRO | - | - | DCSTO | Operable Total Internal Capacity | 0 | 8090 | 8090 | 8090 | 8090 | 8214 | 8214 | 8273 | 8273 | 8278 | 8278
1997 | CA | MRO | - | - | NGEX | Exports | 10433 | 11457 | 10041 | 9180 | 9006 | 8844 | 8895 | 8470 | 8329 | 7767 | 7361
1997 | CA | MRO | - | - | NGIG | Internal Generation | 47213 | 46464 | 45567 | 45134 | 45592 | 45849 | 46189 | 46138 | 46378 | 46163 | 46208
1997 | CA | MRO | - | - | NGIM | Imports | 0 | 0 | 0 | 0 | 0 | 0 | 0 | 0 | 0 | 0 | 0
1997 | CA | MRO | - | - | NGIPP | IPPs | 44 | 88 | 88 | 88 | 131 | 131 | 131 | 175 | 0 | 0 | 0
1997 | CA | MRO | - | - | NGNL | Net Energy for Load | 36780 | 35007 | 35526 | 35954 | 36586 | 37005 | 37294 | 37668 | 38049 | 38396 | 38847
1997 | CA | MRO | - | - | NGPRO | Electricity Production | 47213 | 46464 | 45567 | 45134 | 45592 | 45849 | 46189 | 46138 | 46378 | 46163 | 46208
1997 | CA | MRO | - | - | NGPSLD | Pumped Storage Load | 0 | 0 | 0 | 0 | 0 | 0 | 0 | 0 | 0 | 0 | 0
1997 | CA | MRO | - | - | NGPSOT | Pumped Storage Generation | 0 | 0 | 0 | 0 | 0 | 0 | 0 | 0 | 0 | 0 | 0
1997 | CA | NPCC | - | - | CSIPP | IPPs | 1414 | 1817 | 1869 | 1869 | 1879 | 1889 | 1899 | 1909 | 1919 | 1939 | 1969
1997 | CA | NPCC | - | - | CST | Total Capacity | 70251 | 70756 | 71387 | 71609 | 71645 | 71674 | 72538 | 72600 | 72742 | 72806 | 72825
1997 | CA | NPCC | - | - | CSTOC | Total Owned Capacity | 68837 | 68939 | 69518 | 69740 | 69766 | 69785 | 70639 | 70691 | 70823 | 70867 | 70856
1997 | CA | NPCC | - | - | DCSAJ | Adjustments | 0 | -12 | -12 | -12 | -12 | -12 | -12 | -12 | -12 | -12 | 0
1997 | CA | NPCC | - | - | DCSFP | Full-Responsibility Purchases (portion of total purchases) | 0 | 0 | 0 | 0 | 0 | 0 | 0 | 0 | 0 | 0 | 0
1997 | CA | NPCC | - | - | DCSFS | Full-Responsibility Sales (portion of total sales) | 0 | 487 | 492 | 393 | 393 | 393 | 393 | 291 | 291 | 292 | 292
1997 | CA | NPCC | - | - | DCSIC | Inoperable capacity | 0 | 3815 | 3815 | 3815 | 4526 | 4526 | 4526 | 4526 | 4526 | 4526 | 4526
1997 | CA | NPCC | - | - | DCSIN | Internal Demand | 0 | 42427 | 43234 | 43777 | 45461 | 46124 | 47361 | 47958 | 48342 | 48751 | 49067
1997 | CA | NPCC | - | - | DCSIPP | IPPs | 0 | 1817 | 1869 | 1869 | 1879 | 1889 | 1899 | 1909 | 1919 | 1939 | 1969
1997 | CA | NPCC | - | - | DCSIT | Interruptible Demand | 0 | 2813 | 2826 | 2883 | 2924 | 3345 | 3360 | 3361 | 3367 | 3386 | 3379
1997 | CA | NPCC | - | - | DCSLM | Direct Control Load Management | 0 | 0 | 0 | 0 | 0 | 0 | 0 | 0 | 0 | 0 | 0
1997 | CA | NPCC | - | - | DCSNC | Net Capacity Resources | 0 | 69182 | 70013 | 70858 | 70185 | 70147 | 71601 | 71655 | 72013 | 72066 | 72087
1997 | CA | NPCC | - | - | DCSNI | Projected Net Internal Demand | 0 | 39614 | 40408 | 40894 | 42537 | 42779 | 44001 | 44597 | 44975 | 45365 | 45688
1997 | CA | NPCC | - | - | DCSNO | Net Operable Capacity | 0 | 65124 | 65703 | 65925 | 65240 | 65259 | 66113 | 66165 | 66297 | 66341 | 66330
1997 | CA | NPCC | - | - | DCSPU | Purchases | 0 | 4800 | 4805 | 4905 | 4895 | 4835 | 4825 | 4715 | 4505 | 4495 | 4485
1997 | CA | NPCC | - | - | DCSSA | Sales | 0 | 2547 | 2352 | 1829 | 1817 | 1824 | 1224 | 1122 | 696 | 697 | 697
1997 | CA | NPCC | - | - | DCSST | Standby Demand | 0 | 0 | 0 | 0 | 0 | 0 | 0 | 0 | 0 | 0 | 0
1997 | CA | NPCC | - | - | DCSTI | Projected Total Internal Demand | 0 | 42427 | 43234 | 43777 | 45461 | 46124 | 47361 | 47958 | 48342 | 48751 | 49067
1997 | CA | NPCC | - | - | DCSTO | Operable Total Internal Capacity | 0 | 68939 | 69518 | 69740 | 69766 | 69785 | 70639 | 70691 | 70823 | 70867 | 70856
1997 | CA | NPCC | - | - | NGEX | Exports | 29739 | 23799 | 24530 | 26040 | 24434 | 19766 | 16682 | 16582 | 16487 | 16487 | 16489
1997 | CA | NPCC | - | - | NGIG | Internal Generation | 317941 | 315792 | 322632 | 327201 | 331801 | 333580 | 338525 | 344352 | 349403 | 353259 | 356495
1997 | CA | NPCC | - | - | NGIM | Imports | 36754 | 37707 | 36839 | 38418 | 37963 | 37952 | 36846 | 36184 | 34717 | 34634 | 34573
1997 | CA | NPCC | - | - | NGIPP | IPPs | 9730 | 14391 | 15608 | 15981 | 16360 | 16892 | 16934 | 17068 | 17209 | 17339 | 17780
1997 | CA | NPCC | - | - | NGNL | Net Energy for Load | 324956 | 329700 | 334941 | 339579 | 345330 | 351766 | 358689 | 363954 | 367633 | 371406 | 374579
1997 | CA | NPCC | - | - | NGPRO | Electricity Production | 317941 | 315792 | 322632 | 327201 | 331801 | 333580 | 338525 | 344352 | 349403 | 353259 | 356495
1997 | CA | NPCC | - | - | NGPSLD | Pumped Storage Load | 0 | 0 | 0 | 0 | 0 | 0 | 0 | 0 | 0 | 0 | 0
1997 | CA | NPCC | - | - | NGPSOT | Pumped Storage Generation | 0 | 0 | 0 | 0 | 0 | 0 | 0 | 0 | 0 | 0 | 0
1997 | CA | NPCC | Maritimes | Maritimes | CSIPP | IPPs | 35 | 74 | 74 | 74 | 74 | 74 | 74 | 74 | 74 | 74 | 74
1997 | CA | NPCC | Maritimes | Maritimes | CST | Total Capacity | 6329 | 6372 | 6372 | 6372 | 6372 | 6372 | 6394 | 6394 | 6394 | 6437 | 6426
1997 | CA | NPCC | Maritimes | Maritimes | CSTOC | Total Owned Capacity | 6294 | 6298 | 6298 | 6298 | 6298 | 6298 | 6320 | 6320 | 6320 | 6363 | 6352
1997 | CA | NPCC | Maritimes | Maritimes | DCSAJ | Adjustments | 0 | -12 | -12 | -12 | -12 | -12 | -12 | -12 | -12 | -12 | 0
1997 | CA | NPCC | Maritimes | Maritimes | DCSFP | Full-Responsibility Purchases (portion of total purchases) | 0 | 0 | 0 | 0 | 0 | 0 | 0 | 0 | 0 | 0 | 0
1997 | CA | NPCC | Maritimes | Maritimes | DCSFS | Full-Responsibility Sales (portion of total sales) | 0 | 487 | 492 | 393 | 393 | 393 | 393 | 291 | 291 | 292 | 292
1997 | CA | NPCC | Maritimes | Maritimes | DCSIC | Inoperable capacity | 0 | 0 | 0 | 0 | 0 | 0 | 0 | 0 | 0 | 0 | 0
1997 | CA | NPCC | Maritimes | Maritimes | DCSIN | Internal Demand | 0 | 3113 | 3212 | 3286 | 3353 | 3421 | 3475 | 3544 | 3599 | 3660 | 3725
1997 | CA | NPCC | Maritimes | Maritimes | DCSIPP | IPPs | 0 | 74 | 74 | 74 | 74 | 74 | 74 | 74 | 74 | 74 | 74
1997 | CA | NPCC | Maritimes | Maritimes | DCSIT | Interruptible Demand | 0 | 276 | 284 | 336 | 337 | 358 | 373 | 374 | 380 | 399 | 392
1997 | CA | NPCC | Maritimes | Maritimes | DCSLM | Direct Control Load Management | 0 | 0 | 0 | 0 | 0 | 0 | 0 | 0 | 0 | 0 | 0
1997 | CA | NPCC | Maritimes | Maritimes | DCSNC | Net Capacity Resources | 0 | 5943 | 5943 | 6042 | 6042 | 6042 | 6064 | 6166 | 6166 | 6208 | 6209
1997 | CA | NPCC | Maritimes | Maritimes | DCSNI | Projected Net Internal Demand | 0 | 2837 | 2928 | 2950 | 3016 | 3063 | 3102 | 3170 | 3219 | 3261 | 3333
1997 | CA | NPCC | Maritimes | Maritimes | DCSNO | Net Operable Capacity | 0 | 6298 | 6298 | 6298 | 6298 | 6298 | 6320 | 6320 | 6320 | 6363 | 6352
1997 | CA | NPCC | Maritimes | Maritimes | DCSPU | Purchases | 0 | 70 | 75 | 75 | 75 | 75 | 75 | 75 | 75 | 75 | 75
1997 | CA | NPCC | Maritimes | Maritimes | DCSSA | Sales | 0 | 487 | 492 | 393 | 393 | 393 | 393 | 291 | 291 | 292 | 292
1997 | CA | NPCC | Maritimes | Maritimes | DCSST | Standby Demand | 0 | 0 | 0 | 0 | 0 | 0 | 0 | 0 | 0 | 0 | 0
1997 | CA | NPCC | Maritimes | Maritimes | DCSTI | Projected Total Internal Demand | 0 | 3113 | 3212 | 3286 | 3353 | 3421 | 3475 | 3544 | 3599 | 3660 | 3725
1997 | CA | NPCC | Maritimes | Maritimes | DCSTO | Operable Total Internal Capacity | 0 | 6298 | 6298 | 6298 | 6298 | 6298 | 6320 | 6320 | 6320 | 6363 | 6352
1997 | CA | NPCC | Maritimes | Maritimes | NGEX | Exports | 3627 | 3499 | 2730 | 2840 | 2834 | 2866 | 2182 | 2082 | 1987 | 1987 | 1989
1997 | CA | NPCC | Maritimes | Maritimes | NGIG | Internal Generation | 24381 | 25792 | 26432 | 26900 | 27600 | 27978 | 28724 | 29551 | 29903 | 30359 | 30795
1997 | CA | NPCC | Maritimes | Maritimes | NGIM | Imports | 4084 | 3107 | 2239 | 2519 | 2364 | 2553 | 1547 | 1085 | 1117 | 1134 | 1173
1997 | CA | NPCC | Maritimes | Maritimes | NGIPP | IPPs | 247 | 491 | 525 | 525 | 534 | 533 | 534 | 534 | 534 | 531 | 531
1997 | CA | NPCC | Maritimes | Maritimes | NGNL | Net Energy for Load | 24838 | 25400 | 25941 | 26579 | 27130 | 27665 | 28089 | 28554 | 29033 | 29506 | 29979
1997 | CA | NPCC | Maritimes | Maritimes | NGPRO | Electricity Production | 24381 | 25792 | 26432 | 26900 | 27600 | 27978 | 28724 | 29551 | 29903 | 30359 | 30795
1997 | CA | NPCC | Maritimes | Maritimes | NGPSLD | Pumped Storage Load | 0 | 0 | 0 | 0 | 0 | 0 | 0 | 0 | 0 | 0 | 0
1997 | CA | NPCC | Maritimes | Maritimes | NGPSOT | Pumped Storage Generation | 0 | 0 | 0 | 0 | 0 | 0 | 0 | 0 | 0 | 0 | 0
1997 | CA | NPCC | Ontario | Ontario | CSIPP | IPPs | 1049 | 1413 | 1425 | 1425 | 1425 | 1425 | 1425 | 1425 | 1425 | 1425 | 1425
1997 | CA | NPCC | Ontario | Ontario | CST | Total Capacity | 33682 | 33734 | 34055 | 34147 | 34163 | 34172 | 34184 | 34186 | 34188 | 34169 | 34169
1997 | CA | NPCC | Ontario | Ontario | CSTOC | Total Owned Capacity | 32633 | 32321 | 32630 | 32722 | 32738 | 32747 | 32759 | 32761 | 32763 | 32744 | 32744
1997 | CA | NPCC | Ontario | Ontario | DCSAJ | Adjustments | 0 | 0 | 0 | 0 | 0 | 0 | 0 | 0 | 0 | 0 | 0
1997 | CA | NPCC | Ontario | Ontario | DCSFP | Full-Responsibility Purchases (portion of total purchases) | 0 | 0 | 0 | 0 | 0 | 0 | 0 | 0 | 0 | 0 | 0
1997 | CA | NPCC | Ontario | Ontario | DCSFS | Full-Responsibility Sales (portion of total sales) | 0 | 0 | 0 | 0 | 0 | 0 | 0 | 0 | 0 | 0 | 0
1997 | CA | NPCC | Ontario | Ontario | DCSIC | Inoperable capacity | 0 | 3815 | 3815 | 3815 | 4526 | 4526 | 4526 | 4526 | 4526 | 4526 | 4526
1997 | CA | NPCC | Ontario | Ontario | DCSIN | Internal Demand | 0 | 20724 | 21062 | 21341 | 21568 | 21733 | 21996 | 22244 | 22493 | 22741 | 22962
1997 | CA | NPCC | Ontario | Ontario | DCSIPP | IPPs | 0 | 1413 | 1425 | 1425 | 1425 | 1425 | 1425 | 1425 | 1425 | 1425 | 1425
1997 | CA | NPCC | Ontario | Ontario | DCSIT | Interruptible Demand | 0 | 717 | 702 | 687 | 687 | 687 | 687 | 687 | 687 | 687 | 687
1997 | CA | NPCC | Ontario | Ontario | DCSLM | Direct Control Load Management | 0 | 0 | 0 | 0 | 0 | 0 | 0 | 0 | 0 | 0 | 0
1997 | CA | NPCC | Ontario | Ontario | DCSNC | Net Capacity Resources | 0 | 29119 | 29640 | 29932 | 29237 | 29246 | 29858 | 29860 | 29662 | 29643 | 29643
1997 | CA | NPCC | Ontario | Ontario | DCSNI | Projected Net Internal Demand | 0 | 20007 | 20360 | 20654 | 20881 | 21046 | 21309 | 21557 | 21806 | 22054 | 22275
1997 | CA | NPCC | Ontario | Ontario | DCSNO | Net Operable Capacity | 0 | 28506 | 28815 | 28907 | 28212 | 28221 | 28233 | 28235 | 28237 | 28218 | 28218
1997 | CA | NPCC | Ontario | Ontario | DCSPU | Purchases | 0 | 0 | 0 | 200 | 200 | 200 | 200 | 200 | 0 | 0 | 0
1997 | CA | NPCC | Ontario | Ontario | DCSSA | Sales | 0 | 800 | 600 | 600 | 600 | 600 | 0 | 0 | 0 | 0 | 0
1997 | CA | NPCC | Ontario | Ontario | DCSST | Standby Demand | 0 | 0 | 0 | 0 | 0 | 0 | 0 | 0 | 0 | 0 | 0
1997 | CA | NPCC | Ontario | Ontario | DCSTI | Projected Total Internal Demand | 0 | 20724 | 21062 | 21341 | 21568 | 21733 | 21996 | 22244 | 22493 | 22741 | 22962
1997 | CA | NPCC | Ontario | Ontario | DCSTO | Operable Total Internal Capacity | 0 | 32321 | 32630 | 32722 | 32738 | 32747 | 32759 | 32761 | 32763 | 32744 | 32744
1997 | CA | NPCC | Ontario | Ontario | NGEX | Exports | 6112 | 9500 | 10000 | 11400 | 12000 | 12000 | 12000 | 12000 | 12000 | 12000 | 12000
1997 | CA | NPCC | Ontario | Ontario | NGIG | Internal Generation | 142260 | 149000 | 152000 | 153501 | 155301 | 156502 | 158401 | 160201 | 163400 | 165200 | 166800
1997 | CA | NPCC | Ontario | Ontario | NGIM | Imports | 1270 | 0 | 0 | 1399 | 1399 | 1399 | 1399 | 1399 | 0 | 0 | 0
1997 | CA | NPCC | Ontario | Ontario | NGIPP | IPPs | 7983 | 11700 | 12483 | 12756 | 13126 | 13559 | 13600 | 13634 | 13675 | 13808 | 13949
1997 | CA | NPCC | Ontario | Ontario | NGNL | Net Energy for Load | 137418 | 139500 | 142000 | 143500 | 144700 | 145901 | 147800 | 149600 | 151400 | 153200 | 154800
1997 | CA | NPCC | Ontario | Ontario | NGPRO | Electricity Production | 142260 | 149000 | 152000 | 153501 | 155301 | 156502 | 158401 | 160201 | 163400 | 165200 | 166800
1997 | CA | NPCC | Ontario | Ontario | NGPSLD | Pumped Storage Load | 0 | 0 | 0 | 0 | 0 | 0 | 0 | 0 | 0 | 0 | 0
1997 | CA | NPCC | Ontario | Ontario | NGPSOT | Pumped Storage Generation | 0 | 0 | 0 | 0 | 0 | 0 | 0 | 0 | 0 | 0 | 0
1997 | CA | NPCC | Quebec | Quebec | CSIPP | IPPs | 330 | 330 | 370 | 370 | 380 | 390 | 400 | 410 | 420 | 440 | 470
1997 | CA | NPCC | Quebec | Quebec | CST | Total Capacity | 30240 | 30650 | 30960 | 31090 | 31110 | 31130 | 31960 | 32020 | 32160 | 32200 | 32230
1997 | CA | NPCC | Quebec | Quebec | CSTOC | Total Owned Capacity | 29910 | 30320 | 30590 | 30720 | 30730 | 30740 | 31560 | 31610 | 31740 | 31760 | 31760
1997 | CA | NPCC | Quebec | Quebec | DCSAJ | Adjustments | 0 | 0 | 0 | 0 | 0 | 0 | 0 | 0 | 0 | 0 | 0
1997 | CA | NPCC | Quebec | Quebec | DCSFP | Full-Responsibility Purchases (portion of total purchases) | 0 | 0 | 0 | 0 | 0 | 0 | 0 | 0 | 0 | 0 | 0
1997 | CA | NPCC | Quebec | Quebec | DCSFS | Full-Responsibility Sales (portion of total sales) | 0 | 0 | 0 | 0 | 0 | 0 | 0 | 0 | 0 | 0 | 0
1997 | CA | NPCC | Quebec | Quebec | DCSIC | Inoperable capacity | 0 | 0 | 0 | 0 | 0 | 0 | 0 | 0 | 0 | 0 | 0
1997 | CA | NPCC | Quebec | Quebec | DCSIN | Internal Demand | 0 | 18590 | 18960 | 19150 | 20540 | 20970 | 21890 | 22170 | 22250 | 22350 | 22380
1997 | CA | NPCC | Quebec | Quebec | DCSIPP | IPPs | 0 | 330 | 370 | 370 | 380 | 390 | 400 | 410 | 420 | 440 | 470
1997 | CA | NPCC | Quebec | Quebec | DCSIT | Interruptible Demand | 0 | 1820 | 1840 | 1860 | 1900 | 2300 | 2300 | 2300 | 2300 | 2300 | 2300
1997 | CA | NPCC | Quebec | Quebec | DCSLM | Direct Control Load Management | 0 | 0 | 0 | 0 | 0 | 0 | 0 | 0 | 0 | 0 | 0
1997 | CA | NPCC | Quebec | Quebec | DCSNC | Net Capacity Resources | 0 | 34120 | 34430 | 34884 | 34906 | 34859 | 35679 | 35629 | 36185 | 36215 | 36235
1997 | CA | NPCC | Quebec | Quebec | DCSNI | Projected Net Internal Demand | 0 | 16770 | 17120 | 17290 | 18640 | 18670 | 19590 | 19870 | 19950 | 20050 | 20080
1997 | CA | NPCC | Quebec | Quebec | DCSNO | Net Operable Capacity | 0 | 30320 | 30590 | 30720 | 30730 | 30740 | 31560 | 31610 | 31740 | 31760 | 31760
1997 | CA | NPCC | Quebec | Quebec | DCSPU | Purchases | 0 | 4730 | 4730 | 4630 | 4620 | 4560 | 4550 | 4440 | 4430 | 4420 | 4410
1997 | CA | NPCC | Quebec | Quebec | DCSSA | Sales | 0 | 1260 | 1260 | 836 | 824 | 831 | 831 | 831 | 405 | 405 | 405
1997 | CA | NPCC | Quebec | Quebec | DCSST | Standby Demand | 0 | 0 | 0 | 0 | 0 | 0 | 0 | 0 | 0 | 0 | 0
1997 | CA | NPCC | Quebec | Quebec | DCSTI | Projected Total Internal Demand | 0 | 18590 | 18960 | 19150 | 20540 | 20970 | 21890 | 22170 | 22250 | 22350 | 22380
1997 | CA | NPCC | Quebec | Quebec | DCSTO | Operable Total Internal Capacity | 0 | 30320 | 30590 | 30720 | 30730 | 30740 | 31560 | 31610 | 31740 | 31760 | 31760
1997 | CA | NPCC | Quebec | Quebec | NGEX | Exports | 20000 | 10800 | 11800 | 11800 | 9600 | 4900 | 2500 | 2500 | 2500 | 2500 | 2500
1997 | CA | NPCC | Quebec | Quebec | NGIG | Internal Generation | 151300 | 141000 | 144200 | 146800 | 148900 | 149100 | 151400 | 154600 | 156100 | 157700 | 158900
1997 | CA | NPCC | Quebec | Quebec | NGIM | Imports | 31400 | 34600 | 34600 | 34500 | 34200 | 34000 | 33900 | 33700 | 33600 | 33500 | 33400
1997 | CA | NPCC | Quebec | Quebec | NGIPP | IPPs | 1500 | 2200 | 2600 | 2700 | 2700 | 2800 | 2800 | 2900 | 3000 | 3000 | 3300
1997 | CA | NPCC | Quebec | Quebec | NGNL | Net Energy for Load | 162700 | 164800 | 167000 | 169500 | 173500 | 178200 | 182800 | 185800 | 187200 | 188700 | 189800
1997 | CA | NPCC | Quebec | Quebec | NGPRO | Electricity Production | 151300 | 141000 | 144200 | 146800 | 148900 | 149100 | 151400 | 154600 | 156100 | 157700 | 158900
1997 | CA | NPCC | Quebec | Quebec | NGPSLD | Pumped Storage Load | 0 | 0 | 0 | 0 | 0 | 0 | 0 | 0 | 0 | 0 | 0
1997 | CA | NPCC | Quebec | Quebec | NGPSOT | Pumped Storage Generation | 0 | 0 | 0 | 0 | 0 | 0 | 0 | 0 | 0 | 0 | 0
1997 | CA | WECC | - | - | CSIPP | IPPs | 459 | 460 | 460 | 707 | 1037 | 1147 | 1147 | 1147 | 1147 | 1147 | 1147
1997 | CA | WECC | - | - | CST | Total Capacity | 19649 | 19691 | 19244 | 19514 | 19989 | 21022 | 20859 | 20859 | 20311 | 20311 | 20651
1997 | CA | WECC | - | - | CSTOC | Total Owned Capacity | 19190 | 19231 | 18784 | 18807 | 18952 | 19875 | 19712 | 19712 | 19164 | 19164 | 19504
1997 | CA | WECC | - | - | DCSAJ | Adjustments | 0 | 0 | 0 | 0 | 0 | 0 | 0 | 0 | 0 | 0 | 0
1997 | CA | WECC | - | - | DCSFP | Full-Responsibility Purchases (portion of total purchases) | 0 | 0 | 137 | 831 | 794 | 794 | 794 | 1447 | 1447 | 1447 | 1447
1997 | CA | WECC | - | - | DCSFS | Full-Responsibility Sales (portion of total sales) | 0 | 143 | 143 | 143 | 143 | 143 | 143 | 143 | 143 | 143 | 143
1997 | CA | WECC | - | - | DCSIC | Inoperable capacity | 0 | 0 | 0 | 0 | 0 | 0 | 0 | 0 | 0 | 0 | 0
1997 | CA | WECC | - | - | DCSIN | Internal Demand | 0 | 13845 | 14131 | 14335 | 14615 | 14816 | 15048 | 15323 | 15544 | 15783 | 16078
1997 | CA | WECC | - | - | DCSIPP | IPPs | 0 | 460 | 460 | 707 | 1037 | 1147 | 1147 | 1147 | 1147 | 1147 | 1147
1997 | CA | WECC | - | - | DCSIT | Interruptible Demand | 0 | 609 | 618 | 591 | 573 | 552 | 537 | 507 | 506 | 506 | 504
1997 | CA | WECC | - | - | DCSLM | Direct Control Load Management | 0 | 0 | 0 | 0 | 0 | 0 | 0 | 0 | 0 | 0 | 0
1997 | CA | WECC | - | - | DCSNC | Net Capacity Resources | 0 | 19548 | 19238 | 20202 | 20640 | 21673 | 21510 | 22163 | 22021 | 22023 | 22521
1997 | CA | WECC | - | - | DCSNI | Projected Net Internal Demand | 0 | 13236 | 13513 | 13744 | 14042 | 14264 | 14511 | 14816 | 15038 | 15277 | 15574
1997 | CA | WECC | - | - | DCSNO | Net Operable Capacity | 0 | 19231 | 18784 | 18807 | 18952 | 19875 | 19712 | 19712 | 19164 | 19164 | 19504
1997 | CA | WECC | - | - | DCSPU | Purchases | 0 | 0 | 137 | 831 | 794 | 794 | 794 | 1447 | 1853 | 1855 | 2013
1997 | CA | WECC | - | - | DCSSA | Sales | 0 | 143 | 143 | 143 | 143 | 143 | 143 | 143 | 143 | 143 | 143
1997 | CA | WECC | - | - | DCSST | Standby Demand | 0 | 0 | 0 | 0 | 0 | 0 | 0 | 0 | 0 | 0 | 0
1997 | CA | WECC | - | - | DCSTI | Projected Total Internal Demand | 0 | 13845 | 14131 | 14335 | 14615 | 14816 | 15048 | 15323 | 15544 | 15783 | 16078
1997 | CA | WECC | - | - | DCSTO | Operable Total Internal Capacity | 0 | 19231 | 18784 | 18807 | 18952 | 19875 | 19712 | 19712 | 19164 | 19164 | 19504
1997 | CA | WECC | - | - | NGEX | Exports | 6248 | 317 | 317 | 327 | 322 | 327 | 327 | 327 | 322 | 327 | 327
1997 | CA | WECC | - | - | NGIG | Internal Generation | 109385 | 102903 | 101967 | 102898 | 104575 | 106803 | 108646 | 105616 | 104939 | 106763 | 109048
1997 | CA | WECC | - | - | NGIM | Imports | 599 | 0 | 3128 | 4141 | 4575 | 4419 | 4486 | 9609 | 12494 | 12483 | 12258
1997 | CA | WECC | - | - | NGIPP | IPPs | 3305 | 3453 | 3453 | 5809 | 7917 | 8561 | 8561 | 8561 | 8571 | 8561 | 8561
1997 | CA | WECC | - | - | NGNL | Net Energy for Load | 103736 | 102586 | 104778 | 106712 | 108828 | 110895 | 112805 | 114898 | 117111 | 118919 | 120979
1997 | CA | WECC | - | - | NGPRO | Electricity Production | 109385 | 102903 | 101967 | 102898 | 104575 | 106803 | 108646 | 105616 | 104939 | 106763 | 109048
1997 | CA | WECC | - | - | NGPSLD | Pumped Storage Load | 0 | 0 | 0 | 0 | 0 | 0 | 0 | 0 | 0 | 0 | 0
1997 | CA | WECC | - | - | NGPSOT | Pumped Storage Generation | 0 | 0 | 0 | 0 | 0 | 0 | 0 | 0 | 0 | 0 | 0
1997 | MX | WECC | CA-MX | - | CSIPP | IPPs | 0 | 0 | 0 | 0 | 0 | 0 | 0 | 0 | 0 | 0 | 0
1997 | MX | WECC | CA-MX | - | CST | Total Capacity | 1338 | 1338 | 1338 | 1563 | 2038 | 2038 | 2038 | 2488 | 2488 | 2488 | 2713
1997 | MX | WECC | CA-MX | - | CSTOC | Total Owned Capacity | 1338 | 1338 | 1338 | 1563 | 2038 | 2038 | 2038 | 2488 | 2488 | 2488 | 2713
1997 | MX | WECC | CA-MX | - | DCSAJ | Adjustments | 0 | 0 | 0 | 0 | 0 | 0 | 0 | 0 | 0 | 0 | 0
1997 | MX | WECC | CA-MX | - | DCSFP | Full-Responsibility Purchases (portion of total purchases) | 0 | 0 | 0 | 0 | 0 | 0 | 0 | 0 | 0 | 0 | 0
1997 | MX | WECC | CA-MX | - | DCSFS | Full-Responsibility Sales (portion of total sales) | 0 | 0 | 0 | 0 | 0 | 0 | 0 | 0 | 0 | 0 | 0
1997 | MX | WECC | CA-MX | - | DCSIC | Inoperable capacity | 0 | 0 | 0 | 0 | 0 | 0 | 0 | 0 | 0 | 0 | 0
1997 | MX | WECC | CA-MX | - | DCSIN | Internal Demand | 0 | 1324 | 1444 | 1572 | 1663 | 1759 | 1866 | 1991 | 2127 | 2278 | 2439
1997 | MX | WECC | CA-MX | - | DCSIPP | IPPs | 0 | 0 | 0 | 0 | 0 | 0 | 0 | 0 | 0 | 0 | 0
1997 | MX | WECC | CA-MX | - | DCSIT | Interruptible Demand | 0 | 0 | 0 | 0 | 0 | 0 | 0 | 0 | 0 | 0 | 0
1997 | MX | WECC | CA-MX | - | DCSLM | Direct Control Load Management | 0 | 0 | 0 | 0 | 0 | 0 | 0 | 0 | 0 | 0 | 0
1997 | MX | WECC | CA-MX | - | DCSNC | Net Capacity Resources | 0 | 1474 | 1594 | 1722 | 2038 | 2038 | 2091 | 2488 | 2488 | 2503 | 2713
1997 | MX | WECC | CA-MX | - | DCSNI | Projected Net Internal Demand | 0 | 1324 | 1444 | 1572 | 1663 | 1759 | 1866 | 1991 | 2127 | 2278 | 2439
1997 | MX | WECC | CA-MX | - | DCSNO | Net Operable Capacity | 0 | 1338 | 1338 | 1563 | 2038 | 2038 | 2038 | 2488 | 2488 | 2488 | 2713
1997 | MX | WECC | CA-MX | - | DCSPU | Purchases | 0 | 136 | 256 | 159 | 0 | 0 | 53 | 0 | 0 | 15 | 0
1997 | MX | WECC | CA-MX | - | DCSSA | Sales | 0 | 0 | 0 | 0 | 0 | 0 | 0 | 0 | 0 | 0 | 0
1997 | MX | WECC | CA-MX | - | DCSST | Standby Demand | 0 | 0 | 0 | 0 | 0 | 0 | 0 | 0 | 0 | 0 | 0
1997 | MX | WECC | CA-MX | - | DCSTI | Projected Total Internal Demand | 0 | 1324 | 1444 | 1572 | 1663 | 1759 | 1866 | 1991 | 2127 | 2278 | 2439
1997 | MX | WECC | CA-MX | - | DCSTO | Operable Total Internal Capacity | 0 | 1338 | 1338 | 1563 | 2038 | 2038 | 2038 | 2488 | 2488 | 2488 | 2713
1997 | MX | WECC | CA-MX | - | NGEX | Exports | 1258 | 0 | 0 | 0 | 0 | 0 | 0 | 0 | 0 | 0 | 0
1997 | MX | WECC | CA-MX | - | NGIG | Internal Generation | 7113 | 6462 | 7066 | 7707 | 8251 | 8720 | 9227 | 9841 | 10522 | 11263 | 12059
1997 | MX | WECC | CA-MX | - | NGIM | Imports | 355 | 95 | 154 | 100 | 0 | 0 | 2 | 0 | 0 | 1 | 0
1997 | MX | WECC | CA-MX | - | NGIPP | IPPs | 0 | 0 | 0 | 0 | 0 | 0 | 0 | 0 | 0 | 0 | 0
1997 | MX | WECC | CA-MX | - | NGNL | Net Energy for Load | 6210 | 6557 | 7220 | 7807 | 8251 | 8720 | 9229 | 9841 | 10522 | 11264 | 12059
1997 | MX | WECC | CA-MX | - | NGPRO | Electricity Production | 7113 | 6462 | 7066 | 7707 | 8251 | 8720 | 9227 | 9841 | 10522 | 11263 | 12059
1997 | MX | WECC | CA-MX | - | NGPSLD | Pumped Storage Load | 0 | 0 | 0 | 0 | 0 | 0 | 0 | 0 | 0 | 0 | 0
1997 | MX | WECC | CA-MX | - | NGPSOT | Pumped Storage Generation | 0 | 0 | 0 | 0 | 0 | 0 | 0 | 0 | 0 | 0 | 0
1997 | US | ECAR | - | - | CSIPP | IPPs | 2069 | 2093 | 2110 | 2110 | 2308 | 2408 | 3607 | 3764 | 4078 | 4235 | 4835
1997 | US | ECAR | - | - | CST | Total Capacity | 104351 | 104112 | 104417 | 105565 | 107047 | 108238 | 110920 | 112921 | 114571 | 116026 | 117698
1997 | US | ECAR | - | - | CSTOC | Total Owned Capacity | 102282 | 102019 | 102307 | 103455 | 104739 | 105830 | 107313 | 109157 | 110493 | 111791 | 112863
1997 | US | ECAR | - | - | DCSAJ | Adjustments | 0 | 0 | 0 | 0 | 0 | 0 | 0 | 0 | 0 | 0 | 0
1997 | US | ECAR | - | - | DCSFP | Full-Responsibility Purchases (portion of total purchases) | 0 | 609 | 599 | 774 | 774 | 749 | 1045 | 820 | 770 | 720 | 370
1997 | US | ECAR | - | - | DCSFS | Full-Responsibility Sales (portion of total sales) | 0 | 808 | 808 | 1108 | 1193 | 1063 | 1063 | 963 | 963 | 963 | 513
1997 | US | ECAR | - | - | DCSIC | Inoperable capacity | 0 | 0 | 0 | 0 | 0 | 0 | 0 | 0 | 0 | 0 | 0
1997 | US | ECAR | - | - | DCSIN | Internal Demand | 0 | 91573 | 93219 | 94775 | 96073 | 97678 | 99191 | 100812 | 102419 | 104440 | 105974
1997 | US | ECAR | - | - | DCSIPP | IPPs | 0 | 2093 | 2110 | 2110 | 2308 | 2408 | 3607 | 3764 | 4078 | 4235 | 4835
1997 | US | ECAR | - | - | DCSIT | Interruptible Demand | 0 | 2849 | 3074 | 3046 | 3063 | 3072 | 3086 | 3095 | 3104 | 3137 | 3148
1997 | US | ECAR | - | - | DCSLM | Direct Control Load Management | 0 | 151 | 181 | 214 | 236 | 251 | 265 | 277 | 281 | 235 | 239
1997 | US | ECAR | - | - | DCSNC | Net Capacity Resources | 0 | 104953 | 105327 | 106526 | 108410 | 109271 | 111159 | 112852 | 114472 | 115654 | 117764
1997 | US | ECAR | - | - | DCSNI | Projected Net Internal Demand | 0 | 88573 | 89964 | 91515 | 92774 | 94355 | 95840 | 97440 | 99034 | 101068 | 102587
1997 | US | ECAR | - | - | DCSNO | Net Operable Capacity | 0 | 102265 | 102553 | 103701 | 104918 | 106008 | 107045 | 108888 | 110064 | 111187 | 112169
1997 | US | ECAR | - | - | DCSPU | Purchases | 0 | 2715 | 2784 | 3135 | 3035 | 2716 | 2368 | 1961 | 1951 | 1853 | 1731
1997 | US | ECAR | - | - | DCSSA | Sales | 0 | 2120 | 2120 | 2420 | 1851 | 1861 | 1861 | 1761 | 1621 | 1621 | 971
1997 | US | ECAR | - | - | DCSST | Standby Demand | 0 | 0 | 0 | 0 | 0 | 0 | 0 | 0 | 0 | 0 | 0
1997 | US | ECAR | - | - | DCSTI | Projected Total Internal Demand | 0 | 91573 | 93219 | 94775 | 96073 | 97678 | 99191 | 100812 | 102419 | 104440 | 105974
1997 | US | ECAR | - | - | DCSTO | Operable Total Internal Capacity | 0 | 102265 | 102553 | 103701 | 104918 | 106008 | 107045 | 108888 | 110064 | 111187 | 112169
1997 | US | ECAR | - | - | NGEX | Exports | 79192 | 42969 | 41854 | 42382 | 40228 | 43986 | 42672 | 42436 | 43880 | 45320 | 40924
1997 | US | ECAR | - | - | NGIG | Internal Generation | 545663 | 547878 | 554718 | 565753 | 552639 | 581323 | 584170 | 589708 | 599633 | 611073 | 608221
1997 | US | ECAR | - | - | NGIM | Imports | 66276 | 32714 | 33166 | 33195 | 35661 | 35482 | 35423 | 40285 | 41565 | 45176 | 46852
1997 | US | ECAR | - | - | NGIPP | IPPs | 16773 | 15508 | 15843 | 16261 | 17250 | 17243 | 17245 | 17264 | 17351 | 17332 | 17310
1997 | US | ECAR | - | - | NGNL | Net Energy for Load | 532747 | 537623 | 546030 | 556566 | 548072 | 572819 | 576921 | 587557 | 597318 | 610929 | 614149
1997 | US | ECAR | - | - | NGPRO | Electricity Production | 546758 | 549236 | 556161 | 567231 | 554083 | 582838 | 585803 | 591468 | 601424 | 612867 | 610057
1997 | US | ECAR | - | - | NGPSLD | Pumped Storage Load | 4423 | 5119 | 5335 | 5503 | 5380 | 5708 | 6147 | 6568 | 6688 | 6734 | 6883
1997 | US | ECAR | - | - | NGPSOT | Pumped Storage Generation | 3328 | 3761 | 3892 | 4025 | 3936 | 4193 | 4514 | 4808 | 4897 | 4940 | 5047
1997 | US | TRE | - | ERCOT | CSIPP | IPPs | 1875 | 1935 | 1754 | 1344 | 1745 | 2224 | 2625 | 2880 | 3219 | 3351 | 4173
1997 | US | TRE | - | ERCOT | CST | Total Capacity | 55129 | 55199 | 55018 | 54417 | 54838 | 55882 | 56726 | 57680 | 58336 | 59940 | 60663
1997 | US | TRE | - | ERCOT | CSTOC | Total Owned Capacity | 53254 | 53264 | 53264 | 53073 | 53093 | 53658 | 54101 | 54800 | 55117 | 56589 | 56490
1997 | US | TRE | - | ERCOT | DCSAJ | Adjustments | 0 | 0 | 0 | 0 | 0 | 0 | 0 | 0 | 0 | 0 | 0
1997 | US | TRE | - | ERCOT | DCSFP | Full-Responsibility Purchases (portion of total purchases) | 0 | 0 | 0 | 0 | 0 | 0 | 0 | 0 | 0 | 0 | 0
1997 | US | TRE | - | ERCOT | DCSFS | Full-Responsibility Sales (portion of total sales) | 0 | 0 | 0 | 0 | 0 | 0 | 0 | 0 | 0 | 0 | 0
1997 | US | TRE | - | ERCOT | DCSIC | Inoperable capacity | 0 | 108 | 60 | 0 | 0 | 0 | 0 | 0 | 0 | 0 | 0
1997 | US | TRE | - | ERCOT | DCSIN | Internal Demand | 0 | 48096 | 48615 | 49274 | 50339 | 51395 | 52273 | 53241 | 54249 | 55357 | 56585
1997 | US | TRE | - | ERCOT | DCSIPP | IPPs | 0 | 1935 | 1754 | 1344 | 1745 | 2224 | 2625 | 2880 | 3219 | 3351 | 4173
1997 | US | TRE | - | ERCOT | DCSIT | Interruptible Demand | 0 | 2305 | 2414 | 2462 | 2510 | 2499 | 2504 | 2572 | 2646 | 2720 | 2812
1997 | US | TRE | - | ERCOT | DCSLM | Direct Control Load Management | 0 | 336 | 365 | 395 | 397 | 400 | 402 | 405 | 407 | 410 | 412
1997 | US | TRE | - | ERCOT | DCSNC | Net Capacity Resources | 0 | 55230 | 55102 | 54479 | 55040 | 56116 | 56997 | 57913 | 58749 | 60225 | 61296
1997 | US | TRE | - | ERCOT | DCSNI | Projected Net Internal Demand | 0 | 45636 | 45870 | 46451 | 47466 | 48530 | 49401 | 50298 | 51230 | 52261 | 53395
1997 | US | TRE | - | ERCOT | DCSNO | Net Operable Capacity | 0 | 53156 | 53204 | 53073 | 53093 | 53658 | 54101 | 54800 | 55117 | 56589 | 56490
1997 | US | TRE | - | ERCOT | DCSPU | Purchases | 0 | 298 | 273 | 261 | 270 | 276 | 313 | 275 | 456 | 328 | 676
1997 | US | TRE | - | ERCOT | DCSSA | Sales | 0 | 159 | 129 | 199 | 68 | 42 | 42 | 42 | 43 | 43 | 43
1997 | US | TRE | - | ERCOT | DCSST | Standby Demand | 0 | 181 | 34 | 34 | 34 | 34 | 34 | 34 | 34 | 34 | 34
1997 | US | TRE | - | ERCOT | DCSTI | Projected Total Internal Demand | 0 | 48277 | 48649 | 49308 | 50373 | 51429 | 52307 | 53275 | 54283 | 55391 | 56619
1997 | US | TRE | - | ERCOT | DCSTO | Operable Total Internal Capacity | 0 | 53264 | 53264 | 53073 | 53093 | 53658 | 54101 | 54800 | 55117 | 56589 | 56490
1997 | US | TRE | - | ERCOT | NGEX | Exports | 6554 | 3729 | 4259 | 4318 | 3498 | 3596 | 3095 | 2852 | 3211 | 3810 | 3155
1997 | US | TRE | - | ERCOT | NGIG | Internal Generation | 237102 | 235794 | 242613 | 247977 | 249612 | 250415 | 250354 | 251307 | 255137 | 259122 | 256717
1997 | US | TRE | - | ERCOT | NGIM | Imports | 12908 | 11916 | 10644 | 10212 | 12034 | 17071 | 21827 | 26073 | 29183 | 31924 | 40088
1997 | US | TRE | - | ERCOT | NGIPP | IPPs | 17965 | 20433 | 19713 | 18712 | 17045 | 11167 | 10220 | 10014 | 9073 | 5246 | 3603
1997 | US | TRE | - | ERCOT | NGNL | Net Energy for Load | 243456 | 243981 | 248998 | 253871 | 258148 | 263890 | 269086 | 274528 | 281109 | 287236 | 293650
1997 | US | TRE | - | ERCOT | NGPRO | Electricity Production | 237102 | 235794 | 242613 | 247977 | 249612 | 250415 | 250354 | 251307 | 255137 | 259122 | 256717
1997 | US | TRE | - | ERCOT | NGPSLD | Pumped Storage Load | 0 | 0 | 0 | 0 | 0 | 0 | 0 | 0 | 0 | 0 | 0
1997 | US | TRE | - | ERCOT | NGPSOT | Pumped Storage Generation | 0 | 0 | 0 | 0 | 0 | 0 | 0 | 0 | 0 | 0 | 0
1997 | US | FRCC | - | - | CSIPP | IPPs | 2058 | 2058 | 2058 | 2173 | 2173 | 2173 | 2173 | 2173 | 2173 | 2173 | 2173
1997 | US | FRCC | - | - | CST | Total Capacity | 37228 | 37346 | 37347 | 37932 | 38119 | 38276 | 38914 | 38989 | 39405 | 40093 | 40512
1997 | US | FRCC | - | - | CSTOC | Total Owned Capacity | 35170 | 35288 | 35289 | 35759 | 35946 | 36103 | 36741 | 36816 | 37232 | 37920 | 38339
1997 | US | FRCC | - | - | DCSAJ | Adjustments | 0 | 0 | 0 | 0 | 0 | 0 | 0 | 0 | 0 | 0 | 0
1997 | US | FRCC | - | - | DCSFP | Full-Responsibility Purchases (portion of total purchases) | 0 | 2247 | 2289 | 2300 | 2177 | 2241 | 2304 | 2298 | 2333 | 2419 | 2405
1997 | US | FRCC | - | - | DCSFS | Full-Responsibility Sales (portion of total sales) | 0 | 403 | 478 | 203 | 53 | 53 | 53 | 53 | 0 | 0 | 0
1997 | US | FRCC | - | - | DCSIC | Inoperable capacity | 0 | 853 | 853 | 853 | 853 | 853 | 853 | 853 | 853 | 853 | 853
1997 | US | FRCC | - | - | DCSIN | Internal Demand | 0 | 34565 | 35643 | 36174 | 37081 | 37895 | 38531 | 39199 | 39892 | 40699 | 41388
1997 | US | FRCC | - | - | DCSIPP | IPPs | 0 | 2058 | 2058 | 2173 | 2173 | 2173 | 2173 | 2173 | 2173 | 2173 | 2173
1997 | US | FRCC | - | - | DCSIT | Interruptible Demand | 0 | 1159 | 1187 | 1241 | 1251 | 1232 | 1170 | 1168 | 1169 | 1163 | 1158
1997 | US | FRCC | - | - | DCSLM | Direct Control Load Management | 0 | 1538 | 1630 | 1728 | 1825 | 1925 | 2011 | 2105 | 2164 | 2195 | 2227
1997 | US | FRCC | - | - | DCSNC | Net Capacity Resources | 0 | 38237 | 38255 | 39126 | 39390 | 39611 | 40312 | 40381 | 40885 | 41659 | 42064
1997 | US | FRCC | - | - | DCSNI | Projected Net Internal Demand | 0 | 31868 | 32826 | 33205 | 34005 | 34738 | 35350 | 35926 | 36559 | 37341 | 38003
1997 | US | FRCC | - | - | DCSNO | Net Operable Capacity | 0 | 34435 | 34436 | 34906 | 35093 | 35250 | 35888 | 35963 | 36379 | 37067 | 37486
1997 | US | FRCC | - | - | DCSPU | Purchases | 0 | 2247 | 2289 | 2300 | 2177 | 2241 | 2304 | 2298 | 2333 | 2419 | 2405
1997 | US | FRCC | - | - | DCSSA | Sales | 0 | 503 | 528 | 253 | 53 | 53 | 53 | 53 | 0 | 0 | 0
1997 | US | FRCC | - | - | DCSST | Standby Demand | 0 | 0 | 0 | 0 | 0 | 0 | 0 | 0 | 0 | 0 | 0
1997 | US | FRCC | - | - | DCSTI | Projected Total Internal Demand | 0 | 34565 | 35643 | 36174 | 37081 | 37895 | 38531 | 39199 | 39892 | 40699 | 41388
1997 | US | FRCC | - | - | DCSTO | Operable Total Internal Capacity | 0 | 35288 | 35289 | 35759 | 35946 | 36103 | 36741 | 36816 | 37232 | 37920 | 38339
1997 | US | FRCC | - | - | NGEX | Exports | 238 | 0 | 0 | 0 | 0 | 0 | 0 | 0 | 0 | 0 | 0
1997 | US | FRCC | - | - | NGIG | Internal Generation | 158091 | 163935 | 167790 | 173034 | 176797 | 180208 | 182725 | 183299 | 187451 | 192660 | 196548
1997 | US | FRCC | - | - | NGIM | Imports | 15524 | 13901 | 15491 | 16001 | 17476 | 19155 | 18948 | 22528 | 23091 | 22500 | 23140
1997 | US | FRCC | - | - | NGIPP | IPPs | 14472 | 14746 | 15614 | 14822 | 15580 | 15720 | 15494 | 15246 | 15104 | 15102 | 14339
1997 | US | FRCC | - | - | NGNL | Net Energy for Load | 173377 | 177836 | 183281 | 189035 | 194273 | 199363 | 201673 | 205827 | 210542 | 215160 | 219688
1997 | US | FRCC | - | - | NGPRO | Electricity Production | 158091 | 163935 | 167790 | 173034 | 176797 | 180208 | 182725 | 183299 | 187451 | 192660 | 196548
1997 | US | FRCC | - | - | NGPSLD | Pumped Storage Load | 0 | 0 | 0 | 0 | 0 | 0 | 0 | 0 | 0 | 0 | 0
1997 | US | FRCC | - | - | NGPSOT | Pumped Storage Generation | 0 | 0 | 0 | 0 | 0 | 0 | 0 | 0 | 0 | 0 | 0
1997 | US | MAAC | - | - | CSIPP | IPPs | 3698 | 3937 | 3939 | 3979 | 3977 | 3977 | 4009 | 3997 | 3997 | 3976 | 3976
1997 | US | MAAC | - | - | CST | Total Capacity | 56782 | 57536 | 57585 | 59341 | 59565 | 60092 | 60475 | 60962 | 61407 | 61838 | 62426
1997 | US | MAAC | - | - | CSTOC | Total Owned Capacity | 53084 | 53599 | 53646 | 55362 | 55588 | 56115 | 56466 | 56965 | 57410 | 57862 | 58450
1997 | US | MAAC | - | - | DCSAJ | Adjustments | 0 | 0 | 0 | 0 | 0 | 0 | 0 | 0 | 0 | 0 | 0
1997 | US | MAAC | - | - | DCSFP | Full-Responsibility Purchases (portion of total purchases) | 0 | 450 | 450 | 450 | 450 | 450 | 450 | 450 | 450 | 450 | 450
1997 | US | MAAC | - | - | DCSFS | Full-Responsibility Sales (portion of total sales) | 0 | 1306 | 1306 | 1306 | 1306 | 1306 | 1306 | 1306 | 1306 | 1306 | 1306
1997 | US | MAAC | - | - | DCSIC | Inoperable capacity | 0 | 0 | 0 | 0 | 0 | 0 | 0 | 0 | 0 | 0 | 0
1997 | US | MAAC | - | - | DCSIN | Internal Demand | 0 | 47867 | 48565 | 49306 | 49977 | 50678 | 51399 | 52128 | 52880 | 53644 | 54418
1997 | US | MAAC | - | - | DCSIPP | IPPs | 0 | 3937 | 3939 | 3979 | 3977 | 3977 | 4009 | 3997 | 3997 | 3976 | 3976
1997 | US | MAAC | - | - | DCSIT | Interruptible Demand | 0 | 1394 | 1398 | 1448 | 1497 | 1519 | 1539 | 1555 | 1570 | 1581 | 1592
1997 | US | MAAC | - | - | DCSLM | Direct Control Load Management | 0 | 845 | 871 | 893 | 911 | 930 | 949 | 966 | 985 | 1002 | 1019
1997 | US | MAAC | - | - | DCSNC | Net Capacity Resources | 0 | 56774 | 56823 | 58579 | 58803 | 59330 | 59713 | 60200 | 60645 | 61076 | 61664
1997 | US | MAAC | - | - | DCSNI | Projected Net Internal Demand | 0 | 45628 | 46296 | 46965 | 47569 | 48229 | 48911 | 49607 | 50325 | 51061 | 51807
1997 | US | MAAC | - | - | DCSNO | Net Operable Capacity | 0 | 53599 | 53646 | 55362 | 55588 | 56115 | 56466 | 56965 | 57410 | 57862 | 58450
1997 | US | MAAC | - | - | DCSPU | Purchases | 0 | 544 | 544 | 544 | 544 | 544 | 544 | 544 | 544 | 544 | 544
1997 | US | MAAC | - | - | DCSSA | Sales | 0 | 1306 | 1306 | 1306 | 1306 | 1306 | 1306 | 1306 | 1306 | 1306 | 1306
1997 | US | MAAC | - | - | DCSST | Standby Demand | 0 | 0 | 0 | 0 | 0 | 0 | 0 | 0 | 0 | 0 | 0
1997 | US | MAAC | - | - | DCSTI | Projected Total Internal Demand | 0 | 47867 | 48565 | 49306 | 49977 | 50678 | 51399 | 52128 | 52880 | 53644 | 54418
1997 | US | MAAC | - | - | DCSTO | Operable Total Internal Capacity | 0 | 53599 | 53646 | 55362 | 55588 | 56115 | 56466 | 56965 | 57410 | 57862 | 58450
1997 | US | MAAC | - | - | NGEX | Exports | 8820 | 0 | 0 | 0 | 0 | 0 | 0 | 0 | 0 | 0 | 0
1997 | US | MAAC | - | - | NGIG | Internal Generation | 220811 | 229314 | 233597 | 237294 | 248932 | 252115 | 256772 | 260755 | 265332 | 269779 | 277805
1997 | US | MAAC | - | - | NGIM | Imports | 31337 | 17354 | 17131 | 17776 | 10198 | 10463 | 10742 | 10942 | 10787 | 11065 | 7614
1997 | US | MAAC | - | - | NGIPP | IPPs | 21597 | 24888 | 26331 | 27849 | 30468 | 31259 | 31670 | 32125 | 31752 | 32153 | 32302
1997 | US | MAAC | - | - | NGNL | Net Energy for Load | 243328 | 246668 | 250728 | 255070 | 259130 | 262578 | 267514 | 271697 | 276119 | 280844 | 285419
1997 | US | MAAC | - | - | NGPRO | Electricity Production | 221770 | 230220 | 234517 | 238203 | 249884 | 253052 | 257678 | 261658 | 266096 | 270462 | 278492
1997 | US | MAAC | - | - | NGPSLD | Pumped Storage Load | 3316 | 3039 | 3087 | 3062 | 3214 | 3163 | 3059 | 3049 | 2562 | 2281 | 2293
1997 | US | MAAC | - | - | NGPSOT | Pumped Storage Generation | 2357 | 2133 | 2167 | 2153 | 2262 | 2226 | 2153 | 2146 | 1798 | 1598 | 1606
1997 | US | MAIN | - | - | CSIPP | IPPs | 83 | 490 | 495 | 496 | 511 | 511 | 511 | 512 | 450 | 530 | 615
1997 | US | MAIN | - | - | CST | Total Capacity | 51336 | 52205 | 52245 | 52464 | 52565 | 52648 | 54740 | 55047 | 55739 | 56346 | 57064
1997 | US | MAIN | - | - | CSTOC | Total Owned Capacity | 51253 | 51715 | 51750 | 51968 | 52054 | 52137 | 54229 | 54535 | 55289 | 55816 | 56449
1997 | US | MAIN | - | - | DCSAJ | Adjustments | 0 | 0 | 0 | 0 | 0 | 0 | 0 | 0 | 0 | 0 | 0
1997 | US | MAIN | - | - | DCSFP | Full-Responsibility Purchases (portion of total purchases) | 0 | 1179 | 1392 | 1442 | 1692 | 1637 | 727 | 712 | 762 | 777 | 777
1997 | US | MAIN | - | - | DCSFS | Full-Responsibility Sales (portion of total sales) | 0 | 882 | 592 | 623 | 635 | 287 | 274 | 136 | 137 | 139 | 126
1997 | US | MAIN | - | - | DCSIC | Inoperable capacity | 0 | 372 | 0 | 0 | 0 | 0 | 0 | 0 | 0 | 0 | 0
1997 | US | MAIN | - | - | DCSIN | Internal Demand | 0 | 47291 | 47867 | 48596 | 49403 | 50151 | 50878 | 51651 | 52468 | 53055 | 53844
1997 | US | MAIN | - | - | DCSIPP | IPPs | 0 | 490 | 495 | 496 | 511 | 511 | 511 | 512 | 450 | 530 | 615
1997 | US | MAIN | - | - | DCSIT | Interruptible Demand | 0 | 2460 | 2363 | 2485 | 2544 | 2592 | 2600 | 2608 | 2615 | 2620 | 2624
1997 | US | MAIN | - | - | DCSLM | Direct Control Load Management | 0 | 362 | 446 | 573 | 712 | 836 | 986 | 1133 | 1261 | 1396 | 1508
1997 | US | MAIN | - | - | DCSNC | Net Capacity Resources | 0 | 52880 | 54247 | 54758 | 55199 | 55674 | 56604 | 57116 | 57671 | 58275 | 59019
1997 | US | MAIN | - | - | DCSNI | Projected Net Internal Demand | 0 | 44470 | 45059 | 45539 | 46148 | 46724 | 47293 | 47911 | 48593 | 49040 | 49713
1997 | US | MAIN | - | - | DCSNO | Net Operable Capacity | 0 | 51343 | 51750 | 51968 | 52054 | 52137 | 54229 | 54535 | 55289 | 55816 | 56449
1997 | US | MAIN | - | - | DCSPU | Purchases | 0 | 3167 | 3492 | 3815 | 4167 | 4096 | 2913 | 2980 | 2844 | 2693 | 2706
1997 | US | MAIN | - | - | DCSSA | Sales | 0 | 2120 | 1490 | 1521 | 1533 | 1070 | 1049 | 911 | 912 | 764 | 751
1997 | US | MAIN | - | - | DCSST | Standby Demand | 0 | 1 | 1 | 1 | 1 | 1 | 1 | 1 | 1 | 1 | 1
1997 | US | MAIN | - | - | DCSTI | Projected Total Internal Demand | 0 | 47292 | 47868 | 48597 | 49404 | 50152 | 50879 | 51652 | 52469 | 53056 | 53845
1997 | US | MAIN | - | - | DCSTO | Operable Total Internal Capacity | 0 | 51715 | 51750 | 51968 | 52054 | 52137 | 54229 | 54535 | 55289 | 55816 | 56449
1997 | US | MAIN | - | - | NGEX | Exports | 34598 | 35977 | 47662 | 51338 | 56605 | 58535 | 53631 | 56158 | 54164 | 52887 | 54190
1997 | US | MAIN | - | - | NGIG | Internal Generation | 232153 | 242598 | 254664 | 261404 | 269826 | 275562 | 273619 | 280184 | 280721 | 281439 | 284971
1997 | US | MAIN | - | - | NGIM | Imports | 36745 | 30393 | 31653 | 32489 | 33274 | 33088 | 33732 | 33764 | 35348 | 35554 | 37398
1997 | US | MAIN | - | - | NGIPP | IPPs | 390 | 589 | 626 | 665 | 673 | 689 | 705 | 723 | 749 | 773 | 798
1997 | US | MAIN | - | - | NGNL | Net Energy for Load | 234300 | 237014 | 238655 | 242555 | 246495 | 250115 | 253720 | 257790 | 261905 | 264106 | 268179
1997 | US | MAIN | - | - | NGPRO | Electricity Production | 232229 | 242686 | 254704 | 261442 | 269875 | 275613 | 273678 | 280244 | 280793 | 281507 | 285028
1997 | US | MAIN | - | - | NGPSLD | Pumped Storage Load | 124 | 156 | 69 | 114 | 146 | 153 | 173 | 181 | 215 | 198 | 172
1997 | US | MAIN | - | - | NGPSOT | Pumped Storage Generation | 48 | 68 | 29 | 76 | 97 | 102 | 114 | 121 | 143 | 130 | 115
1997 | US | MRO | - | - | CSIPP | IPPs | 0 | 0 | 0 | 0 | 0 | 0 | 0 | 0 | 0 | 0 | 0
1997 | US | MRO | - | - | CST | Total Capacity | 31515 | 31462 | 31548 | 31569 | 31680 | 31720 | 31820 | 31894 | 31969 | 31970 | 31970
1997 | US | MRO | - | - | CSTOC | Total Owned Capacity | 31515 | 31462 | 31548 | 31569 | 31680 | 31720 | 31820 | 31894 | 31969 | 31970 | 31970
1997 | US | MRO | - | - | DCSAJ | Adjustments | 0 | 0 | 0 | 0 | 0 | 0 | 0 | 0 | 0 | 0 | 0
1997 | US | MRO | - | - | DCSFP | Full-Responsibility Purchases (portion of total purchases) | 0 | 3245 | 3091 | 3059 | 2547 | 2369 | 2191 | 2178 | 1994 | 1461 | 1478
1997 | US | MRO | - | - | DCSFS | Full-Responsibility Sales (portion of total sales) | 0 | 1586 | 1108 | 1081 | 866 | 610 | 608 | 587 | 529 | 486 | 488
1997 | US | MRO | - | - | DCSIC | Inoperable capacity | 0 | 0 | 0 | 0 | 0 | 0 | 0 | 0 | 0 | 0 | 0
1997 | US | MRO | - | - | DCSIN | Internal Demand | 0 | 29191 | 29828 | 30220 | 30909 | 31509 | 32088 | 32504 | 33084 | 33703 | 34299
1997 | US | MRO | - | - | DCSIPP | IPPs | 0 | 0 | 0 | 0 | 0 | 0 | 0 | 0 | 0 | 0 | 0
1997 | US | MRO | - | - | DCSIT | Interruptible Demand | 0 | 1487 | 1549 | 1611 | 1664 | 1773 | 1822 | 1874 | 1918 | 1963 | 2006
1997 | US | MRO | - | - | DCSLM | Direct Control Load Management | 0 | 414 | 604 | 505 | 690 | 720 | 745 | 596 | 607 | 622 | 631
1997 | US | MRO | - | - | DCSNC | Net Capacity Resources | 0 | 33121 | 33531 | 33547 | 33361 | 33479 | 33403 | 33485 | 33434 | 32945 | 32960
1997 | US | MRO | - | - | DCSNI | Projected Net Internal Demand | 0 | 27298 | 27683 | 28112 | 28563 | 29024 | 29529 | 30042 | 30567 | 31126 | 31670
1997 | US | MRO | - | - | DCSNO | Net Operable Capacity | 0 | 31462 | 31548 | 31569 | 31680 | 31720 | 31820 | 31894 | 31969 | 31970 | 31970
1997 | US | MRO | - | - | DCSPU | Purchases | 0 | 3245 | 3091 | 3059 | 2547 | 2369 | 2191 | 2178 | 1994 | 1461 | 1478
1997 | US | MRO | - | - | DCSSA | Sales | 0 | 1586 | 1108 | 1081 | 866 | 610 | 608 | 587 | 529 | 486 | 488
1997 | US | MRO | - | - | DCSST | Standby Demand | 0 | 8 | 8 | 8 | 8 | 8 | 8 | 8 | 8 | 8 | 8
1997 | US | MRO | - | - | DCSTI | Projected Total Internal Demand | 0 | 29199 | 29836 | 30228 | 30917 | 31517 | 32096 | 32512 | 33092 | 33711 | 34307
1997 | US | MRO | - | - | DCSTO | Operable Total Internal Capacity | 0 | 31462 | 31548 | 31569 | 31680 | 31720 | 31820 | 31894 | 31969 | 31970 | 31970
1997 | US | MRO | - | - | NGEX | Exports | 10196 | 3509 | 2535 | 2196 | 2099 | 0 | 0 | 0 | 0 | 0 | 0
1997 | US | MRO | - | - | NGIG | Internal Generation | 155675 | 152877 | 155459 | 157445 | 160382 | 161052 | 164363 | 165774 | 166697 | 167583 | 170153
1997 | US | MRO | - | - | NGIM | Imports | 0 | 0 | 0 | 0 | 0 | 455 | 137 | 1807 | 4047 | 6342 | 4710
1997 | US | MRO | - | - | NGIPP | IPPs | 734 | 1664 | 2084 | 2219 | 2295 | 2585 | 2438 | 2438 | 2438 | 2438 | 2438
1997 | US | MRO | - | - | NGNL | Net Energy for Load | 145479 | 149368 | 152924 | 155249 | 158283 | 161507 | 164500 | 167581 | 170744 | 173925 | 174863
1997 | US | MRO | - | - | NGPRO | Electricity Production | 155675 | 152877 | 155459 | 157445 | 160382 | 161052 | 164363 | 165774 | 166697 | 167583 | 170153
1997 | US | MRO | - | - | NGPSLD | Pumped Storage Load | 0 | 0 | 0 | 0 | 0 | 0 | 0 | 0 | 0 | 0 | 0
1997 | US | MRO | - | - | NGPSOT | Pumped Storage Generation | 0 | 0 | 0 | 0 | 0 | 0 | 0 | 0 | 0 | 0 | 0
1997 | US | NPCC | - | - | CSIPP | IPPs | 8218 | 8208 | 8194 | 8210 | 8172 | 8160 | 8111 | 8102 | 8078 | 7951 | 7802
1997 | US | NPCC | - | - | CST | Total Capacity | 60067 | 59592 | 59511 | 59199 | 59676 | 59538 | 59695 | 59686 | 59662 | 59535 | 59386
1997 | US | NPCC | - | - | CSTOC | Total Owned Capacity | 51849 | 51384 | 51317 | 50989 | 51504 | 51378 | 51584 | 51584 | 51584 | 51584 | 51584
1997 | US | NPCC | - | - | DCSAJ | Adjustments | 0 | -958 | -958 | -958 | -958 | -958 | -958 | -958 | -958 | -958 | -958
1997 | US | NPCC | - | - | DCSFP | Full-Responsibility Purchases (portion of total purchases) | 0 | 1470 | 1426 | 1408 | 1408 | 1414 | 1414 | 1383 | 1383 | 1383 | 1383
1997 | US | NPCC | - | - | DCSFS | Full-Responsibility Sales (portion of total sales) | 0 | 359 | 359 | 359 | 359 | 359 | 359 | 359 | 359 | 359 | 359
1997 | US | NPCC | - | - | DCSIC | Inoperable capacity | 0 | 3426 | 0 | 0 | 0 | 0 | 0 | 0 | 0 | 0 | 0
1997 | US | NPCC | - | - | DCSIN | Internal Demand | 0 | 49028 | 49768 | 50325 | 50874 | 51344 | 51777 | 52282 | 52795 | 53308 | 53807
1997 | US | NPCC | - | - | DCSIPP | IPPs | 0 | 8208 | 8194 | 8210 | 8172 | 8160 | 8111 | 8102 | 8078 | 7951 | 7802
1997 | US | NPCC | - | - | DCSIT | Interruptible Demand | 0 | 13 | 13 | 13 | 13 | 13 | 13 | 13 | 13 | 16 | 19
1997 | US | NPCC | - | - | DCSLM | Direct Control Load Management | 0 | 65 | 65 | 65 | 66 | 66 | 66 | 66 | 64 | 95 | 111
1997 | US | NPCC | - | - | DCSNC | Net Capacity Resources | 0 | 58592 | 61884 | 61487 | 61982 | 60047 | 60202 | 60171 | 59803 | 59675 | 59524
1997 | US | NPCC | - | - | DCSNI | Projected Net Internal Demand | 0 | 48950 | 49690 | 50247 | 50795 | 51265 | 51698 | 52203 | 52718 | 53197 | 53677
1997 | US | NPCC | - | - | DCSNO | Net Operable Capacity | 0 | 47958 | 51317 | 50989 | 51504 | 51378 | 51584 | 51584 | 51584 | 51584 | 51584
1997 | US | NPCC | - | - | DCSPU | Purchases | 0 | 4328 | 4284 | 3716 | 3716 | 1922 | 1922 | 1891 | 1491 | 1491 | 1491
1997 | US | NPCC | - | - | DCSSA | Sales | 0 | 944 | 953 | 470 | 452 | 455 | 457 | 448 | 392 | 393 | 395
1997 | US | NPCC | - | - | DCSST | Standby Demand | 0 | 0 | 0 | 0 | 0 | 0 | 0 | 0 | 0 | 0 | 0
1997 | US | NPCC | - | - | DCSTI | Projected Total Internal Demand | 0 | 49028 | 49768 | 50325 | 50874 | 51344 | 51777 | 52282 | 52795 | 53308 | 53807
1997 | US | NPCC | - | - | DCSTO | Operable Total Internal Capacity | 0 | 51384 | 51317 | 50989 | 51504 | 51378 | 51584 | 51584 | 51584 | 51584 | 51584
1997 | US | NPCC | - | - | NGEX | Exports | 10876 | 6981 | 7224 | 7220 | 6968 | 6962 | 6970 | 5971 | 5952 | 5948 | 5945
1997 | US | NPCC | - | - | NGIG | Internal Generation | 240074 | 246350 | 249952 | 253701 | 257673 | 264066 | 270118 | 272351 | 276273 | 280198 | 283694
1997 | US | NPCC | - | - | NGIM | Imports | 33927 | 24652 | 24350 | 23656 | 22767 | 19449 | 16218 | 16013 | 15323 | 14632 | 14676
1997 | US | NPCC | - | - | NGIPP | IPPs | 54085 | 56498 | 55993 | 57953 | 58333 | 58711 | 58853 | 59093 | 59406 | 59340 | 59091
1997 | US | NPCC | - | - | NGNL | Net Energy for Load | 263125 | 264021 | 267078 | 270137 | 273472 | 276553 | 279366 | 282393 | 285644 | 288882 | 292425
1997 | US | NPCC | - | - | NGPRO | Electricity Production | 241548 | 247501 | 251139 | 254885 | 258804 | 265202 | 271259 | 273516 | 277496 | 281402 | 284870
1997 | US | NPCC | - | - | NGPSLD | Pumped Storage Load | 4875 | 4073 | 4195 | 4181 | 4005 | 4022 | 4040 | 4118 | 4314 | 4249 | 4154
1997 | US | NPCC | - | - | NGPSOT | Pumped Storage Generation | 3401 | 2922 | 3008 | 2997 | 2874 | 2886 | 2899 | 2953 | 3091 | 3045 | 2978
1997 | US | NPCC | New England | New England | CSIPP | IPPs | 2845 | 2836 | 2793 | 2793 | 2757 | 2757 | 2747 | 2741 | 2725 | 2692 | 2620
1997 | US | NPCC | New England | New England | CST | Total Capacity | 24890 | 24454 | 24320 | 24320 | 24028 | 23899 | 24095 | 24089 | 24073 | 24040 | 23968
1997 | US | NPCC | New England | New England | CSTOC | Total Owned Capacity | 22045 | 21618 | 21527 | 21527 | 21271 | 21142 | 21348 | 21348 | 21348 | 21348 | 21348
1997 | US | NPCC | New England | New England | DCSAJ | Adjustments | 0 | 0 | 0 | 0 | 0 | 0 | 0 | 0 | 0 | 0 | 0
1997 | US | NPCC | New England | New England | DCSFP | Full-Responsibility Purchases (portion of total purchases) | 0 | 511 | 467 | 449 | 449 | 455 | 455 | 424 | 424 | 424 | 424
1997 | US | NPCC | New England | New England | DCSFS | Full-Responsibility Sales (portion of total sales) | 0 | 62 | 62 | 62 | 62 | 62 | 62 | 62 | 62 | 62 | 62
1997 | US | NPCC | New England | New England | DCSIC | Inoperable capacity | 0 | 3426 | 0 | 0 | 0 | 0 | 0 | 0 | 0 | 0 | 0
1997 | US | NPCC | New England | New England | DCSIN | Internal Demand | 0 | 21468 | 21958 | 22155 | 22354 | 22554 | 22737 | 22902 | 23085 | 23268 | 23487
1997 | US | NPCC | New England | New England | DCSIPP | IPPs | 0 | 2836 | 2793 | 2793 | 2757 | 2757 | 2747 | 2741 | 2725 | 2692 | 2620
1997 | US | NPCC | New England | New England | DCSIT | Interruptible Demand | 0 | 13 | 13 | 13 | 13 | 13 | 13 | 13 | 13 | 16 | 19
1997 | US | NPCC | New England | New England | DCSLM | Direct Control Load Management | 0 | 65 | 65 | 65 | 66 | 66 | 66 | 66 | 64 | 95 | 111
1997 | US | NPCC | New England | New England | DCSNC | Net Capacity Resources | 0 | 22977 | 26225 | 26207 | 25915 | 24292 | 24488 | 24451 | 24435 | 24402 | 24330
1997 | US | NPCC | New England | New England | DCSNI | Projected Net Internal Demand | 0 | 21390 | 21880 | 22077 | 22275 | 22475 | 22658 | 22823 | 23008 | 23157 | 23357
1997 | US | NPCC | New England | New England | DCSNO | Net Operable Capacity | 0 | 18192 | 21527 | 21527 | 21271 | 21142 | 21348 | 21348 | 21348 | 21348 | 21348
1997 | US | NPCC | New England | New England | DCSPU | Purchases | 0 | 2011 | 1967 | 1949 | 1949 | 455 | 455 | 424 | 424 | 424 | 424
1997 | US | NPCC | New England | New England | DCSSA | Sales | 0 | 62 | 62 | 62 | 62 | 62 | 62 | 62 | 62 | 62 | 62
1997 | US | NPCC | New England | New England | DCSST | Standby Demand | 0 | 0 | 0 | 0 | 0 | 0 | 0 | 0 | 0 | 0 | 0
1997 | US | NPCC | New England | New England | DCSTI | Projected Total Internal Demand | 0 | 21468 | 21958 | 22155 | 22354 | 22554 | 22737 | 22902 | 23085 | 23268 | 23487
1997 | US | NPCC | New England | New England | DCSTO | Operable Total Internal Capacity | 0 | 21618 | 21527 | 21527 | 21271 | 21142 | 21348 | 21348 | 21348 | 21348 | 21348
1997 | US | NPCC | New England | New England | NGEX | Exports | 1807 | 72 | 316 | 309 | 314 | 312 | 319 | 320 | 316 | 316 | 313
1997 | US | NPCC | New England | New England | NGIG | Internal Generation | 96410 | 104417 | 106798 | 108108 | 110405 | 115059 | 119839 | 121453 | 122881 | 124455 | 126243
1997 | US | NPCC | New England | New England | NGIM | Imports | 20052 | 11576 | 11156 | 11198 | 10281 | 7016 | 3706 | 3500 | 3509 | 3533 | 3545
1997 | US | NPCC | New England | New England | NGIPP | IPPs | 20993 | 21407 | 20768 | 22621 | 22602 | 22633 | 22627 | 22641 | 22635 | 22377 | 21892
1997 | US | NPCC | New England | New England | NGNL | Net Energy for Load | 114655 | 115921 | 117638 | 118997 | 120372 | 121763 | 123226 | 124633 | 126074 | 127672 | 129475
1997 | US | NPCC | New England | New England | NGPRO | Electricity Production | 97059 | 105038 | 107419 | 108729 | 111026 | 115680 | 120460 | 122074 | 123502 | 125076 | 126864
1997 | US | NPCC | New England | New England | NGPSLD | Pumped Storage Load | 2369 | 2306 | 2306 | 2306 | 2306 | 2306 | 2306 | 2306 | 2306 | 2306 | 2306
1997 | US | NPCC | New England | New England | NGPSOT | Pumped Storage Generation | 1720 | 1685 | 1685 | 1685 | 1685 | 1685 | 1685 | 1685 | 1685 | 1685 | 1685
1997 | US | NPCC | New York | New York | CSIPP | IPPs | 5373 | 5372 | 5401 | 5417 | 5415 | 5403 | 5364 | 5361 | 5353 | 5259 | 5182
1997 | US | NPCC | New York | New York | CST | Total Capacity | 35177 | 35138 | 35191 | 34879 | 35648 | 35639 | 35600 | 35597 | 35589 | 35495 | 35418
1997 | US | NPCC | New York | New York | CSTOC | Total Owned Capacity | 29804 | 29766 | 29790 | 29462 | 30233 | 30236 | 30236 | 30236 | 30236 | 30236 | 30236
1997 | US | NPCC | New York | New York | DCSAJ | Adjustments | 0 | -958 | -958 | -958 | -958 | -958 | -958 | -958 | -958 | -958 | -958
1997 | US | NPCC | New York | New York | DCSFP | Full-Responsibility Purchases (portion of total purchases) | 0 | 959 | 959 | 959 | 959 | 959 | 959 | 959 | 959 | 959 | 959
1997 | US | NPCC | New York | New York | DCSFS | Full-Responsibility Sales (portion of total sales) | 0 | 297 | 297 | 297 | 297 | 297 | 297 | 297 | 297 | 297 | 297
1997 | US | NPCC | New York | New York | DCSIC | Inoperable capacity | 0 | 0 | 0 | 0 | 0 | 0 | 0 | 0 | 0 | 0 | 0
1997 | US | NPCC | New York | New York | DCSIN | Internal Demand | 0 | 27560 | 27810 | 28170 | 28520 | 28790 | 29040 | 29380 | 29710 | 30040 | 30320
1997 | US | NPCC | New York | New York | DCSIPP | IPPs | 0 | 5372 | 5401 | 5417 | 5415 | 5403 | 5364 | 5361 | 5353 | 5259 | 5182
1997 | US | NPCC | New York | New York | DCSIT | Interruptible Demand | 0 | 0 | 0 | 0 | 0 | 0 | 0 | 0 | 0 | 0 | 0
1997 | US | NPCC | New York | New York | DCSLM | Direct Control Load Management | 0 | 0 | 0 | 0 | 0 | 0 | 0 | 0 | 0 | 0 | 0
1997 | US | NPCC | New York | New York | DCSNC | Net Capacity Resources | 0 | 35615 | 35659 | 35280 | 36067 | 35755 | 35714 | 35720 | 35368 | 35273 | 35194
1997 | US | NPCC | New York | New York | DCSNI | Projected Net Internal Demand | 0 | 27560 | 27810 | 28170 | 28520 | 28790 | 29040 | 29380 | 29710 | 30040 | 30320
1997 | US | NPCC | New York | New York | DCSNO | Net Operable Capacity | 0 | 29766 | 29790 | 29462 | 30233 | 30236 | 30236 | 30236 | 30236 | 30236 | 30236
1997 | US | NPCC | New York | New York | DCSPU | Purchases | 0 | 2317 | 2317 | 1767 | 1767 | 1467 | 1467 | 1467 | 1067 | 1067 | 1067
1997 | US | NPCC | New York | New York | DCSSA | Sales | 0 | 882 | 891 | 408 | 390 | 393 | 395 | 386 | 330 | 331 | 333
1997 | US | NPCC | New York | New York | DCSST | Standby Demand | 0 | 0 | 0 | 0 | 0 | 0 | 0 | 0 | 0 | 0 | 0
1997 | US | NPCC | New York | New York | DCSTI | Projected Total Internal Demand | 0 | 27560 | 27810 | 28170 | 28520 | 28790 | 29040 | 29380 | 29710 | 30040 | 30320
1997 | US | NPCC | New York | New York | DCSTO | Operable Total Internal Capacity | 0 | 29766 | 29790 | 29462 | 30233 | 30236 | 30236 | 30236 | 30236 | 30236 | 30236
1997 | US | NPCC | New York | New York | NGEX | Exports | 9069 | 6909 | 6908 | 6911 | 6654 | 6650 | 6651 | 5651 | 5636 | 5632 | 5632
1997 | US | NPCC | New York | New York | NGIG | Internal Generation | 143664 | 141933 | 143154 | 145593 | 147268 | 149007 | 150279 | 150898 | 153392 | 155743 | 157451
1997 | US | NPCC | New York | New York | NGIM | Imports | 13875 | 13076 | 13194 | 12458 | 12486 | 12433 | 12512 | 12513 | 11814 | 11099 | 11131
1997 | US | NPCC | New York | New York | NGIPP | IPPs | 33092 | 35091 | 35225 | 35332 | 35731 | 36078 | 36226 | 36452 | 36771 | 36963 | 37199
1997 | US | NPCC | New York | New York | NGNL | Net Energy for Load | 148470 | 148100 | 149440 | 151140 | 153100 | 154790 | 156140 | 157760 | 159570 | 161210 | 162950
1997 | US | NPCC | New York | New York | NGPRO | Electricity Production | 144489 | 142463 | 143720 | 146156 | 147778 | 149522 | 150799 | 151442 | 153994 | 156326 | 158006
1997 | US | NPCC | New York | New York | NGPSLD | Pumped Storage Load | 2506 | 1767 | 1889 | 1875 | 1699 | 1716 | 1734 | 1812 | 2008 | 1943 | 1848
1997 | US | NPCC | New York | New York | NGPSOT | Pumped Storage Generation | 1681 | 1237 | 1323 | 1312 | 1189 | 1201 | 1214 | 1268 | 1406 | 1360 | 1293
1997 | US | SERC | - | - | CSIPP | IPPs | 4430 | 4927 | 5586 | 6302 | 7130 | 8484 | 9144 | 9723 | 10674 | 11480 | 12381
1997 | US | SERC | - | - | CST | Total Capacity | 125254 | 126794 | 127781 | 131566 | 133472 | 136336 | 138876 | 139905 | 142965 | 145556 | 148787
1997 | US | SERC | - | - | CSTOC | Total Owned Capacity | 120824 | 121867 | 122195 | 125264 | 126342 | 127852 | 129732 | 130182 | 132291 | 134076 | 136406
1997 | US | SERC | - | - | DCSAJ | Adjustments | 0 | 0 | 0 | 0 | 0 | 0 | 0 | 0 | 0 | 0 | 0
1997 | US | SERC | - | - | DCSFP | Full-Responsibility Purchases (portion of total purchases) | 0 | 550 | 400 | 400 | 250 | 0 | 0 | 0 | 0 | 0 | 0
1997 | US | SERC | - | - | DCSFS | Full-Responsibility Sales (portion of total sales) | 0 | 1598 | 1598 | 1598 | 1521 | 1521 | 1521 | 1521 | 1521 | 1521 | 1521
1997 | US | SERC | - | - | DCSIC | Inoperable capacity | 0 | 0 | 0 | 0 | 0 | 0 | 0 | 0 | 0 | 0 | 0
1997 | US | SERC | - | - | DCSIN | Internal Demand | 0 | 116004 | 119156 | 121971 | 125198 | 127981 | 130610 | 133087 | 135186 | 138131 | 141237
1997 | US | SERC | - | - | DCSIPP | IPPs | 0 | 4927 | 5586 | 6302 | 7130 | 8484 | 9144 | 9723 | 10674 | 11480 | 12381
1997 | US | SERC | - | - | DCSIT | Interruptible Demand | 0 | 5792 | 6202 | 6416 | 6502 | 6431 | 6378 | 6349 | 6336 | 6317 | 6289
1997 | US | SERC | - | - | DCSLM | Direct Control Load Management | 0 | 1013 | 1012 | 1021 | 1022 | 1033 | 1046 | 1055 | 1067 | 1078 | 1089
1997 | US | SERC | - | - | DCSNC | Net Capacity Resources | 0 | 126196 | 128051 | 131261 | 134281 | 137242 | 140222 | 141367 | 144563 | 147359 | 150942
1997 | US | SERC | - | - | DCSNI | Projected Net Internal Demand | 0 | 109270 | 112064 | 114680 | 117842 | 120713 | 123412 | 125933 | 128050 | 131014 | 134137
1997 | US | SERC | - | - | DCSNO | Net Operable Capacity | 0 | 120498 | 120826 | 123921 | 124999 | 126509 | 128389 | 128839 | 130988 | 132773 | 135103
1997 | US | SERC | - | - | DCSPU | Purchases | 0 | 3983 | 4841 | 4040 | 5077 | 4814 | 5254 | 5270 | 5366 | 5571 | 5923
1997 | US | SERC | - | - | DCSSA | Sales | 0 | 3212 | 3202 | 3002 | 2925 | 2565 | 2565 | 2465 | 2465 | 2465 | 2465
1997 | US | SERC | - | - | DCSST | Standby Demand | 0 | 71 | 122 | 146 | 168 | 196 | 226 | 250 | 267 | 278 | 278
1997 | US | SERC | - | - | DCSTI | Projected Total Internal Demand | 0 | 116075 | 119278 | 122117 | 125366 | 128177 | 130836 | 133337 | 135453 | 138409 | 141515
1997 | US | SERC | - | - | DCSTO | Operable Total Internal Capacity | 0 | 121867 | 122195 | 125264 | 126342 | 127852 | 129732 | 130182 | 132291 | 134076 | 136406
1997 | US | SERC | - | - | NGEX | Exports | 43575 | 23458 | 19329 | 18627 | 21555 | 21746 | 21561 | 21306 | 21302 | 21077 | 20732
1997 | US | SERC | - | - | NGIG | Internal Generation | 590027 | 604457 | 615655 | 627239 | 643299 | 656791 | 669119 | 680933 | 695176 | 710063 | 724823
1997 | US | SERC | - | - | NGIM | Imports | 50488 | 23493 | 23712 | 24471 | 25153 | 25388 | 25003 | 26448 | 26062 | 26600 | 26234
1997 | US | SERC | - | - | NGIPP | IPPs | 14846 | 12153 | 13063 | 13516 | 15137 | 22825 | 24912 | 26125 | 27408 | 32333 | 38231
1997 | US | SERC | - | - | NGNL | Net Energy for Load | 596940 | 604492 | 620038 | 633083 | 646897 | 660433 | 672561 | 686074 | 699934 | 715587 | 730323
1997 | US | SERC | - | - | NGPRO | Electricity Production | 592219 | 606216 | 617491 | 629223 | 645364 | 658817 | 671341 | 683373 | 697737 | 712724 | 727511
1997 | US | SERC | - | - | NGPSLD | Pumped Storage Load | 10714 | 8130 | 8472 | 9131 | 9431 | 9186 | 10069 | 11059 | 11628 | 12060 | 12188
1997 | US | SERC | - | - | NGPSOT | Pumped Storage Generation | 8522 | 6371 | 6636 | 7147 | 7366 | 7160 | 7847 | 8619 | 9067 | 9399 | 9500
1997 | US | SERC | Central | - | CSIPP | IPPs | 0 | 0 | 0 | 0 | 0 | 440 | 440 | 440 | 440 | 440 | 440
1997 | US | SERC | Central | - | CST | Total Capacity | 29566 | 29566 | 29566 | 31216 | 31716 | 32116 | 33366 | 32916 | 33666 | 34166 | 34916
1997 | US | SERC | Central | - | CSTOC | Total Owned Capacity | 29566 | 29566 | 29566 | 31216 | 31716 | 31676 | 32926 | 32476 | 33226 | 33726 | 34476
1997 | US | SERC | Central | - | DCSAJ | Adjustments | 0 | 0 | 0 | 0 | 0 | 0 | 0 | 0 | 0 | 0 | 0
1997 | US | SERC | Central | - | DCSFP | Full-Responsibility Purchases (portion of total purchases) | 0 | 0 | 0 | 0 | 0 | 0 | 0 | 0 | 0 | 0 | 0
1997 | US | SERC | Central | - | DCSFS | Full-Responsibility Sales (portion of total sales) | 0 | 0 | 0 | 0 | 0 | 0 | 0 | 0 | 0 | 0 | 0
1997 | US | SERC | Central | - | DCSIC | Inoperable capacity | 0 | 1289 | 1289 | 1289 | 1289 | 1289 | 1289 | 1289 | 1289 | 1289 | 1289
1997 | US | SERC | Central | - | DCSIN | Internal Demand | 0 | 26783 | 27479 | 28107 | 28656 | 29170 | 29689 | 30205 | 30722 | 31244 | 31752
1997 | US | SERC | Central | - | DCSIPP | IPPs | 0 | 0 | 0 | 0 | 0 | 440 | 440 | 440 | 440 | 440 | 440
1997 | US | SERC | Central | - | DCSIT | Interruptible Demand | 0 | 2370 | 2453 | 2555 | 2600 | 2502 | 2426 | 2370 | 2325 | 2277 | 2248
1997 | US | SERC | Central | - | DCSLM | Direct Control Load Management | 0 | 0 | 0 | 0 | 0 | 0 | 0 | 0 | 0 | 0 | 0
1997 | US | SERC | Central | - | DCSNC | Net Capacity Resources | 0 | 27442 | 27742 | 28992 | 29492 | 30252 | 31502 | 31152 | 31902 | 32402 | 33152
1997 | US | SERC | Central | - | DCSNI | Projected Net Internal Demand | 0 | 24413 | 25026 | 25552 | 26056 | 26668 | 27263 | 27835 | 28397 | 28967 | 29504
1997 | US | SERC | Central | - | DCSNO | Net Operable Capacity | 0 | 28277 | 28277 | 29927 | 30427 | 30387 | 31637 | 31187 | 31937 | 32437 | 33187
1997 | US | SERC | Central | - | DCSPU | Purchases | 0 | 0 | 400 | 0 | 0 | 0 | 0 | 0 | 0 | 0 | 0
1997 | US | SERC | Central | - | DCSSA | Sales | 0 | 835 | 935 | 935 | 935 | 575 | 575 | 475 | 475 | 475 | 475
1997 | US | SERC | Central | - | DCSST | Standby Demand | 0 | 0 | 0 | 0 | 0 | 0 | 0 | 0 | 0 | 0 | 0
1997 | US | SERC | Central | - | DCSTI | Projected Total Internal Demand | 0 | 26783 | 27479 | 28107 | 28656 | 29170 | 29689 | 30205 | 30722 | 31244 | 31752
1997 | US | SERC | Central | - | DCSTO | Operable Total Internal Capacity | 0 | 29566 | 29566 | 31216 | 31716 | 31676 | 32926 | 32476 | 33226 | 33726 | 34476
1997 | US | SERC | Central | - | NGEX | Exports | 13602 | 11354 | 5763 | 4630 | 4943 | 4839 | 4840 | 4770 | 4754 | 4757 | 4758
1997 | US | SERC | Central | - | NGIG | Internal Generation | 156436 | 159285 | 157922 | 160694 | 164253 | 167249 | 170348 | 173375 | 176460 | 179461 | 182251
1997 | US | SERC | Central | - | NGIM | Imports | 5206 | 0 | 0 | 0 | 0 | 0 | 0 | 0 | 0 | 0 | 0
1997 | US | SERC | Central | - | NGIPP | IPPs | 120 | 0 | 0 | 0 | 0 | 3351 | 3097 | 3233 | 3359 | 3233 | 3234
1997 | US | SERC | Central | - | NGNL | Net Energy for Load | 148040 | 147931 | 152159 | 156064 | 159310 | 162410 | 165508 | 168605 | 171704 | 174706 | 177491
1997 | US | SERC | Central | - | NGPRO | Electricity Production | 157114 | 159854 | 158525 | 161309 | 164857 | 167698 | 170872 | 173923 | 177064 | 180046 | 182900
1997 | US | SERC | Central | - | NGPSLD | Pumped Storage Load | 3132 | 2716 | 2884 | 2945 | 2891 | 2098 | 2469 | 2610 | 2879 | 2792 | 3102
1997 | US | SERC | Central | - | NGPSOT | Pumped Storage Generation | 2454 | 2147 | 2281 | 2330 | 2287 | 1649 | 1945 | 2062 | 2275 | 2207 | 2453
1997 | US | SERC | Southeastern | - | CSIPP | IPPs | 323 | 823 | 1419 | 2122 | 2950 | 3931 | 4623 | 5365 | 6116 | 6925 | 7826
1997 | US | SERC | Southeastern | - | CST | Total Capacity | 40103 | 40747 | 41569 | 42298 | 43126 | 44357 | 45049 | 46041 | 46792 | 47601 | 48727
1997 | US | SERC | Southeastern | - | CSTOC | Total Owned Capacity | 39780 | 39924 | 40150 | 40176 | 40176 | 40426 | 40426 | 40676 | 40676 | 40676 | 40901
1997 | US | SERC | Southeastern | - | DCSAJ | Adjustments | 0 | 0 | 0 | 0 | 0 | 0 | 0 | 0 | 0 | 0 | 0
1997 | US | SERC | Southeastern | - | DCSFP | Full-Responsibility Purchases (portion of total purchases) | 0 | 550 | 400 | 400 | 250 | 0 | 0 | 0 | 0 | 0 | 0
1997 | US | SERC | Southeastern | - | DCSFS | Full-Responsibility Sales (portion of total sales) | 0 | 1598 | 1598 | 1598 | 1521 | 1521 | 1521 | 1521 | 1521 | 1521 | 1521
1997 | US | SERC | Southeastern | - | DCSIC | Inoperable capacity | 0 | 0 | 0 | 0 | 0 | 0 | 0 | 0 | 0 | 0 | 0
1997 | US | SERC | Southeastern | - | DCSIN | Internal Demand | 0 | 38152 | 39301 | 40314 | 41279 | 42259 | 43187 | 44155 | 45132 | 46222 | 47369
1997 | US | SERC | Southeastern | - | DCSIPP | IPPs | 0 | 823 | 1419 | 2122 | 2950 | 3931 | 4623 | 5365 | 6116 | 6925 | 7826
1997 | US | SERC | Southeastern | - | DCSIT | Interruptible Demand | 0 | 1835 | 2041 | 2162 | 2186 | 2211 | 2232 | 2256 | 2284 | 2311 | 2311
1997 | US | SERC | Southeastern | - | DCSLM | Direct Control Load Management | 0 | 31 | 15 | 9 | 3 | 3 | 3 | 3 | 3 | 3 | 3
1997 | US | SERC | Southeastern | - | DCSNC | Net Capacity Resources | 0 | 41014 | 41844 | 42297 | 43139 | 43957 | 44739 | 45372 | 46219 | 47123 | 48234
1997 | US | SERC | Southeastern | - | DCSNI | Projected Net Internal Demand | 0 | 36357 | 37367 | 38289 | 39258 | 40241 | 41178 | 42146 | 43112 | 44186 | 45333
1997 | US | SERC | Southeastern | - | DCSNO | Net Operable Capacity | 0 | 39924 | 40150 | 40176 | 40176 | 40426 | 40426 | 40676 | 40676 | 40676 | 40901
1997 | US | SERC | Southeastern | - | DCSPU | Purchases | 0 | 1865 | 1873 | 1597 | 1534 | 1121 | 1211 | 852 | 948 | 1043 | 1028
1997 | US | SERC | Southeastern | - | DCSSA | Sales | 0 | 1598 | 1598 | 1598 | 1521 | 1521 | 1521 | 1521 | 1521 | 1521 | 1521
1997 | US | SERC | Southeastern | - | DCSST | Standby Demand | 0 | 71 | 122 | 146 | 168 | 196 | 226 | 250 | 267 | 278 | 278
1997 | US | SERC | Southeastern | - | DCSTI | Projected Total Internal Demand | 0 | 38223 | 39423 | 40460 | 41447 | 42455 | 43413 | 44405 | 45399 | 46500 | 47647
1997 | US | SERC | Southeastern | - | DCSTO | Operable Total Internal Capacity | 0 | 39924 | 40150 | 40176 | 40176 | 40426 | 40426 | 40676 | 40676 | 40676 | 40901
1997 | US | SERC | Southeastern | - | NGEX | Exports | 3628 | 10079 | 10811 | 10879 | 12565 | 12312 | 12311 | 12312 | 12346 | 12312 | 12311
1997 | US | SERC | Southeastern | - | NGIG | Internal Generation | 181272 | 199835 | 205383 | 207868 | 212982 | 216498 | 219664 | 223685 | 227691 | 231855 | 237186
1997 | US | SERC | Southeastern | - | NGIM | Imports | 10971 | 5238 | 5151 | 5403 | 5607 | 5179 | 4763 | 4545 | 4935 | 5226 | 4635
1997 | US | SERC | Southeastern | - | NGIPP | IPPs | 132 | 409 | 785 | 1041 | 1326 | 5256 | 6796 | 7185 | 8318 | 13071 | 18022
1997 | US | SERC | Southeastern | - | NGNL | Net Energy for Load | 188615 | 194994 | 199723 | 202392 | 206024 | 209365 | 212116 | 215918 | 220280 | 224769 | 229510
1997 | US | SERC | Southeastern | - | NGPRO | Electricity Production | 181544 | 200139 | 205714 | 208227 | 213358 | 216862 | 220032 | 224087 | 228089 | 232258 | 237563
1997 | US | SERC | Southeastern | - | NGPSLD | Pumped Storage Load | 1636 | 1417 | 1506 | 1629 | 1712 | 1633 | 1656 | 1783 | 1803 | 1805 | 1681
1997 | US | SERC | Southeastern | - | NGPSOT | Pumped Storage Generation | 1364 | 1113 | 1175 | 1270 | 1336 | 1269 | 1288 | 1381 | 1405 | 1402 | 1304
1997 | US | SERC | VACAR | - | CSIPP | IPPs | 4107 | 4104 | 4167 | 4180 | 4180 | 4113 | 4081 | 3918 | 4118 | 4115 | 4115
1997 | US | SERC | VACAR | - | CST | Total Capacity | 55585 | 56481 | 56646 | 58052 | 58630 | 59863 | 60461 | 60948 | 62507 | 63789 | 65144
1997 | US | SERC | VACAR | - | CSTOC | Total Owned Capacity | 51478 | 52377 | 52479 | 53872 | 54450 | 55750 | 56380 | 57030 | 58389 | 59674 | 61029
1997 | US | SERC | VACAR | - | DCSAJ | Adjustments | 0 | 0 | 0 | 0 | 0 | 0 | 0 | 0 | 0 | 0 | 0
1997 | US | SERC | VACAR | - | DCSFP | Full-Responsibility Purchases (portion of total purchases) | 0 | 0 | 0 | 0 | 0 | 0 | 0 | 0 | 0 | 0 | 0
1997 | US | SERC | VACAR | - | DCSFS | Full-Responsibility Sales (portion of total sales) | 0 | 0 | 0 | 0 | 0 | 0 | 0 | 0 | 0 | 0 | 0
1997 | US | SERC | VACAR | - | DCSIC | Inoperable capacity | 0 | 80 | 80 | 54 | 54 | 54 | 54 | 54 | 14 | 14 | 14
1997 | US | SERC | VACAR | - | DCSIN | Internal Demand | 0 | 51069 | 52376 | 53550 | 55263 | 56552 | 57734 | 58727 | 59332 | 60665 | 62116
1997 | US | SERC | VACAR | - | DCSIPP | IPPs | 0 | 4104 | 4167 | 4180 | 4180 | 4113 | 4081 | 3918 | 4118 | 4115 | 4115
1997 | US | SERC | VACAR | - | DCSIT | Interruptible Demand | 0 | 1587 | 1708 | 1699 | 1716 | 1718 | 1720 | 1723 | 1727 | 1729 | 1730
1997 | US | SERC | VACAR | - | DCSLM | Direct Control Load Management | 0 | 982 | 997 | 1012 | 1019 | 1030 | 1043 | 1052 | 1064 | 1075 | 1086
1997 | US | SERC | VACAR | - | DCSNC | Net Capacity Resources | 0 | 57740 | 58465 | 59972 | 61650 | 63033 | 63981 | 64843 | 66442 | 67834 | 69556
1997 | US | SERC | VACAR | - | DCSNI | Projected Net Internal Demand | 0 | 48500 | 49671 | 50839 | 52528 | 53804 | 54971 | 55952 | 56541 | 57861 | 59300
1997 | US | SERC | VACAR | - | DCSNO | Net Operable Capacity | 0 | 52297 | 52399 | 53818 | 54396 | 55696 | 56326 | 56976 | 58375 | 59660 | 61015
1997 | US | SERC | VACAR | - | DCSPU | Purchases | 0 | 2118 | 2568 | 2443 | 3543 | 3693 | 4043 | 4418 | 4418 | 4528 | 4895
1997 | US | SERC | VACAR | - | DCSSA | Sales | 0 | 779 | 669 | 469 | 469 | 469 | 469 | 469 | 469 | 469 | 469
1997 | US | SERC | VACAR | - | DCSST | Standby Demand | 0 | 0 | 0 | 0 | 0 | 0 | 0 | 0 | 0 | 0 | 0
1997 | US | SERC | VACAR | - | DCSTI | Projected Total Internal Demand | 0 | 51069 | 52376 | 53550 | 55263 | 56552 | 57734 | 58727 | 59332 | 60665 | 62116
1997 | US | SERC | VACAR | - | DCSTO | Operable Total Internal Capacity | 0 | 52377 | 52479 | 53872 | 54450 | 55750 | 56380 | 57030 | 58389 | 59674 | 61029
1997 | US | SERC | VACAR | - | NGEX | Exports | 26345 | 2025 | 2755 | 3118 | 4047 | 4595 | 4410 | 4224 | 4202 | 4008 | 3663
1997 | US | SERC | VACAR | - | NGIG | Internal Generation | 252319 | 245337 | 252350 | 258677 | 266064 | 273044 | 279107 | 283874 | 291027 | 298746 | 305388
1997 | US | SERC | VACAR | - | NGIM | Imports | 34311 | 18255 | 18561 | 19068 | 19546 | 20209 | 20240 | 21903 | 21127 | 21374 | 21599
1997 | US | SERC | VACAR | - | NGIPP | IPPs | 14594 | 11744 | 12278 | 12475 | 13811 | 14218 | 15019 | 15707 | 15731 | 16029 | 16975
1997 | US | SERC | VACAR | - | NGNL | Net Energy for Load | 260285 | 261567 | 268156 | 274627 | 281563 | 288658 | 294937 | 301551 | 307950 | 316112 | 323322
1997 | US | SERC | VACAR | - | NGPRO | Electricity Production | 253561 | 246223 | 253252 | 259687 | 267149 | 274257 | 280437 | 285364 | 292586 | 300419 | 307050
1997 | US | SERC | VACAR | - | NGPSLD | Pumped Storage Load | 5946 | 3997 | 4082 | 4557 | 4828 | 5455 | 5944 | 6666 | 6946 | 7463 | 7405
1997 | US | SERC | VACAR | - | NGPSOT | Pumped Storage Generation | 4704 | 3111 | 3180 | 3547 | 3743 | 4242 | 4614 | 5176 | 5387 | 5790 | 5743
1997 | US | SPP | - | - | CSIPP | IPPs | 808 | 808 | 918 | 998 | 998 | 998 | 998 | 998 | 998 | 998 | 998
1997 | US | SPP | - | - | CST | Total Capacity | 69290 | 69966 | 70125 | 70498 | 70867 | 71376 | 71658 | 71830 | 72342 | 72666 | 73040
1997 | US | SPP | - | - | CSTOC | Total Owned Capacity | 68482 | 69158 | 69207 | 69500 | 69869 | 70378 | 70660 | 70832 | 71344 | 71668 | 72042
1997 | US | SPP | - | - | DCSAJ | Adjustments | 0 | 0 | 0 | 0 | 0 | 0 | 0 | 0 | 0 | 0 | 0
1997 | US | SPP | - | - | DCSFP | Full-Responsibility Purchases (portion of total purchases) | 0 | 2601 | 2521 | 2552 | 2619 | 2597 | 2612 | 2626 | 2644 | 2660 | 2806
1997 | US | SPP | - | - | DCSFS | Full-Responsibility Sales (portion of total sales) | 0 | 1908 | 1917 | 2282 | 2287 | 2341 | 2366 | 2409 | 2456 | 2449 | 4253
1997 | US | SPP | - | - | DCSIC | Inoperable capacity | 0 | 619 | 179 | 179 | 111 | 111 | 111 | 111 | 111 | 111 | 111
1997 | US | SPP | - | - | DCSIN | Internal Demand | 0 | 61691 | 62612 | 62959 | 64141 | 65299 | 66300 | 67452 | 68512 | 69770 | 70723
1997 | US | SPP | - | - | DCSIPP | IPPs | 0 | 808 | 918 | 998 | 998 | 998 | 998 | 998 | 998 | 998 | 998
1997 | US | SPP | - | - | DCSIT | Interruptible Demand | 0 | 2456 | 2399 | 2380 | 2595 | 2737 | 2739 | 2840 | 2800 | 2778 | 1782
1997 | US | SPP | - | - | DCSLM | Direct Control Load Management | 0 | 353 | 362 | 362 | 362 | 362 | 362 | 362 | 362 | 362 | 362
1997 | US | SPP | - | - | DCSNC | Net Capacity Resources | 0 | 69344 | 70029 | 70809 | 71346 | 72214 | 72872 | 73688 | 74497 | 75515 | 75893
1997 | US | SPP | - | - | DCSNI | Projected Net Internal Demand | 0 | 59017 | 60047 | 60441 | 61408 | 62425 | 63447 | 64528 | 65644 | 66953 | 68924
1997 | US | SPP | - | - | DCSNO | Net Operable Capacity | 0 | 68539 | 69028 | 69321 | 69758 | 70267 | 70549 | 70721 | 71233 | 71557 | 71931
1997 | US | SPP | - | - | DCSPU | Purchases | 0 | 7491 | 7332 | 7447 | 7004 | 7257 | 7722 | 8406 | 8766 | 9477 | 9523
1997 | US | SPP | - | - | DCSSA | Sales | 0 | 7494 | 7249 | 6957 | 6414 | 6308 | 6397 | 6437 | 6500 | 6517 | 6559
1997 | US | SPP | - | - | DCSST | Standby Demand | 0 | 135 | 196 | 224 | 224 | 225 | 248 | 278 | 294 | 323 | 345
1997 | US | SPP | - | - | DCSTI | Projected Total Internal Demand | 0 | 61826 | 62808 | 63183 | 64365 | 65524 | 66548 | 67730 | 68806 | 70093 | 71068
1997 | US | SPP | - | - | DCSTO | Operable Total Internal Capacity | 0 | 69158 | 69207 | 69500 | 69869 | 70378 | 70660 | 70832 | 71344 | 71668 | 72042
1997 | US | SPP | - | - | NGEX | Exports | 43397 | 44258 | 43552 | 42378 | 41961 | 40661 | 39579 | 40309 | 40459 | 38327 | 37816
1997 | US | SPP | - | - | NGIG | Internal Generation | 290904 | 287511 | 288389 | 289272 | 294698 | 298364 | 301844 | 306176 | 310859 | 312870 | 313051
1997 | US | SPP | - | - | NGIM | Imports | 59184 | 62019 | 63499 | 63078 | 64019 | 65166 | 65393 | 66780 | 65926 | 69845 | 73956
1997 | US | SPP | - | - | NGIPP | IPPs | 1822 | 109 | 180 | 224 | 121 | 255 | 127 | 143 | 201 | 158 | 257
1997 | US | SPP | - | - | NGNL | Net Energy for Load | 306691 | 305272 | 308336 | 309972 | 316756 | 322869 | 327658 | 332647 | 336326 | 344388 | 349191
1997 | US | SPP | - | - | NGPRO | Electricity Production | 290984 | 287571 | 288449 | 289332 | 294758 | 298424 | 301904 | 306236 | 310919 | 312930 | 313111
1997 | US | SPP | - | - | NGPSLD | Pumped Storage Load | 196 | 140 | 140 | 140 | 140 | 140 | 140 | 140 | 140 | 140 | 140
1997 | US | SPP | - | - | NGPSOT | Pumped Storage Generation | 116 | 80 | 80 | 80 | 80 | 80 | 80 | 80 | 80 | 80 | 80
1997 | US | WECC | - | - | CSIPP | IPPs | 10657 | 10626 | 10628 | 10887 | 10881 | 10883 | 10808 | 10805 | 10735 | 10737 | 10689
1997 | US | WECC | - | - | CST | Total Capacity | 133776 | 134867 | 135402 | 136103 | 135920 | 136231 | 136298 | 136654 | 137019 | 137401 | 137895
1997 | US | WECC | - | - | CSTOC | Total Owned Capacity | 123119 | 124241 | 124774 | 125216 | 125039 | 125348 | 125490 | 125849 | 126284 | 126664 | 127206
1997 | US | WECC | - | - | DCSAJ | Adjustments | 0 | 0 | 0 | 0 | 0 | 0 | 0 | 0 | 0 | 0 | 0
1997 | US | WECC | - | - | DCSFP | Full-Responsibility Purchases (portion of total purchases) | 0 | 396 | 446 | 471 | 496 | 521 | 471 | 471 | 471 | 471 | 396
1997 | US | WECC | - | - | DCSFS | Full-Responsibility Sales (portion of total sales) | 0 | 200 | 337 | 831 | 794 | 794 | 794 | 1447 | 1447 | 1447 | 1447
1997 | US | WECC | - | - | DCSIC | Inoperable capacity | 0 | 14 | 14 | 14 | 14 | 14 | 14 | 14 | 14 | 14 | 14
1997 | US | WECC | - | - | DCSIN | Internal Demand | 0 | 105731 | 107612 | 109660 | 111175 | 113022 | 115106 | 117274 | 119471 | 121668 | 123923
1997 | US | WECC | - | - | DCSIPP | IPPs | 0 | 10626 | 10628 | 10887 | 10881 | 10883 | 10808 | 10805 | 10735 | 10737 | 10689
1997 | US | WECC | - | - | DCSIT | Interruptible Demand | 0 | 1279 | 1088 | 1050 | 1043 | 1007 | 1002 | 1004 | 1029 | 1017 | 1009
1997 | US | WECC | - | - | DCSLM | Direct Control Load Management | 0 | 2724 | 2711 | 2720 | 2720 | 2720 | 2720 | 2720 | 2720 | 2720 | 2720
1997 | US | WECC | - | - | DCSNC | Net Capacity Resources | 0 | 135049 | 135497 | 135729 | 135608 | 135944 | 135961 | 135664 | 136029 | 136411 | 136830
1997 | US | WECC | - | - | DCSNI | Projected Net Internal Demand | 0 | 101728 | 103813 | 105890 | 107412 | 109295 | 111384 | 113550 | 115722 | 117931 | 120194
1997 | US | WECC | - | - | DCSNO | Net Operable Capacity | 0 | 124227 | 124760 | 125202 | 125025 | 125334 | 125476 | 125835 | 126270 | 126650 | 127192
1997 | US | WECC | - | - | DCSPU | Purchases | 0 | 396 | 446 | 471 | 496 | 521 | 471 | 471 | 471 | 471 | 396
1997 | US | WECC | - | - | DCSSA | Sales | 0 | 200 | 337 | 831 | 794 | 794 | 794 | 1447 | 1447 | 1447 | 1447
1997 | US | WECC | - | - | DCSST | Standby Demand | 0 | 0 | 0 | 0 | 0 | 0 | 0 | 0 | 0 | 0 | 0
1997 | US | WECC | - | - | DCSTI | Projected Total Internal Demand | 0 | 105731 | 107612 | 109660 | 111175 | 113022 | 115106 | 117274 | 119471 | 121668 | 123923
1997 | US | WECC | - | - | DCSTO | Operable Total Internal Capacity | 0 | 124241 | 124774 | 125216 | 125039 | 125348 | 125490 | 125849 | 126284 | 126664 | 127206
1997 | US | WECC | - | - | NGEX | Exports | 8131 | 1311 | 1553 | 4322 | 4756 | 4582 | 4649 | 6320 | 6802 | 6782 | 6554
1997 | US | WECC | - | - | NGIG | Internal Generation | 610226 | 582039 | 590094 | 596952 | 603605 | 607914 | 613006 | 616997 | 625163 | 626441 | 629625
1997 | US | WECC | - | - | NGIM | Imports | 9555 | 41437 | 44295 | 52517 | 55867 | 60668 | 67429 | 77251 | 82951 | 93128 | 102626
1997 | US | WECC | - | - | NGIPP | IPPs | 70917 | 74535 | 74911 | 77225 | 77906 | 77786 | 77802 | 77749 | 77382 | 77258 | 77033
1997 | US | WECC | - | - | NGNL | Net Energy for Load | 611650 | 622165 | 632836 | 645147 | 654716 | 664000 | 675786 | 687928 | 701312 | 712787 | 725697
1997 | US | WECC | - | - | NGPRO | Electricity Production | 608731 | 580073 | 587934 | 594252 | 600824 | 605258 | 610244 | 614403 | 622568 | 623776 | 626962
1997 | US | WECC | - | - | NGPSLD | Pumped Storage Load | 3441 | 1544 | 1461 | 1413 | 1469 | 1585 | 1552 | 1777 | 1746 | 1611 | 1623
1997 | US | WECC | - | - | NGPSOT | Pumped Storage Generation | 4936 | 3510 | 3621 | 4113 | 4250 | 4241 | 4314 | 4371 | 4341 | 4276 | 4286
1997 | US | WECC | AZN | - | CSIPP | IPPs | 0 | 0 | 1 | 5 | 10 | 15 | 20 | 23 | 25 | 26 | 26
1997 | US | WECC | AZN | - | CST | Total Capacity | 15970 | 15968 | 15980 | 16062 | 16071 | 16162 | 16168 | 16298 | 16448 | 16725 | 17086
1997 | US | WECC | AZN | - | CSTOC | Total Owned Capacity | 15970 | 15968 | 15979 | 16057 | 16061 | 16147 | 16148 | 16275 | 16423 | 16699 | 17060
1997 | US | WECC | AZN | - | DCSAJ | Adjustments | 0 | 4277 | 4277 | 4277 | 4277 | 4277 | 4276 | 4277 | 4277 | 4277 | 4277
1997 | US | WECC | AZN | - | DCSFP | Full-Responsibility Purchases (portion of total purchases) | 0 | 1293 | 1343 | 1577 | 1631 | 1561 | 1725 | 1741 | 1752 | 1642 | 987
1997 | US | WECC | AZN | - | DCSFS | Full-Responsibility Sales (portion of total sales) | 0 | 681 | 446 | 246 | 246 | 116 | 116 | 116 | 116 | 116 | 116
1997 | US | WECC | AZN | - | DCSIC | Inoperable capacity | 0 | 0 | 0 | 0 | 0 | 0 | 0 | 0 | 0 | 0 | 0
1997 | US | WECC | AZN | - | DCSIN | Internal Demand | 0 | 15208 | 15635 | 16040 | 16438 | 16804 | 17192 | 17582 | 17983 | 18369 | 18748
1997 | US | WECC | AZN | - | DCSIPP | IPPs | 0 | 0 | 1 | 5 | 10 | 15 | 20 | 23 | 25 | 26 | 26
1997 | US | WECC | AZN | - | DCSIT | Interruptible Demand | 0 | 556 | 512 | 466 | 468 | 417 | 420 | 421 | 422 | 423 | 425
1997 | US | WECC | AZN | - | DCSLM | Direct Control Load Management | 0 | 0 | 0 | 0 | 0 | 0 | 0 | 0 | 0 | 0 | 0
1997 | US | WECC | AZN | - | DCSNC | Net Capacity Resources | 0 | 17527 | 18008 | 18767 | 19044 | 19350 | 19796 | 20024 | 20396 | 20688 | 20786
1997 | US | WECC | AZN | - | DCSNI | Projected Net Internal Demand | 0 | 14652 | 15123 | 15574 | 15970 | 16387 | 16772 | 17161 | 17561 | 17946 | 18323
1997 | US | WECC | AZN | - | DCSNO | Net Operable Capacity | 0 | 15968 | 15979 | 16057 | 16061 | 16147 | 16148 | 16275 | 16423 | 16699 | 17060
1997 | US | WECC | AZN | - | DCSPU | Purchases | 0 | 2787 | 3021 | 3498 | 3766 | 3851 | 4292 | 4389 | 4611 | 4626 | 4363
1997 | US | WECC | AZN | - | DCSSA | Sales | 0 | 5505 | 5270 | 5070 | 5070 | 4940 | 4940 | 4940 | 4940 | 4940 | 4940
1997 | US | WECC | AZN | - | DCSST | Standby Demand | 0 | 0 | 0 | 0 | 0 | 0 | 0 | 0 | 0 | 0 | 0
1997 | US | WECC | AZN | - | DCSTI | Projected Total Internal Demand | 0 | 15208 | 15635 | 16040 | 16438 | 16804 | 17192 | 17582 | 17983 | 18369 | 18748
1997 | US | WECC | AZN | - | DCSTO | Operable Total Internal Capacity | 0 | 15968 | 15979 | 16057 | 16061 | 16147 | 16148 | 16275 | 16423 | 16699 | 17060
1997 | US | WECC | AZN | - | NGEX | Exports | 12362 | 2072 | 2048 | 1236 | 1240 | 1209 | 1327 | 1327 | 1333 | 1241 | 1180
1997 | US | WECC | AZN | - | NGIG | Internal Generation | 77467 | 75482 | 77334 | 77283 | 78730 | 79767 | 81161 | 83016 | 85020 | 86546 | 88898
1997 | US | WECC | AZN | - | NGIM | Imports | 14142 | 6051 | 6475 | 7762 | 7923 | 8796 | 9546 | 9692 | 9746 | 10109 | 9661
1997 | US | WECC | AZN | - | NGIPP | IPPs | 22 | 0 | 7 | 35 | 71 | 105 | 133 | 154 | 168 | 175 | 183
1997 | US | WECC | AZN | - | NGNL | Net Energy for Load | 79247 | 79461 | 81761 | 83809 | 85413 | 87354 | 89380 | 91381 | 93433 | 95414 | 97379
1997 | US | WECC | AZN | - | NGPRO | Electricity Production | 77466 | 75495 | 77333 | 77301 | 78741 | 79781 | 81177 | 83035 | 85039 | 86570 | 88920
1997 | US | WECC | AZN | - | NGPSLD | Pumped Storage Load | 124 | 46 | 42 | 61 | 37 | 46 | 54 | 64 | 63 | 80 | 74
1997 | US | WECC | AZN | - | NGPSOT | Pumped Storage Generation | 125 | 33 | 43 | 43 | 26 | 32 | 38 | 45 | 44 | 56 | 52
1997 | US | WECC | CNV | - | CSIPP | IPPs | 7951 | 7937 | 7938 | 7940 | 7942 | 7944 | 7945 | 7947 | 7949 | 7950 | 7952
1997 | US | WECC | CNV | - | CST | Total Capacity | 56665 | 56866 | 57019 | 57037 | 56694 | 56697 | 56697 | 56745 | 56749 | 56750 | 56752
1997 | US | WECC | CNV | - | CSTOC | Total Owned Capacity | 48714 | 48929 | 49081 | 49097 | 48752 | 48753 | 48752 | 48798 | 48800 | 48800 | 48800
1997 | US | WECC | CNV | - | DCSAJ | Adjustments | 0 | -4211 | -4211 | -4211 | -4211 | -4211 | -4211 | -4211 | -4211 | -4211 | -4211
1997 | US | WECC | CNV | - | DCSFP | Full-Responsibility Purchases (portion of total purchases) | 0 | 3377 | 3152 | 3062 | 2712 | 2582 | 2582 | 2582 | 2582 | 2437 | 2437
1997 | US | WECC | CNV | - | DCSFS | Full-Responsibility Sales (portion of total sales) | 0 | 131 | 131 | 131 | 131 | 131 | 131 | 131 | 131 | 21 | 21
1997 | US | WECC | CNV | - | DCSIC | Inoperable capacity | 0 | 0 | 0 | 0 | 0 | 0 | 0 | 0 | 0 | 0 | 0
1997 | US | WECC | CNV | - | DCSIN | Internal Demand | 0 | 51265 | 52073 | 53026 | 53544 | 54335 | 55337 | 56419 | 57486 | 58594 | 59803
1997 | US | WECC | CNV | - | DCSIPP | IPPs | 0 | 7937 | 7938 | 7940 | 7942 | 7944 | 7945 | 7947 | 7949 | 7950 | 7952
1997 | US | WECC | CNV | - | DCSIT | Interruptible Demand | 0 | 149 | 0 | 0 | 0 | 0 | 0 | 0 | 0 | 0 | 0
1997 | US | WECC | CNV | - | DCSLM | Direct Control Load Management | 0 | 2667 | 2643 | 2643 | 2643 | 2643 | 2643 | 2643 | 2643 | 2643 | 2643
1997 | US | WECC | CNV | - | DCSNC | Net Capacity Resources | 0 | 61439 | 62052 | 62960 | 62642 | 63637 | 64399 | 65201 | 66239 | 66911 | 67666
1997 | US | WECC | CNV | - | DCSNI | Projected Net Internal Demand | 0 | 48449 | 49430 | 50383 | 50901 | 51692 | 52694 | 53776 | 54843 | 55951 | 57160
1997 | US | WECC | CNV | - | DCSNO | Net Operable Capacity | 0 | 48929 | 49081 | 49097 | 48752 | 48753 | 48752 | 48798 | 48800 | 48800 | 48800
1997 | US | WECC | CNV | - | DCSPU | Purchases | 0 | 9484 | 9944 | 10834 | 10859 | 11851 | 12613 | 13367 | 14401 | 14962 | 15715
1997 | US | WECC | CNV | - | DCSSA | Sales | 0 | 700 | 700 | 700 | 700 | 700 | 700 | 700 | 700 | 590 | 590
1997 | US | WECC | CNV | - | DCSST | Standby Demand | 0 | 0 | 0 | 0 | 0 | 0 | 0 | 0 | 0 | 0 | 0
1997 | US | WECC | CNV | - | DCSTI | Projected Total Internal Demand | 0 | 51265 | 52073 | 53026 | 53544 | 54335 | 55337 | 56419 | 57486 | 58594 | 59803
1997 | US | WECC | CNV | - | DCSTO | Operable Total Internal Capacity | 0 | 48929 | 49081 | 49097 | 48752 | 48753 | 48752 | 48798 | 48800 | 48800 | 48800
1997 | US | WECC | CNV | - | NGEX | Exports | 6477 | 2494 | 2404 | 2434 | 2462 | 1746 | 1758 | 1765 | 1772 | 1651 | 1548
1997 | US | WECC | CNV | - | NGIG | Internal Generation | 218720 | 228138 | 231055 | 234783 | 238314 | 240968 | 243813 | 246006 | 249932 | 249779 | 250211
1997 | US | WECC | CNV | - | NGIM | Imports | 45730 | 35545 | 36236 | 37599 | 36952 | 37441 | 39741 | 43186 | 44837 | 50592 | 56097
1997 | US | WECC | CNV | - | NGIPP | IPPs | 56202 | 56577 | 56989 | 57237 | 57519 | 57345 | 57300 | 57494 | 57340 | 57323 | 57197
1997 | US | WECC | CNV | - | NGNL | Net Energy for Load | 257973 | 261189 | 264887 | 269948 | 272804 | 276663 | 281796 | 287427 | 292997 | 298720 | 304760
1997 | US | WECC | CNV | - | NGPRO | Electricity Production | 217091 | 226149 | 228878 | 232047 | 235501 | 238264 | 240976 | 243312 | 247231 | 246998 | 247428
1997 | US | WECC | CNV | - | NGPSLD | Pumped Storage Load | 2795 | 1317 | 1219 | 1154 | 1226 | 1299 | 1186 | 1338 | 1291 | 1126 | 1126
1997 | US | WECC | CNV | - | NGPSOT | Pumped Storage Generation | 4424 | 3306 | 3396 | 3890 | 4039 | 4003 | 4023 | 4032 | 3992 | 3907 | 3909
1997 | US | WECC | NWPP | - | CSIPP | IPPs | 2086 | 2105 | 2107 | 2360 | 2360 | 2360 | 2360 | 2360 | 2360 | 2360 | 2360
1997 | US | WECC | NWPP | - | CST | Total Capacity | 51197 | 51953 | 52205 | 52563 | 52637 | 52650 | 52726 | 52730 | 52730 | 52730 | 52730
1997 | US | WECC | NWPP | - | CSTOC | Total Owned Capacity | 49111 | 49848 | 50098 | 50203 | 50277 | 50290 | 50366 | 50370 | 50370 | 50370 | 50370
1997 | US | WECC | NWPP | - | DCSAJ | Adjustments | 0 | -591 | -591 | -587 | -587 | -587 | -587 | -587 | -587 | -587 | -587
1997 | US | WECC | NWPP | - | DCSFP | Full-Responsibility Purchases (portion of total purchases) | 0 | 674 | 687 | 687 | 687 | 687 | 687 | 687 | 687 | 667 | 667
1997 | US | WECC | NWPP | - | DCSFS | Full-Responsibility Sales (portion of total sales) | 0 | 3806 | 3937 | 4782 | 4673 | 4325 | 4530 | 5183 | 5183 | 4958 | 4378
1997 | US | WECC | NWPP | - | DCSIC | Inoperable capacity | 0 | 14 | 14 | 14 | 14 | 14 | 14 | 14 | 14 | 14 | 14
1997 | US | WECC | NWPP | - | DCSIN | Internal Demand | 0 | 31912 | 32338 | 32942 | 33390 | 33943 | 34468 | 35000 | 35531 | 36083 | 36608
1997 | US | WECC | NWPP | - | DCSIPP | IPPs | 0 | 2105 | 2107 | 2360 | 2360 | 2360 | 2360 | 2360 | 2360 | 2360 | 2360
1997 | US | WECC | NWPP | - | DCSIT | Interruptible Demand | 0 | 382 | 376 | 383 | 380 | 383 | 380 | 384 | 380 | 382 | 379
1997 | US | WECC | NWPP | - | DCSLM | Direct Control Load Management | 0 | 0 | 0 | 0 | 0 | 0 | 0 | 0 | 0 | 0 | 0
1997 | US | WECC | NWPP | - | DCSNC | Net Capacity Resources | 0 | 48807 | 48941 | 48454 | 48637 | 48998 | 48869 | 48220 | 48220 | 48425 | 49005
1997 | US | WECC | NWPP | - | DCSNI | Projected Net Internal Demand | 0 | 31530 | 31962 | 32559 | 33010 | 33560 | 34088 | 34616 | 35151 | 35701 | 36229
1997 | US | WECC | NWPP | - | DCSNO | Net Operable Capacity | 0 | 49834 | 50084 | 50189 | 50263 | 50276 | 50352 | 50356 | 50356 | 50356 | 50356
1997 | US | WECC | NWPP | - | DCSPU | Purchases | 0 | 1743 | 1756 | 1756 | 1756 | 1756 | 1756 | 1756 | 1756 | 1736 | 1736
1997 | US | WECC | NWPP | - | DCSSA | Sales | 0 | 4284 | 4415 | 5264 | 5155 | 4807 | 5012 | 5665 | 5665 | 5440 | 4860
1997 | US | WECC | NWPP | - | DCSST | Standby Demand | 0 | 0 | 0 | 0 | 0 | 0 | 0 | 0 | 0 | 0 | 0
1997 | US | WECC | NWPP | - | DCSTI | Projected Total Internal Demand | 0 | 31912 | 32338 | 32942 | 33390 | 33943 | 34468 | 35000 | 35531 | 36083 | 36608
1997 | US | WECC | NWPP | - | DCSTO | Operable Total Internal Capacity | 0 | 49848 | 50098 | 50203 | 50277 | 50290 | 50366 | 50370 | 50370 | 50370 | 50370
1997 | US | WECC | NWPP | - | NGEX | Exports | 52442 | 14732 | 14835 | 18514 | 18673 | 18330 | 18616 | 20328 | 20801 | 20024 | 19814
1997 | US | WECC | NWPP | - | NGIG | Internal Generation | 265852 | 231889 | 234261 | 236451 | 237298 | 237168 | 237510 | 236695 | 237932 | 237051 | 236832
1997 | US | WECC | NWPP | - | NGIM | Imports | 17098 | 18718 | 19994 | 25518 | 28859 | 31068 | 34483 | 40395 | 44281 | 47159 | 50987
1997 | US | WECC | NWPP | - | NGIPP | IPPs | 11899 | 15114 | 15121 | 17065 | 17366 | 17275 | 17275 | 17275 | 17366 | 17275 | 17275
1997 | US | WECC | NWPP | - | NGNL | Net Energy for Load | 230508 | 235875 | 239420 | 243455 | 247484 | 249906 | 253377 | 256762 | 261412 | 264186 | 268005
1997 | US | WECC | NWPP | - | NGPRO | Electricity Production | 265852 | 231889 | 234261 | 236451 | 237298 | 237168 | 237510 | 236695 | 237932 | 237051 | 236832
1997 | US | WECC | NWPP | - | NGPSLD | Pumped Storage Load | 0 | 0 | 0 | 0 | 0 | 0 | 0 | 0 | 0 | 0 | 0
1997 | US | WECC | NWPP | - | NGPSOT | Pumped Storage Generation | 0 | 0 | 0 | 0 | 0 | 0 | 0 | 0 | 0 | 0 | 0
1997 | US | WECC | RMPA | - | CSIPP | IPPs | 625 | 630 | 628 | 628 | 615 | 611 | 610 | 521 | 447 | 447 | 397
1997 | US | WECC | RMPA | - | CST | Total Capacity | 9980 | 10028 | 10146 | 10389 | 10466 | 10671 | 10736 | 10829 | 11040 | 11144 | 11275
1997 | US | WECC | RMPA | - | CSTOC | Total Owned Capacity | 9355 | 9398 | 9518 | 9761 | 9851 | 10060 | 10126 | 10308 | 10593 | 10697 | 10878
1997 | US | WECC | RMPA | - | DCSAJ | Adjustments | 0 | 525 | 525 | 521 | 521 | 521 | 522 | 521 | 521 | 521 | 521
1997 | US | WECC | RMPA | - | DCSFP | Full-Responsibility Purchases (portion of total purchases) | 0 | 426 | 436 | 446 | 451 | 456 | 461 | 461 | 461 | 411 | 411
1997 | US | WECC | RMPA | - | DCSFS | Full-Responsibility Sales (portion of total sales) | 0 | 962 | 975 | 979 | 993 | 993 | 1007 | 1023 | 1034 | 1034 | 1034
1997 | US | WECC | RMPA | - | DCSIC | Inoperable capacity | 0 | 0 | 0 | 0 | 0 | 0 | 0 | 0 | 0 | 0 | 0
1997 | US | WECC | RMPA | - | DCSIN | Internal Demand | 0 | 7598 | 7756 | 7873 | 8026 | 8179 | 8358 | 8501 | 8695 | 8879 | 9047
1997 | US | WECC | RMPA | - | DCSIPP | IPPs | 0 | 630 | 628 | 628 | 615 | 611 | 610 | 521 | 447 | 447 | 397
1997 | US | WECC | RMPA | - | DCSIT | Interruptible Demand | 0 | 199 | 205 | 203 | 207 | 214 | 214 | 216 | 216 | 217 | 217
1997 | US | WECC | RMPA | - | DCSLM | Direct Control Load Management | 0 | 67 | 78 | 87 | 88 | 88 | 88 | 88 | 88 | 88 | 88
1997 | US | WECC | RMPA | - | DCSNC | Net Capacity Resources | 0 | 9492 | 9607 | 9856 | 9924 | 10134 | 10190 | 10267 | 10467 | 10521 | 10652
1997 | US | WECC | RMPA | - | DCSNI | Projected Net Internal Demand | 0 | 7332 | 7473 | 7583 | 7731 | 7877 | 8056 | 8197 | 8391 | 8574 | 8742
1997 | US | WECC | RMPA | - | DCSNO | Net Operable Capacity | 0 | 9398 | 9518 | 9761 | 9851 | 10060 | 10126 | 10308 | 10593 | 10697 | 10878
1997 | US | WECC | RMPA | - | DCSPU | Purchases | 0 | 533 | 543 | 557 | 562 | 567 | 572 | 572 | 572 | 522 | 522
1997 | US | WECC | RMPA | - | DCSSA | Sales | 0 | 1594 | 1607 | 1611 | 1625 | 1625 | 1640 | 1655 | 1666 | 1666 | 1666
1997 | US | WECC | RMPA | - | DCSST | Standby Demand | 0 | 0 | 0 | 0 | 0 | 0 | 0 | 0 | 0 | 0 | 0
1997 | US | WECC | RMPA | - | DCSTI | Projected Total Internal Demand | 0 | 7598 | 7756 | 7873 | 8026 | 8179 | 8358 | 8501 | 8695 | 8879 | 9047
1997 | US | WECC | RMPA | - | DCSTO | Operable Total Internal Capacity | 0 | 9398 | 9518 | 9761 | 9851 | 10060 | 10126 | 10308 | 10593 | 10697 | 10878
1997 | US | WECC | RMPA | - | NGEX | Exports | 8194 | 4433 | 4353 | 4391 | 4397 | 4403 | 4403 | 4428 | 4458 | 4479 | 4479
1997 | US | WECC | RMPA | - | NGIG | Internal Generation | 48187 | 46530 | 47444 | 48435 | 49263 | 50011 | 50522 | 51280 | 52279 | 53065 | 53684
1997 | US | WECC | RMPA | - | NGIM | Imports | 3929 | 3543 | 3677 | 3891 | 4149 | 4469 | 5114 | 5506 | 5649 | 5881 | 6348
1997 | US | WECC | RMPA | - | NGIPP | IPPs | 2794 | 2844 | 2794 | 2888 | 2950 | 3061 | 3094 | 2826 | 2508 | 2485 | 2378
1997 | US | WECC | RMPA | - | NGNL | Net Energy for Load | 43922 | 45640 | 46768 | 47935 | 49015 | 50077 | 51233 | 52358 | 53470 | 54467 | 55553
1997 | US | WECC | RMPA | - | NGPRO | Electricity Production | 48322 | 46540 | 47462 | 48453 | 49284 | 50045 | 50581 | 51361 | 52366 | 53157 | 53782
1997 | US | WECC | RMPA | - | NGPSLD | Pumped Storage Load | 522 | 181 | 200 | 198 | 206 | 240 | 312 | 375 | 392 | 405 | 423
1997 | US | WECC | RMPA | - | NGPSOT | Pumped Storage Generation | 387 | 171 | 182 | 180 | 185 | 206 | 253 | 294 | 305 | 313 | 325
1998 | CA | MRO | - | - | CSIPP | IPPs | 0 | 0 | 0 | 0 | 0 | 0 | 0 | 0 | 0 | 0 | 0
1998 | CA | MRO | - | - | CST | Total Capacity | 8090 | 8066 | 8066 | 8229 | 8353 | 8353 | 8412 | 8412 | 8397 | 8397 | 8397
1998 | CA | MRO | - | - | CSTOC | Total Owned Capacity | 8090 | 8066 | 8066 | 8229 | 8353 | 8353 | 8412 | 8412 | 8397 | 8397 | 8397
1998 | CA | MRO | - | - | DCSAJ | Adjustments | 0 | 0 | 0 | 0 | 0 | 0 | 0 | 0 | 0 | 0 | 0
1998 | CA | MRO | - | - | DCSFP | Full-Responsibility Purchases (portion of total purchases) | 0 | 125 | 225 | 125 | 125 | 125 | 125 | 125 | 125 | 125 | 0
1998 | CA | MRO | - | - | DCSFS | Full-Responsibility Sales (portion of total sales) | 0 | 250 | 300 | 200 | 200 | 200 | 200 | 0 | 0 | 0 | 0
1998 | CA | MRO | - | - | DCSIC | Inoperable capacity | 0 | 0 | 0 | 0 | 0 | 0 | 0 | 0 | 0 | 0 | 0
1998 | CA | MRO | - | - | DCSIN | Internal Demand | 0 | 5375 | 5481 | 5526 | 5881 | 5613 | 5641 | 5661 | 5633 | 5669 | 5708
1998 | CA | MRO | - | - | DCSIPP | IPPs | 0 | 0 | 0 | 0 | 0 | 0 | 0 | 0 | 0 | 0 | 0
1998 | CA | MRO | - | - | DCSIT | Interruptible Demand | 0 | 41 | 41 | 41 | 41 | 41 | 41 | 41 | 41 | 41 | 41
1998 | CA | MRO | - | - | DCSLM | Direct Control Load Management | 0 | 0 | 0 | 0 | 0 | 0 | 0 | 0 | 0 | 0 | 0
1998 | CA | MRO | - | - | DCSNC | Net Capacity Resources | 0 | 7941 | 7991 | 8154 | 8278 | 8278 | 8337 | 8537 | 8522 | 8522 | 8397
1998 | CA | MRO | - | - | DCSNI | Projected Net Internal Demand | 0 | 5334 | 5440 | 5485 | 5840 | 5572 | 5600 | 5620 | 5592 | 5628 | 5667
1998 | CA | MRO | - | - | DCSNO | Net Operable Capacity | 0 | 8066 | 8066 | 8229 | 8353 | 8353 | 8412 | 8412 | 8397 | 8397 | 8397
1998 | CA | MRO | - | - | DCSPU | Purchases | 0 | 125 | 225 | 125 | 125 | 125 | 125 | 125 | 125 | 125 | 0
1998 | CA | MRO | - | - | DCSSA | Sales | 0 | 250 | 300 | 200 | 200 | 200 | 200 | 0 | 0 | 0 | 0
1998 | CA | MRO | - | - | DCSST | Standby Demand | 0 | 0 | 0 | 0 | 0 | 0 | 0 | 0 | 0 | 0 | 0
1998 | CA | MRO | - | - | DCSTI | Projected Total Internal Demand | 0 | 5375 | 5481 | 5526 | 5881 | 5613 | 5641 | 5661 | 5633 | 5669 | 5708
1998 | CA | MRO | - | - | DCSTO | Operable Total Internal Capacity | 0 | 8066 | 8066 | 8229 | 8353 | 8353 | 8412 | 8412 | 8397 | 8397 | 8397
1998 | CA | MRO | - | - | NGEX | Exports | 12427 | 9744 | 8407 | 8494 | 7903 | 7906 | 7917 | 7451 | 7016 | 6727 | 6478
1998 | CA | MRO | - | - | NGIG | Internal Generation | 49943 | 46352 | 45661 | 46863 | 46802 | 47055 | 47313 | 47055 | 46873 | 46888 | 46921
1998 | CA | MRO | - | - | NGIM | Imports | 0 | 0 | 0 | 0 | 0 | 0 | 0 | 0 | 0 | 0 | 0
1998 | CA | MRO | - | - | NGIPP | IPPs | 0 | 0 | 0 | 1442 | 1438 | 1438 | 1438 | 1442 | 1438 | 1438 | 1438
1998 | CA | MRO | - | - | NGNL | Net Energy for Load | 37516 | 36608 | 37254 | 38369 | 38899 | 39149 | 39396 | 39604 | 39857 | 40161 | 40443
1998 | CA | MRO | - | - | NGPRO | Electricity Production | 49943 | 46352 | 45661 | 46863 | 46802 | 47055 | 47313 | 47055 | 46873 | 46888 | 46921
1998 | CA | MRO | - | - | NGPSLD | Pumped Storage Load | 0 | 0 | 0 | 0 | 0 | 0 | 0 | 0 | 0 | 0 | 0
1998 | CA | MRO | - | - | NGPSOT | Pumped Storage Generation | 0 | 0 | 0 | 0 | 0 | 0 | 0 | 0 | 0 | 0 | 0
1998 | CA | NPCC | - | - | CSIPP | IPPs | 1802 | 1860 | 1908 | 1961 | 1981 | 2001 | 2021 | 2041 | 2041 | 2041 | 2041
1998 | CA | NPCC | - | - | CST | Total Capacity | 71760 | 71347 | 71739 | 72036 | 72121 | 72385 | 72490 | 72768 | 72764 | 72803 | 72683
1998 | CA | NPCC | - | - | CSTOC | Total Owned Capacity | 69958 | 69487 | 69831 | 70075 | 70140 | 70384 | 70469 | 70727 | 70723 | 70762 | 70642
1998 | CA | NPCC | - | - | DCSAJ | Adjustments | 0 | -12 | -12 | -12 | -12 | -12 | -12 | -12 | -12 | 0 | 0
1998 | CA | NPCC | - | - | DCSFP | Full-Responsibility Purchases (portion of total purchases) | 0 | 400 | 500 | 300 | 0 | 0 | 0 | 0 | 0 | 0 | 0
1998 | CA | NPCC | - | - | DCSFS | Full-Responsibility Sales (portion of total sales) | 0 | 663 | 753 | 393 | 393 | 294 | 294 | 294 | 295 | 295 | 295
1998 | CA | NPCC | - | - | DCSIC | Inoperable capacity | 0 | 7112 | 7112 | 6601 | 6090 | 5068 | 4299 | 3530 | 3530 | 2761 | 1992
1998 | CA | NPCC | - | - | DCSIN | Internal Demand | 0 | 42939 | 43184 | 44428 | 45042 | 45637 | 46285 | 46841 | 47453 | 48054 | 48669
1998 | CA | NPCC | - | - | DCSIPP | IPPs | 0 | 1860 | 1908 | 1961 | 1981 | 2001 | 2021 | 2041 | 2041 | 2041 | 2041
1998 | CA | NPCC | - | - | DCSIT | Interruptible Demand | 0 | 2849 | 2891 | 3299 | 3294 | 3296 | 3297 | 3297 | 3298 | 3287 | 3289
1998 | CA | NPCC | - | - | DCSLM | Direct Control Load Management | 0 | 0 | 0 | 0 | 0 | 0 | 0 | 0 | 0 | 0 | 0
1998 | CA | NPCC | - | - | DCSNC | Net Capacity Resources | 0 | 65520 | 66522 | 68001 | 69731 | 71416 | 72190 | 73437 | 73432 | 74552 | 75201
1998 | CA | NPCC | - | - | DCSNI | Projected Net Internal Demand | 0 | 40090 | 40293 | 41129 | 41748 | 42341 | 42988 | 43544 | 44155 | 44767 | 45380
1998 | CA | NPCC | - | - | DCSNO | Net Operable Capacity | 0 | 62375 | 62719 | 63474 | 64050 | 65316 | 66170 | 67197 | 67193 | 68001 | 68650
1998 | CA | NPCC | - | - | DCSPU | Purchases | 0 | 5685 | 5985 | 5785 | 5485 | 5485 | 5385 | 5185 | 5185 | 5185 | 5185
1998 | CA | NPCC | - | - | DCSSA | Sales | 0 | 4388 | 4078 | 3207 | 1773 | 1374 | 1374 | 974 | 975 | 675 | 675
1998 | CA | NPCC | - | - | DCSST | Standby Demand | 0 | 0 | 0 | 0 | 0 | 0 | 0 | 0 | 0 | 0 | 0
1998 | CA | NPCC | - | - | DCSTI | Projected Total Internal Demand | 0 | 42939 | 43184 | 44428 | 45042 | 45637 | 46285 | 46841 | 47453 | 48054 | 48669
1998 | CA | NPCC | - | - | DCSTO | Operable Total Internal Capacity | 0 | 69487 | 69831 | 70075 | 70140 | 70384 | 70469 | 70727 | 70723 | 70762 | 70642
1998 | CA | NPCC | - | - | NGEX | Exports | 28410 | 21066 | 21282 | 14914 | 8018 | 6011 | 5939 | 6054 | 5985 | 5997 | 6022
1998 | CA | NPCC | - | - | NGIG | Internal Generation | 313387 | 314561 | 316107 | 316869 | 316767 | 320974 | 325687 | 331559 | 336142 | 340837 | 345197
1998 | CA | NPCC | - | - | NGIM | Imports | 44312 | 40117 | 43515 | 40676 | 39100 | 38820 | 39217 | 37776 | 37967 | 38003 | 38176
1998 | CA | NPCC | - | - | NGIPP | IPPs | 12769 | 15036 | 15227 | 15334 | 15527 | 15626 | 15826 | 15795 | 15785 | 15777 | 15777
1998 | CA | NPCC | - | - | NGNL | Net Energy for Load | 329289 | 333612 | 338340 | 342631 | 347849 | 353783 | 358965 | 363281 | 368124 | 372843 | 377351
1998 | CA | NPCC | - | - | NGPRO | Electricity Production | 313387 | 314561 | 316107 | 316869 | 316767 | 320974 | 325687 | 331559 | 336142 | 340837 | 345197
1998 | CA | NPCC | - | - | NGPSLD | Pumped Storage Load | 0 | 0 | 0 | 0 | 0 | 0 | 0 | 0 | 0 | 0 | 0
1998 | CA | NPCC | - | - | NGPSOT | Pumped Storage Generation | 0 | 0 | 0 | 0 | 0 | 0 | 0 | 0 | 0 | 0 | 0
1998 | CA | NPCC | Maritimes | Maritimes | CSIPP | IPPs | 74 | 74 | 74 | 74 | 74 | 74 | 74 | 74 | 74 | 74 | 74
1998 | CA | NPCC | Maritimes | Maritimes | CST | Total Capacity | 6378 | 6386 | 6386 | 6550 | 6550 | 6572 | 6572 | 6742 | 6685 | 6673 | 6673
1998 | CA | NPCC | Maritimes | Maritimes | CSTOC | Total Owned Capacity | 6304 | 6312 | 6312 | 6476 | 6476 | 6498 | 6498 | 6668 | 6611 | 6599 | 6599
1998 | CA | NPCC | Maritimes | Maritimes | DCSAJ | Adjustments | 0 | -12 | -12 | -12 | -12 | -12 | -12 | -12 | -12 | 0 | 0
1998 | CA | NPCC | Maritimes | Maritimes | DCSFP | Full-Responsibility Purchases (portion of total purchases) | 0 | 400 | 500 | 300 | 0 | 0 | 0 | 0 | 0 | 0 | 0
1998 | CA | NPCC | Maritimes | Maritimes | DCSFS | Full-Responsibility Sales (portion of total sales) | 0 | 663 | 753 | 393 | 393 | 294 | 294 | 294 | 295 | 295 | 295
1998 | CA | NPCC | Maritimes | Maritimes | DCSIC | Inoperable capacity | 0 | 0 | 0 | 0 | 0 | 0 | 0 | 0 | 0 | 0 | 0
1998 | CA | NPCC | Maritimes | Maritimes | DCSIN | Internal Demand | 0 | 3300 | 3307 | 3371 | 3421 | 3470 | 3520 | 3569 | 3620 | 3673 | 3725
1998 | CA | NPCC | Maritimes | Maritimes | DCSIPP | IPPs | 0 | 74 | 74 | 74 | 74 | 74 | 74 | 74 | 74 | 74 | 74
1998 | CA | NPCC | Maritimes | Maritimes | DCSIT | Interruptible Demand | 0 | 379 | 381 | 389 | 394 | 396 | 397 | 397 | 398 | 387 | 389
1998 | CA | NPCC | Maritimes | Maritimes | DCSLM | Direct Control Load Management | 0 | 0 | 0 | 0 | 0 | 0 | 0 | 0 | 0 | 0 | 0
1998 | CA | NPCC | Maritimes | Maritimes | DCSNC | Net Capacity Resources | 0 | 6186 | 6196 | 6520 | 6220 | 6341 | 6341 | 6511 | 6453 | 6453 | 6453
1998 | CA | NPCC | Maritimes | Maritimes | DCSNI | Projected Net Internal Demand | 0 | 2921 | 2926 | 2982 | 3027 | 3074 | 3123 | 3172 | 3222 | 3286 | 3336
1998 | CA | NPCC | Maritimes | Maritimes | DCSNO | Net Operable Capacity | 0 | 6312 | 6312 | 6476 | 6476 | 6498 | 6498 | 6668 | 6611 | 6599 | 6599
1998 | CA | NPCC | Maritimes | Maritimes | DCSPU | Purchases | 0 | 475 | 575 | 375 | 75 | 75 | 75 | 75 | 75 | 75 | 75
1998 | CA | NPCC | Maritimes | Maritimes | DCSSA | Sales | 0 | 663 | 753 | 393 | 393 | 294 | 294 | 294 | 295 | 295 | 295
1998 | CA | NPCC | Maritimes | Maritimes | DCSST | Standby Demand | 0 | 0 | 0 | 0 | 0 | 0 | 0 | 0 | 0 | 0 | 0
1998 | CA | NPCC | Maritimes | Maritimes | DCSTI | Projected Total Internal Demand | 0 | 3300 | 3307 | 3371 | 3421 | 3470 | 3520 | 3569 | 3620 | 3673 | 3725
1998 | CA | NPCC | Maritimes | Maritimes | DCSTO | Operable Total Internal Capacity | 0 | 6312 | 6312 | 6476 | 6476 | 6498 | 6498 | 6668 | 6611 | 6599 | 6599
1998 | CA | NPCC | Maritimes | Maritimes | NGEX | Exports | 4985 | 4221 | 5237 | 4343 | 4256 | 3573 | 3501 | 3616 | 3547 | 3559 | 3584
1998 | CA | NPCC | Maritimes | Maritimes | NGIG | Internal Generation | 26096 | 25848 | 25951 | 27533 | 29783 | 30161 | 30377 | 30927 | 31063 | 31348 | 31607
1998 | CA | NPCC | Maritimes | Maritimes | NGIM | Imports | 4574 | 4407 | 6200 | 4261 | 2285 | 1605 | 1702 | 1666 | 1857 | 1993 | 2166
1998 | CA | NPCC | Maritimes | Maritimes | NGIPP | IPPs | 455 | 522 | 526 | 526 | 526 | 525 | 525 | 525 | 525 | 525 | 525
1998 | CA | NPCC | Maritimes | Maritimes | NGNL | Net Energy for Load | 25685 | 26034 | 26914 | 27451 | 27812 | 28193 | 28578 | 28977 | 29373 | 29782 | 30189
1998 | CA | NPCC | Maritimes | Maritimes | NGPRO | Electricity Production | 26096 | 25848 | 25951 | 27533 | 29783 | 30161 | 30377 | 30927 | 31063 | 31348 | 31607
1998 | CA | NPCC | Maritimes | Maritimes | NGPSLD | Pumped Storage Load | 0 | 0 | 0 | 0 | 0 | 0 | 0 | 0 | 0 | 0 | 0
1998 | CA | NPCC | Maritimes | Maritimes | NGPSOT | Pumped Storage Generation | 0 | 0 | 0 | 0 | 0 | 0 | 0 | 0 | 0 | 0 | 0
1998 | CA | NPCC | Ontario | Ontario | CSIPP | IPPs | 1413 | 1456 | 1464 | 1497 | 1497 | 1497 | 1497 | 1497 | 1497 | 1497 | 1497
1998 | CA | NPCC | Ontario | Ontario | CST | Total Capacity | 33840 | 33404 | 33733 | 33813 | 33878 | 34080 | 34125 | 34173 | 34186 | 34197 | 34199
1998 | CA | NPCC | Ontario | Ontario | CSTOC | Total Owned Capacity | 32427 | 31948 | 32269 | 32316 | 32381 | 32583 | 32628 | 32676 | 32689 | 32700 | 32702
1998 | CA | NPCC | Ontario | Ontario | DCSAJ | Adjustments | 0 | 0 | 0 | 0 | 0 | 0 | 0 | 0 | 0 | 0 | 0
1998 | CA | NPCC | Ontario | Ontario | DCSFP | Full-Responsibility Purchases (portion of total purchases) | 0 | 0 | 0 | 0 | 0 | 0 | 0 | 0 | 0 | 0 | 0
1998 | CA | NPCC | Ontario | Ontario | DCSFS | Full-Responsibility Sales (portion of total sales) | 0 | 0 | 0 | 0 | 0 | 0 | 0 | 0 | 0 | 0 | 0
1998 | CA | NPCC | Ontario | Ontario | DCSIC | Inoperable capacity | 0 | 7112 | 7112 | 6601 | 6090 | 5068 | 4299 | 3530 | 3530 | 2761 | 1992
1998 | CA | NPCC | Ontario | Ontario | DCSIN | Internal Demand | 0 | 20721 | 20947 | 21108 | 21278 | 21495 | 21727 | 21986 | 22268 | 22504 | 22758
1998 | CA | NPCC | Ontario | Ontario | DCSIPP | IPPs | 0 | 1456 | 1464 | 1497 | 1497 | 1497 | 1497 | 1497 | 1497 | 1497 | 1497
1998 | CA | NPCC | Ontario | Ontario | DCSIT | Interruptible Demand | 0 | 600 | 600 | 600 | 600 | 600 | 600 | 600 | 600 | 600 | 600
1998 | CA | NPCC | Ontario | Ontario | DCSLM | Direct Control Load Management | 0 | 0 | 0 | 0 | 0 | 0 | 0 | 0 | 0 | 0 | 0
1998 | CA | NPCC | Ontario | Ontario | DCSNC | Net Capacity Resources | 0 | 25692 | 26221 | 26812 | 27388 | 28912 | 29726 | 30343 | 30356 | 31436 | 32207
1998 | CA | NPCC | Ontario | Ontario | DCSNI | Projected Net Internal Demand | 0 | 20121 | 20347 | 20508 | 20678 | 20895 | 21127 | 21386 | 21668 | 21904 | 22158
1998 | CA | NPCC | Ontario | Ontario | DCSNO | Net Operable Capacity | 0 | 24836 | 25157 | 25715 | 26291 | 27515 | 28329 | 29146 | 29159 | 29939 | 30710
1998 | CA | NPCC | Ontario | Ontario | DCSPU | Purchases | 0 | 0 | 200 | 200 | 200 | 200 | 200 | 0 | 0 | 0 | 0
1998 | CA | NPCC | Ontario | Ontario | DCSSA | Sales | 0 | 600 | 600 | 600 | 600 | 300 | 300 | 300 | 300 | 0 | 0
1998 | CA | NPCC | Ontario | Ontario | DCSST | Standby Demand | 0 | 0 | 0 | 0 | 0 | 0 | 0 | 0 | 0 | 0 | 0
1998 | CA | NPCC | Ontario | Ontario | DCSTI | Projected Total Internal Demand | 0 | 20721 | 20947 | 21108 | 21278 | 21495 | 21727 | 21986 | 22268 | 22504 | 22758
1998 | CA | NPCC | Ontario | Ontario | DCSTO | Operable Total Internal Capacity | 0 | 31948 | 32269 | 32316 | 32381 | 32583 | 32628 | 32676 | 32689 | 32700 | 32702
1998 | CA | NPCC | Ontario | Ontario | NGEX | Exports | 6396 | 0 | 0 | 0 | 0 | 0 | 0 | 0 | 0 | 0 | 0
1998 | CA | NPCC | Ontario | Ontario | NGIG | Internal Generation | 141413 | 140839 | 141213 | 142300 | 143457 | 144933 | 146519 | 149679 | 151601 | 153212 | 154840
1998 | CA | NPCC | Ontario | Ontario | NGIM | Imports | 3354 | 0 | 1405 | 1405 | 1405 | 1405 | 1405 | 0 | 0 | 0 | 0
1998 | CA | NPCC | Ontario | Ontario | NGIPP | IPPs | 10396 | 12014 | 12014 | 12014 | 12014 | 12014 | 12014 | 12014 | 12014 | 12014 | 12014
1998 | CA | NPCC | Ontario | Ontario | NGNL | Net Energy for Load | 138371 | 140839 | 142618 | 143705 | 144862 | 146338 | 147924 | 149679 | 151601 | 153212 | 154840
1998 | CA | NPCC | Ontario | Ontario | NGPRO | Electricity Production | 141413 | 140839 | 141213 | 142300 | 143457 | 144933 | 146519 | 149679 | 151601 | 153212 | 154840
1998 | CA | NPCC | Ontario | Ontario | NGPSLD | Pumped Storage Load | 0 | 0 | 0 | 0 | 0 | 0 | 0 | 0 | 0 | 0 | 0
1998 | CA | NPCC | Ontario | Ontario | NGPSOT | Pumped Storage Generation | 0 | 0 | 0 | 0 | 0 | 0 | 0 | 0 | 0 | 0 | 0
1998 | CA | NPCC | Quebec | Quebec | CSIPP | IPPs | 315 | 330 | 370 | 390 | 410 | 430 | 450 | 470 | 470 | 470 | 470
1998 | CA | NPCC | Quebec | Quebec | CST | Total Capacity | 31542 | 31557 | 31620 | 31673 | 31693 | 31733 | 31793 | 31853 | 31893 | 31933 | 31811
1998 | CA | NPCC | Quebec | Quebec | CSTOC | Total Owned Capacity | 31227 | 31227 | 31250 | 31283 | 31283 | 31303 | 31343 | 31383 | 31423 | 31463 | 31341
1998 | CA | NPCC | Quebec | Quebec | DCSAJ | Adjustments | 0 | 0 | 0 | 0 | 0 | 0 | 0 | 0 | 0 | 0 | 0
1998 | CA | NPCC | Quebec | Quebec | DCSFP | Full-Responsibility Purchases (portion of total purchases) | 0 | 0 | 0 | 0 | 0 | 0 | 0 | 0 | 0 | 0 | 0
1998 | CA | NPCC | Quebec | Quebec | DCSFS | Full-Responsibility Sales (portion of total sales) | 0 | 0 | 0 | 0 | 0 | 0 | 0 | 0 | 0 | 0 | 0
1998 | CA | NPCC | Quebec | Quebec | DCSIC | Inoperable capacity | 0 | 0 | 0 | 0 | 0 | 0 | 0 | 0 | 0 | 0 | 0
1998 | CA | NPCC | Quebec | Quebec | DCSIN | Internal Demand | 0 | 18918 | 18930 | 19949 | 20343 | 20672 | 21038 | 21286 | 21565 | 21877 | 22186
1998 | CA | NPCC | Quebec | Quebec | DCSIPP | IPPs | 0 | 330 | 370 | 390 | 410 | 430 | 450 | 470 | 470 | 470 | 470
1998 | CA | NPCC | Quebec | Quebec | DCSIT | Interruptible Demand | 0 | 1870 | 1910 | 2310 | 2300 | 2300 | 2300 | 2300 | 2300 | 2300 | 2300
1998 | CA | NPCC | Quebec | Quebec | DCSLM | Direct Control Load Management | 0 | 0 | 0 | 0 | 0 | 0 | 0 | 0 | 0 | 0 | 0
1998 | CA | NPCC | Quebec | Quebec | DCSNC | Net Capacity Resources | 0 | 33642 | 34105 | 34669 | 36123 | 36163 | 36123 | 36583 | 36623 | 36663 | 36541
1998 | CA | NPCC | Quebec | Quebec | DCSNI | Projected Net Internal Demand | 0 | 17048 | 17020 | 17639 | 18043 | 18372 | 18738 | 18986 | 19265 | 19577 | 19886
1998 | CA | NPCC | Quebec | Quebec | DCSNO | Net Operable Capacity | 0 | 31227 | 31250 | 31283 | 31283 | 31303 | 31343 | 31383 | 31423 | 31463 | 31341
1998 | CA | NPCC | Quebec | Quebec | DCSPU | Purchases | 0 | 5210 | 5210 | 5210 | 5210 | 5210 | 5110 | 5110 | 5110 | 5110 | 5110
1998 | CA | NPCC | Quebec | Quebec | DCSSA | Sales | 0 | 3125 | 2725 | 2214 | 780 | 780 | 780 | 380 | 380 | 380 | 380
1998 | CA | NPCC | Quebec | Quebec | DCSST | Standby Demand | 0 | 0 | 0 | 0 | 0 | 0 | 0 | 0 | 0 | 0 | 0
1998 | CA | NPCC | Quebec | Quebec | DCSTI | Projected Total Internal Demand | 0 | 18918 | 18930 | 19949 | 20343 | 20672 | 21038 | 21286 | 21565 | 21877 | 22186
1998 | CA | NPCC | Quebec | Quebec | DCSTO | Operable Total Internal Capacity | 0 | 31227 | 31250 | 31283 | 31283 | 31303 | 31343 | 31383 | 31423 | 31463 | 31341
1998 | CA | NPCC | Quebec | Quebec | NGEX | Exports | 17029 | 16845 | 16045 | 10571 | 3762 | 2438 | 2438 | 2438 | 2438 | 2438 | 2438
1998 | CA | NPCC | Quebec | Quebec | NGIG | Internal Generation | 145878 | 147874 | 148943 | 147036 | 143527 | 145880 | 148791 | 150953 | 153478 | 156277 | 158750
1998 | CA | NPCC | Quebec | Quebec | NGIM | Imports | 36384 | 35710 | 35910 | 35010 | 35410 | 35810 | 36110 | 36110 | 36110 | 36010 | 36010
1998 | CA | NPCC | Quebec | Quebec | NGIPP | IPPs | 1918 | 2500 | 2687 | 2794 | 2987 | 3087 | 3287 | 3256 | 3246 | 3238 | 3238
1998 | CA | NPCC | Quebec | Quebec | NGNL | Net Energy for Load | 165233 | 166739 | 168808 | 171475 | 175175 | 179252 | 182463 | 184625 | 187150 | 189849 | 192322
1998 | CA | NPCC | Quebec | Quebec | NGPRO | Electricity Production | 145878 | 147874 | 148943 | 147036 | 143527 | 145880 | 148791 | 150953 | 153478 | 156277 | 158750
1998 | CA | NPCC | Quebec | Quebec | NGPSLD | Pumped Storage Load | 0 | 0 | 0 | 0 | 0 | 0 | 0 | 0 | 0 | 0 | 0
1998 | CA | NPCC | Quebec | Quebec | NGPSOT | Pumped Storage Generation | 0 | 0 | 0 | 0 | 0 | 0 | 0 | 0 | 0 | 0 | 0
1998 | CA | WECC | - | - | CSIPP | IPPs | 505 | 505 | 622 | 1062 | 1302 | 1402 | 1402 | 1402 | 1402 | 1402 | 1402
1998 | CA | WECC | - | - | CST | Total Capacity | 19285 | 19285 | 19400 | 19851 | 19836 | 20056 | 20761 | 20190 | 20193 | 20693 | 20693
1998 | CA | WECC | - | - | CSTOC | Total Owned Capacity | 18780 | 18780 | 18778 | 18789 | 18534 | 18654 | 19359 | 18788 | 18791 | 19291 | 19291
1998 | CA | WECC | - | - | DCSAJ | Adjustments | 0 | 0 | 0 | 0 | 0 | 0 | 0 | 0 | 0 | 0 | 0
1998 | CA | WECC | - | - | DCSFP | Full-Responsibility Purchases (portion of total purchases) | 0 | 111 | 831 | 802 | 794 | 794 | 1447 | 1447 | 1447 | 1447 | 1447
1998 | CA | WECC | - | - | DCSFS | Full-Responsibility Sales (portion of total sales) | 0 | 143 | 143 | 143 | 143 | 143 | 143 | 143 | 143 | 143 | 143
1998 | CA | WECC | - | - | DCSIC | Inoperable capacity | 0 | 326 | 326 | 263 | 256 | 256 | 256 | 230 | 230 | 230 | 230
1998 | CA | WECC | - | - | DCSIN | Internal Demand | 0 | 14076 | 14430 | 14706 | 14936 | 15116 | 15464 | 15682 | 16037 | 16273 | 16523
1998 | CA | WECC | - | - | DCSIPP | IPPs | 0 | 505 | 622 | 1062 | 1302 | 1402 | 1402 | 1402 | 1402 | 1402 | 1402
1998 | CA | WECC | - | - | DCSIT | Interruptible Demand | 0 | 0 | 0 | 0 | 0 | 0 | 0 | 0 | 0 | 0 | 0
1998 | CA | WECC | - | - | DCSLM | Direct Control Load Management | 0 | 0 | 0 | 0 | 0 | 0 | 0 | 0 | 0 | 0 | 0
1998 | CA | WECC | - | - | DCSNC | Net Capacity Resources | 0 | 18927 | 19762 | 20247 | 20231 | 20451 | 21809 | 21714 | 21717 | 22317 | 22467
1998 | CA | WECC | - | - | DCSNI | Projected Net Internal Demand | 0 | 14076 | 14430 | 14706 | 14936 | 15116 | 15464 | 15682 | 16037 | 16273 | 16523
1998 | CA | WECC | - | - | DCSNO | Net Operable Capacity | 0 | 18454 | 18452 | 18526 | 18278 | 18398 | 19103 | 18558 | 18561 | 19061 | 19061
1998 | CA | WECC | - | - | DCSPU | Purchases | 0 | 111 | 831 | 802 | 794 | 794 | 1447 | 1897 | 1897 | 1997 | 2147
1998 | CA | WECC | - | - | DCSSA | Sales | 0 | 143 | 143 | 143 | 143 | 143 | 143 | 143 | 143 | 143 | 143
1998 | CA | WECC | - | - | DCSST | Standby Demand | 0 | 0 | 0 | 0 | 0 | 0 | 0 | 0 | 0 | 0 | 0
1998 | CA | WECC | - | - | DCSTI | Projected Total Internal Demand | 0 | 14076 | 14430 | 14706 | 14936 | 15116 | 15464 | 15682 | 16037 | 16273 | 16523
1998 | CA | WECC | - | - | DCSTO | Operable Total Internal Capacity | 0 | 18780 | 18778 | 18789 | 18534 | 18654 | 19359 | 18788 | 18791 | 19291 | 19291
1998 | CA | WECC | - | - | NGEX | Exports | 5463 | 317 | 317 | 318 | 317 | 317 | 317 | 318 | 317 | 317 | 317
1998 | CA | WECC | - | - | NGIG | Internal Generation | 108442 | 103491 | 105452 | 104940 | 107619 | 108236 | 110057 | 105898 | 105943 | 106209 | 106461
1998 | CA | WECC | - | - | NGIM | Imports | 4208 | 5185 | 6134 | 9821 | 8868 | 9547 | 9776 | 16648 | 19113 | 20975 | 22399
1998 | CA | WECC | - | - | NGIPP | IPPs | 4018 | 3645 | 5221 | 8107 | 9455 | 10166 | 10166 | 10216 | 10166 | 10166 | 10167
1998 | CA | WECC | - | - | NGNL | Net Energy for Load | 107187 | 108359 | 111269 | 114443 | 116170 | 117466 | 119516 | 122228 | 124739 | 126867 | 128543
1998 | CA | WECC | - | - | NGPRO | Electricity Production | 108442 | 103491 | 105452 | 104940 | 107619 | 108236 | 110057 | 105898 | 105943 | 106209 | 106461
1998 | CA | WECC | - | - | NGPSLD | Pumped Storage Load | 0 | 0 | 0 | 0 | 0 | 0 | 0 | 0 | 0 | 0 | 0
1998 | CA | WECC | - | - | NGPSOT | Pumped Storage Generation | 0 | 0 | 0 | 0 | 0 | 0 | 0 | 0 | 0 | 0 | 0
1998 | MX | WECC | CA-MX | - | CSIPP | IPPs | 0 | 0 | 0 | 0 | 0 | 0 | 0 | 0 | 0 | 0 | 0
1998 | MX | WECC | CA-MX | - | CST | Total Capacity | 1338 | 1338 | 1488 | 1888 | 2038 | 2038 | 2488 | 2488 | 2488 | 2713 | 2713
1998 | MX | WECC | CA-MX | - | CSTOC | Total Owned Capacity | 1338 | 1338 | 1488 | 1888 | 2038 | 2038 | 2488 | 2488 | 2488 | 2713 | 2713
1998 | MX | WECC | CA-MX | - | DCSAJ | Adjustments | 0 | 0 | 0 | 0 | 0 | 0 | 0 | 0 | 0 | 0 | 0
1998 | MX | WECC | CA-MX | - | DCSFP | Full-Responsibility Purchases (portion of total purchases) | 0 | 0 | 0 | 0 | 0 | 0 | 0 | 0 | 0 | 0 | 0
1998 | MX | WECC | CA-MX | - | DCSFS | Full-Responsibility Sales (portion of total sales) | 0 | 0 | 0 | 0 | 0 | 0 | 0 | 0 | 0 | 0 | 0
1998 | MX | WECC | CA-MX | - | DCSIC | Inoperable capacity | 0 | 0 | 0 | 0 | 0 | 0 | 0 | 0 | 0 | 0 | 0
1998 | MX | WECC | CA-MX | - | DCSIN | Internal Demand | 0 | 1432 | 1535 | 1640 | 1741 | 1843 | 1962 | 2089 | 2227 | 2372 | 2526
1998 | MX | WECC | CA-MX | - | DCSIPP | IPPs | 0 | 0 | 0 | 0 | 0 | 0 | 0 | 0 | 0 | 0 | 0
1998 | MX | WECC | CA-MX | - | DCSIT | Interruptible Demand | 0 | 0 | 0 | 0 | 0 | 0 | 0 | 0 | 0 | 0 | 0
1998 | MX | WECC | CA-MX | - | DCSLM | Direct Control Load Management | 0 | 0 | 0 | 0 | 0 | 0 | 0 | 0 | 0 | 0 | 0
1998 | MX | WECC | CA-MX | - | DCSNC | Net Capacity Resources | 0 | 1698 | 1828 | 1888 | 2053 | 2158 | 2488 | 2488 | 2568 | 2728 | 2883
1998 | MX | WECC | CA-MX | - | DCSNI | Projected Net Internal Demand | 0 | 1432 | 1535 | 1640 | 1741 | 1843 | 1962 | 2089 | 2227 | 2372 | 2526
1998 | MX | WECC | CA-MX | - | DCSNO | Net Operable Capacity | 0 | 1338 | 1488 | 1888 | 2038 | 2038 | 2488 | 2488 | 2488 | 2713 | 2713
1998 | MX | WECC | CA-MX | - | DCSPU | Purchases | 0 | 360 | 340 | 0 | 15 | 120 | 0 | 0 | 80 | 15 | 170
1998 | MX | WECC | CA-MX | - | DCSSA | Sales | 0 | 0 | 0 | 0 | 0 | 0 | 0 | 0 | 0 | 0 | 0
1998 | MX | WECC | CA-MX | - | DCSST | Standby Demand | 0 | 0 | 0 | 0 | 0 | 0 | 0 | 0 | 0 | 0 | 0
1998 | MX | WECC | CA-MX | - | DCSTI | Projected Total Internal Demand | 0 | 1432 | 1535 | 1640 | 1741 | 1843 | 1962 | 2089 | 2227 | 2372 | 2526
1998 | MX | WECC | CA-MX | - | DCSTO | Operable Total Internal Capacity | 0 | 1338 | 1488 | 1888 | 2038 | 2038 | 2488 | 2488 | 2488 | 2713 | 2713
1998 | MX | WECC | CA-MX | - | NGEX | Exports | 16 | 0 | 0 | 0 | 0 | 0 | 0 | 0 | 0 | 0 | 0
1998 | MX | WECC | CA-MX | - | NGIG | Internal Generation | 6409 | 6867 | 7388 | 8512 | 9037 | 9564 | 10180 | 10847 | 11549 | 12306 | 13112
1998 | MX | WECC | CA-MX | - | NGIM | Imports | 405 | 596 | 604 | 0 | 0 | 0 | 0 | 0 | 0 | 0 | 0
1998 | MX | WECC | CA-MX | - | NGIPP | IPPs | 0 | 0 | 0 | 0 | 0 | 0 | 0 | 0 | 0 | 0 | 0
1998 | MX | WECC | CA-MX | - | NGNL | Net Energy for Load | 6798 | 7463 | 7992 | 8512 | 9037 | 9564 | 10180 | 10847 | 11549 | 12306 | 13112
1998 | MX | WECC | CA-MX | - | NGPRO | Electricity Production | 6409 | 6867 | 7388 | 8512 | 9037 | 9564 | 10180 | 10847 | 11549 | 12306 | 13112
1998 | MX | WECC | CA-MX | - | NGPSLD | Pumped Storage Load | 0 | 0 | 0 | 0 | 0 | 0 | 0 | 0 | 0 | 0 | 0
1998 | MX | WECC | CA-MX | - | NGPSOT | Pumped Storage Generation | 0 | 0 | 0 | 0 | 0 | 0 | 0 | 0 | 0 | 0 | 0
1998 | US | ECAR | - | - | CSIPP | IPPs | 2013 | 2032 | 2032 | 2230 | 2230 | 2230 | 4052 | 4393 | 4734 | 5289 | 6346
1998 | US | ECAR | - | - | CST | Total Capacity | 104212 | 104898 | 105014 | 106172 | 106799 | 107368 | 112807 | 114166 | 115038 | 116418 | 117061
1998 | US | ECAR | - | - | CSTOC | Total Owned Capacity | 102199 | 102866 | 102982 | 103942 | 104569 | 105138 | 108755 | 109773 | 110304 | 111129 | 110715
1998 | US | ECAR | - | - | DCSAJ | Adjustments | 0 | 0 | 0 | 0 | 0 | 0 | 0 | 0 | 0 | 0 | 0
1998 | US | ECAR | - | - | DCSFP | Full-Responsibility Purchases (portion of total purchases) | 0 | 649 | 999 | 1024 | 974 | 970 | 920 | 795 | 770 | 395 | 320
1998 | US | ECAR | - | - | DCSFS | Full-Responsibility Sales (portion of total sales) | 0 | 808 | 808 | 763 | 763 | 763 | 663 | 663 | 663 | 213 | 213
1998 | US | ECAR | - | - | DCSIC | Inoperable capacity | 0 | 0 | 0 | 0 | 0 | 0 | 0 | 0 | 0 | 0 | 0
1998 | US | ECAR | - | - | DCSIN | Internal Demand | 0 | 94725 | 96543 | 97992 | 99918 | 101561 | 103240 | 104941 | 106718 | 108544 | 109951
1998 | US | ECAR | - | - | DCSIPP | IPPs | 0 | 2032 | 2032 | 2230 | 2230 | 2230 | 4052 | 4393 | 4734 | 5289 | 6346
1998 | US | ECAR | - | - | DCSIT | Interruptible Demand | 0 | 3484 | 3561 | 3577 | 3604 | 3667 | 3695 | 3702 | 3709 | 3629 | 3690
1998 | US | ECAR | - | - | DCSLM | Direct Control Load Management | 0 | 138 | 153 | 162 | 171 | 176 | 180 | 184 | 140 | 143 | 147
1998 | US | ECAR | - | - | DCSNC | Net Capacity Resources | 0 | 105106 | 105746 | 108183 | 109328 | 109693 | 115532 | 116920 | 118003 | 119378 | 120314
1998 | US | ECAR | - | - | DCSNI | Projected Net Internal Demand | 0 | 91103 | 92829 | 94253 | 96143 | 97718 | 99365 | 101055 | 102869 | 104772 | 106114
1998 | US | ECAR | - | - | DCSNO | Net Operable Capacity | 0 | 102866 | 102982 | 103942 | 104569 | 105138 | 108755 | 109773 | 110304 | 111129 | 110715
1998 | US | ECAR | - | - | DCSPU | Purchases | 0 | 2621 | 3145 | 3524 | 4152 | 4018 | 4308 | 4347 | 4378 | 3823 | 3916
1998 | US | ECAR | - | - | DCSSA | Sales | 0 | 2413 | 2413 | 1513 | 1623 | 1693 | 1583 | 1593 | 1413 | 863 | 663
1998 | US | ECAR | - | - | DCSST | Standby Demand | 0 | 0 | 0 | 0 | 0 | 0 | 0 | 0 | 0 | 0 | 0
1998 | US | ECAR | - | - | DCSTI | Projected Total Internal Demand | 0 | 94725 | 96543 | 97992 | 99918 | 101561 | 103240 | 104941 | 106718 | 108544 | 109951
1998 | US | ECAR | - | - | DCSTO | Operable Total Internal Capacity | 0 | 102866 | 102982 | 103942 | 104569 | 105138 | 108755 | 109773 | 110304 | 111129 | 110715
1998 | US | ECAR | - | - | NGEX | Exports | 69127 | 47068 | 48439 | 46764 | 44378 | 42892 | 44346 | 44709 | 42932 | 40056 | 38410
1998 | US | ECAR | - | - | NGIG | Internal Generation | 538324 | 552613 | 563515 | 568835 | 577585 | 583831 | 591437 | 599793 | 601390 | 604722 | 606009
1998 | US | ECAR | - | - | NGIM | Imports | 55217 | 36242 | 37723 | 36911 | 36248 | 36836 | 41276 | 43231 | 48105 | 52040 | 57084
1998 | US | ECAR | - | - | NGIPP | IPPs | 16150 | 15773 | 16212 | 17245 | 17236 | 17269 | 17349 | 17429 | 17381 | 17534 | 17612
1998 | US | ECAR | - | - | NGNL | Net Energy for Load | 524414 | 541787 | 552799 | 558982 | 569455 | 577775 | 588367 | 598315 | 606563 | 616706 | 624683
1998 | US | ECAR | - | - | NGPRO | Electricity Production | 539494 | 553997 | 564853 | 570161 | 579076 | 585316 | 592935 | 601264 | 602869 | 606301 | 607522
1998 | US | ECAR | - | - | NGPSLD | Pumped Storage Load | 4360 | 5156 | 5026 | 4978 | 5601 | 5606 | 5634 | 5610 | 5699 | 5981 | 5746
1998 | US | ECAR | - | - | NGPSOT | Pumped Storage Generation | 3190 | 3772 | 3688 | 3652 | 4110 | 4121 | 4136 | 4139 | 4220 | 4402 | 4233
1998 | US | TRE | - | ERCOT | CSIPP | IPPs | 1927 | 1747 | 1870 | 2583 | 3127 | 3529 | 3842 | 4286 | 4674 | 5365 | 6953
1998 | US | TRE | - | ERCOT | CST | Total Capacity | 55236 | 55196 | 55148 | 56199 | 56723 | 57070 | 56816 | 57143 | 57954 | 57292 | 56515
1998 | US | TRE | - | ERCOT | CSTOC | Total Owned Capacity | 53309 | 53449 | 53278 | 53616 | 53596 | 53541 | 52974 | 52857 | 53280 | 51927 | 49562
1998 | US | TRE | - | ERCOT | DCSAJ | Adjustments | 0 | 0 | 0 | 0 | 0 | 0 | 0 | 0 | 0 | 0 | 0
1998 | US | TRE | - | ERCOT | DCSFP | Full-Responsibility Purchases (portion of total purchases) | 0 | 25 | 36 | 32 | 42 | 54 | 66 | 80 | 93 | 105 | 118
1998 | US | TRE | - | ERCOT | DCSFS | Full-Responsibility Sales (portion of total sales) | 0 | 29 | 30 | 30 | 31 | 31 | 32 | 33 | 33 | 34 | 35
1998 | US | TRE | - | ERCOT | DCSIC | Inoperable capacity | 0 | 0 | 0 | 0 | 0 | 0 | 0 | 0 | 0 | 0 | 0
1998 | US | TRE | - | ERCOT | DCSIN | Internal Demand | 0 | 50761 | 51872 | 52893 | 54012 | 55190 | 56349 | 57625 | 59124 | 60576 | 61944
1998 | US | TRE | - | ERCOT | DCSIPP | IPPs | 0 | 1747 | 1870 | 2583 | 3127 | 3529 | 3842 | 4286 | 4674 | 5365 | 6953
1998 | US | TRE | - | ERCOT | DCSIT | Interruptible Demand | 0 | 2966 | 3185 | 3230 | 3298 | 3366 | 3429 | 3490 | 3552 | 3611 | 3673
1998 | US | TRE | - | ERCOT | DCSLM | Direct Control Load Management | 0 | 232 | 234 | 239 | 249 | 255 | 260 | 264 | 269 | 271 | 271
1998 | US | TRE | - | ERCOT | DCSNC | Net Capacity Resources | 0 | 55771 | 56782 | 58190 | 59100 | 59685 | 59937 | 60733 | 61990 | 62167 | 61911
1998 | US | TRE | - | ERCOT | DCSNI | Projected Net Internal Demand | 0 | 47746 | 48636 | 49607 | 50648 | 51752 | 52843 | 54054 | 55486 | 56877 | 58183
1998 | US | TRE | - | ERCOT | DCSNO | Net Operable Capacity | 0 | 53449 | 53278 | 53616 | 53596 | 53541 | 52974 | 52857 | 53280 | 51927 | 49562
1998 | US | TRE | - | ERCOT | DCSPU | Purchases | 0 | 961 | 1717 | 2069 | 2448 | 2682 | 3173 | 3640 | 4085 | 4927 | 5449
1998 | US | TRE | - | ERCOT | DCSSA | Sales | 0 | 386 | 83 | 78 | 71 | 67 | 52 | 50 | 49 | 52 | 53
1998 | US | TRE | - | ERCOT | DCSST | Standby Demand | 0 | 183 | 183 | 183 | 183 | 183 | 183 | 183 | 183 | 183 | 183
1998 | US | TRE | - | ERCOT | DCSTI | Projected Total Internal Demand | 0 | 50944 | 52055 | 53076 | 54195 | 55373 | 56532 | 57808 | 59307 | 60759 | 62127
1998 | US | TRE | - | ERCOT | DCSTO | Operable Total Internal Capacity | 0 | 53449 | 53278 | 53616 | 53596 | 53541 | 52974 | 52857 | 53280 | 51927 | 49562
1998 | US | TRE | - | ERCOT | NGEX | Exports | 4376 | 2870 | 2398 | 2609 | 2602 | 2768 | 2860 | 2744 | 3159 | 3345 | 3347
1998 | US | TRE | - | ERCOT | NGIG | Internal Generation | 240291 | 247199 | 252223 | 254543 | 253502 | 252587 | 247011 | 244855 | 239977 | 234214 | 222441
1998 | US | TRE | - | ERCOT | NGIM | Imports | 15925 | 11344 | 11809 | 14279 | 21256 | 25212 | 32074 | 39082 | 47084 | 54467 | 66329
1998 | US | TRE | - | ERCOT | NGIPP | IPPs | 18290 | 22251 | 23385 | 25133 | 24787 | 23131 | 20613 | 19906 | 19564 | 18617 | 18917
1998 | US | TRE | - | ERCOT | NGNL | Net Energy for Load | 251840 | 255673 | 261634 | 266213 | 272156 | 275031 | 276225 | 281193 | 283902 | 285336 | 285423
1998 | US | TRE | - | ERCOT | NGPRO | Electricity Production | 240291 | 247199 | 252223 | 254543 | 253502 | 252587 | 247011 | 244855 | 239977 | 234214 | 222441
1998 | US | TRE | - | ERCOT | NGPSLD | Pumped Storage Load | 0 | 0 | 0 | 0 | 0 | 0 | 0 | 0 | 0 | 0 | 0
1998 | US | TRE | - | ERCOT | NGPSOT | Pumped Storage Generation | 0 | 0 | 0 | 0 | 0 | 0 | 0 | 0 | 0 | 0 | 0
1998 | US | FRCC | - | - | CSIPP | IPPs | 2226 | 2226 | 2226 | 2226 | 2226 | 2217 | 2217 | 2217 | 2207 | 2074 | 2074
1998 | US | FRCC | - | - | CST | Total Capacity | 37607 | 37824 | 38353 | 38697 | 39032 | 40912 | 41936 | 43006 | 43821 | 44405 | 45473
1998 | US | FRCC | - | - | CSTOC | Total Owned Capacity | 35381 | 35598 | 36127 | 36471 | 36806 | 38695 | 39719 | 40789 | 41614 | 42331 | 43399
1998 | US | FRCC | - | - | DCSAJ | Adjustments | 0 | 0 | 0 | 0 | 0 | 0 | 0 | 0 | 0 | 0 | 0
1998 | US | FRCC | - | - | DCSFP | Full-Responsibility Purchases (portion of total purchases) | 0 | 1789 | 1875 | 1802 | 1741 | 1704 | 1623 | 1633 | 1644 | 1630 | 1605
1998 | US | FRCC | - | - | DCSFS | Full-Responsibility Sales (portion of total sales) | 0 | 0 | 0 | 0 | 0 | 0 | 0 | 0 | 0 | 0 | 0
1998 | US | FRCC | - | - | DCSIC | Inoperable capacity | 0 | 0 | 0 | 0 | 0 | 0 | 0 | 0 | 0 | 0 | 0
1998 | US | FRCC | - | - | DCSIN | Internal Demand | 0 | 35633 | 36628 | 37410 | 38220 | 38844 | 39395 | 40227 | 41112 | 41998 | 42885
1998 | US | FRCC | - | - | DCSIPP | IPPs | 0 | 2226 | 2226 | 2226 | 2226 | 2217 | 2217 | 2217 | 2207 | 2074 | 2074
1998 | US | FRCC | - | - | DCSIT | Interruptible Demand | 0 | 1089 | 1221 | 1252 | 1258 | 1203 | 1186 | 1179 | 1174 | 1169 | 1167
1998 | US | FRCC | - | - | DCSLM | Direct Control Load Management | 0 | 1670 | 1769 | 1853 | 1941 | 2022 | 2097 | 2142 | 2170 | 2200 | 2231
1998 | US | FRCC | - | - | DCSNC | Net Capacity Resources | 0 | 39613 | 40228 | 40499 | 40773 | 42616 | 43559 | 44639 | 45465 | 46035 | 47078
1998 | US | FRCC | - | - | DCSNI | Projected Net Internal Demand | 0 | 32874 | 33638 | 34305 | 35021 | 35619 | 36112 | 36906 | 37768 | 38629 | 39487
1998 | US | FRCC | - | - | DCSNO | Net Operable Capacity | 0 | 35598 | 36127 | 36471 | 36806 | 38695 | 39719 | 40789 | 41614 | 42331 | 43399
1998 | US | FRCC | - | - | DCSPU | Purchases | 0 | 1789 | 1875 | 1802 | 1741 | 1704 | 1623 | 1633 | 1644 | 1630 | 1605
1998 | US | FRCC | - | - | DCSSA | Sales | 0 | 0 | 0 | 0 | 0 | 0 | 0 | 0 | 0 | 0 | 0
1998 | US | FRCC | - | - | DCSST | Standby Demand | 0 | 0 | 0 | 0 | 0 | 0 | 0 | 0 | 0 | 0 | 0
1998 | US | FRCC | - | - | DCSTI | Projected Total Internal Demand | 0 | 35633 | 36628 | 37410 | 38220 | 38844 | 39395 | 40227 | 41112 | 41998 | 42885
1998 | US | FRCC | - | - | DCSTO | Operable Total Internal Capacity | 0 | 35598 | 36127 | 36471 | 36806 | 38695 | 39719 | 40789 | 41614 | 42331 | 43399
1998 | US | FRCC | - | - | NGEX | Exports | 747 | 36 | 34 | 0 | 0 | 0 | 0 | 0 | 0 | 0 | 0
1998 | US | FRCC | - | - | NGIG | Internal Generation | 163795 | 163935 | 167644 | 170376 | 176103 | 181316 | 186479 | 190775 | 194791 | 198662 | 203017
1998 | US | FRCC | - | - | NGIM | Imports | 12509 | 18368 | 20728 | 23064 | 22154 | 21409 | 19983 | 20448 | 21277 | 22422 | 23073
1998 | US | FRCC | - | - | NGIPP | IPPs | 13964 | 15306 | 15157 | 14815 | 16033 | 15892 | 15945 | 15977 | 15898 | 16043 | 16269
1998 | US | FRCC | - | - | NGNL | Net Energy for Load | 175557 | 182267 | 188338 | 193440 | 198257 | 202725 | 206462 | 211223 | 216068 | 221084 | 226090
1998 | US | FRCC | - | - | NGPRO | Electricity Production | 163795 | 163935 | 167644 | 170376 | 176103 | 181316 | 186479 | 190775 | 194791 | 198662 | 203017
1998 | US | FRCC | - | - | NGPSLD | Pumped Storage Load | 0 | 0 | 0 | 0 | 0 | 0 | 0 | 0 | 0 | 0 | 0
1998 | US | FRCC | - | - | NGPSOT | Pumped Storage Generation | 0 | 0 | 0 | 0 | 0 | 0 | 0 | 0 | 0 | 0 | 0
1998 | US | MAAC | - | - | CSIPP | IPPs | 4089 | 4347 | 4347 | 4987 | 4987 | 4987 | 4975 | 4930 | 4909 | 4909 | 4879
1998 | US | MAAC | - | - | CST | Total Capacity | 56709 | 56732 | 56868 | 57269 | 56762 | 56898 | 57125 | 56849 | 57103 | 57552 | 57677
1998 | US | MAAC | - | - | CSTOC | Total Owned Capacity | 52620 | 52385 | 52521 | 52282 | 51775 | 51911 | 52150 | 51919 | 52194 | 52643 | 52798
1998 | US | MAAC | - | - | DCSAJ | Adjustments | 0 | 0 | 0 | 0 | 0 | 0 | 0 | 0 | 0 | 0 | 0
1998 | US | MAAC | - | - | DCSFP | Full-Responsibility Purchases (portion of total purchases) | 0 | 450 | 450 | 450 | 450 | 450 | 450 | 450 | 450 | 0 | 0
1998 | US | MAAC | - | - | DCSFS | Full-Responsibility Sales (portion of total sales) | 0 | 1306 | 1306 | 1306 | 1306 | 1306 | 1306 | 1306 | 1306 | 1306 | 1306
1998 | US | MAAC | - | - | DCSIC | Inoperable capacity | 0 | 0 | 0 | 0 | 0 | 0 | 0 | 0 | 0 | 0 | 0
1998 | US | MAAC | - | - | DCSIN | Internal Demand | 0 | 48846 | 49547 | 50228 | 50967 | 51682 | 52380 | 53114 | 53868 | 54627 | 55387
1998 | US | MAAC | - | - | DCSIPP | IPPs | 0 | 4347 | 4347 | 4987 | 4987 | 4987 | 4975 | 4930 | 4909 | 4909 | 4879
1998 | US | MAAC | - | - | DCSIT | Interruptible Demand | 0 | 1438 | 1277 | 1083 | 938 | 939 | 941 | 943 | 945 | 947 | 949
1998 | US | MAAC | - | - | DCSLM | Direct Control Load Management | 0 | 860 | 835 | 803 | 787 | 793 | 799 | 807 | 813 | 820 | 826
1998 | US | MAAC | - | - | DCSNC | Net Capacity Resources | 0 | 56155 | 56206 | 56607 | 56100 | 56236 | 56463 | 56187 | 56441 | 56340 | 56465
1998 | US | MAAC | - | - | DCSNI | Projected Net Internal Demand | 0 | 46548 | 47435 | 48342 | 49242 | 49950 | 50640 | 51364 | 52110 | 52860 | 53612
1998 | US | MAAC | - | - | DCSNO | Net Operable Capacity | 0 | 52385 | 52521 | 52282 | 51775 | 51911 | 52150 | 51919 | 52194 | 52643 | 52798
1998 | US | MAAC | - | - | DCSPU | Purchases | 0 | 749 | 644 | 644 | 644 | 644 | 644 | 644 | 644 | 94 | 94
1998 | US | MAAC | - | - | DCSSA | Sales | 0 | 1326 | 1306 | 1306 | 1306 | 1306 | 1306 | 1306 | 1306 | 1306 | 1306
1998 | US | MAAC | - | - | DCSST | Standby Demand | 0 | 0 | 0 | 0 | 0 | 0 | 0 | 0 | 0 | 0 | 0
1998 | US | MAAC | - | - | DCSTI | Projected Total Internal Demand | 0 | 48846 | 49547 | 50228 | 50967 | 51682 | 52380 | 53114 | 53868 | 54627 | 55387
1998 | US | MAAC | - | - | DCSTO | Operable Total Internal Capacity | 0 | 52385 | 52521 | 52282 | 51775 | 51911 | 52150 | 51919 | 52194 | 52643 | 52798
1998 | US | MAAC | - | - | NGEX | Exports | 72656 | 0 | 0 | 0 | 0 | 0 | 0 | 0 | 0 | 0 | 0
1998 | US | MAAC | - | - | NGIG | Internal Generation | 229876 | 232952 | 236462 | 247431 | 250802 | 254699 | 258522 | 263033 | 267451 | 275359 | 279593
1998 | US | MAAC | - | - | NGIM | Imports | 86747 | 17449 | 17739 | 10261 | 10899 | 11035 | 11240 | 11089 | 11340 | 7820 | 7836
1998 | US | MAAC | - | - | NGIPP | IPPs | 20162 | 26488 | 27127 | 29314 | 30614 | 30846 | 31397 | 31077 | 31501 | 31867 | 31747
1998 | US | MAAC | - | - | NGNL | Net Energy for Load | 243967 | 250401 | 254201 | 257692 | 261701 | 265734 | 269762 | 274123 | 278791 | 283179 | 287429
1998 | US | MAAC | - | - | NGPRO | Electricity Production | 230831 | 233854 | 237411 | 248487 | 251839 | 255719 | 259549 | 263922 | 268254 | 276189 | 280387
1998 | US | MAAC | - | - | NGPSLD | Pumped Storage Load | 3595 | 3021 | 3189 | 3555 | 3490 | 3425 | 3456 | 2965 | 2666 | 2760 | 2642
1998 | US | MAAC | - | - | NGPSOT | Pumped Storage Generation | 2640 | 2119 | 2240 | 2499 | 2453 | 2405 | 2429 | 2076 | 1863 | 1930 | 1848
1998 | US | MAIN | - | - | CSIPP | IPPs | 94 | 978 | 984 | 1163 | 1453 | 1883 | 1883 | 2151 | 2366 | 2366 | 2366
1998 | US | MAIN | - | - | CST | Total Capacity | 51961 | 50272 | 50510 | 50772 | 51453 | 53964 | 54468 | 55434 | 56216 | 56859 | 58346
1998 | US | MAIN | - | - | CSTOC | Total Owned Capacity | 51867 | 49294 | 49526 | 49609 | 50000 | 52081 | 52585 | 53283 | 53850 | 54493 | 55980
1998 | US | MAIN | - | - | DCSAJ | Adjustments | 0 | 0 | 0 | 0 | 0 | 0 | 0 | 0 | 0 | 0 | 0
1998 | US | MAIN | - | - | DCSFP | Full-Responsibility Purchases (portion of total purchases) | 0 | 2868 | 2637 | 3172 | 3472 | 2572 | 2715 | 2790 | 2895 | 2900 | 2647
1998 | US | MAIN | - | - | DCSFS | Full-Responsibility Sales (portion of total sales) | 0 | 136 | 123 | 123 | 124 | 150 | 152 | 153 | 155 | 143 | 85
1998 | US | MAIN | - | - | DCSIC | Inoperable capacity | 0 | 1060 | 12 | 12 | 12 | 12 | 12 | 12 | 12 | 12 | 12
1998 | US | MAIN | - | - | DCSIN | Internal Demand | 0 | 47522 | 48199 | 49101 | 49883 | 50675 | 51480 | 52350 | 53024 | 53856 | 54690
1998 | US | MAIN | - | - | DCSIPP | IPPs | 0 | 978 | 984 | 1163 | 1453 | 1883 | 1883 | 2151 | 2366 | 2366 | 2366
1998 | US | MAIN | - | - | DCSIT | Interruptible Demand | 0 | 1936 | 1978 | 2012 | 2034 | 2048 | 2073 | 2095 | 2117 | 2128 | 2138
1998 | US | MAIN | - | - | DCSLM | Direct Control Load Management | 0 | 392 | 401 | 411 | 419 | 427 | 437 | 440 | 444 | 448 | 451
1998 | US | MAIN | - | - | DCSNC | Net Capacity Resources | 0 | 52160 | 53367 | 54401 | 55249 | 56494 | 57111 | 58101 | 58967 | 59891 | 61279
1998 | US | MAIN | - | - | DCSNI | Projected Net Internal Demand | 0 | 45194 | 45820 | 46678 | 47430 | 48200 | 48970 | 49815 | 50463 | 51280 | 52101
1998 | US | MAIN | - | - | DCSNO | Net Operable Capacity | 0 | 48234 | 49514 | 49597 | 49988 | 52069 | 52573 | 53271 | 53838 | 54481 | 55968
1998 | US | MAIN | - | - | DCSPU | Purchases | 0 | 4260 | 3818 | 4590 | 4543 | 3295 | 3310 | 3335 | 3421 | 3390 | 3233
1998 | US | MAIN | - | - | DCSSA | Sales | 0 | 1312 | 949 | 949 | 735 | 753 | 655 | 656 | 658 | 346 | 288
1998 | US | MAIN | - | - | DCSST | Standby Demand | 0 | 0 | 0 | 0 | 0 | 0 | 0 | 0 | 0 | 0 | 0
1998 | US | MAIN | - | - | DCSTI | Projected Total Internal Demand | 0 | 47522 | 48199 | 49101 | 49883 | 50675 | 51480 | 52350 | 53024 | 53856 | 54690
1998 | US | MAIN | - | - | DCSTO | Operable Total Internal Capacity | 0 | 49294 | 49526 | 49609 | 50000 | 52081 | 52585 | 53283 | 53850 | 54493 | 55980
1998 | US | MAIN | - | - | NGEX | Exports | 36463 | 33892 | 37395 | 40760 | 36842 | 36958 | 36802 | 35805 | 33260 | 30778 | 31206
1998 | US | MAIN | - | - | NGIG | Internal Generation | 216890 | 219599 | 239029 | 247275 | 248682 | 253826 | 256911 | 262004 | 261510 | 260466 | 263853
1998 | US | MAIN | - | - | NGIM | Imports | 55716 | 50545 | 37939 | 37697 | 36380 | 35231 | 36007 | 34041 | 34569 | 37247 | 38395
1998 | US | MAIN | - | - | NGIPP | IPPs | 919 | 1120 | 1371 | 1446 | 1434 | 1439 | 1457 | 2138 | 2138 | 2176 | 2201
1998 | US | MAIN | - | - | NGNL | Net Energy for Load | 236143 | 236252 | 239573 | 244212 | 248220 | 252099 | 256116 | 260240 | 262819 | 266935 | 271042
1998 | US | MAIN | - | - | NGPRO | Electricity Production | 217005 | 219625 | 239068 | 247323 | 248740 | 253880 | 256962 | 262060 | 261569 | 260532 | 263946
1998 | US | MAIN | - | - | NGPSLD | Pumped Storage Load | 191 | 45 | 114 | 146 | 174 | 157 | 154 | 167 | 171 | 197 | 279
1998 | US | MAIN | - | - | NGPSOT | Pumped Storage Generation | 76 | 19 | 75 | 98 | 116 | 103 | 103 | 111 | 112 | 131 | 186
1998 | US | MRO | - | - | CSIPP | IPPs | 0 | 0 | 0 | 0 | 0 | 0 | 0 | 0 | 0 | 0 | 0
1998 | US | MRO | - | - | CST | Total Capacity | 31462 | 32405 | 32474 | 32608 | 32648 | 32652 | 32676 | 32847 | 32848 | 32848 | 32908
1998 | US | MRO | - | - | CSTOC | Total Owned Capacity | 31462 | 32405 | 32474 | 32608 | 32648 | 32652 | 32676 | 32847 | 32848 | 32848 | 32908
1998 | US | MRO | - | - | DCSAJ | Adjustments | 0 | 0 | 0 | 0 | 0 | 0 | 0 | 0 | 0 | 0 | 0
1998 | US | MRO | - | - | DCSFP | Full-Responsibility Purchases (portion of total purchases) | 0 | 3064 | 3052 | 2594 | 2384 | 2182 | 2098 | 1964 | 1416 | 1419 | 1408
1998 | US | MRO | - | - | DCSFS | Full-Responsibility Sales (portion of total sales) | 0 | 1442 | 1200 | 985 | 666 | 553 | 490 | 416 | 418 | 420 | 420
1998 | US | MRO | - | - | DCSIC | Inoperable capacity | 0 | 0 | 0 | 0 | 0 | 0 | 0 | 0 | 0 | 0 | 0
1998 | US | MRO | - | - | DCSIN | Internal Demand | 0 | 30398 | 30902 | 31459 | 32055 | 32602 | 33172 | 33746 | 34340 | 34921 | 34063
1998 | US | MRO | - | - | DCSIPP | IPPs | 0 | 0 | 0 | 0 | 0 | 0 | 0 | 0 | 0 | 0 | 0
1998 | US | MRO | - | - | DCSIT | Interruptible Demand | 0 | 1501 | 1538 | 1579 | 1647 | 1683 | 1718 | 1745 | 1773 | 1801 | 1817
1998 | US | MRO | - | - | DCSLM | Direct Control Load Management | 0 | 685 | 768 | 821 | 859 | 884 | 908 | 927 | 949 | 969 | 934
1998 | US | MRO | - | - | DCSNC | Net Capacity Resources | 0 | 34027 | 34326 | 34217 | 34366 | 34281 | 34284 | 34395 | 33846 | 33847 | 33896
1998 | US | MRO | - | - | DCSNI | Projected Net Internal Demand | 0 | 28221 | 28605 | 29068 | 29558 | 30044 | 30555 | 31083 | 31627 | 32160 | 31321
1998 | US | MRO | - | - | DCSNO | Net Operable Capacity | 0 | 32405 | 32474 | 32608 | 32648 | 32652 | 32676 | 32847 | 32848 | 32848 | 32908
1998 | US | MRO | - | - | DCSPU | Purchases | 0 | 3064 | 3052 | 2594 | 2384 | 2182 | 2098 | 1964 | 1416 | 1419 | 1408
1998 | US | MRO | - | - | DCSSA | Sales | 0 | 1442 | 1200 | 985 | 666 | 553 | 490 | 416 | 418 | 420 | 420
1998 | US | MRO | - | - | DCSST | Standby Demand | 0 | 9 | 9 | 9 | 9 | 9 | 9 | 9 | 9 | 9 | 9
1998 | US | MRO | - | - | DCSTI | Projected Total Internal Demand | 0 | 30407 | 30911 | 31468 | 32064 | 32611 | 33181 | 33755 | 34349 | 34930 | 34072
1998 | US | MRO | - | - | DCSTO | Operable Total Internal Capacity | 0 | 32405 | 32474 | 32608 | 32648 | 32652 | 32676 | 32847 | 32848 | 32848 | 32908
1998 | US | MRO | - | - | NGEX | Exports | 6289 | 10754 | 9259 | 8831 | 6848 | 7824 | 6356 | 2783 | 1844 | 541 | 1416
1998 | US | MRO | - | - | NGIG | Internal Generation | 157950 | 166200 | 167916 | 170644 | 171743 | 175624 | 177355 | 176920 | 179049 | 180699 | 176522
1998 | US | MRO | - | - | NGIM | Imports | 0 | 0 | 0 | 0 | 0 | 0 | 0 | 0 | 0 | 0 | 0
1998 | US | MRO | - | - | NGIPP | IPPs | 1802 | 2353 | 2650 | 2727 | 3016 | 2870 | 2869 | 2870 | 2869 | 2870 | 2869
1998 | US | MRO | - | - | NGNL | Net Energy for Load | 151661 | 155446 | 158657 | 161813 | 164895 | 167800 | 170999 | 174137 | 177205 | 180158 | 175106
1998 | US | MRO | - | - | NGPRO | Electricity Production | 157950 | 166200 | 167916 | 170644 | 171743 | 175624 | 177355 | 176920 | 179049 | 180699 | 176522
1998 | US | MRO | - | - | NGPSLD | Pumped Storage Load | 0 | 0 | 0 | 0 | 0 | 0 | 0 | 0 | 0 | 0 | 0
1998 | US | MRO | - | - | NGPSOT | Pumped Storage Generation | 0 | 0 | 0 | 0 | 0 | 0 | 0 | 0 | 0 | 0 | 0
1998 | US | NPCC | - | - | CSIPP | IPPs | 8090 | 8278 | 9018 | 9002 | 8994 | 8955 | 8901 | 8878 | 8774 | 8625 | 8571
1998 | US | NPCC | - | - | CST | Total Capacity | 59803 | 58305 | 59813 | 60103 | 59962 | 60048 | 59994 | 59971 | 59867 | 59718 | 59664
1998 | US | NPCC | - | - | CSTOC | Total Owned Capacity | 51713 | 50027 | 50795 | 51101 | 50968 | 51093 | 51093 | 51093 | 51093 | 51093 | 51093
1998 | US | NPCC | - | - | DCSAJ | Adjustments | 0 | -953 | -953 | -953 | -953 | -953 | -953 | -953 | -953 | -953 | -953
1998 | US | NPCC | - | - | DCSFP | Full-Responsibility Purchases (portion of total purchases) | 0 | 1431 | 1411 | 1411 | 1417 | 1417 | 1387 | 1387 | 1387 | 1387 | 1387
1998 | US | NPCC | - | - | DCSFS | Full-Responsibility Sales (portion of total sales) | 0 | 317 | 317 | 317 | 317 | 317 | 317 | 317 | 317 | 317 | 317
1998 | US | NPCC | - | - | DCSIC | Inoperable capacity | 0 | 0 | 0 | 0 | 0 | 0 | 0 | 0 | 0 | 0 | 0
1998 | US | NPCC | - | - | DCSIN | Internal Demand | 0 | 50318 | 51131 | 51813 | 52536 | 53164 | 53848 | 54559 | 55371 | 56249 | 56983
1998 | US | NPCC | - | - | DCSIPP | IPPs | 0 | 8278 | 9018 | 9002 | 8994 | 8955 | 8901 | 8878 | 8774 | 8625 | 8571
1998 | US | NPCC | - | - | DCSIT | Interruptible Demand | 0 | 13 | 14 | 14 | 13 | 13 | 13 | 12 | 14 | 16 | 18
1998 | US | NPCC | - | - | DCSLM | Direct Control Load Management | 0 | 65 | 67 | 68 | 67 | 66 | 64 | 60 | 84 | 93 | 90
1998 | US | NPCC | - | - | DCSNC | Net Capacity Resources | 0 | 60729 | 62150 | 62458 | 60520 | 60604 | 60529 | 60162 | 60057 | 59906 | 59851
1998 | US | NPCC | - | - | DCSNI | Projected Net Internal Demand | 0 | 50240 | 51050 | 51731 | 52456 | 53085 | 53771 | 54487 | 55273 | 56140 | 56875
1998 | US | NPCC | - | - | DCSNO | Net Operable Capacity | 0 | 50027 | 50795 | 51101 | 50968 | 51093 | 51093 | 51093 | 51093 | 51093 | 51093
1998 | US | NPCC | - | - | DCSPU | Purchases | 0 | 4289 | 3719 | 3719 | 1925 | 1925 | 1895 | 1495 | 1495 | 1495 | 1495
1998 | US | NPCC | - | - | DCSSA | Sales | 0 | 912 | 429 | 411 | 414 | 416 | 407 | 351 | 352 | 354 | 355
1998 | US | NPCC | - | - | DCSST | Standby Demand | 0 | 0 | 0 | 0 | 0 | 0 | 0 | 0 | 0 | 0 | 0
1998 | US | NPCC | - | - | DCSTI | Projected Total Internal Demand | 0 | 50318 | 51131 | 51813 | 52536 | 53164 | 53848 | 54559 | 55371 | 56249 | 56983
1998 | US | NPCC | - | - | DCSTO | Operable Total Internal Capacity | 0 | 50027 | 50795 | 51101 | 50968 | 51093 | 51093 | 51093 | 51093 | 51093 | 51093
1998 | US | NPCC | - | - | NGEX | Exports | 12640 | 6971 | 6948 | 6692 | 6670 | 6678 | 5674 | 5655 | 5649 | 5642 | 5645
1998 | US | NPCC | - | - | NGIG | Internal Generation | 246413 | 249712 | 255424 | 259324 | 266250 | 273306 | 276449 | 281258 | 285840 | 290917 | 295332
1998 | US | NPCC | - | - | NGIM | Imports | 30691 | 25548 | 23010 | 22673 | 19588 | 15641 | 15508 | 15015 | 14715 | 14809 | 14826
1998 | US | NPCC | - | - | NGIPP | IPPs | 55730 | 61441 | 65851 | 67984 | 84484 | 87691 | 91105 | 95348 | 99020 | 104124 | 108219
1998 | US | NPCC | - | - | NGNL | Net Energy for Load | 264464 | 268289 | 271486 | 275305 | 279168 | 282269 | 286283 | 290618 | 294906 | 300084 | 304513
1998 | US | NPCC | - | - | NGPRO | Electricity Production | 247771 | 251047 | 256740 | 260625 | 267620 | 274777 | 277959 | 282821 | 287399 | 292449 | 296835
1998 | US | NPCC | - | - | NGPSLD | Pumped Storage Load | 4443 | 4832 | 4756 | 4723 | 4982 | 5364 | 5496 | 5676 | 5666 | 5575 | 5478
1998 | US | NPCC | - | - | NGPSOT | Pumped Storage Generation | 3085 | 3497 | 3440 | 3422 | 3612 | 3893 | 3986 | 4113 | 4107 | 4043 | 3975
1998 | US | NPCC | New England | New England | CSIPP | IPPs | 3024 | 3256 | 4005 | 3969 | 3969 | 3959 | 3907 | 3890 | 3859 | 3787 | 3733
1998 | US | NPCC | New England | New England | CST | Total Capacity | 24922 | 22625 | 24142 | 24492 | 24359 | 24474 | 24422 | 24405 | 24374 | 24302 | 24248
1998 | US | NPCC | New England | New England | CSTOC | Total Owned Capacity | 21898 | 19369 | 20137 | 20523 | 20390 | 20515 | 20515 | 20515 | 20515 | 20515 | 20515
1998 | US | NPCC | New England | New England | DCSAJ | Adjustments | 0 | 0 | 0 | 0 | 0 | 0 | 0 | 0 | 0 | 0 | 0
1998 | US | NPCC | New England | New England | DCSFP | Full-Responsibility Purchases (portion of total purchases) | 0 | 478 | 458 | 458 | 464 | 464 | 434 | 434 | 434 | 434 | 434
1998 | US | NPCC | New England | New England | DCSFS | Full-Responsibility Sales (portion of total sales) | 0 | 21 | 21 | 21 | 21 | 21 | 21 | 21 | 21 | 21 | 21
1998 | US | NPCC | New England | New England | DCSIC | Inoperable capacity | 0 | 0 | 0 | 0 | 0 | 0 | 0 | 0 | 0 | 0 | 0
1998 | US | NPCC | New England | New England | DCSIN | Internal Demand | 0 | 22158 | 22651 | 23123 | 23556 | 23904 | 24308 | 24769 | 25281 | 25879 | 26333
1998 | US | NPCC | New England | New England | DCSIPP | IPPs | 0 | 3256 | 4005 | 3969 | 3969 | 3959 | 3907 | 3890 | 3859 | 3787 | 3733
1998 | US | NPCC | New England | New England | DCSIT | Interruptible Demand | 0 | 13 | 14 | 14 | 13 | 13 | 13 | 12 | 14 | 16 | 18
1998 | US | NPCC | New England | New England | DCSLM | Direct Control Load Management | 0 | 65 | 67 | 68 | 67 | 66 | 64 | 60 | 84 | 93 | 90
1998 | US | NPCC | New England | New England | DCSNC | Net Capacity Resources | 0 | 24582 | 26079 | 26429 | 24802 | 24917 | 24835 | 24818 | 24787 | 24715 | 24661
1998 | US | NPCC | New England | New England | DCSNI | Projected Net Internal Demand | 0 | 22080 | 22570 | 23041 | 23476 | 23825 | 24231 | 24697 | 25183 | 25770 | 26225
1998 | US | NPCC | New England | New England | DCSNO | Net Operable Capacity | 0 | 19369 | 20137 | 20523 | 20390 | 20515 | 20515 | 20515 | 20515 | 20515 | 20515
1998 | US | NPCC | New England | New England | DCSPU | Purchases | 0 | 1978 | 1958 | 1958 | 464 | 464 | 434 | 434 | 434 | 434 | 434
1998 | US | NPCC | New England | New England | DCSSA | Sales | 0 | 21 | 21 | 21 | 21 | 21 | 21 | 21 | 21 | 21 | 21
1998 | US | NPCC | New England | New England | DCSST | Standby Demand | 0 | 0 | 0 | 0 | 0 | 0 | 0 | 0 | 0 | 0 | 0
1998 | US | NPCC | New England | New England | DCSTI | Projected Total Internal Demand | 0 | 22158 | 22651 | 23123 | 23556 | 23904 | 24308 | 24769 | 25281 | 25879 | 26333
1998 | US | NPCC | New England | New England | DCSTO | Operable Total Internal Capacity | 0 | 19369 | 20137 | 20523 | 20390 | 20515 | 20515 | 20515 | 20515 | 20515 | 20515
1998 | US | NPCC | New England | New England | NGEX | Exports | 69 | 63 | 37 | 38 | 20 | 27 | 23 | 19 | 17 | 10 | 13
1998 | US | NPCC | New England | New England | NGIG | Internal Generation | 95185 | 106558 | 110251 | 112916 | 118333 | 124077 | 126581 | 129016 | 131397 | 134736 | 137480
1998 | US | NPCC | New England | New England | NGIM | Imports | 20466 | 12354 | 10552 | 10187 | 7155 | 3129 | 2995 | 3201 | 3616 | 3678 | 3626
1998 | US | NPCC | New England | New England | NGIPP | IPPs | 20957 | 26216 | 30519 | 32253 | 48406 | 51465 | 54653 | 58577 | 62057 | 66925 | 70419
1998 | US | NPCC | New England | New England | NGNL | Net Energy for Load | 115582 | 118849 | 120766 | 123065 | 125468 | 127179 | 129553 | 132198 | 134996 | 138404 | 141093
1998 | US | NPCC | New England | New England | NGPRO | Electricity Production | 95702 | 107327 | 111004 | 113707 | 119188 | 125028 | 127547 | 129977 | 132373 | 135713 | 138446
1998 | US | NPCC | New England | New England | NGPSLD | Pumped Storage Load | 1869 | 2943 | 2881 | 3024 | 3266 | 3630 | 3684 | 3668 | 3723 | 3727 | 3687
1998 | US | NPCC | New England | New England | NGPSOT | Pumped Storage Generation | 1352 | 2174 | 2128 | 2233 | 2411 | 2679 | 2718 | 2707 | 2747 | 2750 | 2721
1998 | US | NPCC | New York | New York | CSIPP | IPPs | 5066 | 5022 | 5013 | 5033 | 5025 | 4996 | 4994 | 4988 | 4915 | 4838 | 4838
1998 | US | NPCC | New York | New York | CST | Total Capacity | 34881 | 35680 | 35671 | 35611 | 35603 | 35574 | 35572 | 35566 | 35493 | 35416 | 35416
1998 | US | NPCC | New York | New York | CSTOC | Total Owned Capacity | 29815 | 30658 | 30658 | 30578 | 30578 | 30578 | 30578 | 30578 | 30578 | 30578 | 30578
1998 | US | NPCC | New York | New York | DCSAJ | Adjustments | 0 | -953 | -953 | -953 | -953 | -953 | -953 | -953 | -953 | -953 | -953
1998 | US | NPCC | New York | New York | DCSFP | Full-Responsibility Purchases (portion of total purchases) | 0 | 953 | 953 | 953 | 953 | 953 | 953 | 953 | 953 | 953 | 953
1998 | US | NPCC | New York | New York | DCSFS | Full-Responsibility Sales (portion of total sales) | 0 | 296 | 296 | 296 | 296 | 296 | 296 | 296 | 296 | 296 | 296
1998 | US | NPCC | New York | New York | DCSIC | Inoperable capacity | 0 | 0 | 0 | 0 | 0 | 0 | 0 | 0 | 0 | 0 | 0
1998 | US | NPCC | New York | New York | DCSIN | Internal Demand | 0 | 28160 | 28480 | 28690 | 28980 | 29260 | 29540 | 29790 | 30090 | 30370 | 30650
1998 | US | NPCC | New York | New York | DCSIPP | IPPs | 0 | 5022 | 5013 | 5033 | 5025 | 4996 | 4994 | 4988 | 4915 | 4838 | 4838
1998 | US | NPCC | New York | New York | DCSIT | Interruptible Demand | 0 | 0 | 0 | 0 | 0 | 0 | 0 | 0 | 0 | 0 | 0
1998 | US | NPCC | New York | New York | DCSLM | Direct Control Load Management | 0 | 0 | 0 | 0 | 0 | 0 | 0 | 0 | 0 | 0 | 0
1998 | US | NPCC | New York | New York | DCSNC | Net Capacity Resources | 0 | 36147 | 36071 | 36029 | 35718 | 35687 | 35694 | 35344 | 35270 | 35191 | 35190
1998 | US | NPCC | New York | New York | DCSNI | Projected Net Internal Demand | 0 | 28160 | 28480 | 28690 | 28980 | 29260 | 29540 | 29790 | 30090 | 30370 | 30650
1998 | US | NPCC | New York | New York | DCSNO | Net Operable Capacity | 0 | 30658 | 30658 | 30578 | 30578 | 30578 | 30578 | 30578 | 30578 | 30578 | 30578
1998 | US | NPCC | New York | New York | DCSPU | Purchases | 0 | 2311 | 1761 | 1761 | 1461 | 1461 | 1461 | 1061 | 1061 | 1061 | 1061
1998 | US | NPCC | New York | New York | DCSSA | Sales | 0 | 891 | 408 | 390 | 393 | 395 | 386 | 330 | 331 | 333 | 334
1998 | US | NPCC | New York | New York | DCSST | Standby Demand | 0 | 0 | 0 | 0 | 0 | 0 | 0 | 0 | 0 | 0 | 0
1998 | US | NPCC | New York | New York | DCSTI | Projected Total Internal Demand | 0 | 28160 | 28480 | 28690 | 28980 | 29260 | 29540 | 29790 | 30090 | 30370 | 30650
1998 | US | NPCC | New York | New York | DCSTO | Operable Total Internal Capacity | 0 | 30658 | 30658 | 30578 | 30578 | 30578 | 30578 | 30578 | 30578 | 30578 | 30578
1998 | US | NPCC | New York | New York | NGEX | Exports | 12571 | 6908 | 6911 | 6654 | 6650 | 6651 | 5651 | 5636 | 5632 | 5632 | 5632
1998 | US | NPCC | New York | New York | NGIG | Internal Generation | 151228 | 143154 | 145173 | 146408 | 147917 | 149229 | 149868 | 152242 | 154443 | 156181 | 157852
1998 | US | NPCC | New York | New York | NGIM | Imports | 10225 | 13194 | 12458 | 12486 | 12433 | 12512 | 12513 | 11814 | 11099 | 11131 | 11200
1998 | US | NPCC | New York | New York | NGIPP | IPPs | 34773 | 35225 | 35332 | 35731 | 36078 | 36226 | 36452 | 36771 | 36963 | 37199 | 37800
1998 | US | NPCC | New York | New York | NGNL | Net Energy for Load | 148882 | 149440 | 150720 | 152240 | 153700 | 155090 | 156730 | 158420 | 159910 | 161680 | 163420
1998 | US | NPCC | New York | New York | NGPRO | Electricity Production | 152069 | 143720 | 145736 | 146918 | 148432 | 149749 | 150412 | 152844 | 155026 | 156736 | 158389
1998 | US | NPCC | New York | New York | NGPSLD | Pumped Storage Load | 2574 | 1889 | 1875 | 1699 | 1716 | 1734 | 1812 | 2008 | 1943 | 1848 | 1791
1998 | US | NPCC | New York | New York | NGPSOT | Pumped Storage Generation | 1733 | 1323 | 1312 | 1189 | 1201 | 1214 | 1268 | 1406 | 1360 | 1293 | 1254
1998 | US | SERC | - | - | CSIPP | IPPs | 3795 | 4716 | 4714 | 4894 | 5212 | 5180 | 5004 | 5163 | 4929 | 4870 | 4570
1998 | US | SERC | - | - | CST | Total Capacity | 152402 | 153899 | 154973 | 157433 | 161157 | 163813 | 165766 | 168764 | 172693 | 175545 | 177897
1998 | US | SERC | - | - | CSTOC | Total Owned Capacity | 148607 | 149183 | 150259 | 152539 | 155945 | 158633 | 160762 | 163601 | 167764 | 170675 | 173327
1998 | US | SERC | - | - | DCSAJ | Adjustments | 0 | 0 | 0 | 0 | 0 | 0 | 0 | 0 | 0 | 0 | 0
1998 | US | SERC | - | - | DCSFP | Full-Responsibility Purchases (portion of total purchases) | 0 | 2333 | 1860 | 1487 | 1089 | 841 | 643 | 645 | 647 | 649 | 651
1998 | US | SERC | - | - | DCSFS | Full-Responsibility Sales (portion of total sales) | 0 | 1790 | 1792 | 1690 | 1691 | 1692 | 1693 | 1694 | 1695 | 1696 | 1697
1998 | US | SERC | - | - | DCSIC | Inoperable capacity | 0 | 1289 | 1289 | 1289 | 1289 | 1289 | 1289 | 1289 | 1289 | 1289 | 1289
1998 | US | SERC | - | - | DCSIN | Internal Demand | 0 | 143035 | 146504 | 149785 | 152606 | 155388 | 158581 | 160561 | 163873 | 167267 | 169964
1998 | US | SERC | - | - | DCSIPP | IPPs | 0 | 4716 | 4714 | 4894 | 5212 | 5180 | 5004 | 5163 | 4929 | 4870 | 4570
1998 | US | SERC | - | - | DCSIT | Interruptible Demand | 0 | 7102 | 7216 | 7291 | 7361 | 7419 | 7473 | 7512 | 7480 | 7563 | 7643
1998 | US | SERC | - | - | DCSLM | Direct Control Load Management | 0 | 1210 | 1229 | 1232 | 1229 | 1230 | 1230 | 1231 | 1233 | 1233 | 1237
1998 | US | SERC | - | - | DCSNC | Net Capacity Resources | 0 | 155016 | 157095 | 159280 | 162739 | 165183 | 167629 | 169348 | 173531 | 176868 | 179254
1998 | US | SERC | - | - | DCSNI | Projected Net Internal Demand | 0 | 134968 | 138354 | 141572 | 144352 | 147132 | 150334 | 152318 | 155707 | 159042 | 161678
1998 | US | SERC | - | - | DCSNO | Net Operable Capacity | 0 | 147894 | 148970 | 151250 | 154656 | 157344 | 159473 | 162312 | 166475 | 169386 | 172038
1998 | US | SERC | - | - | DCSPU | Purchases | 0 | 7277 | 8229 | 7568 | 6777 | 6572 | 6889 | 5612 | 5867 | 6354 | 6390
1998 | US | SERC | - | - | DCSSA | Sales | 0 | 4571 | 4518 | 3796 | 3349 | 3350 | 3181 | 3182 | 3183 | 3184 | 3185
1998 | US | SERC | - | - | DCSST | Standby Demand | 0 | 245 | 295 | 310 | 336 | 393 | 456 | 500 | 547 | 571 | 594
1998 | US | SERC | - | - | DCSTI | Projected Total Internal Demand | 0 | 143280 | 146799 | 150095 | 152942 | 155781 | 159037 | 161061 | 164420 | 167838 | 170558
1998 | US | SERC | - | - | DCSTO | Operable Total Internal Capacity | 0 | 149183 | 150259 | 152539 | 155945 | 158633 | 160762 | 163601 | 167764 | 170675 | 173327
1998 | US | SERC | - | - | NGEX | Exports | 107724 | 43135 | 42693 | 44052 | 42147 | 41467 | 40828 | 42451 | 43938 | 43874 | 43644
1998 | US | SERC | - | - | NGIG | Internal Generation | 731556 | 732064 | 747454 | 767127 | 781992 | 794261 | 803960 | 818398 | 836730 | 850830 | 864850
1998 | US | SERC | - | - | NGIM | Imports | 106416 | 65176 | 64386 | 45937 | 45653 | 45447 | 47786 | 47679 | 49210 | 51075 | 52641
1998 | US | SERC | - | - | NGIPP | IPPs | 14413 | 13923 | 14945 | 17562 | 22002 | 22296 | 22630 | 22310 | 22716 | 23396 | 24289
1998 | US | SERC | - | - | NGNL | Net Energy for Load | 730248 | 754105 | 769147 | 769012 | 785498 | 798241 | 810918 | 823626 | 842002 | 858031 | 873847
1998 | US | SERC | - | - | NGPRO | Electricity Production | 734041 | 734222 | 749654 | 769220 | 784041 | 796363 | 806234 | 820765 | 839176 | 853330 | 867384
1998 | US | SERC | - | - | NGPSLD | Pumped Storage Load | 12061 | 9993 | 10106 | 9583 | 9461 | 9803 | 10812 | 11475 | 11968 | 12193 | 12426
1998 | US | SERC | - | - | NGPSOT | Pumped Storage Generation | 9576 | 7835 | 7906 | 7490 | 7412 | 7701 | 8538 | 9108 | 9522 | 9693 | 9892
1998 | US | SERC | Central | - | CSIPP | IPPs | 0 | 0 | 0 | 0 | 440 | 440 | 440 | 440 | 440 | 440 | 440
1998 | US | SERC | Central | - | CST | Total Capacity | 29782 | 30125 | 30388 | 30542 | 31175 | 32078 | 32655 | 33473 | 34245 | 35028 | 35856
1998 | US | SERC | Central | - | CSTOC | Total Owned Capacity | 29782 | 30125 | 30388 | 30542 | 30735 | 31638 | 32215 | 33033 | 33805 | 34588 | 35416
1998 | US | SERC | Central | - | DCSAJ | Adjustments | 0 | 0 | 0 | 0 | 0 | 0 | 0 | 0 | 0 | 0 | 0
1998 | US | SERC | Central | - | DCSFP | Full-Responsibility Purchases (portion of total purchases) | 0 | 88 | 90 | 92 | 94 | 96 | 98 | 100 | 102 | 104 | 106
1998 | US | SERC | Central | - | DCSFS | Full-Responsibility Sales (portion of total sales) | 0 | 0 | 0 | 0 | 0 | 0 | 0 | 0 | 0 | 0 | 0
1998 | US | SERC | Central | - | DCSIC | Inoperable capacity | 0 | 1289 | 1289 | 1289 | 1289 | 1289 | 1289 | 1289 | 1289 | 1289 | 1289
1998 | US | SERC | Central | - | DCSIN | Internal Demand | 0 | 27548 | 28386 | 29079 | 29664 | 30186 | 30772 | 31469 | 32245 | 33014 | 33787
1998 | US | SERC | Central | - | DCSIPP | IPPs | 0 | 0 | 0 | 0 | 440 | 440 | 440 | 440 | 440 | 440 | 440
1998 | US | SERC | Central | - | DCSIT | Interruptible Demand | 0 | 2393 | 2509 | 2548 | 2578 | 2602 | 2638 | 2690 | 2748 | 2807 | 2870
1998 | US | SERC | Central | - | DCSLM | Direct Control Load Management | 0 | 0 | 0 | 0 | 0 | 0 | 0 | 0 | 0 | 0 | 0
1998 | US | SERC | Central | - | DCSNC | Net Capacity Resources | 0 | 28739 | 29754 | 30386 | 31131 | 31710 | 32189 | 33009 | 33783 | 34568 | 35398
1998 | US | SERC | Central | - | DCSNI | Projected Net Internal Demand | 0 | 25155 | 25877 | 26531 | 27086 | 27584 | 28134 | 28779 | 29497 | 30207 | 30917
1998 | US | SERC | Central | - | DCSNO | Net Operable Capacity | 0 | 28836 | 29099 | 29253 | 29446 | 30349 | 30926 | 31744 | 32516 | 33299 | 34127
1998 | US | SERC | Central | - | DCSPU | Purchases | 0 | 838 | 1590 | 2068 | 1820 | 1496 | 1298 | 1300 | 1302 | 1304 | 1306
1998 | US | SERC | Central | - | DCSSA | Sales | 0 | 935 | 935 | 935 | 575 | 575 | 475 | 475 | 475 | 475 | 475
1998 | US | SERC | Central | - | DCSST | Standby Demand | 0 | 0 | 0 | 0 | 0 | 0 | 0 | 0 | 0 | 0 | 0
1998 | US | SERC | Central | - | DCSTI | Projected Total Internal Demand | 0 | 27548 | 28386 | 29079 | 29664 | 30186 | 30772 | 31469 | 32245 | 33014 | 33787
1998 | US | SERC | Central | - | DCSTO | Operable Total Internal Capacity | 0 | 30125 | 30388 | 30542 | 30735 | 31638 | 32215 | 33033 | 33805 | 34588 | 35416
1998 | US | SERC | Central | - | NGEX | Exports | 20286 | 8408 | 7261 | 7309 | 7065 | 6695 | 6332 | 6118 | 5976 | 5979 | 6057
1998 | US | SERC | Central | - | NGIG | Internal Generation | 159960 | 158557 | 162134 | 164896 | 167683 | 169478 | 171054 | 173580 | 175806 | 178638 | 181675
1998 | US | SERC | Central | - | NGIM | Imports | 6438 | 3315 | 2988 | 3162 | 2715 | 2937 | 3781 | 4356 | 5607 | 6347 | 6957
1998 | US | SERC | Central | - | NGIPP | IPPs | 110 | 0 | 0 | 0 | 2880 | 3215 | 3220 | 3224 | 3093 | 3357 | 3226
1998 | US | SERC | Central | - | NGNL | Net Energy for Load | 146112 | 153464 | 157861 | 160749 | 163333 | 165720 | 168503 | 171818 | 175437 | 179006 | 182575
1998 | US | SERC | Central | - | NGPRO | Electricity Production | 160632 | 159098 | 162664 | 165360 | 168054 | 169853 | 171486 | 174029 | 176320 | 179155 | 182210
1998 | US | SERC | Central | - | NGPSLD | Pumped Storage Load | 3140 | 2784 | 2542 | 2222 | 1852 | 1999 | 2502 | 2826 | 3340 | 3362 | 3481
1998 | US | SERC | Central | - | NGPSOT | Pumped Storage Generation | 2468 | 2243 | 2012 | 1758 | 1481 | 1624 | 2070 | 2377 | 2826 | 2845 | 2946
1998 | US | SERC | Delta | - | CSIPP | IPPs | 0 | 196 | 196 | 196 | 196 | 196 | 196 | 196 | 196 | 196 | 196
1998 | US | SERC | Delta | - | CST | Total Capacity | 27147 | 27074 | 27245 | 27597 | 27807 | 27924 | 27945 | 28077 | 28206 | 28228 | 28351
1998 | US | SERC | Delta | - | CSTOC | Total Owned Capacity | 27147 | 26878 | 27049 | 27401 | 27611 | 27728 | 27749 | 27881 | 28010 | 28032 | 28155
1998 | US | SERC | Delta | - | DCSAJ | Adjustments | 0 | 0 | 0 | 0 | 0 | 0 | 0 | 0 | 0 | 0 | 0
1998 | US | SERC | Delta | - | DCSFP | Full-Responsibility Purchases (portion of total purchases) | 0 | 91 | 91 | 91 | 91 | 91 | 91 | 91 | 91 | 91 | 91
1998 | US | SERC | Delta | - | DCSFS | Full-Responsibility Sales (portion of total sales) | 0 | 163 | 165 | 166 | 167 | 168 | 169 | 170 | 171 | 172 | 173
1998 | US | SERC | Delta | - | DCSIC | Inoperable capacity | 0 | 0 | 0 | 0 | 0 | 0 | 0 | 0 | 0 | 0 | 0
1998 | US | SERC | Delta | - | DCSIN | Internal Demand | 0 | 24306 | 24371 | 24767 | 25139 | 25425 | 25670 | 25947 | 26204 | 26492 | 26767
1998 | US | SERC | Delta | - | DCSIPP | IPPs | 0 | 196 | 196 | 196 | 196 | 196 | 196 | 196 | 196 | 196 | 196
1998 | US | SERC | Delta | - | DCSIT | Interruptible Demand | 0 | 996 | 887 | 891 | 894 | 891 | 855 | 788 | 654 | 655 | 656
1998 | US | SERC | Delta | - | DCSLM | Direct Control Load Management | 0 | 266 | 266 | 266 | 266 | 266 | 266 | 266 | 266 | 266 | 266
1998 | US | SERC | Delta | - | DCSNC | Net Capacity Resources | 0 | 27029 | 27004 | 27825 | 28073 | 28216 | 28332 | 28490 | 28639 | 28686 | 28835
1998 | US | SERC | Delta | - | DCSNI | Projected Net Internal Demand | 0 | 23190 | 23392 | 23785 | 24156 | 24469 | 24780 | 25141 | 25560 | 25869 | 26166
1998 | US | SERC | Delta | - | DCSNO | Net Operable Capacity | 0 | 26878 | 27049 | 27401 | 27611 | 27728 | 27749 | 27881 | 28010 | 28032 | 28155
1998 | US | SERC | Delta | - | DCSPU | Purchases | 0 | 1295 | 1246 | 1096 | 1047 | 1074 | 1100 | 1127 | 1148 | 1174 | 1201
1998 | US | SERC | Delta | - | DCSSA | Sales | 0 | 1340 | 1487 | 868 | 781 | 782 | 713 | 714 | 715 | 716 | 717
1998 | US | SERC | Delta | - | DCSST | Standby Demand | 0 | 146 | 174 | 175 | 177 | 201 | 231 | 248 | 276 | 298 | 321
1998 | US | SERC | Delta | - | DCSTI | Projected Total Internal Demand | 0 | 24452 | 24545 | 24942 | 25316 | 25626 | 25901 | 26195 | 26480 | 26790 | 27088
1998 | US | SERC | Delta | - | DCSTO | Operable Total Internal Capacity | 0 | 26878 | 27049 | 27401 | 27611 | 27728 | 27749 | 27881 | 28010 | 28032 | 28155
1998 | US | SERC | Delta | - | NGEX | Exports | 47610 | 17474 | 17862 | 18766 | 15495 | 15337 | 15199 | 17045 | 14931 | 14969 | 14790
1998 | US | SERC | Delta | - | NGIG | Internal Generation | 128661 | 121027 | 121913 | 123333 | 123913 | 125178 | 125165 | 126483 | 127988 | 128685 | 129575
1998 | US | SERC | Delta | - | NGIM | Imports | 50692 | 23687 | 23217 | 23043 | 23300 | 23070 | 23890 | 23930 | 23345 | 24040 | 24355
1998 | US | SERC | Delta | - | NGIPP | IPPs | 1592 | 1602 | 1602 | 1606 | 1606 | 1606 | 1606 | 1606 | 1606 | 1606 | 1606
1998 | US | SERC | Delta | - | NGNL | Net Energy for Load | 131743 | 127240 | 127268 | 127610 | 131718 | 132911 | 133856 | 133368 | 136402 | 137756 | 139140
1998 | US | SERC | Delta | - | NGPRO | Electricity Production | 128661 | 121027 | 121913 | 123333 | 123913 | 125178 | 125165 | 126483 | 127988 | 128685 | 129575
1998 | US | SERC | Delta | - | NGPSLD | Pumped Storage Load | 0 | 0 | 0 | 0 | 0 | 0 | 0 | 0 | 0 | 0 | 0
1998 | US | SERC | Delta | - | NGPSOT | Pumped Storage Generation | 0 | 0 | 0 | 0 | 0 | 0 | 0 | 0 | 0 | 0 | 0
1998 | US | SERC | Southeastern | - | CSIPP | IPPs | 0 | 632 | 632 | 847 | 847 | 847 | 847 | 847 | 613 | 613 | 313
1998 | US | SERC | Southeastern | - | CST | Total Capacity | 40590 | 41576 | 41782 | 42601 | 44024 | 44912 | 45743 | 46505 | 48413 | 49390 | 49466
1998 | US | SERC | Southeastern | - | CSTOC | Total Owned Capacity | 40590 | 40944 | 41150 | 41754 | 43177 | 44065 | 44896 | 45658 | 47800 | 48777 | 49153
1998 | US | SERC | Southeastern | - | DCSAJ | Adjustments | 0 | 0 | 0 | 0 | 0 | 0 | 0 | 0 | 0 | 0 | 0
1998 | US | SERC | Southeastern | - | DCSFP | Full-Responsibility Purchases (portion of total purchases) | 0 | 2154 | 1679 | 1304 | 904 | 654 | 454 | 454 | 454 | 454 | 454
1998 | US | SERC | Southeastern | - | DCSFS | Full-Responsibility Sales (portion of total sales) | 0 | 1627 | 1627 | 1524 | 1524 | 1524 | 1524 | 1524 | 1524 | 1524 | 1524
1998 | US | SERC | Southeastern | - | DCSIC | Inoperable capacity | 0 | 0 | 0 | 0 | 0 | 0 | 0 | 0 | 0 | 0 | 0
1998 | US | SERC | Southeastern | - | DCSIN | Internal Demand | 0 | 39663 | 40785 | 41678 | 42702 | 43654 | 44696 | 45721 | 46872 | 48016 | 48551
1998 | US | SERC | Southeastern | - | DCSIPP | IPPs | 0 | 632 | 632 | 847 | 847 | 847 | 847 | 847 | 613 | 613 | 313
1998 | US | SERC | Southeastern | - | DCSIT | Interruptible Demand | 0 | 2219 | 2333 | 2377 | 2428 | 2481 | 2534 | 2586 | 2629 | 2650 | 2666
1998 | US | SERC | Southeastern | - | DCSLM | Direct Control Load Management | 0 | 42 | 50 | 50 | 50 | 50 | 50 | 50 | 50 | 50 | 50
1998 | US | SERC | Southeastern | - | DCSNC | Net Capacity Resources | 0 | 42525 | 42356 | 42993 | 43796 | 44499 | 45114 | 45969 | 47824 | 48857 | 49025
1998 | US | SERC | Southeastern | - | DCSNI | Projected Net Internal Demand | 0 | 37501 | 38523 | 39386 | 40383 | 41315 | 42337 | 43337 | 44464 | 45589 | 46108
1998 | US | SERC | Southeastern | - | DCSNO | Net Operable Capacity | 0 | 40944 | 41150 | 41754 | 43177 | 44065 | 44896 | 45658 | 47800 | 48777 | 49153
1998 | US | SERC | Southeastern | - | DCSPU | Purchases | 0 | 2876 | 2501 | 2552 | 1853 | 1674 | 1451 | 1545 | 1492 | 1549 | 1642
1998 | US | SERC | Southeastern | - | DCSSA | Sales | 0 | 1627 | 1627 | 1524 | 1524 | 1524 | 1524 | 1524 | 1524 | 1524 | 1524
1998 | US | SERC | Southeastern | - | DCSST | Standby Demand | 0 | 99 | 121 | 135 | 159 | 192 | 225 | 252 | 271 | 273 | 273
1998 | US | SERC | Southeastern | - | DCSTI | Projected Total Internal Demand | 0 | 39762 | 40906 | 41813 | 42861 | 43846 | 44921 | 45973 | 47143 | 48289 | 48824
1998 | US | SERC | Southeastern | - | DCSTO | Operable Total Internal Capacity | 0 | 40944 | 41150 | 41754 | 43177 | 44065 | 44896 | 45658 | 47800 | 48777 | 49153
1998 | US | SERC | Southeastern | - | NGEX | Exports | 15015 | 10711 | 10687 | 12675 | 13896 | 13661 | 13581 | 13586 | 17502 | 17475 | 17450
1998 | US | SERC | Southeastern | - | NGIG | Internal Generation | 199726 | 210495 | 213396 | 217395 | 222939 | 226738 | 231134 | 235373 | 243351 | 248189 | 252409
1998 | US | SERC | Southeastern | - | NGIM | Imports | 8906 | 7225 | 6363 | 6379 | 5896 | 5564 | 4601 | 4986 | 5157 | 4917 | 5237
1998 | US | SERC | Southeastern | - | NGIPP | IPPs | 203 | 551 | 729 | 856 | 796 | 764 | 617 | 531 | 350 | 367 | 438
1998 | US | SERC | Southeastern | - | NGNL | Net Energy for Load | 193617 | 207009 | 209072 | 211099 | 214939 | 218641 | 222154 | 226773 | 231006 | 235631 | 240196
1998 | US | SERC | Southeastern | - | NGPRO | Electricity Production | 200086 | 210913 | 213785 | 217801 | 223303 | 227074 | 231484 | 235733 | 243670 | 248505 | 252725
1998 | US | SERC | Southeastern | - | NGPSLD | Pumped Storage Load | 2059 | 1829 | 1776 | 1837 | 1660 | 1519 | 1601 | 1659 | 1452 | 1430 | 1439
1998 | US | SERC | Southeastern | - | NGPSOT | Pumped Storage Generation | 1699 | 1411 | 1387 | 1431 | 1296 | 1183 | 1251 | 1299 | 1133 | 1114 | 1123
1998 | US | SERC | VACAR | - | CSIPP | IPPs | 3795 | 3888 | 3886 | 3851 | 3729 | 3697 | 3521 | 3680 | 3680 | 3621 | 3621
1998 | US | SERC | VACAR | - | CST | Total Capacity | 54883 | 55124 | 55558 | 56693 | 58151 | 58899 | 59423 | 60709 | 61829 | 62899 | 64224
1998 | US | SERC | VACAR | - | CSTOC | Total Owned Capacity | 51088 | 51236 | 51672 | 52842 | 54422 | 55202 | 55902 | 57029 | 58149 | 59278 | 60603
1998 | US | SERC | VACAR | - | DCSAJ | Adjustments | 0 | 0 | 0 | 0 | 0 | 0 | 0 | 0 | 0 | 0 | 0
1998 | US | SERC | VACAR | - | DCSFP | Full-Responsibility Purchases (portion of total purchases) | 0 | 0 | 0 | 0 | 0 | 0 | 0 | 0 | 0 | 0 | 0
1998 | US | SERC | VACAR | - | DCSFS | Full-Responsibility Sales (portion of total sales) | 0 | 0 | 0 | 0 | 0 | 0 | 0 | 0 | 0 | 0 | 0
1998 | US | SERC | VACAR | - | DCSIC | Inoperable capacity | 0 | 0 | 0 | 0 | 0 | 0 | 0 | 0 | 0 | 0 | 0
1998 | US | SERC | VACAR | - | DCSIN | Internal Demand | 0 | 51518 | 52962 | 54261 | 55101 | 56123 | 57443 | 57424 | 58552 | 59745 | 60859
1998 | US | SERC | VACAR | - | DCSIPP | IPPs | 0 | 3888 | 3886 | 3851 | 3729 | 3697 | 3521 | 3680 | 3680 | 3621 | 3621
1998 | US | SERC | VACAR | - | DCSIT | Interruptible Demand | 0 | 1494 | 1487 | 1475 | 1461 | 1445 | 1446 | 1448 | 1449 | 1451 | 1451
1998 | US | SERC | VACAR | - | DCSLM | Direct Control Load Management | 0 | 902 | 913 | 916 | 913 | 914 | 914 | 915 | 917 | 917 | 921
1998 | US | SERC | VACAR | - | DCSNC | Net Capacity Resources | 0 | 56723 | 57981 | 58076 | 59739 | 60758 | 61994 | 61880 | 63285 | 64757 | 65996
1998 | US | SERC | VACAR | - | DCSNI | Projected Net Internal Demand | 0 | 49122 | 50562 | 51870 | 52727 | 53764 | 55083 | 55061 | 56186 | 57377 | 58487
1998 | US | SERC | VACAR | - | DCSNO | Net Operable Capacity | 0 | 51236 | 51672 | 52842 | 54422 | 55202 | 55902 | 57029 | 58149 | 59278 | 60603
1998 | US | SERC | VACAR | - | DCSPU | Purchases | 0 | 2268 | 2892 | 1852 | 2057 | 2328 | 3040 | 1640 | 1925 | 2327 | 2241
1998 | US | SERC | VACAR | - | DCSSA | Sales | 0 | 669 | 469 | 469 | 469 | 469 | 469 | 469 | 469 | 469 | 469
1998 | US | SERC | VACAR | - | DCSST | Standby Demand | 0 | 0 | 0 | 0 | 0 | 0 | 0 | 0 | 0 | 0 | 0
1998 | US | SERC | VACAR | - | DCSTI | Projected Total Internal Demand | 0 | 51518 | 52962 | 54261 | 55101 | 56123 | 57443 | 57424 | 58552 | 59745 | 60859
1998 | US | SERC | VACAR | - | DCSTO | Operable Total Internal Capacity | 0 | 51236 | 51672 | 52842 | 54422 | 55202 | 55902 | 57029 | 58149 | 59278 | 60603
1998 | US | SERC | VACAR | - | NGEX | Exports | 24813 | 6542 | 6883 | 5302 | 5691 | 5774 | 5716 | 5702 | 5529 | 5451 | 5347
1998 | US | SERC | VACAR | - | NGIG | Internal Generation | 243209 | 241985 | 250011 | 261503 | 267457 | 272867 | 276607 | 282962 | 289585 | 295318 | 301191
1998 | US | SERC | VACAR | - | NGIM | Imports | 40380 | 30949 | 31818 | 13353 | 13742 | 13876 | 15514 | 14407 | 15101 | 15771 | 16092
1998 | US | SERC | VACAR | - | NGIPP | IPPs | 12508 | 11770 | 12614 | 15100 | 16720 | 16711 | 17187 | 16949 | 17667 | 18066 | 19019
1998 | US | SERC | VACAR | - | NGNL | Net Energy for Load | 258776 | 266392 | 274946 | 269554 | 275508 | 280969 | 286405 | 291667 | 299157 | 305638 | 311936
1998 | US | SERC | VACAR | - | NGPRO | Electricity Production | 244662 | 243184 | 251292 | 262726 | 268771 | 274258 | 278099 | 284520 | 291198 | 296985 | 302874
1998 | US | SERC | VACAR | - | NGPSLD | Pumped Storage Load | 6862 | 5380 | 5788 | 5524 | 5949 | 6285 | 6709 | 6990 | 7176 | 7401 | 7506
1998 | US | SERC | VACAR | - | NGPSOT | Pumped Storage Generation | 5409 | 4181 | 4507 | 4301 | 4635 | 4894 | 5217 | 5432 | 5563 | 5734 | 5823
1998 | US | SPP | - | - | CSIPP | IPPs | 540 | 656 | 724 | 723 | 721 | 720 | 718 | 716 | 691 | 690 | 688
1998 | US | SPP | - | - | CST | Total Capacity | 41845 | 42164 | 42267 | 42288 | 42396 | 42510 | 42737 | 42975 | 43030 | 43358 | 43150
1998 | US | SPP | - | - | CSTOC | Total Owned Capacity | 41305 | 41508 | 41543 | 41565 | 41675 | 41790 | 42019 | 42259 | 42339 | 42668 | 42462
1998 | US | SPP | - | - | DCSAJ | Adjustments | 0 | 0 | 0 | 0 | 0 | 0 | 0 | 0 | 0 | 0 | 0
1998 | US | SPP | - | - | DCSFP | Full-Responsibility Purchases (portion of total purchases) | 0 | 2861 | 2890 | 2871 | 2807 | 2877 | 2993 | 3018 | 2991 | 3016 | 2947
1998 | US | SPP | - | - | DCSFS | Full-Responsibility Sales (portion of total sales) | 0 | 1898 | 1788 | 1763 | 1718 | 1507 | 1537 | 1569 | 1594 | 1627 | 1661
1998 | US | SPP | - | - | DCSIC | Inoperable capacity | 0 | 485 | 316 | 316 | 285 | 333 | 333 | 333 | 333 | 333 | 333
1998 | US | SPP | - | - | DCSIN | Internal Demand | 0 | 38636 | 39026 | 39722 | 40514 | 41228 | 42109 | 42885 | 43930 | 44771 | 45643
1998 | US | SPP | - | - | DCSIPP | IPPs | 0 | 656 | 724 | 723 | 721 | 720 | 718 | 716 | 691 | 690 | 688
1998 | US | SPP | - | - | DCSIT | Interruptible Demand | 0 | 1396 | 1471 | 1659 | 1636 | 1720 | 1701 | 1807 | 1856 | 1784 | 1905
1998 | US | SPP | - | - | DCSLM | Direct Control Load Management | 0 | 231 | 231 | 231 | 231 | 231 | 231 | 231 | 231 | 231 | 231
1998 | US | SPP | - | - | DCSNC | Net Capacity Resources | 0 | 43591 | 44200 | 44305 | 44887 | 45269 | 45986 | 46583 | 47473 | 48471 | 48874
1998 | US | SPP | - | - | DCSNI | Projected Net Internal Demand | 0 | 37009 | 37324 | 37832 | 38647 | 39277 | 40177 | 40847 | 41843 | 42756 | 43507
1998 | US | SPP | - | - | DCSNO | Net Operable Capacity | 0 | 41023 | 41227 | 41249 | 41390 | 41457 | 41686 | 41926 | 42006 | 42335 | 42129
1998 | US | SPP | - | - | DCSPU | Purchases | 0 | 5347 | 5491 | 5684 | 5942 | 6181 | 6493 | 6775 | 7591 | 8261 | 8853
1998 | US | SPP | - | - | DCSSA | Sales | 0 | 3435 | 3242 | 3351 | 3166 | 3089 | 2911 | 2834 | 2815 | 2815 | 2796
1998 | US | SPP | - | - | DCSST | Standby Demand | 0 | 0 | 0 | 0 | 0 | 0 | 0 | 0 | 0 | 0 | 0
1998 | US | SPP | - | - | DCSTI | Projected Total Internal Demand | 0 | 38636 | 39026 | 39722 | 40514 | 41228 | 42109 | 42885 | 43930 | 44771 | 45643
1998 | US | SPP | - | - | DCSTO | Operable Total Internal Capacity | 0 | 41508 | 41543 | 41565 | 41675 | 41790 | 42019 | 42259 | 42339 | 42668 | 42462
1998 | US | SPP | - | - | NGEX | Exports | 20438 | 19247 | 21719 | 19473 | 19485 | 18875 | 17326 | 17239 | 16620 | 16553 | 16865
1998 | US | SPP | - | - | NGIG | Internal Generation | 172333 | 177479 | 179417 | 181930 | 182650 | 183318 | 185204 | 187590 | 186913 | 188035 | 189162
1998 | US | SPP | - | - | NGIM | Imports | 24124 | 20139 | 23163 | 24588 | 27610 | 28081 | 28969 | 30598 | 35158 | 38335 | 42045
1998 | US | SPP | - | - | NGIPP | IPPs | 3088 | 2986 | 2789 | 2869 | 2849 | 2863 | 2877 | 2872 | 2884 | 2895 | 2907
1998 | US | SPP | - | - | NGNL | Net Energy for Load | 176019 | 178371 | 180861 | 187045 | 190775 | 192524 | 196847 | 200949 | 205451 | 209817 | 214342
1998 | US | SPP | - | - | NGPRO | Electricity Production | 172430 | 177579 | 179517 | 182030 | 182750 | 183418 | 185304 | 187690 | 187013 | 188135 | 189262
1998 | US | SPP | - | - | NGPSLD | Pumped Storage Load | 246 | 240 | 240 | 240 | 240 | 240 | 240 | 240 | 240 | 240 | 240
1998 | US | SPP | - | - | NGPSOT | Pumped Storage Generation | 149 | 140 | 140 | 140 | 140 | 140 | 140 | 140 | 140 | 140 | 140
1998 | US | WECC | - | - | CSIPP | IPPs | 10468 | 10652 | 10710 | 10940 | 11915 | 12998 | 12993 | 12921 | 12922 | 12873 | 12872
1998 | US | WECC | - | - | CST | Total Capacity | 134592 | 135547 | 135962 | 136069 | 137834 | 139173 | 139665 | 140163 | 140797 | 141411 | 141977
1998 | US | WECC | - | - | CSTOC | Total Owned Capacity | 124124 | 124895 | 125252 | 125129 | 125919 | 126175 | 126672 | 127242 | 127875 | 128538 | 129105
1998 | US | WECC | - | - | DCSAJ | Adjustments | 0 | 0 | 0 | 0 | 0 | 0 | 0 | 0 | 0 | 0 | 0
1998 | US | WECC | - | - | DCSFP | Full-Responsibility Purchases (portion of total purchases) | 0 | 441 | 461 | 486 | 511 | 436 | 436 | 436 | 436 | 386 | 386
1998 | US | WECC | - | - | DCSFS | Full-Responsibility Sales (portion of total sales) | 0 | 287 | 831 | 794 | 794 | 794 | 1447 | 1447 | 1447 | 1447 | 1447
1998 | US | WECC | - | - | DCSIC | Inoperable capacity | 0 | 14 | 14 | 14 | 14 | 14 | 14 | 14 | 14 | 14 | 14
1998 | US | WECC | - | - | DCSIN | Internal Demand | 0 | 108461 | 110648 | 112589 | 114711 | 116689 | 119019 | 121215 | 123480 | 125729 | 128079
1998 | US | WECC | - | - | DCSIPP | IPPs | 0 | 10652 | 10710 | 10940 | 11915 | 12998 | 12993 | 12921 | 12922 | 12873 | 12872
1998 | US | WECC | - | - | DCSIT | Interruptible Demand | 0 | 1247 | 1259 | 1385 | 1405 | 1415 | 1428 | 1439 | 1451 | 1454 | 1458
1998 | US | WECC | - | - | DCSLM | Direct Control Load Management | 0 | 2728 | 2741 | 2746 | 2742 | 2742 | 2742 | 2742 | 2742 | 2746 | 2742
1998 | US | WECC | - | - | DCSNC | Net Capacity Resources | 0 | 135687 | 135578 | 135747 | 137537 | 138801 | 138640 | 139138 | 139772 | 140336 | 140902
1998 | US | WECC | - | - | DCSNI | Projected Net Internal Demand | 0 | 104486 | 106648 | 108458 | 110564 | 112532 | 114849 | 117034 | 119287 | 121529 | 123879
1998 | US | WECC | - | - | DCSNO | Net Operable Capacity | 0 | 124881 | 125238 | 125115 | 125905 | 126161 | 126658 | 127228 | 127861 | 128524 | 129091
1998 | US | WECC | - | - | DCSPU | Purchases | 0 | 441 | 461 | 486 | 511 | 436 | 436 | 436 | 436 | 386 | 386
1998 | US | WECC | - | - | DCSSA | Sales | 0 | 287 | 831 | 794 | 794 | 794 | 1447 | 1447 | 1447 | 1447 | 1447
1998 | US | WECC | - | - | DCSST | Standby Demand | 0 | 0 | 0 | 0 | 0 | 0 | 0 | 0 | 0 | 0 | 0
1998 | US | WECC | - | - | DCSTI | Projected Total Internal Demand | 0 | 108461 | 110648 | 112589 | 114711 | 116689 | 119019 | 121215 | 123480 | 125729 | 128079
1998 | US | WECC | - | - | DCSTO | Operable Total Internal Capacity | 0 | 124895 | 125252 | 125129 | 125919 | 126175 | 126672 | 127242 | 127875 | 128538 | 129105
1998 | US | WECC | - | - | NGEX | Exports | 16939 | 1633 | 2309 | 2756 | 2600 | 2648 | 4318 | 4811 | 4777 | 4751 | 4725
1998 | US | WECC | - | - | NGIG | Internal Generation | 630531 | 594263 | 598687 | 608966 | 621277 | 632447 | 641415 | 651161 | 652983 | 657695 | 665514
1998 | US | WECC | - | - | NGIM | Imports | 7037 | 44126 | 55094 | 58133 | 56513 | 56258 | 61640 | 65224 | 75217 | 82790 | 87147
1998 | US | WECC | - | - | NGIPP | IPPs | 74671 | 74367 | 75027 | 77450 | 84368 | 90009 | 92529 | 92236 | 92013 | 91729 | 91706
1998 | US | WECC | - | - | NGNL | Net Energy for Load | 620629 | 636756 | 651472 | 664343 | 675190 | 686057 | 698737 | 711574 | 723423 | 735734 | 747936
1998 | US | WECC | - | - | NGPRO | Electricity Production | 629761 | 592253 | 596823 | 606293 | 618731 | 629958 | 638887 | 648776 | 650643 | 655293 | 662900
1998 | US | WECC | - | - | NGPSLD | Pumped Storage Load | 3902 | 1471 | 1375 | 1317 | 1459 | 1589 | 1550 | 1710 | 1783 | 1672 | 1817
1998 | US | WECC | - | - | NGPSOT | Pumped Storage Generation | 4672 | 3481 | 3239 | 3990 | 4005 | 4078 | 4078 | 4095 | 4123 | 4074 | 4431
1998 | US | WECC | AZN | - | CSIPP | IPPs | 515 | 516 | 520 | 720 | 725 | 729 | 732 | 734 | 735 | 736 | 736
1998 | US | WECC | AZN | - | CST | Total Capacity | 18950 | 18972 | 19038 | 19245 | 19336 | 19494 | 19735 | 20029 | 20520 | 20918 | 21342
1998 | US | WECC | AZN | - | CSTOC | Total Owned Capacity | 18435 | 18456 | 18518 | 18525 | 18611 | 18765 | 19003 | 19295 | 19785 | 20182 | 20606
1998 | US | WECC | AZN | - | DCSAJ | Adjustments | 0 | 3418 | 3433 | 3433 | 3433 | 3432 | 3433 | 3433 | 3433 | 3433 | 3433
1998 | US | WECC | AZN | - | DCSFP | Full-Responsibility Purchases (portion of total purchases) | 0 | 1834 | 1913 | 1663 | 1521 | 1410 | 1460 | 1441 | 1380 | 1295 | 1361
1998 | US | WECC | AZN | - | DCSFS | Full-Responsibility Sales (portion of total sales) | 0 | 257 | 107 | 107 | 7 | 7 | 7 | 7 | 7 | 7 | 7
1998 | US | WECC | AZN | - | DCSIC | Inoperable capacity | 0 | 0 | 0 | 0 | 0 | 0 | 0 | 0 | 0 | 0 | 0
1998 | US | WECC | AZN | - | DCSIN | Internal Demand | 0 | 19662 | 20319 | 21042 | 21720 | 22361 | 22942 | 23552 | 24133 | 24700 | 25260
1998 | US | WECC | AZN | - | DCSIPP | IPPs | 0 | 516 | 520 | 720 | 725 | 729 | 732 | 734 | 735 | 736 | 736
1998 | US | WECC | AZN | - | DCSIT | Interruptible Demand | 0 | 641 | 675 | 791 | 802 | 812 | 822 | 833 | 844 | 849 | 854
1998 | US | WECC | AZN | - | DCSLM | Direct Control Load Management | 0 | 0 | 0 | 0 | 0 | 0 | 0 | 0 | 0 | 0 | 0
1998 | US | WECC | AZN | - | DCSNC | Net Capacity Resources | 0 | 22193 | 23313 | 24016 | 24713 | 25303 | 25858 | 26314 | 26884 | 27589 | 28136
1998 | US | WECC | AZN | - | DCSNI | Projected Net Internal Demand | 0 | 19021 | 19644 | 20251 | 20918 | 21549 | 22120 | 22719 | 23289 | 23851 | 24406
1998 | US | WECC | AZN | - | DCSNO | Net Operable Capacity | 0 | 18456 | 18518 | 18525 | 18611 | 18765 | 19003 | 19295 | 19785 | 20182 | 20606
1998 | US | WECC | AZN | - | DCSPU | Purchases | 0 | 4246 | 5150 | 5646 | 6152 | 6585 | 6898 | 7060 | 7139 | 7446 | 7569
1998 | US | WECC | AZN | - | DCSSA | Sales | 0 | 4443 | 4308 | 4308 | 4208 | 4208 | 4208 | 4208 | 4208 | 4208 | 4208
1998 | US | WECC | AZN | - | DCSST | Standby Demand | 0 | 0 | 0 | 0 | 0 | 0 | 0 | 0 | 0 | 0 | 0
1998 | US | WECC | AZN | - | DCSTI | Projected Total Internal Demand | 0 | 19662 | 20319 | 21042 | 21720 | 22361 | 22942 | 23552 | 24133 | 24700 | 25260
1998 | US | WECC | AZN | - | DCSTO | Operable Total Internal Capacity | 0 | 18456 | 18518 | 18525 | 18611 | 18765 | 19003 | 19295 | 19785 | 20182 | 20606
1998 | US | WECC | AZN | - | NGEX | Exports | 10998 | 1423 | 602 | 726 | 721 | 721 | 722 | 726 | 635 | 575 | 575
1998 | US | WECC | AZN | - | NGIG | Internal Generation | 94155 | 88174 | 89903 | 92774 | 95222 | 96678 | 98524 | 102447 | 103807 | 105779 | 108532
1998 | US | WECC | AZN | - | NGIM | Imports | 15374 | 11492 | 12809 | 13149 | 13359 | 15030 | 16284 | 15225 | 16642 | 17355 | 17102
1998 | US | WECC | AZN | - | NGIPP | IPPs | 2637 | 2503 | 2520 | 3523 | 4025 | 4042 | 4047 | 4071 | 4074 | 4074 | 4080
1998 | US | WECC | AZN | - | NGNL | Net Energy for Load | 98531 | 98243 | 102110 | 105197 | 107860 | 110987 | 114086 | 116946 | 119814 | 122559 | 125059
1998 | US | WECC | AZN | - | NGPRO | Electricity Production | 94215 | 88187 | 89902 | 92792 | 95233 | 96692 | 98540 | 102466 | 103826 | 105803 | 108554
1998 | US | WECC | AZN | - | NGPSLD | Pumped Storage Load | 296 | 46 | 42 | 61 | 37 | 46 | 54 | 64 | 63 | 80 | 74
1998 | US | WECC | AZN | - | NGPSOT | Pumped Storage Generation | 236 | 33 | 43 | 43 | 26 | 32 | 38 | 45 | 44 | 56 | 52
1998 | US | WECC | CNV | - | CSIPP | IPPs | 7287 | 7465 | 7465 | 7465 | 8215 | 8875 | 8875 | 8875 | 8875 | 8875 | 8875
1998 | US | WECC | CNV | - | CST | Total Capacity | 53555 | 54130 | 54161 | 53816 | 54567 | 55226 | 55272 | 55274 | 55274 | 55274 | 55274
1998 | US | WECC | CNV | - | CSTOC | Total Owned Capacity | 46268 | 46665 | 46696 | 46351 | 46352 | 46351 | 46397 | 46399 | 46399 | 46399 | 46399
1998 | US | WECC | CNV | - | DCSAJ | Adjustments | 0 | -3352 | -3367 | -3367 | -3367 | -3367 | -3367 | -3367 | -3367 | -3367 | -3367
1998 | US | WECC | CNV | - | DCSFP | Full-Responsibility Purchases (portion of total purchases) | 0 | 2539 | 2766 | 2727 | 2627 | 2627 | 2441 | 2132 | 1984 | 1984 | 1984
1998 | US | WECC | CNV | - | DCSFS | Full-Responsibility Sales (portion of total sales) | 0 | 366 | 366 | 261 | 131 | 131 | 131 | 131 | 21 | 21 | 21
1998 | US | WECC | CNV | - | DCSIC | Inoperable capacity | 0 | 0 | 0 | 0 | 0 | 0 | 0 | 0 | 0 | 0 | 0
1998 | US | WECC | CNV | - | DCSIN | Internal Demand | 0 | 48401 | 49061 | 49361 | 49938 | 50776 | 51859 | 52766 | 53711 | 54675 | 55779
1998 | US | WECC | CNV | - | DCSIPP | IPPs | 0 | 7465 | 7465 | 7465 | 8215 | 8875 | 8875 | 8875 | 8875 | 8875 | 8875
1998 | US | WECC | CNV | - | DCSIT | Interruptible Demand | 0 | 0 | 0 | 0 | 0 | 0 | 0 | 0 | 0 | 0 | 0
1998 | US | WECC | CNV | - | DCSLM | Direct Control Load Management | 0 | 2651 | 2651 | 2651 | 2651 | 2651 | 2651 | 2651 | 2651 | 2651 | 2651
1998 | US | WECC | CNV | - | DCSNC | Net Capacity Resources | 0 | 57448 | 58014 | 57918 | 58636 | 59159 | 59542 | 60058 | 60628 | 60814 | 61060
1998 | US | WECC | CNV | - | DCSNI | Projected Net Internal Demand | 0 | 45750 | 46410 | 46710 | 47287 | 48125 | 49208 | 50115 | 51060 | 52024 | 53128
1998 | US | WECC | CNV | - | DCSNO | Net Operable Capacity | 0 | 46665 | 46696 | 46351 | 46352 | 46351 | 46397 | 46399 | 46399 | 46399 | 46399
1998 | US | WECC | CNV | - | DCSPU | Purchases | 0 | 7826 | 8376 | 8520 | 8357 | 8221 | 8558 | 9072 | 9532 | 9718 | 9964
1998 | US | WECC | CNV | - | DCSSA | Sales | 0 | 1156 | 1156 | 1051 | 921 | 921 | 921 | 921 | 811 | 811 | 811
1998 | US | WECC | CNV | - | DCSST | Standby Demand | 0 | 0 | 0 | 0 | 0 | 0 | 0 | 0 | 0 | 0 | 0
1998 | US | WECC | CNV | - | DCSTI | Projected Total Internal Demand | 0 | 48401 | 49061 | 49361 | 49938 | 50776 | 51859 | 52766 | 53711 | 54675 | 55779
1998 | US | WECC | CNV | - | DCSTO | Operable Total Internal Capacity | 0 | 46665 | 46696 | 46351 | 46352 | 46351 | 46397 | 46399 | 46399 | 46399 | 46399
1998 | US | WECC | CNV | - | NGEX | Exports | 6236 | 2197 | 2473 | 2293 | 2224 | 2225 | 2223 | 1215 | 1099 | 930 | 930
1998 | US | WECC | CNV | - | NGIG | Internal Generation | 205246 | 217386 | 218255 | 222623 | 229934 | 235046 | 240048 | 243661 | 243992 | 245280 | 249318
1998 | US | WECC | CNV | - | NGIM | Imports | 51125 | 35554 | 38880 | 36784 | 32481 | 31619 | 31683 | 31777 | 36117 | 39550 | 40231
1998 | US | WECC | CNV | - | NGIPP | IPPs | 57470 | 54253 | 54443 | 54684 | 59865 | 62897 | 64632 | 64545 | 64462 | 64336 | 64326
1998 | US | WECC | CNV | - | NGNL | Net Energy for Load | 250135 | 250743 | 254662 | 257114 | 260191 | 264440 | 269508 | 274223 | 279010 | 283900 | 288619
1998 | US | WECC | CNV | - | NGPRO | Electricity Production | 204274 | 215416 | 216449 | 219973 | 227389 | 232515 | 237448 | 241185 | 241546 | 242745 | 246572
1998 | US | WECC | CNV | - | NGPSLD | Pumped Storage Load | 3062 | 1287 | 1195 | 1103 | 1191 | 1248 | 1142 | 1249 | 1296 | 1150 | 1294
1998 | US | WECC | CNV | - | NGPSOT | Pumped Storage Generation | 4034 | 3257 | 3001 | 3753 | 3736 | 3779 | 3742 | 3725 | 3742 | 3685 | 4040
1998 | US | WECC | NWPP | - | CSIPP | IPPs | 2088 | 2089 | 2143 | 2186 | 2411 | 2911 | 2911 | 2911 | 2911 | 2911 | 2911
1998 | US | WECC | NWPP | - | CST | Total Capacity | 52460 | 52211 | 52279 | 52329 | 53048 | 53549 | 53553 | 53553 | 53553 | 53553 | 53553
1998 | US | WECC | NWPP | - | CSTOC | Total Owned Capacity | 50372 | 50122 | 50136 | 50143 | 50637 | 50638 | 50642 | 50642 | 50642 | 50642 | 50642
1998 | US | WECC | NWPP | - | DCSAJ | Adjustments | 0 | -659 | -659 | -659 | -659 | -659 | -659 | -659 | -659 | -659 | -659
1998 | US | WECC | NWPP | - | DCSFP | Full-Responsibility Purchases (portion of total purchases) | 0 | 626 | 614 | 614 | 614 | 614 | 614 | 614 | 594 | 594 | 594
1998 | US | WECC | NWPP | - | DCSFS | Full-Responsibility Sales (portion of total sales) | 0 | 3725 | 4733 | 4489 | 4435 | 4199 | 4916 | 4538 | 4437 | 4402 | 4403
1998 | US | WECC | NWPP | - | DCSIC | Inoperable capacity | 0 | 14 | 14 | 14 | 14 | 14 | 14 | 14 | 14 | 14 | 14
1998 | US | WECC | NWPP | - | DCSIN | Internal Demand | 0 | 32918 | 33684 | 34441 | 35068 | 35407 | 35871 | 36336 | 36880 | 37400 | 37880
1998 | US | WECC | NWPP | - | DCSIPP | IPPs | 0 | 2089 | 2143 | 2186 | 2411 | 2911 | 2911 | 2911 | 2911 | 2911 | 2911
1998 | US | WECC | NWPP | - | DCSIT | Interruptible Demand | 0 | 446 | 446 | 441 | 441 | 441 | 441 | 441 | 446 | 446 | 441
1998 | US | WECC | NWPP | - | DCSLM | Direct Control Load Management | 0 | 0 | 0 | 0 | 0 | 0 | 0 | 0 | 0 | 0 | 0
1998 | US | WECC | NWPP | - | DCSNC | Net Capacity Resources | 0 | 49098 | 48146 | 48440 | 49213 | 49950 | 49237 | 49615 | 49696 | 49731 | 49730
1998 | US | WECC | NWPP | - | DCSNI | Projected Net Internal Demand | 0 | 32472 | 33238 | 34000 | 34627 | 34966 | 35430 | 35895 | 36434 | 36954 | 37439
1998 | US | WECC | NWPP | - | DCSNO | Net Operable Capacity | 0 | 50108 | 50122 | 50129 | 50623 | 50624 | 50628 | 50628 | 50628 | 50628 | 50628
1998 | US | WECC | NWPP | - | DCSPU | Purchases | 0 | 1763 | 1751 | 1751 | 1751 | 1751 | 1751 | 1751 | 1731 | 1731 | 1731
1998 | US | WECC | NWPP | - | DCSSA | Sales | 0 | 4203 | 5211 | 4967 | 4913 | 4677 | 5394 | 5016 | 4915 | 4880 | 4881
1998 | US | WECC | NWPP | - | DCSST | Standby Demand | 0 | 0 | 0 | 0 | 0 | 0 | 0 | 0 | 0 | 0 | 0
1998 | US | WECC | NWPP | - | DCSTI | Projected Total Internal Demand | 0 | 32918 | 33684 | 34441 | 35068 | 35407 | 35871 | 36336 | 36880 | 37400 | 37880
1998 | US | WECC | NWPP | - | DCSTO | Operable Total Internal Capacity | 0 | 50122 | 50136 | 50143 | 50637 | 50638 | 50642 | 50642 | 50642 | 50642 | 50642
1998 | US | WECC | NWPP | - | NGEX | Exports | 66526 | 16637 | 19464 | 20005 | 19563 | 19562 | 19496 | 19089 | 18849 | 18373 | 18056
1998 | US | WECC | NWPP | - | NGIG | Internal Generation | 278699 | 239885 | 240708 | 242732 | 244493 | 249093 | 250039 | 251032 | 250012 | 250301 | 249963
1998 | US | WECC | NWPP | - | NGIM | Imports | 12711 | 16672 | 24387 | 29026 | 30731 | 28376 | 30577 | 33032 | 36712 | 39344 | 42998
1998 | US | WECC | NWPP | - | NGIPP | IPPs | 11595 | 14836 | 15088 | 16101 | 17284 | 19620 | 20788 | 20897 | 20788 | 20788 | 20788
1998 | US | WECC | NWPP | - | NGNL | Net Energy for Load | 224884 | 239920 | 245631 | 251753 | 255661 | 257907 | 261120 | 264975 | 267875 | 271272 | 274905
1998 | US | WECC | NWPP | - | NGPRO | Electricity Production | 278699 | 239885 | 240708 | 242732 | 244493 | 249093 | 250039 | 251032 | 250012 | 250301 | 249963
1998 | US | WECC | NWPP | - | NGPSLD | Pumped Storage Load | 0 | 0 | 0 | 0 | 0 | 0 | 0 | 0 | 0 | 0 | 0
1998 | US | WECC | NWPP | - | NGPSOT | Pumped Storage Generation | 0 | 0 | 0 | 0 | 0 | 0 | 0 | 0 | 0 | 0 | 0
1998 | US | WECC | RMPA | - | CSIPP | IPPs | 625 | 629 | 629 | 616 | 611 | 530 | 522 | 448 | 448 | 398 | 397
1998 | US | WECC | RMPA | - | CST | Total Capacity | 10028 | 10135 | 10385 | 10580 | 10784 | 10805 | 11006 | 11208 | 11351 | 11567 | 11709
1998 | US | WECC | RMPA | - | CSTOC | Total Owned Capacity | 9403 | 9506 | 9756 | 9964 | 10173 | 10275 | 10484 | 10760 | 10903 | 11169 | 11312
1998 | US | WECC | RMPA | - | DCSAJ | Adjustments | 0 | 593 | 593 | 593 | 593 | 594 | 593 | 593 | 593 | 593 | 593
1998 | US | WECC | RMPA | - | DCSFP | Full-Responsibility Purchases (portion of total purchases) | 0 | 401 | 436 | 441 | 441 | 441 | 441 | 436 | 436 | 436 | 386
1998 | US | WECC | RMPA | - | DCSFS | Full-Responsibility Sales (portion of total sales) | 0 | 928 | 919 | 919 | 928 | 928 | 928 | 945 | 945 | 945 | 960
1998 | US | WECC | RMPA | - | DCSIC | Inoperable capacity | 0 | 0 | 0 | 0 | 0 | 0 | 0 | 0 | 0 | 0 | 0
1998 | US | WECC | RMPA | - | DCSIN | Internal Demand | 0 | 7894 | 8063 | 8264 | 8481 | 8657 | 8847 | 9065 | 9288 | 9502 | 9680
1998 | US | WECC | RMPA | - | DCSIPP | IPPs | 0 | 629 | 629 | 616 | 611 | 530 | 522 | 448 | 448 | 398 | 397
1998 | US | WECC | RMPA | - | DCSIT | Interruptible Demand | 0 | 208 | 206 | 210 | 217 | 217 | 219 | 219 | 220 | 220 | 220
1998 | US | WECC | RMPA | - | DCSLM | Direct Control Load Management | 0 | 77 | 90 | 95 | 91 | 91 | 91 | 91 | 91 | 95 | 91
1998 | US | WECC | RMPA | - | DCSNC | Net Capacity Resources | 0 | 9708 | 10002 | 10202 | 10397 | 10518 | 10719 | 10949 | 11092 | 11308 | 11385
1998 | US | WECC | RMPA | - | DCSNI | Projected Net Internal Demand | 0 | 7609 | 7767 | 7959 | 8173 | 8349 | 8537 | 8755 | 8977 | 9187 | 9369
1998 | US | WECC | RMPA | - | DCSNO | Net Operable Capacity | 0 | 9506 | 9756 | 9964 | 10173 | 10275 | 10484 | 10760 | 10903 | 11169 | 11312
1998 | US | WECC | RMPA | - | DCSPU | Purchases | 0 | 608 | 643 | 648 | 648 | 748 | 748 | 793 | 793 | 793 | 743
1998 | US | WECC | RMPA | - | DCSSA | Sales | 0 | 1628 | 1619 | 1619 | 1628 | 1629 | 1628 | 1645 | 1645 | 1645 | 1660
1998 | US | WECC | RMPA | - | DCSST | Standby Demand | 0 | 0 | 0 | 0 | 0 | 0 | 0 | 0 | 0 | 0 | 0
1998 | US | WECC | RMPA | - | DCSTI | Projected Total Internal Demand | 0 | 7894 | 8063 | 8264 | 8481 | 8657 | 8847 | 9065 | 9288 | 9502 | 9680
1998 | US | WECC | RMPA | - | DCSTO | Operable Total Internal Capacity | 0 | 9506 | 9756 | 9964 | 10173 | 10275 | 10484 | 10760 | 10903 | 11169 | 11312
1998 | US | WECC | RMPA | - | NGEX | Exports | 9028 | 5003 | 4799 | 4750 | 4770 | 4752 | 4752 | 4783 | 4783 | 4704 | 4656
1998 | US | WECC | RMPA | - | NGIG | Internal Generation | 52431 | 48818 | 49821 | 50837 | 51628 | 51630 | 52804 | 54021 | 55172 | 56335 | 57701
1998 | US | WECC | RMPA | - | NGIM | Imports | 3676 | 4035 | 4047 | 4192 | 4620 | 5845 | 5971 | 6192 | 6335 | 6372 | 6308
1998 | US | WECC | RMPA | - | NGIPP | IPPs | 2969 | 2775 | 2976 | 3142 | 3194 | 3450 | 3062 | 2723 | 2689 | 2531 | 2512
1998 | US | WECC | RMPA | - | NGNL | Net Energy for Load | 47079 | 47850 | 49069 | 50279 | 51478 | 52723 | 54023 | 55430 | 56724 | 58003 | 59353
1998 | US | WECC | RMPA | - | NGPRO | Electricity Production | 52573 | 48765 | 49764 | 50796 | 51616 | 51658 | 52860 | 54093 | 55259 | 56444 | 57811
1998 | US | WECC | RMPA | - | NGPSLD | Pumped Storage Load | 544 | 138 | 138 | 153 | 231 | 295 | 354 | 397 | 424 | 442 | 449
1998 | US | WECC | RMPA | - | NGPSOT | Pumped Storage Generation | 402 | 191 | 195 | 194 | 243 | 267 | 298 | 325 | 337 | 333 | 339
1999 | CA | MRO | - | - | CSIPP | IPPs | 0 | 0 | 0 | 0 | 0 | 0 | 0 | 0 | 0 | 0 | 0
1999 | CA | MRO | - | - | CST | Total Capacity | 8067 | 8067 | 8080 | 8080 | 8080 | 8080 | 8080 | 7941 | 7941 | 7941 | 7941
1999 | CA | MRO | - | - | CSTOC | Total Owned Capacity | 8067 | 8067 | 8080 | 8080 | 8080 | 8080 | 8080 | 7941 | 7941 | 7941 | 7941
1999 | CA | MRO | - | - | DCSAJ | Adjustments | 0 | 0 | 0 | 0 | 0 | 0 | 0 | 0 | 0 | 0 | 0
1999 | CA | MRO | - | - | DCSFP | Full-Responsibility Purchases (portion of total purchases) | 0 | 225 | 336 | 336 | 336 | 336 | 336 | 336 | 336 | 211 | 211
1999 | CA | MRO | - | - | DCSFS | Full-Responsibility Sales (portion of total sales) | 0 | 300 | 200 | 200 | 200 | 200 | 0 | 0 | 0 | 0 | 0
1999 | CA | MRO | - | - | DCSIC | Inoperable capacity | 0 | 0 | 0 | 0 | 0 | 0 | 0 | 0 | 0 | 0 | 0
1999 | CA | MRO | - | - | DCSIN | Internal Demand | 0 | 5449 | 5453 | 5560 | 5622 | 5690 | 5718 | 5717 | 5761 | 5806 | 5839
1999 | CA | MRO | - | - | DCSIPP | IPPs | 0 | 0 | 0 | 0 | 0 | 0 | 0 | 0 | 0 | 0 | 0
1999 | CA | MRO | - | - | DCSIT | Interruptible Demand | 0 | 232 | 207 | 186 | 201 | 212 | 216 | 218 | 219 | 221 | 141
1999 | CA | MRO | - | - | DCSLM | Direct Control Load Management | 0 | 0 | 0 | 0 | 0 | 0 | 0 | 0 | 0 | 0 | 0
1999 | CA | MRO | - | - | DCSNC | Net Capacity Resources | 0 | 7992 | 8216 | 8216 | 8216 | 8216 | 8416 | 8277 | 8277 | 8152 | 8152
1999 | CA | MRO | - | - | DCSNI | Projected Net Internal Demand | 0 | 5217 | 5246 | 5374 | 5421 | 5478 | 5502 | 5499 | 5542 | 5585 | 5698
1999 | CA | MRO | - | - | DCSNO | Net Operable Capacity | 0 | 8067 | 8080 | 8080 | 8080 | 8080 | 8080 | 7941 | 7941 | 7941 | 7941
1999 | CA | MRO | - | - | DCSPU | Purchases | 0 | 225 | 336 | 336 | 336 | 336 | 336 | 336 | 336 | 211 | 211
1999 | CA | MRO | - | - | DCSSA | Sales | 0 | 300 | 200 | 200 | 200 | 200 | 0 | 0 | 0 | 0 | 0
1999 | CA | MRO | - | - | DCSST | Standby Demand | 0 | 0 | 0 | 0 | 0 | 0 | 0 | 0 | 0 | 0 | 0
1999 | CA | MRO | - | - | DCSTI | Projected Total Internal Demand | 0 | 5449 | 5453 | 5560 | 5622 | 5690 | 5718 | 5717 | 5761 | 5806 | 5839
1999 | CA | MRO | - | - | DCSTO | Operable Total Internal Capacity | 0 | 8067 | 8080 | 8080 | 8080 | 8080 | 8080 | 7941 | 7941 | 7941 | 7941
1999 | CA | NPCC | - | - | CSIPP | IPPs | 1883 | 1926 | 1989 | 2009 | 2029 | 2044 | 2064 | 2063 | 2063 | 2063 | 2059
1999 | CA | NPCC | - | - | CST | Total Capacity | 71366 | 71229 | 71735 | 72031 | 72316 | 72436 | 72587 | 72581 | 72630 | 72513 | 72455
1999 | CA | NPCC | - | - | CSTOC | Total Owned Capacity | 69483 | 69303 | 69746 | 70022 | 70287 | 70392 | 70523 | 70518 | 70567 | 70450 | 70396
1999 | CA | NPCC | - | - | DCSAJ | Adjustments | 0 | -12 | -12 | 0 | 0 | 0 | 0 | 0 | 0 | 0 | 0
1999 | CA | NPCC | - | - | DCSFP | Full-Responsibility Purchases (portion of total purchases) | 0 | 500 | 0 | 0 | 0 | 0 | 0 | 0 | 0 | 0 | 0
1999 | CA | NPCC | - | - | DCSFS | Full-Responsibility Sales (portion of total sales) | 0 | 1049 | 617 | 617 | 518 | 518 | 518 | 519 | 519 | 519 | 520
1999 | CA | NPCC | - | - | DCSIC | Inoperable capacity | 0 | 7128 | 6613 | 6098 | 5068 | 4299 | 3530 | 3530 | 2761 | 1992 | 1992
1999 | CA | NPCC | - | - | DCSIN | Internal Demand | 0 | 43465 | 44130 | 45180 | 45841 | 46429 | 46981 | 47604 | 48243 | 48747 | 49228
1999 | CA | NPCC | - | - | DCSIPP | IPPs | 0 | 1926 | 1989 | 2009 | 2029 | 2044 | 2064 | 2063 | 2063 | 2063 | 2059
1999 | CA | NPCC | - | - | DCSIT | Interruptible Demand | 0 | 2895 | 2059 | 2470 | 2036 | 2029 | 2031 | 2033 | 2030 | 2027 | 2026
1999 | CA | NPCC | - | - | DCSLM | Direct Control Load Management | 0 | 0 | 0 | 0 | 0 | 0 | 0 | 0 | 0 | 0 | 0
1999 | CA | NPCC | - | - | DCSNC | Net Capacity Resources | 0 | 65298 | 66817 | 67987 | 70123 | 71012 | 72318 | 72311 | 73429 | 74081 | 74022
1999 | CA | NPCC | - | - | DCSNI | Projected Net Internal Demand | 0 | 40570 | 42071 | 42710 | 43805 | 44400 | 44950 | 45571 | 46213 | 46720 | 47202
1999 | CA | NPCC | - | - | DCSNO | Net Operable Capacity | 0 | 62175 | 63133 | 63924 | 65219 | 66093 | 66993 | 66988 | 67806 | 68458 | 68404
1999 | CA | NPCC | - | - | DCSPU | Purchases | 0 | 5278 | 4768 | 4758 | 4648 | 4648 | 4448 | 4448 | 4448 | 4448 | 4448
1999 | CA | NPCC | - | - | DCSSA | Sales | 0 | 4069 | 3061 | 2704 | 1773 | 1773 | 1187 | 1188 | 888 | 888 | 889
1999 | CA | NPCC | - | - | DCSST | Standby Demand | 0 | 0 | 0 | 0 | 0 | 0 | 0 | 0 | 0 | 0 | 0
1999 | CA | NPCC | - | - | DCSTI | Projected Total Internal Demand | 0 | 43465 | 44130 | 45180 | 45841 | 46429 | 46981 | 47604 | 48243 | 48747 | 49228
1999 | CA | NPCC | - | - | DCSTO | Operable Total Internal Capacity | 0 | 69303 | 69746 | 70022 | 70287 | 70392 | 70523 | 70518 | 70567 | 70450 | 70396
1999 | CA | NPCC | Maritimes | Maritimes | CSIPP | IPPs | 74 | 74 | 72 | 72 | 72 | 72 | 72 | 72 | 72 | 72 | 72
1999 | CA | NPCC | Maritimes | Maritimes | CST | Total Capacity | 6381 | 6381 | 6280 | 6508 | 6533 | 6533 | 6533 | 6476 | 6476 | 6476 | 6378
1999 | CA | NPCC | Maritimes | Maritimes | CSTOC | Total Owned Capacity | 6307 | 6307 | 6208 | 6436 | 6461 | 6461 | 6461 | 6404 | 6404 | 6404 | 6306
1999 | CA | NPCC | Maritimes | Maritimes | DCSAJ | Adjustments | 0 | -12 | -12 | 0 | 0 | 0 | 0 | 0 | 0 | 0 | 0
1999 | CA | NPCC | Maritimes | Maritimes | DCSFP | Full-Responsibility Purchases (portion of total purchases) | 0 | 500 | 0 | 0 | 0 | 0 | 0 | 0 | 0 | 0 | 0
1999 | CA | NPCC | Maritimes | Maritimes | DCSFS | Full-Responsibility Sales (portion of total sales) | 0 | 1049 | 617 | 617 | 518 | 518 | 518 | 519 | 519 | 519 | 520
1999 | CA | NPCC | Maritimes | Maritimes | DCSIC | Inoperable capacity | 0 | 0 | 0 | 0 | 0 | 0 | 0 | 0 | 0 | 0 | 0
1999 | CA | NPCC | Maritimes | Maritimes | DCSIN | Internal Demand | 0 | 3268 | 3293 | 3321 | 3349 | 3369 | 3377 | 3385 | 3388 | 3393 | 3399
1999 | CA | NPCC | Maritimes | Maritimes | DCSIPP | IPPs | 0 | 74 | 72 | 72 | 72 | 72 | 72 | 72 | 72 | 72 | 72
1999 | CA | NPCC | Maritimes | Maritimes | DCSIT | Interruptible Demand | 0 | 430 | 412 | 403 | 413 | 406 | 408 | 410 | 407 | 404 | 403
1999 | CA | NPCC | Maritimes | Maritimes | DCSLM | Direct Control Load Management | 0 | 0 | 0 | 0 | 0 | 0 | 0 | 0 | 0 | 0 | 0
1999 | CA | NPCC | Maritimes | Maritimes | DCSNC | Net Capacity Resources | 0 | 5895 | 5726 | 5966 | 6090 | 6090 | 6090 | 6032 | 6032 | 6032 | 5933
1999 | CA | NPCC | Maritimes | Maritimes | DCSNI | Projected Net Internal Demand | 0 | 2838 | 2881 | 2918 | 2936 | 2963 | 2969 | 2975 | 2981 | 2989 | 2996
1999 | CA | NPCC | Maritimes | Maritimes | DCSNO | Net Operable Capacity | 0 | 6307 | 6208 | 6436 | 6461 | 6461 | 6461 | 6404 | 6404 | 6404 | 6306
1999 | CA | NPCC | Maritimes | Maritimes | DCSPU | Purchases | 0 | 575 | 75 | 75 | 75 | 75 | 75 | 75 | 75 | 75 | 75
1999 | CA | NPCC | Maritimes | Maritimes | DCSSA | Sales | 0 | 1049 | 617 | 617 | 518 | 518 | 518 | 519 | 519 | 519 | 520
1999 | CA | NPCC | Maritimes | Maritimes | DCSST | Standby Demand | 0 | 0 | 0 | 0 | 0 | 0 | 0 | 0 | 0 | 0 | 0
1999 | CA | NPCC | Maritimes | Maritimes | DCSTI | Projected Total Internal Demand | 0 | 3268 | 3293 | 3321 | 3349 | 3369 | 3377 | 3385 | 3388 | 3393 | 3399
1999 | CA | NPCC | Maritimes | Maritimes | DCSTO | Operable Total Internal Capacity | 0 | 6307 | 6208 | 6436 | 6461 | 6461 | 6461 | 6404 | 6404 | 6404 | 6306
1999 | CA | NPCC | Ontario | Ontario | CSIPP | IPPs | 1479 | 1482 | 1527 | 1527 | 1527 | 1527 | 1527 | 1527 | 1527 | 1527 | 1527
1999 | CA | NPCC | Ontario | Ontario | CST | Total Capacity | 33427 | 33226 | 33779 | 33826 | 34045 | 34109 | 34199 | 34210 | 34218 | 34222 | 34225
1999 | CA | NPCC | Ontario | Ontario | CSTOC | Total Owned Capacity | 31948 | 31744 | 32252 | 32299 | 32518 | 32582 | 32672 | 32683 | 32691 | 32695 | 32698
1999 | CA | NPCC | Ontario | Ontario | DCSAJ | Adjustments | 0 | 0 | 0 | 0 | 0 | 0 | 0 | 0 | 0 | 0 | 0
1999 | CA | NPCC | Ontario | Ontario | DCSFP | Full-Responsibility Purchases (portion of total purchases) | 0 | 0 | 0 | 0 | 0 | 0 | 0 | 0 | 0 | 0 | 0
1999 | CA | NPCC | Ontario | Ontario | DCSFS | Full-Responsibility Sales (portion of total sales) | 0 | 0 | 0 | 0 | 0 | 0 | 0 | 0 | 0 | 0 | 0
1999 | CA | NPCC | Ontario | Ontario | DCSIC | Inoperable capacity | 0 | 7128 | 6613 | 6098 | 5068 | 4299 | 3530 | 3530 | 2761 | 1992 | 1992
1999 | CA | NPCC | Ontario | Ontario | DCSIN | Internal Demand | 0 | 21154 | 21479 | 21665 | 21951 | 22226 | 22506 | 22834 | 23063 | 23293 | 23526
1999 | CA | NPCC | Ontario | Ontario | DCSIPP | IPPs | 0 | 1482 | 1527 | 1527 | 1527 | 1527 | 1527 | 1527 | 1527 | 1527 | 1527
1999 | CA | NPCC | Ontario | Ontario | DCSIT | Interruptible Demand | 0 | 600 | 600 | 600 | 600 | 600 | 600 | 600 | 600 | 600 | 600
1999 | CA | NPCC | Ontario | Ontario | DCSLM | Direct Control Load Management | 0 | 0 | 0 | 0 | 0 | 0 | 0 | 0 | 0 | 0 | 0
1999 | CA | NPCC | Ontario | Ontario | DCSNC | Net Capacity Resources | 0 | 25698 | 26766 | 27328 | 28877 | 29710 | 30369 | 30380 | 31457 | 32230 | 32233
1999 | CA | NPCC | Ontario | Ontario | DCSNI | Projected Net Internal Demand | 0 | 20554 | 20879 | 21065 | 21351 | 21626 | 21906 | 22234 | 22463 | 22693 | 22926
1999 | CA | NPCC | Ontario | Ontario | DCSNO | Net Operable Capacity | 0 | 24616 | 25639 | 26201 | 27450 | 28283 | 29142 | 29153 | 29930 | 30703 | 30706
1999 | CA | NPCC | Ontario | Ontario | DCSPU | Purchases | 0 | 200 | 200 | 200 | 200 | 200 | 0 | 0 | 0 | 0 | 0
1999 | CA | NPCC | Ontario | Ontario | DCSSA | Sales | 0 | 600 | 600 | 600 | 300 | 300 | 300 | 300 | 0 | 0 | 0
1999 | CA | NPCC | Ontario | Ontario | DCSST | Standby Demand | 0 | 0 | 0 | 0 | 0 | 0 | 0 | 0 | 0 | 0 | 0
1999 | CA | NPCC | Ontario | Ontario | DCSTI | Projected Total Internal Demand | 0 | 21154 | 21479 | 21665 | 21951 | 22226 | 22506 | 22834 | 23063 | 23293 | 23526
1999 | CA | NPCC | Ontario | Ontario | DCSTO | Operable Total Internal Capacity | 0 | 31744 | 32252 | 32299 | 32518 | 32582 | 32672 | 32683 | 32691 | 32695 | 32698
1999 | CA | NPCC | Quebec | Quebec | CSIPP | IPPs | 330 | 370 | 390 | 410 | 430 | 445 | 465 | 464 | 464 | 464 | 460
1999 | CA | NPCC | Quebec | Quebec | CST | Total Capacity | 31558 | 31622 | 31676 | 31697 | 31738 | 31794 | 31855 | 31895 | 31936 | 31815 | 31852
1999 | CA | NPCC | Quebec | Quebec | CSTOC | Total Owned Capacity | 31228 | 31252 | 31286 | 31287 | 31308 | 31349 | 31390 | 31431 | 31472 | 31351 | 31392
1999 | CA | NPCC | Quebec | Quebec | DCSAJ | Adjustments | 0 | 0 | 0 | 0 | 0 | 0 | 0 | 0 | 0 | 0 | 0
1999 | CA | NPCC | Quebec | Quebec | DCSFP | Full-Responsibility Purchases (portion of total purchases) | 0 | 0 | 0 | 0 | 0 | 0 | 0 | 0 | 0 | 0 | 0
1999 | CA | NPCC | Quebec | Quebec | DCSFS | Full-Responsibility Sales (portion of total sales) | 0 | 0 | 0 | 0 | 0 | 0 | 0 | 0 | 0 | 0 | 0
1999 | CA | NPCC | Quebec | Quebec | DCSIC | Inoperable capacity | 0 | 0 | 0 | 0 | 0 | 0 | 0 | 0 | 0 | 0 | 0
1999 | CA | NPCC | Quebec | Quebec | DCSIN | Internal Demand | 0 | 19043 | 19358 | 20194 | 20541 | 20834 | 21098 | 21385 | 21792 | 22061 | 22303
1999 | CA | NPCC | Quebec | Quebec | DCSIPP | IPPs | 0 | 370 | 390 | 410 | 430 | 445 | 465 | 464 | 464 | 464 | 460
1999 | CA | NPCC | Quebec | Quebec | DCSIT | Interruptible Demand | 0 | 1865 | 1047 | 1467 | 1023 | 1023 | 1023 | 1023 | 1023 | 1023 | 1023
1999 | CA | NPCC | Quebec | Quebec | DCSLM | Direct Control Load Management | 0 | 0 | 0 | 0 | 0 | 0 | 0 | 0 | 0 | 0 | 0
1999 | CA | NPCC | Quebec | Quebec | DCSNC | Net Capacity Resources | 0 | 33705 | 34325 | 34693 | 35156 | 35212 | 35859 | 35899 | 35940 | 35819 | 35856
1999 | CA | NPCC | Quebec | Quebec | DCSNI | Projected Net Internal Demand | 0 | 17178 | 18311 | 18727 | 19518 | 19811 | 20075 | 20362 | 20769 | 21038 | 21280
1999 | CA | NPCC | Quebec | Quebec | DCSNO | Net Operable Capacity | 0 | 31252 | 31286 | 31287 | 31308 | 31349 | 31390 | 31431 | 31472 | 31351 | 31392
1999 | CA | NPCC | Quebec | Quebec | DCSPU | Purchases | 0 | 4503 | 4493 | 4483 | 4373 | 4373 | 4373 | 4373 | 4373 | 4373 | 4373
1999 | CA | NPCC | Quebec | Quebec | DCSSA | Sales | 0 | 2420 | 1844 | 1487 | 955 | 955 | 369 | 369 | 369 | 369 | 369
1999 | CA | NPCC | Quebec | Quebec | DCSST | Standby Demand | 0 | 0 | 0 | 0 | 0 | 0 | 0 | 0 | 0 | 0 | 0
1999 | CA | NPCC | Quebec | Quebec | DCSTI | Projected Total Internal Demand | 0 | 19043 | 19358 | 20194 | 20541 | 20834 | 21098 | 21385 | 21792 | 22061 | 22303
1999 | CA | NPCC | Quebec | Quebec | DCSTO | Operable Total Internal Capacity | 0 | 31252 | 31286 | 31287 | 31308 | 31349 | 31390 | 31431 | 31472 | 31351 | 31392
1999 | CA | WECC | - | - | CSIPP | IPPs | 505 | 712 | 958 | 958 | 968 | 1558 | 1558 | 1558 | 1558 | 1558 | 1558
1999 | CA | WECC | - | - | CST | Total Capacity | 19605 | 19805 | 20105 | 20037 | 20095 | 20581 | 20509 | 20515 | 20785 | 20743 | 21096
1999 | CA | WECC | - | - | CSTOC | Total Owned Capacity | 19100 | 19093 | 19147 | 19079 | 19127 | 19023 | 18951 | 18957 | 19227 | 19185 | 19538
1999 | CA | WECC | - | - | DCSAJ | Adjustments | 0 | 0 | 0 | 0 | 0 | 0 | 0 | 0 | 0 | 0 | 0
1999 | CA | WECC | - | - | DCSFP | Full-Responsibility Purchases (portion of total purchases) | 0 | 831 | 794 | 794 | 794 | 1447 | 1447 | 1447 | 1447 | 1447 | 1447
1999 | CA | WECC | - | - | DCSFS | Full-Responsibility Sales (portion of total sales) | 0 | 143 | 143 | 143 | 143 | 143 | 143 | 143 | 143 | 143 | 143
1999 | CA | WECC | - | - | DCSIC | Inoperable capacity | 0 | 126 | 263 | 256 | 256 | 256 | 230 | 230 | 230 | 230 | 230
1999 | CA | WECC | - | - | DCSIN | Internal Demand | 0 | 14924 | 15274 | 15525 | 15728 | 16021 | 16163 | 16647 | 16896 | 17101 | 17286
1999 | CA | WECC | - | - | DCSIPP | IPPs | 0 | 712 | 958 | 958 | 968 | 1558 | 1558 | 1558 | 1558 | 1558 | 1558
1999 | CA | WECC | - | - | DCSIT | Interruptible Demand | 0 | 187 | 187 | 187 | 0 | 0 | 0 | 0 | 0 | 0 | 0
1999 | CA | WECC | - | - | DCSLM | Direct Control Load Management | 0 | 175 | 0 | 0 | 0 | 0 | 0 | 0 | 0 | 0 | 0
1999 | CA | WECC | - | - | DCSNC | Net Capacity Resources | 0 | 20367 | 20493 | 20432 | 20490 | 21629 | 21583 | 21589 | 21859 | 21817 | 22170
1999 | CA | WECC | - | - | DCSNI | Projected Net Internal Demand | 0 | 14562 | 15087 | 15338 | 15728 | 16021 | 16163 | 16647 | 16896 | 17101 | 17286
1999 | CA | WECC | - | - | DCSNO | Net Operable Capacity | 0 | 18967 | 18884 | 18823 | 18871 | 18767 | 18721 | 18727 | 18997 | 18955 | 19308
1999 | CA | WECC | - | - | DCSPU | Purchases | 0 | 831 | 794 | 794 | 794 | 1447 | 1447 | 1447 | 1447 | 1447 | 1447
1999 | CA | WECC | - | - | DCSSA | Sales | 0 | 143 | 143 | 143 | 143 | 143 | 143 | 143 | 143 | 143 | 143
1999 | CA | WECC | - | - | DCSST | Standby Demand | 0 | 0 | 0 | 0 | 0 | 0 | 0 | 0 | 0 | 0 | 0
1999 | CA | WECC | - | - | DCSTI | Projected Total Internal Demand | 0 | 14924 | 15274 | 15525 | 15728 | 16021 | 16163 | 16647 | 16896 | 17101 | 17286
1999 | CA | WECC | - | - | DCSTO | Operable Total Internal Capacity | 0 | 19093 | 19147 | 19079 | 19127 | 19023 | 18951 | 18957 | 19227 | 19185 | 19538
1999 | MX | WECC | CA-MX | - | CSIPP | IPPs | 0 | 0 | 0 | 0 | 0 | 0 | 0 | 0 | 0 | 0 | 0
1999 | MX | WECC | CA-MX | - | CST | Total Capacity | 1338 | 1503 | 2103 | 2103 | 2103 | 2553 | 2553 | 2778 | 3003 | 3228 | 3228
1999 | MX | WECC | CA-MX | - | CSTOC | Total Owned Capacity | 1338 | 1503 | 2103 | 2103 | 2103 | 2553 | 2553 | 2778 | 3003 | 3228 | 3228
1999 | MX | WECC | CA-MX | - | DCSAJ | Adjustments | 0 | 0 | 0 | 0 | 0 | 0 | 0 | 0 | 0 | 0 | 0
1999 | MX | WECC | CA-MX | - | DCSFP | Full-Responsibility Purchases (portion of total purchases) | 0 | 0 | 0 | 0 | 0 | 0 | 0 | 0 | 0 | 0 | 0
1999 | MX | WECC | CA-MX | - | DCSFS | Full-Responsibility Sales (portion of total sales) | 0 | 0 | 0 | 0 | 0 | 0 | 0 | 0 | 0 | 0 | 0
1999 | MX | WECC | CA-MX | - | DCSIC | Inoperable capacity | 0 | 0 | 0 | 0 | 0 | 0 | 0 | 0 | 0 | 0 | 0
1999 | MX | WECC | CA-MX | - | DCSIN | Internal Demand | 0 | 1447 | 1595 | 1690 | 1791 | 1900 | 2015 | 2137 | 2268 | 2407 | 2555
1999 | MX | WECC | CA-MX | - | DCSIPP | IPPs | 0 | 0 | 0 | 0 | 0 | 0 | 0 | 0 | 0 | 0 | 0
1999 | MX | WECC | CA-MX | - | DCSIT | Interruptible Demand | 0 | 0 | 0 | 0 | 0 | 0 | 0 | 0 | 0 | 0 | 0
1999 | MX | WECC | CA-MX | - | DCSLM | Direct Control Load Management | 0 | 0 | 0 | 0 | 0 | 0 | 0 | 0 | 0 | 0 | 0
1999 | MX | WECC | CA-MX | - | DCSNC | Net Capacity Resources | 0 | 1778 | 2103 | 2131 | 2233 | 2553 | 2553 | 2778 | 3003 | 3228 | 3228
1999 | MX | WECC | CA-MX | - | DCSNI | Projected Net Internal Demand | 0 | 1447 | 1595 | 1690 | 1791 | 1900 | 2015 | 2137 | 2268 | 2407 | 2555
1999 | MX | WECC | CA-MX | - | DCSNO | Net Operable Capacity | 0 | 1503 | 2103 | 2103 | 2103 | 2553 | 2553 | 2778 | 3003 | 3228 | 3228
1999 | MX | WECC | CA-MX | - | DCSPU | Purchases | 0 | 275 | 0 | 28 | 130 | 0 | 0 | 0 | 0 | 0 | 0
1999 | MX | WECC | CA-MX | - | DCSSA | Sales | 0 | 0 | 0 | 0 | 0 | 0 | 0 | 0 | 0 | 0 | 0
1999 | MX | WECC | CA-MX | - | DCSST | Standby Demand | 0 | 0 | 0 | 0 | 0 | 0 | 0 | 0 | 0 | 0 | 0
1999 | MX | WECC | CA-MX | - | DCSTI | Projected Total Internal Demand | 0 | 1447 | 1595 | 1690 | 1791 | 1900 | 2015 | 2137 | 2268 | 2407 | 2555
1999 | MX | WECC | CA-MX | - | DCSTO | Operable Total Internal Capacity | 0 | 1503 | 2103 | 2103 | 2103 | 2553 | 2553 | 2778 | 3003 | 3228 | 3228
1999 | US | ECAR | - | - | CSIPP | IPPs | 2089 | 2089 | 2289 | 2289 | 2289 | 2289 | 2289 | 2289 | 2289 | 2289 | 2289
1999 | US | ECAR | - | - | CST | Total Capacity | 104087 | 104832 | 105947 | 106171 | 106401 | 109038 | 109570 | 110301 | 111105 | 110895 | 111164
1999 | US | ECAR | - | - | CSTOC | Total Owned Capacity | 101998 | 102743 | 103658 | 103882 | 104112 | 106749 | 107281 | 108012 | 108816 | 108606 | 108875
1999 | US | ECAR | - | - | DCSAJ | Adjustments | 0 | 0 | 0 | 0 | 0 | 0 | 0 | 0 | 0 | 0 | 0
1999 | US | ECAR | - | - | DCSFP | Full-Responsibility Purchases (portion of total purchases) | 0 | 178 | 178 | 178 | 178 | 178 | 178 | 178 | 178 | 178 | 178
1999 | US | ECAR | - | - | DCSFS | Full-Responsibility Sales (portion of total sales) | 0 | 450 | 450 | 450 | 450 | 450 | 450 | 450 | 0 | 0 | 0
1999 | US | ECAR | - | - | DCSIC | Inoperable capacity | 0 | 1962 | 1962 | 1962 | 1962 | 1962 | 1962 | 1962 | 1962 | 1962 | 1962
1999 | US | ECAR | - | - | DCSIN | Internal Demand | 0 | 95675 | 97475 | 99322 | 101194 | 102894 | 104169 | 106622 | 108064 | 109485 | 111562
1999 | US | ECAR | - | - | DCSIPP | IPPs | 0 | 2089 | 2289 | 2289 | 2289 | 2289 | 2289 | 2289 | 2289 | 2289 | 2289
1999 | US | ECAR | - | - | DCSIT | Interruptible Demand | 0 | 3224 | 3224 | 3275 | 3274 | 3271 | 3275 | 3282 | 3203 | 3299 | 3298
1999 | US | ECAR | - | - | DCSLM | Direct Control Load Management | 0 | 92 | 94 | 97 | 100 | 102 | 105 | 108 | 111 | 114 | 116
1999 | US | ECAR | - | - | DCSNC | Net Capacity Resources | 0 | 105545 | 107132 | 107576 | 108059 | 110919 | 111536 | 112543 | 112923 | 112783 | 112996
1999 | US | ECAR | - | - | DCSNI | Projected Net Internal Demand | 0 | 92359 | 94157 | 95950 | 97820 | 99521 | 100789 | 103232 | 104750 | 106072 | 108148
1999 | US | ECAR | - | - | DCSNO | Net Operable Capacity | 0 | 100781 | 101696 | 101920 | 102150 | 104787 | 105319 | 106050 | 106854 | 106644 | 106913
1999 | US | ECAR | - | - | DCSPU | Purchases | 0 | 4859 | 4428 | 4648 | 4901 | 5024 | 5109 | 5385 | 4411 | 4473 | 4417
1999 | US | ECAR | - | - | DCSSA | Sales | 0 | 2184 | 1281 | 1281 | 1281 | 1181 | 1181 | 1181 | 631 | 623 | 623
1999 | US | ECAR | - | - | DCSST | Standby Demand | 0 | 0 | 0 | 0 | 0 | 0 | 0 | 0 | 0 | 0 | 0
1999 | US | ECAR | - | - | DCSTI | Projected Total Internal Demand | 0 | 95675 | 97475 | 99322 | 101194 | 102894 | 104169 | 106622 | 108064 | 109485 | 111562
1999 | US | ECAR | - | - | DCSTO | Operable Total Internal Capacity | 0 | 102743 | 103658 | 103882 | 104112 | 106749 | 107281 | 108012 | 108816 | 108606 | 108875
1999 | US | TRE | - | ERCOT | CSIPP | IPPs | 5428 | 5598 | 7848 | 8648 | 9398 | 10148 | 10896 | 12396 | 13146 | 13896 | 15396
1999 | US | TRE | - | ERCOT | CST | Total Capacity | 59096 | 59666 | 62550 | 63365 | 64115 | 64439 | 65187 | 67187 | 66813 | 66460 | 67343
1999 | US | TRE | - | ERCOT | CSTOC | Total Owned Capacity | 53668 | 54068 | 54702 | 54717 | 54717 | 54291 | 54291 | 54791 | 53667 | 52564 | 51947
1999 | US | TRE | - | ERCOT | DCSAJ | Adjustments | 0 | 0 | 0 | 0 | 0 | 0 | 0 | 0 | 0 | 0 | 0
1999 | US | TRE | - | ERCOT | DCSFP | Full-Responsibility Purchases (portion of total purchases) | 0 | 0 | 0 | 0 | 0 | 0 | 0 | 0 | 0 | 0 | 0
1999 | US | TRE | - | ERCOT | DCSFS | Full-Responsibility Sales (portion of total sales) | 0 | 0 | 0 | 0 | 0 | 0 | 0 | 0 | 0 | 0 | 0
1999 | US | TRE | - | ERCOT | DCSIC | Inoperable capacity | 0 | 0 | 0 | 0 | 0 | 0 | 0 | 0 | 0 | 0 | 0
1999 | US | TRE | - | ERCOT | DCSIN | Internal Demand | 0 | 53327 | 54196 | 55170 | 56620 | 57842 | 59179 | 60705 | 62114 | 63585 | 65207
1999 | US | TRE | - | ERCOT | DCSIPP | IPPs | 0 | 5598 | 7848 | 8648 | 9398 | 10148 | 10896 | 12396 | 13146 | 13896 | 15396
1999 | US | TRE | - | ERCOT | DCSIT | Interruptible Demand | 0 | 2959 | 2760 | 2791 | 2819 | 2843 | 2865 | 2887 | 2906 | 2927 | 2956
1999 | US | TRE | - | ERCOT | DCSLM | Direct Control Load Management | 0 | 117 | 117 | 117 | 117 | 117 | 117 | 117 | 117 | 117 | 0
1999 | US | TRE | - | ERCOT | DCSNC | Net Capacity Resources | 0 | 59788 | 62686 | 63502 | 64252 | 64572 | 65320 | 67326 | 66953 | 66601 | 67485
1999 | US | TRE | - | ERCOT | DCSNI | Projected Net Internal Demand | 0 | 50254 | 51322 | 52265 | 53687 | 54885 | 56200 | 57704 | 59094 | 60544 | 62254
1999 | US | TRE | - | ERCOT | DCSNO | Net Operable Capacity | 0 | 54068 | 54702 | 54717 | 54717 | 54291 | 54291 | 54791 | 53667 | 52564 | 51947
1999 | US | TRE | - | ERCOT | DCSPU | Purchases | 0 | 233 | 325 | 326 | 326 | 322 | 322 | 328 | 329 | 330 | 331
1999 | US | TRE | - | ERCOT | DCSSA | Sales | 0 | 111 | 189 | 189 | 189 | 189 | 189 | 189 | 189 | 189 | 189
1999 | US | TRE | - | ERCOT | DCSST | Standby Demand | 0 | 3 | 3 | 3 | 3 | 3 | 3 | 3 | 3 | 3 | 3
1999 | US | TRE | - | ERCOT | DCSTI | Projected Total Internal Demand | 0 | 53330 | 54199 | 55173 | 56623 | 57845 | 59182 | 60708 | 62117 | 63588 | 65210
1999 | US | TRE | - | ERCOT | DCSTO | Operable Total Internal Capacity | 0 | 54068 | 54702 | 54717 | 54717 | 54291 | 54291 | 54791 | 53667 | 52564 | 51947
1999 | US | FRCC | - | - | CSIPP | IPPs | 2202 | 2202 | 2202 | 2202 | 2181 | 2181 | 2181 | 2171 | 2038 | 2032 | 2017
1999 | US | FRCC | - | - | CST | Total Capacity | 37348 | 38068 | 38726 | 40002 | 41810 | 43170 | 43720 | 44847 | 45283 | 46575 | 47284
1999 | US | FRCC | - | - | CSTOC | Total Owned Capacity | 35146 | 35866 | 36524 | 37800 | 39629 | 40989 | 41539 | 42676 | 43245 | 44543 | 45267
1999 | US | FRCC | - | - | DCSAJ | Adjustments | 0 | 0 | 0 | 0 | 0 | 0 | 0 | 0 | 0 | 0 | 0
1999 | US | FRCC | - | - | DCSFP | Full-Responsibility Purchases (portion of total purchases) | 0 | 1962 | 1755 | 1682 | 1658 | 1566 | 1566 | 1566 | 1566 | 1566 | 1566
1999 | US | FRCC | - | - | DCSFS | Full-Responsibility Sales (portion of total sales) | 0 | 322 | 0 | 0 | 0 | 0 | 0 | 0 | 0 | 0 | 0
1999 | US | FRCC | - | - | DCSIC | Inoperable capacity | 0 | 0 | 0 | 0 | 0 | 0 | 0 | 0 | 0 | 0 | 0
1999 | US | FRCC | - | - | DCSIN | Internal Demand | 0 | 37327 | 37864 | 38528 | 39235 | 40059 | 40876 | 41714 | 42546 | 43396 | 44208
1999 | US | FRCC | - | - | DCSIPP | IPPs | 0 | 2202 | 2202 | 2202 | 2181 | 2181 | 2181 | 2171 | 2038 | 2032 | 2017
1999 | US | FRCC | - | - | DCSIT | Interruptible Demand | 0 | 1225 | 1247 | 1265 | 1265 | 1284 | 1296 | 1317 | 1334 | 1352 | 1348
1999 | US | FRCC | - | - | DCSLM | Direct Control Load Management | 0 | 1540 | 1591 | 1578 | 1537 | 1509 | 1493 | 1478 | 1467 | 1457 | 1452
1999 | US | FRCC | - | - | DCSNC | Net Capacity Resources | 0 | 39708 | 40481 | 41684 | 43468 | 44736 | 45286 | 46413 | 46849 | 48141 | 48850
1999 | US | FRCC | - | - | DCSNI | Projected Net Internal Demand | 0 | 34562 | 35026 | 35685 | 36433 | 37266 | 38087 | 38919 | 39745 | 40587 | 41408
1999 | US | FRCC | - | - | DCSNO | Net Operable Capacity | 0 | 35866 | 36524 | 37800 | 39629 | 40989 | 41539 | 42676 | 43245 | 44543 | 45267
1999 | US | FRCC | - | - | DCSPU | Purchases | 0 | 1962 | 1755 | 1682 | 1658 | 1566 | 1566 | 1566 | 1566 | 1566 | 1566
1999 | US | FRCC | - | - | DCSSA | Sales | 0 | 322 | 0 | 0 | 0 | 0 | 0 | 0 | 0 | 0 | 0
1999 | US | FRCC | - | - | DCSST | Standby Demand | 0 | 0 | 0 | 0 | 0 | 0 | 0 | 0 | 0 | 0 | 0
1999 | US | FRCC | - | - | DCSTI | Projected Total Internal Demand | 0 | 37327 | 37864 | 38528 | 39235 | 40059 | 40876 | 41714 | 42546 | 43396 | 44208
1999 | US | FRCC | - | - | DCSTO | Operable Total Internal Capacity | 0 | 35866 | 36524 | 37800 | 39629 | 40989 | 41539 | 42676 | 43245 | 44543 | 45267
1999 | US | MAAC | - | - | CSIPP | IPPs | 4077 | 4151 | 4197 | 4197 | 4197 | 4114 | 3736 | 3736 | 3736 | 3736 | 3720
1999 | US | MAAC | - | - | CST | Total Capacity | 55692 | 56188 | 56258 | 56582 | 57152 | 57325 | 57063 | 57451 | 58155 | 58471 | 58278
1999 | US | MAAC | - | - | CSTOC | Total Owned Capacity | 51615 | 52037 | 52061 | 52385 | 52955 | 53211 | 53327 | 53715 | 54419 | 54735 | 54558
1999 | US | MAAC | - | - | DCSAJ | Adjustments | 0 | 0 | 0 | 0 | 0 | 0 | 0 | 0 | 0 | 0 | 0
1999 | US | MAAC | - | - | DCSFP | Full-Responsibility Purchases (portion of total purchases) | 0 | 450 | 450 | 450 | 450 | 450 | 450 | 450 | 450 | 0 | 0
1999 | US | MAAC | - | - | DCSFS | Full-Responsibility Sales (portion of total sales) | 0 | 954 | 954 | 954 | 954 | 0 | 0 | 0 | 0 | 0 | 0
1999 | US | MAAC | - | - | DCSIC | Inoperable capacity | 0 | 0 | 0 | 0 | 0 | 0 | 0 | 0 | 0 | 0 | 0
1999 | US | MAAC | - | - | DCSIN | Internal Demand | 0 | 49807 | 50576 | 51426 | 52238 | 53048 | 53892 | 54769 | 55634 | 56516 | 57381
1999 | US | MAAC | - | - | DCSIPP | IPPs | 0 | 4151 | 4197 | 4197 | 4197 | 4114 | 3736 | 3736 | 3736 | 3736 | 3720
1999 | US | MAAC | - | - | DCSIT | Interruptible Demand | 0 | 1381 | 1416 | 1423 | 1430 | 1431 | 1432 | 1434 | 1435 | 1437 | 1438
1999 | US | MAAC | - | - | DCSLM | Direct Control Load Management | 0 | 800 | 800 | 799 | 799 | 800 | 800 | 800 | 801 | 800 | 802
1999 | US | MAAC | - | - | DCSNC | Net Capacity Resources | 0 | 55511 | 55470 | 55707 | 56277 | 57404 | 57142 | 57530 | 58234 | 58100 | 57907
1999 | US | MAAC | - | - | DCSNI | Projected Net Internal Demand | 0 | 47626 | 48360 | 49204 | 50009 | 50817 | 51660 | 52535 | 53398 | 54279 | 55141
1999 | US | MAAC | - | - | DCSNO | Net Operable Capacity | 0 | 52037 | 52061 | 52385 | 52955 | 53211 | 53327 | 53715 | 54419 | 54735 | 54558
1999 | US | MAAC | - | - | DCSPU | Purchases | 0 | 649 | 518 | 518 | 518 | 518 | 518 | 518 | 518 | 68 | 68
1999 | US | MAAC | - | - | DCSSA | Sales | 0 | 1326 | 1306 | 1393 | 1393 | 439 | 439 | 439 | 439 | 439 | 439
1999 | US | MAAC | - | - | DCSST | Standby Demand | 0 | 0 | 0 | 0 | 0 | 0 | 0 | 0 | 0 | 0 | 0
1999 | US | MAAC | - | - | DCSTI | Projected Total Internal Demand | 0 | 49807 | 50576 | 51426 | 52238 | 53048 | 53892 | 54769 | 55634 | 56516 | 57381
1999 | US | MAAC | - | - | DCSTO | Operable Total Internal Capacity | 0 | 52037 | 52061 | 52385 | 52955 | 53211 | 53327 | 53715 | 54419 | 54735 | 54558
1999 | US | MAIN | - | - | CSIPP | IPPs | 795 | 2162 | 2762 | 2764 | 2947 | 3103 | 3289 | 3420 | 3549 | 3549 | 3463
1999 | US | MAIN | - | - | CST | Total Capacity | 50318 | 51351 | 51972 | 51984 | 53444 | 53780 | 54425 | 54836 | 55385 | 56633 | 56547
1999 | US | MAIN | - | - | CSTOC | Total Owned Capacity | 49523 | 49189 | 49210 | 49220 | 50497 | 50677 | 51136 | 51416 | 51836 | 53084 | 53084
1999 | US | MAIN | - | - | DCSAJ | Adjustments | 0 | 0 | 0 | 0 | 0 | 0 | 0 | 0 | 0 | 0 | 0
1999 | US | MAIN | - | - | DCSFP | Full-Responsibility Purchases (portion of total purchases) | 0 | 1662 | 2205 | 2550 | 1994 | 2365 | 2400 | 2463 | 2464 | 2004 | 2378
1999 | US | MAIN | - | - | DCSFS | Full-Responsibility Sales (portion of total sales) | 0 | 386 | 382 | 303 | 183 | 183 | 154 | 156 | 142 | 82 | 62
1999 | US | MAIN | - | - | DCSIC | Inoperable capacity | 0 | 12 | 12 | 12 | 12 | 12 | 12 | 12 | 12 | 12 | 12
1999 | US | MAIN | - | - | DCSIN | Internal Demand | 0 | 47874 | 48541 | 49134 | 49762 | 50504 | 51361 | 52248 | 53058 | 53746 | 54605
1999 | US | MAIN | - | - | DCSIPP | IPPs | 0 | 2162 | 2762 | 2764 | 2947 | 3103 | 3289 | 3420 | 3549 | 3549 | 3463
1999 | US | MAIN | - | - | DCSIT | Interruptible Demand | 0 | 1778 | 1805 | 1798 | 1807 | 1812 | 1817 | 1820 | 1822 | 1825 | 1828
1999 | US | MAIN | - | - | DCSLM | Direct Control Load Management | 0 | 527 | 572 | 635 | 643 | 645 | 647 | 649 | 650 | 652 | 654
1999 | US | MAIN | - | - | DCSNC | Net Capacity Resources | 0 | 52722 | 53607 | 54976 | 55976 | 56967 | 57831 | 58640 | 59651 | 60656 | 61116
1999 | US | MAIN | - | - | DCSNI | Projected Net Internal Demand | 0 | 45570 | 46165 | 46702 | 47313 | 48048 | 48898 | 49780 | 50587 | 51270 | 52124
1999 | US | MAIN | - | - | DCSNO | Net Operable Capacity | 0 | 49177 | 49198 | 49208 | 50485 | 50665 | 51124 | 51404 | 51824 | 53072 | 53072
1999 | US | MAIN | - | - | DCSPU | Purchases | 0 | 3737 | 3617 | 4126 | 3545 | 3985 | 4175 | 4540 | 4688 | 4385 | 4911
1999 | US | MAIN | - | - | DCSSA | Sales | 0 | 2354 | 1970 | 1122 | 1001 | 786 | 757 | 724 | 410 | 350 | 330
1999 | US | MAIN | - | - | DCSST | Standby Demand | 0 | 1 | 1 | 1 | 1 | 1 | 1 | 1 | 1 | 1 | 1
1999 | US | MAIN | - | - | DCSTI | Projected Total Internal Demand | 0 | 47875 | 48542 | 49135 | 49763 | 50505 | 51362 | 52249 | 53059 | 53747 | 54606
1999 | US | MAIN | - | - | DCSTO | Operable Total Internal Capacity | 0 | 49189 | 49210 | 49220 | 50497 | 50677 | 51136 | 51416 | 51836 | 53084 | 53084
1999 | US | MRO | - | - | CSIPP | IPPs | 0 | 0 | 0 | 0 | 0 | 0 | 0 | 0 | 0 | 0 | 0
1999 | US | MRO | - | - | CST | Total Capacity | 32364 | 33167 | 33245 | 33358 | 33358 | 33388 | 33388 | 33388 | 33388 | 33388 | 33388
1999 | US | MRO | - | - | CSTOC | Total Owned Capacity | 32364 | 33167 | 33245 | 33358 | 33358 | 33388 | 33388 | 33388 | 33388 | 33388 | 33388
1999 | US | MRO | - | - | DCSAJ | Adjustments | 0 | 0 | 0 | 0 | 0 | 0 | 0 | 0 | 0 | 0 | 0
1999 | US | MRO | - | - | DCSFP | Full-Responsibility Purchases (portion of total purchases) | 0 | 3119 | 2562 | 2406 | 2302 | 2234 | 2184 | 1661 | 1677 | 1676 | 1356
1999 | US | MRO | - | - | DCSFS | Full-Responsibility Sales (portion of total sales) | 0 | 1513 | 960 | 363 | 244 | 234 | 229 | 229 | 223 | 211 | 136
1999 | US | MRO | - | - | DCSIC | Inoperable capacity | 0 | 0 | 0 | 0 | 0 | 0 | 0 | 0 | 0 | 0 | 0
1999 | US | MRO | - | - | DCSIN | Internal Demand | 0 | 31982 | 32397 | 32960 | 33672 | 34313 | 34860 | 35434 | 36041 | 36684 | 37137
1999 | US | MRO | - | - | DCSIPP | IPPs | 0 | 0 | 0 | 0 | 0 | 0 | 0 | 0 | 0 | 0 | 0
1999 | US | MRO | - | - | DCSIT | Interruptible Demand | 0 | 1503 | 1598 | 1723 | 1841 | 1882 | 1909 | 1900 | 1928 | 1948 | 1887
1999 | US | MRO | - | - | DCSLM | Direct Control Load Management | 0 | 722 | 767 | 813 | 856 | 918 | 938 | 960 | 980 | 995 | 1007
1999 | US | MRO | - | - | DCSNC | Net Capacity Resources | 0 | 34773 | 34847 | 35401 | 35416 | 35388 | 35343 | 34820 | 34842 | 34853 | 34608
1999 | US | MRO | - | - | DCSNI | Projected Net Internal Demand | 0 | 29766 | 30041 | 30433 | 30984 | 31522 | 32022 | 32583 | 33142 | 33750 | 34252
1999 | US | MRO | - | - | DCSNO | Net Operable Capacity | 0 | 33167 | 33245 | 33358 | 33358 | 33388 | 33388 | 33388 | 33388 | 33388 | 33388
1999 | US | MRO | - | - | DCSPU | Purchases | 0 | 3119 | 2562 | 2406 | 2302 | 2234 | 2184 | 1661 | 1677 | 1676 | 1356
1999 | US | MRO | - | - | DCSSA | Sales | 0 | 1513 | 960 | 363 | 244 | 234 | 229 | 229 | 223 | 211 | 136
1999 | US | MRO | - | - | DCSST | Standby Demand | 0 | 9 | 9 | 9 | 9 | 9 | 9 | 9 | 9 | 9 | 9
1999 | US | MRO | - | - | DCSTI | Projected Total Internal Demand | 0 | 31991 | 32406 | 32969 | 33681 | 34322 | 34869 | 35443 | 36050 | 36693 | 37146
1999 | US | MRO | - | - | DCSTO | Operable Total Internal Capacity | 0 | 33167 | 33245 | 33358 | 33358 | 33388 | 33388 | 33388 | 33388 | 33388 | 33388
1999 | US | NPCC | - | - | CSIPP | IPPs | 18301 | 18712 | 19862 | 19853 | 19813 | 19758 | 19737 | 19607 | 19467 | 19414 | 18993
1999 | US | NPCC | - | - | CST | Total Capacity | 57271 | 51964 | 53057 | 51268 | 51352 | 51297 | 51276 | 51147 | 51006 | 50953 | 50532
1999 | US | NPCC | - | - | CSTOC | Total Owned Capacity | 38970 | 33252 | 33195 | 31415 | 31539 | 31539 | 31539 | 31540 | 31539 | 31539 | 31539
1999 | US | NPCC | - | - | DCSAJ | Adjustments | 0 | -182 | 127 | 849 | 1259 | 1733 | 2458 | 2887 | 3256 | 3586 | 4155
1999 | US | NPCC | - | - | DCSFP | Full-Responsibility Purchases (portion of total purchases) | 0 | 1415 | 1415 | 1421 | 1421 | 1393 | 1387 | 1387 | 1387 | 1387 | 1387
1999 | US | NPCC | - | - | DCSFS | Full-Responsibility Sales (portion of total sales) | 0 | 316 | 316 | 316 | 316 | 316 | 316 | 316 | 316 | 316 | 316
1999 | US | NPCC | - | - | DCSIC | Inoperable capacity | 0 | 0 | 0 | 0 | 0 | 0 | 0 | 0 | 0 | 0 | 0
1999 | US | NPCC | - | - | DCSIN | Internal Demand | 0 | 51841 | 52497 | 53315 | 54114 | 54908 | 55629 | 56411 | 57249 | 57973 | 58685
1999 | US | NPCC | - | - | DCSIPP | IPPs | 0 | 18712 | 19862 | 19853 | 19813 | 19758 | 19737 | 19607 | 19467 | 19414 | 18993
1999 | US | NPCC | - | - | DCSIT | Interruptible Demand | 0 | 14 | 14 | 13 | 13 | 13 | 12 | 14 | 16 | 18 | 18
1999 | US | NPCC | - | - | DCSLM | Direct Control Load Management | 0 | 67 | 68 | 67 | 66 | 64 | 60 | 84 | 93 | 90 | 90
1999 | US | NPCC | - | - | DCSNC | Net Capacity Resources | 0 | 60439 | 61841 | 60628 | 61122 | 61516 | 61820 | 62120 | 62348 | 62625 | 62718
1999 | US | NPCC | - | - | DCSNI | Projected Net Internal Demand | 0 | 51760 | 52415 | 53235 | 54035 | 54831 | 55557 | 56313 | 57140 | 57865 | 58577
1999 | US | NPCC | - | - | DCSNO | Net Operable Capacity | 0 | 33252 | 33195 | 31415 | 31539 | 31539 | 31539 | 31540 | 31539 | 31539 | 31539
1999 | US | NPCC | - | - | DCSPU | Purchases | 0 | 9017 | 9017 | 8871 | 8871 | 8843 | 8437 | 8437 | 8437 | 8437 | 8382
1999 | US | NPCC | - | - | DCSSA | Sales | 0 | 360 | 360 | 360 | 360 | 357 | 351 | 351 | 351 | 351 | 351
1999 | US | NPCC | - | - | DCSST | Standby Demand | 0 | 0 | 0 | 0 | 0 | 0 | 0 | 0 | 0 | 0 | 0
1999 | US | NPCC | - | - | DCSTI | Projected Total Internal Demand | 0 | 51841 | 52497 | 53315 | 54114 | 54908 | 55629 | 56411 | 57249 | 57973 | 58685
1999 | US | NPCC | - | - | DCSTO | Operable Total Internal Capacity | 0 | 33252 | 33195 | 31415 | 31539 | 31539 | 31539 | 31540 | 31539 | 31539 | 31539
1999 | US | NPCC | New England | New England | CSIPP | IPPs | 10201 | 10621 | 11750 | 11750 | 11741 | 11688 | 11681 | 11649 | 11587 | 11534 | 11310
1999 | US | NPCC | New England | New England | CST | Total Capacity | 22657 | 23690 | 24786 | 24654 | 24769 | 24716 | 24709 | 24678 | 24615 | 24562 | 24338
1999 | US | NPCC | New England | New England | CSTOC | Total Owned Capacity | 12456 | 13069 | 13036 | 12904 | 13028 | 13028 | 13028 | 13029 | 13028 | 13028 | 13028
1999 | US | NPCC | New England | New England | DCSAJ | Adjustments | 0 | 0 | 0 | 0 | 0 | 0 | 0 | 0 | 0 | 0 | 0
1999 | US | NPCC | New England | New England | DCSFP | Full-Responsibility Purchases (portion of total purchases) | 0 | 462 | 462 | 468 | 468 | 440 | 434 | 434 | 434 | 434 | 434
1999 | US | NPCC | New England | New England | DCSFS | Full-Responsibility Sales (portion of total sales) | 0 | 20 | 20 | 20 | 20 | 20 | 20 | 20 | 20 | 20 | 20
1999 | US | NPCC | New England | New England | DCSIC | Inoperable capacity | 0 | 0 | 0 | 0 | 0 | 0 | 0 | 0 | 0 | 0 | 0
1999 | US | NPCC | New England | New England | DCSIN | Internal Demand | 0 | 22531 | 22937 | 23415 | 23904 | 24308 | 24769 | 25281 | 25879 | 26333 | 26785
1999 | US | NPCC | New England | New England | DCSIPP | IPPs | 0 | 10621 | 11750 | 11750 | 11741 | 11688 | 11681 | 11649 | 11587 | 11534 | 11310
1999 | US | NPCC | New England | New England | DCSIT | Interruptible Demand | 0 | 14 | 14 | 13 | 13 | 13 | 12 | 14 | 16 | 18 | 18
1999 | US | NPCC | New England | New England | DCSLM | Direct Control Load Management | 0 | 67 | 68 | 67 | 66 | 64 | 60 | 84 | 93 | 90 | 90
1999 | US | NPCC | New England | New England | DCSNC | Net Capacity Resources | 0 | 25632 | 26728 | 25102 | 25217 | 25136 | 25123 | 25092 | 25029 | 24976 | 24752
1999 | US | NPCC | New England | New England | DCSNI | Projected Net Internal Demand | 0 | 22450 | 22855 | 23335 | 23825 | 24231 | 24697 | 25183 | 25770 | 26225 | 26677
1999 | US | NPCC | New England | New England | DCSNO | Net Operable Capacity | 0 | 13069 | 13036 | 12904 | 13028 | 13028 | 13028 | 13029 | 13028 | 13028 | 13028
1999 | US | NPCC | New England | New England | DCSPU | Purchases | 0 | 1962 | 1962 | 468 | 468 | 440 | 434 | 434 | 434 | 434 | 434
1999 | US | NPCC | New England | New England | DCSSA | Sales | 0 | 20 | 20 | 20 | 20 | 20 | 20 | 20 | 20 | 20 | 20
1999 | US | NPCC | New England | New England | DCSST | Standby Demand | 0 | 0 | 0 | 0 | 0 | 0 | 0 | 0 | 0 | 0 | 0
1999 | US | NPCC | New England | New England | DCSTI | Projected Total Internal Demand | 0 | 22531 | 22937 | 23415 | 23904 | 24308 | 24769 | 25281 | 25879 | 26333 | 26785
1999 | US | NPCC | New England | New England | DCSTO | Operable Total Internal Capacity | 0 | 13069 | 13036 | 12904 | 13028 | 13028 | 13028 | 13029 | 13028 | 13028 | 13028
1999 | US | NPCC | New York | New York | CSIPP | IPPs | 8100 | 8091 | 8112 | 8103 | 8072 | 8070 | 8056 | 7958 | 7880 | 7880 | 7683
1999 | US | NPCC | New York | New York | CST | Total Capacity | 34614 | 28274 | 28271 | 26614 | 26583 | 26581 | 26567 | 26469 | 26391 | 26391 | 26194
1999 | US | NPCC | New York | New York | CSTOC | Total Owned Capacity | 26514 | 20183 | 20159 | 18511 | 18511 | 18511 | 18511 | 18511 | 18511 | 18511 | 18511
1999 | US | NPCC | New York | New York | DCSAJ | Adjustments | 0 | -182 | 127 | 849 | 1259 | 1733 | 2458 | 2887 | 3256 | 3586 | 4155
1999 | US | NPCC | New York | New York | DCSFP | Full-Responsibility Purchases (portion of total purchases) | 0 | 953 | 953 | 953 | 953 | 953 | 953 | 953 | 953 | 953 | 953
1999 | US | NPCC | New York | New York | DCSFS | Full-Responsibility Sales (portion of total sales) | 0 | 296 | 296 | 296 | 296 | 296 | 296 | 296 | 296 | 296 | 296
1999 | US | NPCC | New York | New York | DCSIC | Inoperable capacity | 0 | 0 | 0 | 0 | 0 | 0 | 0 | 0 | 0 | 0 | 0
1999 | US | NPCC | New York | New York | DCSIN | Internal Demand | 0 | 29310 | 29560 | 29900 | 30210 | 30600 | 30860 | 31130 | 31370 | 31640 | 31900
1999 | US | NPCC | New York | New York | DCSIPP | IPPs | 0 | 8091 | 8112 | 8103 | 8072 | 8070 | 8056 | 7958 | 7880 | 7880 | 7683
1999 | US | NPCC | New York | New York | DCSIT | Interruptible Demand | 0 | 0 | 0 | 0 | 0 | 0 | 0 | 0 | 0 | 0 | 0
1999 | US | NPCC | New York | New York | DCSLM | Direct Control Load Management | 0 | 0 | 0 | 0 | 0 | 0 | 0 | 0 | 0 | 0 | 0
1999 | US | NPCC | New York | New York | DCSNC | Net Capacity Resources | 0 | 34807 | 35113 | 35526 | 35905 | 36380 | 36697 | 37028 | 37319 | 37649 | 37966
1999 | US | NPCC | New York | New York | DCSNI | Projected Net Internal Demand | 0 | 29310 | 29560 | 29900 | 30210 | 30600 | 30860 | 31130 | 31370 | 31640 | 31900
1999 | US | NPCC | New York | New York | DCSNO | Net Operable Capacity | 0 | 20183 | 20159 | 18511 | 18511 | 18511 | 18511 | 18511 | 18511 | 18511 | 18511
1999 | US | NPCC | New York | New York | DCSPU | Purchases | 0 | 7055 | 7055 | 8403 | 8403 | 8403 | 8003 | 8003 | 8003 | 8003 | 7948
1999 | US | NPCC | New York | New York | DCSSA | Sales | 0 | 340 | 340 | 340 | 340 | 337 | 331 | 331 | 331 | 331 | 331
1999 | US | NPCC | New York | New York | DCSST | Standby Demand | 0 | 0 | 0 | 0 | 0 | 0 | 0 | 0 | 0 | 0 | 0
1999 | US | NPCC | New York | New York | DCSTI | Projected Total Internal Demand | 0 | 29310 | 29560 | 29900 | 30210 | 30600 | 30860 | 31130 | 31370 | 31640 | 31900
1999 | US | NPCC | New York | New York | DCSTO | Operable Total Internal Capacity | 0 | 20183 | 20159 | 18511 | 18511 | 18511 | 18511 | 18511 | 18511 | 18511 | 18511
1999 | US | SERC | - | - | CSIPP | IPPs | 1424 | 4727 | 5513 | 5824 | 5792 | 5616 | 5016 | 4782 | 4782 | 4782 | 4782
1999 | US | SERC | - | - | CST | Total Capacity | 149999 | 155689 | 160816 | 165857 | 169507 | 172624 | 177696 | 180912 | 184415 | 188530 | 191729
1999 | US | SERC | - | - | CSTOC | Total Owned Capacity | 148575 | 150962 | 155303 | 160033 | 163715 | 167008 | 172680 | 176130 | 179633 | 183748 | 186947
1999 | US | SERC | - | - | DCSAJ | Adjustments | 0 | 0 | 0 | 0 | 0 | 0 | 0 | 0 | 0 | 0 | 0
1999 | US | SERC | - | - | DCSFP | Full-Responsibility Purchases (portion of total purchases) | 0 | 1763 | 1598 | 1625 | 1636 | 1462 | 1483 | 1203 | 1226 | 1251 | 1276
1999 | US | SERC | - | - | DCSFS | Full-Responsibility Sales (portion of total sales) | 0 | 1777 | 1700 | 1701 | 1702 | 1703 | 1704 | 1705 | 1706 | 1707 | 1658
1999 | US | SERC | - | - | DCSIC | Inoperable capacity | 0 | 1355 | 1329 | 1329 | 1329 | 1289 | 1289 | 1289 | 1289 | 1289 | 1289
1999 | US | SERC | - | - | DCSIN | Internal Demand | 0 | 146994 | 149036 | 154251 | 157751 | 161222 | 164671 | 167879 | 171555 | 175461 | 179106
1999 | US | SERC | - | - | DCSIPP | IPPs | 0 | 4727 | 5513 | 5824 | 5792 | 5616 | 5016 | 4782 | 4782 | 4782 | 4782
1999 | US | SERC | - | - | DCSIT | Interruptible Demand | 0 | 8276 | 7864 | 7922 | 7970 | 8011 | 8061 | 8102 | 8097 | 8119 | 8150
1999 | US | SERC | - | - | DCSLM | Direct Control Load Management | 0 | 801 | 806 | 806 | 807 | 808 | 808 | 810 | 811 | 812 | 813
1999 | US | SERC | - | - | DCSNC | Net Capacity Resources | 0 | 158360 | 162952 | 168709 | 172995 | 175915 | 179758 | 182871 | 186484 | 189480 | 192908
1999 | US | SERC | - | - | DCSNI | Projected Net Internal Demand | 0 | 138146 | 140710 | 145904 | 149382 | 152849 | 156280 | 159457 | 163141 | 167027 | 170644
1999 | US | SERC | - | - | DCSNO | Net Operable Capacity | 0 | 149607 | 153974 | 158704 | 162386 | 165719 | 171391 | 174841 | 178344 | 182459 | 185658
1999 | US | SERC | - | - | DCSPU | Purchases | 0 | 8773 | 7321 | 7679 | 8157 | 7552 | 6325 | 6107 | 6218 | 5100 | 5280
1999 | US | SERC | - | - | DCSSA | Sales | 0 | 4747 | 3856 | 3498 | 3340 | 2972 | 2974 | 2859 | 2860 | 2861 | 2812
1999 | US | SERC | - | - | DCSST | Standby Demand | 0 | 229 | 344 | 381 | 408 | 446 | 478 | 490 | 494 | 497 | 501
1999 | US | SERC | - | - | DCSTI | Projected Total Internal Demand | 0 | 147223 | 149380 | 154632 | 158159 | 161668 | 165149 | 168369 | 172049 | 175958 | 179607
1999 | US | SERC | - | - | DCSTO | Operable Total Internal Capacity | 0 | 150962 | 155303 | 160033 | 163715 | 167008 | 172680 | 176130 | 179633 | 183748 | 186947
1999 | US | SERC | Central | - | CSIPP | IPPs | 0 | 0 | 0 | 440 | 440 | 440 | 440 | 440 | 440 | 440 | 440
1999 | US | SERC | Central | - | CST | Total Capacity | 30144 | 30278 | 31008 | 32293 | 32893 | 33775 | 34648 | 35670 | 36703 | 38931 | 40057
1999 | US | SERC | Central | - | CSTOC | Total Owned Capacity | 30144 | 30278 | 31008 | 31853 | 32453 | 33335 | 34208 | 35230 | 36263 | 38491 | 39617
1999 | US | SERC | Central | - | DCSAJ | Adjustments | 0 | 0 | 0 | 0 | 0 | 0 | 0 | 0 | 0 | 0 | 0
1999 | US | SERC | Central | - | DCSFP | Full-Responsibility Purchases (portion of total purchases) | 0 | 110 | 112 | 115 | 118 | 121 | 124 | 127 | 130 | 133 | 136
1999 | US | SERC | Central | - | DCSFS | Full-Responsibility Sales (portion of total sales) | 0 | 0 | 0 | 0 | 0 | 0 | 0 | 0 | 0 | 0 | 0
1999 | US | SERC | Central | - | DCSIC | Inoperable capacity | 0 | 1289 | 1289 | 1289 | 1289 | 1289 | 1289 | 1289 | 1289 | 1289 | 1289
1999 | US | SERC | Central | - | DCSIN | Internal Demand | 0 | 28607 | 29075 | 29697 | 30407 | 31182 | 32024 | 32899 | 33800 | 34745 | 35756
1999 | US | SERC | Central | - | DCSIPP | IPPs | 0 | 0 | 0 | 440 | 440 | 440 | 440 | 440 | 440 | 440 | 440
1999 | US | SERC | Central | - | DCSIT | Interruptible Demand | 0 | 2873 | 2862 | 2874 | 2891 | 2904 | 2909 | 2914 | 2919 | 2923 | 2937
1999 | US | SERC | Central | - | DCSLM | Direct Control Load Management | 0 | 0 | 0 | 0 | 0 | 0 | 0 | 0 | 0 | 0 | 0
1999 | US | SERC | Central | - | DCSNC | Net Capacity Resources | 0 | 29929 | 30296 | 31944 | 32547 | 33332 | 34208 | 35233 | 36269 | 37300 | 38429
1999 | US | SERC | Central | - | DCSNI | Projected Net Internal Demand | 0 | 25734 | 26213 | 26823 | 27516 | 28278 | 29115 | 29985 | 30881 | 31822 | 32819
1999 | US | SERC | Central | - | DCSNO | Net Operable Capacity | 0 | 28989 | 29719 | 30564 | 31164 | 32046 | 32919 | 33941 | 34974 | 37202 | 38328
1999 | US | SERC | Central | - | DCSPU | Purchases | 0 | 1875 | 1512 | 1515 | 1518 | 1321 | 1324 | 1327 | 1330 | 133 | 136
1999 | US | SERC | Central | - | DCSSA | Sales | 0 | 935 | 935 | 575 | 575 | 475 | 475 | 475 | 475 | 475 | 475
1999 | US | SERC | Central | - | DCSST | Standby Demand | 0 | 0 | 0 | 0 | 0 | 0 | 0 | 0 | 0 | 0 | 0
1999 | US | SERC | Central | - | DCSTI | Projected Total Internal Demand | 0 | 28607 | 29075 | 29697 | 30407 | 31182 | 32024 | 32899 | 33800 | 34745 | 35756
1999 | US | SERC | Central | - | DCSTO | Operable Total Internal Capacity | 0 | 30278 | 31008 | 31853 | 32453 | 33335 | 34208 | 35230 | 36263 | 38491 | 39617
1999 | US | SERC | Delta | - | CSIPP | IPPs | 207 | 207 | 207 | 207 | 207 | 207 | 207 | 207 | 207 | 207 | 207
1999 | US | SERC | Delta | - | CST | Total Capacity | 27154 | 27552 | 28046 | 28242 | 28447 | 28567 | 28700 | 28829 | 28951 | 29073 | 29200
1999 | US | SERC | Delta | - | CSTOC | Total Owned Capacity | 26947 | 27345 | 27839 | 28035 | 28240 | 28360 | 28493 | 28622 | 28744 | 28866 | 28993
1999 | US | SERC | Delta | - | DCSAJ | Adjustments | 0 | 0 | 0 | 0 | 0 | 0 | 0 | 0 | 0 | 0 | 0
1999 | US | SERC | Delta | - | DCSFP | Full-Responsibility Purchases (portion of total purchases) | 0 | 268 | 275 | 292 | 300 | 308 | 317 | 325 | 334 | 344 | 353
1999 | US | SERC | Delta | - | DCSFS | Full-Responsibility Sales (portion of total sales) | 0 | 164 | 165 | 166 | 167 | 168 | 169 | 170 | 171 | 172 | 123
1999 | US | SERC | Delta | - | DCSIC | Inoperable capacity | 0 | 0 | 0 | 0 | 0 | 0 | 0 | 0 | 0 | 0 | 0
1999 | US | SERC | Delta | - | DCSIN | Internal Demand | 0 | 25202 | 24650 | 25465 | 25924 | 26370 | 26861 | 27175 | 27861 | 28903 | 29553
1999 | US | SERC | Delta | - | DCSIPP | IPPs | 0 | 207 | 207 | 207 | 207 | 207 | 207 | 207 | 207 | 207 | 207
1999 | US | SERC | Delta | - | DCSIT | Interruptible Demand | 0 | 1456 | 1030 | 1033 | 1035 | 1034 | 1036 | 1034 | 1035 | 1035 | 1036
1999 | US | SERC | Delta | - | DCSLM | Direct Control Load Management | 0 | 50 | 50 | 50 | 50 | 50 | 50 | 50 | 50 | 50 | 50
1999 | US | SERC | Delta | - | DCSNC | Net Capacity Resources | 0 | 27770 | 28871 | 29034 | 29433 | 29856 | 30024 | 30303 | 30460 | 30620 | 30781
1999 | US | SERC | Delta | - | DCSNI | Projected Net Internal Demand | 0 | 23770 | 23742 | 24574 | 25045 | 25517 | 26024 | 26340 | 27025 | 28067 | 28716
1999 | US | SERC | Delta | - | DCSNO | Net Operable Capacity | 0 | 27345 | 27839 | 28035 | 28240 | 28360 | 28493 | 28622 | 28744 | 28866 | 28993
1999 | US | SERC | Delta | - | DCSPU | Purchases | 0 | 2068 | 1757 | 1726 | 1762 | 1797 | 1834 | 1869 | 1905 | 1944 | 1929
1999 | US | SERC | Delta | - | DCSSA | Sales | 0 | 1850 | 932 | 934 | 776 | 508 | 510 | 395 | 396 | 397 | 348
1999 | US | SERC | Delta | - | DCSST | Standby Demand | 0 | 74 | 172 | 192 | 206 | 231 | 249 | 249 | 249 | 249 | 249
1999 | US | SERC | Delta | - | DCSTI | Projected Total Internal Demand | 0 | 25276 | 24822 | 25657 | 26130 | 26601 | 27110 | 27424 | 28110 | 29152 | 29802
1999 | US | SERC | Delta | - | DCSTO | Operable Total Internal Capacity | 0 | 27345 | 27839 | 28035 | 28240 | 28360 | 28493 | 28622 | 28744 | 28866 | 28993
1999 | US | SERC | Southeastern | - | CSIPP | IPPs | 620 | 632 | 847 | 847 | 847 | 847 | 847 | 613 | 613 | 613 | 613
1999 | US | SERC | Southeastern | - | CST | Total Capacity | 40012 | 41325 | 42882 | 44962 | 45989 | 47124 | 48869 | 49630 | 50685 | 51815 | 52555
1999 | US | SERC | Southeastern | - | CSTOC | Total Owned Capacity | 39392 | 40693 | 42035 | 44115 | 45142 | 46277 | 48022 | 49017 | 50072 | 51202 | 51942
1999 | US | SERC | Southeastern | - | DCSAJ | Adjustments | 0 | 0 | 0 | 0 | 0 | 0 | 0 | 0 | 0 | 0 | 0
1999 | US | SERC | Southeastern | - | DCSFP | Full-Responsibility Purchases (portion of total purchases) | 0 | 1385 | 1211 | 1218 | 1218 | 1033 | 1042 | 751 | 762 | 774 | 787
1999 | US | SERC | Southeastern | - | DCSFS | Full-Responsibility Sales (portion of total sales) | 0 | 1613 | 1535 | 1535 | 1535 | 1535 | 1535 | 1535 | 1535 | 1535 | 1535
1999 | US | SERC | Southeastern | - | DCSIC | Inoperable capacity | 0 | 0 | 0 | 0 | 0 | 0 | 0 | 0 | 0 | 0 | 0
1999 | US | SERC | Southeastern | - | DCSIN | Internal Demand | 0 | 40756 | 41693 | 42998 | 44158 | 45312 | 46419 | 47606 | 48796 | 49908 | 51005
1999 | US | SERC | Southeastern | - | DCSIPP | IPPs | 0 | 632 | 847 | 847 | 847 | 847 | 847 | 613 | 613 | 613 | 613
1999 | US | SERC | Southeastern | - | DCSIT | Interruptible Demand | 0 | 2232 | 2268 | 2326 | 2369 | 2413 | 2454 | 2489 | 2476 | 2492 | 2506
1999 | US | SERC | Southeastern | - | DCSLM | Direct Control Load Management | 0 | 50 | 50 | 50 | 50 | 50 | 50 | 50 | 50 | 50 | 50
1999 | US | SERC | Southeastern | - | DCSNC | Net Capacity Resources | 0 | 42549 | 44253 | 45792 | 46673 | 47480 | 49234 | 49805 | 50852 | 52099 | 52951
1999 | US | SERC | Southeastern | - | DCSNI | Projected Net Internal Demand | 0 | 38629 | 39547 | 40811 | 41941 | 43064 | 44144 | 45308 | 46515 | 47614 | 48701
1999 | US | SERC | Southeastern | - | DCSNO | Net Operable Capacity | 0 | 40693 | 42035 | 44115 | 45142 | 46277 | 48022 | 49017 | 50072 | 51202 | 51942
1999 | US | SERC | Southeastern | - | DCSPU | Purchases | 0 | 2862 | 2906 | 2365 | 2219 | 1891 | 1900 | 1710 | 1702 | 1819 | 1931
1999 | US | SERC | Southeastern | - | DCSSA | Sales | 0 | 1638 | 1535 | 1535 | 1535 | 1535 | 1535 | 1535 | 1535 | 1535 | 1535
1999 | US | SERC | Southeastern | - | DCSST | Standby Demand | 0 | 155 | 172 | 189 | 202 | 215 | 229 | 241 | 245 | 248 | 252
1999 | US | SERC | Southeastern | - | DCSTI | Projected Total Internal Demand | 0 | 40911 | 41865 | 43187 | 44360 | 45527 | 46648 | 47847 | 49041 | 50156 | 51257
1999 | US | SERC | Southeastern | - | DCSTO | Operable Total Internal Capacity | 0 | 40693 | 42035 | 44115 | 45142 | 46277 | 48022 | 49017 | 50072 | 51202 | 51942
1999 | US | SERC | VACAR | - | CSIPP | IPPs | 597 | 3888 | 4459 | 4330 | 4298 | 4122 | 3522 | 3522 | 3522 | 3522 | 3522
1999 | US | SERC | VACAR | - | CST | Total Capacity | 52689 | 56534 | 58880 | 60360 | 62178 | 63158 | 65479 | 66783 | 68076 | 68711 | 69917
1999 | US | SERC | VACAR | - | CSTOC | Total Owned Capacity | 52092 | 52646 | 54421 | 56030 | 57880 | 59036 | 61957 | 63261 | 64554 | 65189 | 66395
1999 | US | SERC | VACAR | - | DCSAJ | Adjustments | 0 | 0 | 0 | 0 | 0 | 0 | 0 | 0 | 0 | 0 | 0
1999 | US | SERC | VACAR | - | DCSFP | Full-Responsibility Purchases (portion of total purchases) | 0 | 0 | 0 | 0 | 0 | 0 | 0 | 0 | 0 | 0 | 0
1999 | US | SERC | VACAR | - | DCSFS | Full-Responsibility Sales (portion of total sales) | 0 | 0 | 0 | 0 | 0 | 0 | 0 | 0 | 0 | 0 | 0
1999 | US | SERC | VACAR | - | DCSIC | Inoperable capacity | 0 | 66 | 40 | 40 | 40 | 0 | 0 | 0 | 0 | 0 | 0
1999 | US | SERC | VACAR | - | DCSIN | Internal Demand | 0 | 52429 | 53618 | 56091 | 57262 | 58358 | 59367 | 60199 | 61098 | 61905 | 62792
1999 | US | SERC | VACAR | - | DCSIPP | IPPs | 0 | 3888 | 4459 | 4330 | 4298 | 4122 | 3522 | 3522 | 3522 | 3522 | 3522
1999 | US | SERC | VACAR | - | DCSIT | Interruptible Demand | 0 | 1715 | 1704 | 1689 | 1675 | 1660 | 1662 | 1665 | 1667 | 1669 | 1671
1999 | US | SERC | VACAR | - | DCSLM | Direct Control Load Management | 0 | 701 | 706 | 706 | 707 | 708 | 708 | 710 | 711 | 712 | 713
1999 | US | SERC | VACAR | - | DCSNC | Net Capacity Resources | 0 | 58112 | 59532 | 61939 | 64342 | 65247 | 66292 | 67530 | 68903 | 69461 | 70747
1999 | US | SERC | VACAR | - | DCSNI | Projected Net Internal Demand | 0 | 50013 | 51208 | 53696 | 54880 | 55990 | 56997 | 57824 | 58720 | 59524 | 60408
1999 | US | SERC | VACAR | - | DCSNO | Net Operable Capacity | 0 | 52580 | 54381 | 55990 | 57840 | 59036 | 61957 | 63261 | 64554 | 65189 | 66395
1999 | US | SERC | VACAR | - | DCSPU | Purchases | 0 | 1968 | 1146 | 2073 | 2658 | 2543 | 1267 | 1201 | 1281 | 1204 | 1284
1999 | US | SERC | VACAR | - | DCSSA | Sales | 0 | 324 | 454 | 454 | 454 | 454 | 454 | 454 | 454 | 454 | 454
1999 | US | SERC | VACAR | - | DCSST | Standby Demand | 0 | 0 | 0 | 0 | 0 | 0 | 0 | 0 | 0 | 0 | 0
1999 | US | SERC | VACAR | - | DCSTI | Projected Total Internal Demand | 0 | 52429 | 53618 | 56091 | 57262 | 58358 | 59367 | 60199 | 61098 | 61905 | 62792
1999 | US | SERC | VACAR | - | DCSTO | Operable Total Internal Capacity | 0 | 52646 | 54421 | 56030 | 57880 | 59036 | 61957 | 63261 | 64554 | 65189 | 66395
1999 | US | SPP | - | - | CSIPP | IPPs | 723 | 729 | 1227 | 1472 | 1495 | 1518 | 1541 | 1539 | 1537 | 1534 | 1532
1999 | US | SPP | - | - | CST | Total Capacity | 42587 | 42778 | 43357 | 44130 | 44104 | 44436 | 44434 | 44097 | 43966 | 43541 | 43407
1999 | US | SPP | - | - | CSTOC | Total Owned Capacity | 41864 | 42049 | 42130 | 42658 | 42609 | 42918 | 42893 | 42558 | 42429 | 42007 | 41875
1999 | US | SPP | - | - | DCSAJ | Adjustments | 0 | 0 | 0 | 0 | 0 | 0 | 0 | 0 | 0 | 0 | 0
1999 | US | SPP | - | - | DCSFP | Full-Responsibility Purchases (portion of total purchases) | 0 | 3071 | 2892 | 2798 | 2612 | 2590 | 2534 | 2433 | 2432 | 2370 | 2269
1999 | US | SPP | - | - | DCSFS | Full-Responsibility Sales (portion of total sales) | 0 | 3153 | 3025 | 2800 | 2475 | 2338 | 2216 | 2136 | 2151 | 1918 | 1925
1999 | US | SPP | - | - | DCSIC | Inoperable capacity | 0 | 385 | 335 | 246 | 246 | 246 | 246 | 246 | 246 | 246 | 246
1999 | US | SPP | - | - | DCSIN | Internal Demand | 0 | 38180 | 38795 | 39305 | 40092 | 41045 | 41834 | 42964 | 43684 | 44656 | 45643
1999 | US | SPP | - | - | DCSIPP | IPPs | 0 | 729 | 1227 | 1472 | 1495 | 1518 | 1541 | 1539 | 1537 | 1534 | 1532
1999 | US | SPP | - | - | DCSIT | Interruptible Demand | 0 | 1443 | 1668 | 1623 | 1709 | 1697 | 1812 | 1917 | 1852 | 1964 | 1979
1999 | US | SPP | - | - | DCSLM | Direct Control Load Management | 0 | 335 | 316 | 316 | 316 | 316 | 316 | 316 | 316 | 316 | 316
1999 | US | SPP | - | - | DCSNC | Net Capacity Resources | 0 | 42554 | 42552 | 44228 | 45013 | 45714 | 46243 | 46821 | 47526 | 48261 | 48837
1999 | US | SPP | - | - | DCSNI | Projected Net Internal Demand | 0 | 36402 | 36811 | 37366 | 38067 | 39032 | 39706 | 40731 | 41516 | 42376 | 43348
1999 | US | SPP | - | - | DCSNO | Net Operable Capacity | 0 | 41664 | 41795 | 42412 | 42363 | 42672 | 42647 | 42312 | 42183 | 41761 | 41629
1999 | US | SPP | - | - | DCSPU | Purchases | 0 | 5893 | 5468 | 5882 | 6087 | 6281 | 6643 | 7473 | 8340 | 9237 | 9952
1999 | US | SPP | - | - | DCSSA | Sales | 0 | 5732 | 5938 | 5538 | 4932 | 4757 | 4588 | 4503 | 4534 | 4271 | 4276
1999 | US | SPP | - | - | DCSST | Standby Demand | 0 | 0 | 0 | 0 | 0 | 0 | 0 | 0 | 0 | 0 | 0
1999 | US | SPP | - | - | DCSTI | Projected Total Internal Demand | 0 | 38180 | 38795 | 39305 | 40092 | 41045 | 41834 | 42964 | 43684 | 44656 | 45643
1999 | US | SPP | - | - | DCSTO | Operable Total Internal Capacity | 0 | 42049 | 42130 | 42658 | 42609 | 42918 | 42893 | 42558 | 42429 | 42007 | 41875
1999 | US | WECC | - | - | CSIPP | IPPs | 22662 | 22890 | 23412 | 25750 | 27350 | 27342 | 27268 | 27268 | 27218 | 27217 | 27206
1999 | US | WECC | - | - | CST | Total Capacity | 135431 | 135654 | 136055 | 139355 | 141058 | 141262 | 141730 | 142179 | 142630 | 143007 | 143482
1999 | US | WECC | - | - | CSTOC | Total Owned Capacity | 112769 | 112764 | 112643 | 113605 | 113708 | 113920 | 114462 | 114911 | 115412 | 115790 | 116276
1999 | US | WECC | - | - | DCSAJ | Adjustments | 0 | 0 | 0 | 0 | 0 | 0 | 0 | 0 | 0 | 0 | 0
1999 | US | WECC | - | - | DCSFP | Full-Responsibility Purchases (portion of total purchases) | 0 | 461 | 486 | 511 | 436 | 436 | 436 | 436 | 386 | 386 | 386
1999 | US | WECC | - | - | DCSFS | Full-Responsibility Sales (portion of total sales) | 0 | 831 | 794 | 794 | 794 | 1447 | 1447 | 1447 | 1447 | 1447 | 1447
1999 | US | WECC | - | - | DCSIC | Inoperable capacity | 0 | 14 | 14 | 14 | 14 | 14 | 14 | 14 | 14 | 14 | 14
1999 | US | WECC | - | - | DCSIN | Internal Demand | 0 | 115901 | 117874 | 119963 | 121920 | 124069 | 125874 | 127714 | 129507 | 131299 | 133110
1999 | US | WECC | - | - | DCSIPP | IPPs | 0 | 22890 | 23412 | 25750 | 27350 | 27342 | 27268 | 27268 | 27218 | 27217 | 27206
1999 | US | WECC | - | - | DCSIT | Interruptible Demand | 0 | 1230 | 1351 | 1404 | 1385 | 1396 | 1407 | 1418 | 1421 | 1422 | 1424
1999 | US | WECC | - | - | DCSLM | Direct Control Load Management | 0 | 3030 | 3035 | 3031 | 3031 | 3031 | 3031 | 3031 | 3035 | 3031 | 3033
1999 | US | WECC | - | - | DCSNC | Net Capacity Resources | 0 | 135270 | 135733 | 139058 | 140686 | 140237 | 140705 | 141154 | 141555 | 141932 | 142407
1999 | US | WECC | - | - | DCSNI | Projected Net Internal Demand | 0 | 111641 | 113488 | 115528 | 117504 | 119642 | 121436 | 123265 | 125051 | 126846 | 128653
1999 | US | WECC | - | - | DCSNO | Net Operable Capacity | 0 | 112750 | 112629 | 113591 | 113694 | 113906 | 114448 | 114897 | 115398 | 115776 | 116262
1999 | US | WECC | - | - | DCSPU | Purchases | 0 | 461 | 486 | 511 | 436 | 436 | 436 | 436 | 386 | 386 | 386
1999 | US | WECC | - | - | DCSSA | Sales | 0 | 831 | 794 | 794 | 794 | 1447 | 1447 | 1447 | 1447 | 1447 | 1447
1999 | US | WECC | - | - | DCSST | Standby Demand | 0 | 0 | 0 | 0 | 0 | 0 | 0 | 0 | 0 | 0 | 0
1999 | US | WECC | - | - | DCSTI | Projected Total Internal Demand | 0 | 115901 | 117874 | 119963 | 121920 | 124069 | 125874 | 127714 | 129507 | 131299 | 133110
1999 | US | WECC | - | - | DCSTO | Operable Total Internal Capacity | 0 | 112764 | 112643 | 113605 | 113708 | 113920 | 114462 | 114911 | 115412 | 115790 | 116276
1999 | US | WECC | AZN | - | CSIPP | IPPs | 515 | 515 | 1007 | 1007 | 1007 | 1007 | 1007 | 1007 | 1007 | 1007 | 1007
1999 | US | WECC | AZN | - | CST | Total Capacity | 18832 | 18818 | 19317 | 19575 | 19576 | 19575 | 19909 | 20215 | 20518 | 20753 | 21056
1999 | US | WECC | AZN | - | CSTOC | Total Owned Capacity | 18317 | 18303 | 18310 | 18568 | 18569 | 18568 | 18902 | 19208 | 19511 | 19746 | 20049
1999 | US | WECC | AZN | - | DCSAJ | Adjustments | 0 | 3433 | 3433 | 3433 | 3432 | 3433 | 3433 | 3433 | 3433 | 3433 | 3433
1999 | US | WECC | AZN | - | DCSFP | Full-Responsibility Purchases (portion of total purchases) | 0 | 2019 | 1671 | 1526 | 1417 | 1463 | 1446 | 1492 | 1298 | 1360 | 1360
1999 | US | WECC | AZN | - | DCSFS | Full-Responsibility Sales (portion of total sales) | 0 | 107 | 107 | 7 | 7 | 7 | 7 | 7 | 7 | 7 | 7
1999 | US | WECC | AZN | - | DCSIC | Inoperable capacity | 0 | 0 | 0 | 0 | 0 | 0 | 0 | 0 | 0 | 0 | 0
1999 | US | WECC | AZN | - | DCSIN | Internal Demand | 0 | 20502 | 21070 | 21680 | 22304 | 22978 | 23634 | 24279 | 24894 | 25489 | 26109
1999 | US | WECC | AZN | - | DCSIPP | IPPs | 0 | 515 | 1007 | 1007 | 1007 | 1007 | 1007 | 1007 | 1007 | 1007 | 1007
1999 | US | WECC | AZN | - | DCSIT | Interruptible Demand | 0 | 632 | 749 | 795 | 776 | 785 | 796 | 806 | 809 | 810 | 812
1999 | US | WECC | AZN | - | DCSLM | Direct Control Load Management | 0 | 0 | 0 | 0 | 0 | 0 | 0 | 0 | 0 | 0 | 0
1999 | US | WECC | AZN | - | DCSNC | Net Capacity Resources | 0 | 22545 | 23938 | 24516 | 25071 | 25549 | 26110 | 26658 | 27508 | 28017 | 28719
1999 | US | WECC | AZN | - | DCSNI | Projected Net Internal Demand | 0 | 19870 | 20321 | 20885 | 21528 | 22193 | 22838 | 23473 | 24085 | 24679 | 25297
1999 | US | WECC | AZN | - | DCSNO | Net Operable Capacity | 0 | 18303 | 18310 | 18568 | 18569 | 18568 | 18902 | 19208 | 19511 | 19746 | 20049
1999 | US | WECC | AZN | - | DCSPU | Purchases | 0 | 4602 | 5496 | 5716 | 6271 | 6749 | 6976 | 7218 | 7765 | 8039 | 8438
1999 | US | WECC | AZN | - | DCSSA | Sales | 0 | 4308 | 4308 | 4208 | 4208 | 4208 | 4208 | 4208 | 4208 | 4208 | 4208
1999 | US | WECC | AZN | - | DCSST | Standby Demand | 0 | 0 | 0 | 0 | 0 | 0 | 0 | 0 | 0 | 0 | 0
1999 | US | WECC | AZN | - | DCSTI | Projected Total Internal Demand | 0 | 20502 | 21070 | 21680 | 22304 | 22978 | 23634 | 24279 | 24894 | 25489 | 26109
1999 | US | WECC | AZN | - | DCSTO | Operable Total Internal Capacity | 0 | 18303 | 18310 | 18568 | 18569 | 18568 | 18902 | 19208 | 19511 | 19746 | 20049
1999 | US | WECC | CNV | - | CSIPP | IPPs | 19503 | 19731 | 19731 | 21621 | 22721 | 22721 | 22721 | 22721 | 22721 | 22721 | 22721
1999 | US | WECC | CNV | - | CST | Total Capacity | 54170 | 54102 | 53759 | 55650 | 56749 | 56749 | 56749 | 56749 | 56749 | 56749 | 56749
1999 | US | WECC | CNV | - | CSTOC | Total Owned Capacity | 34667 | 34371 | 34028 | 34029 | 34028 | 34028 | 34028 | 34028 | 34028 | 34028 | 34028
1999 | US | WECC | CNV | - | DCSAJ | Adjustments | 0 | -3367 | -3367 | -3367 | -3367 | -3367 | -3367 | -3367 | -3367 | -3367 | -3367
1999 | US | WECC | CNV | - | DCSFP | Full-Responsibility Purchases (portion of total purchases) | 0 | 2820 | 2701 | 2601 | 2548 | 2329 | 2008 | 2002 | 1902 | 1802 | 1715
1999 | US | WECC | CNV | - | DCSFS | Full-Responsibility Sales (portion of total sales) | 0 | 366 | 261 | 131 | 131 | 131 | 131 | 131 | 21 | 21 | 21
1999 | US | WECC | CNV | - | DCSIC | Inoperable capacity | 0 | 0 | 0 | 0 | 0 | 0 | 0 | 0 | 0 | 0 | 0
1999 | US | WECC | CNV | - | DCSIN | Internal Demand | 0 | 53936 | 54480 | 55237 | 56018 | 56992 | 57609 | 58265 | 58909 | 59606 | 60285
1999 | US | WECC | CNV | - | DCSIPP | IPPs | 0 | 19731 | 19731 | 21621 | 22721 | 22721 | 22721 | 22721 | 22721 | 22721 | 22721
1999 | US | WECC | CNV | - | DCSIT | Interruptible Demand | 0 | 0 | 0 | 0 | 0 | 0 | 0 | 0 | 0 | 0 | 0
1999 | US | WECC | CNV | - | DCSLM | Direct Control Load Management | 0 | 2940 | 2940 | 2940 | 2940 | 2940 | 2940 | 2940 | 2940 | 2940 | 2940
1999 | US | WECC | CNV | - | DCSNC | Net Capacity Resources | 0 | 57311 | 57900 | 58724 | 59624 | 60668 | 61990 | 61826 | 63290 | 63207 | 64186
1999 | US | WECC | CNV | - | DCSNI | Projected Net Internal Demand | 0 | 50996 | 51540 | 52297 | 53078 | 54052 | 54669 | 55325 | 55969 | 56666 | 57345
1999 | US | WECC | CNV | - | DCSNO | Net Operable Capacity | 0 | 34371 | 34028 | 34029 | 34028 | 34028 | 34028 | 34028 | 34028 | 34028 | 34028
1999 | US | WECC | CNV | - | DCSPU | Purchases | 0 | 7732 | 8559 | 7362 | 7163 | 8207 | 9529 | 9365 | 10719 | 10636 | 11615
1999 | US | WECC | CNV | - | DCSSA | Sales | 0 | 1156 | 1051 | 921 | 921 | 921 | 921 | 921 | 811 | 811 | 811
1999 | US | WECC | CNV | - | DCSST | Standby Demand | 0 | 0 | 0 | 0 | 0 | 0 | 0 | 0 | 0 | 0 | 0
1999 | US | WECC | CNV | - | DCSTI | Projected Total Internal Demand | 0 | 53936 | 54480 | 55237 | 56018 | 56992 | 57609 | 58265 | 58909 | 59606 | 60285
1999 | US | WECC | CNV | - | DCSTO | Operable Total Internal Capacity | 0 | 34371 | 34028 | 34029 | 34028 | 34028 | 34028 | 34028 | 34028 | 34028 | 34028
1999 | US | WECC | NWPP | - | CSIPP | IPPs | 2089 | 2143 | 2186 | 2639 | 3139 | 3139 | 3139 | 3139 | 3139 | 3139 | 3139
1999 | US | WECC | NWPP | - | CST | Total Capacity | 52806 | 52503 | 52553 | 53500 | 54001 | 54005 | 54005 | 54005 | 54005 | 54005 | 54005
1999 | US | WECC | NWPP | - | CSTOC | Total Owned Capacity | 50717 | 50360 | 50367 | 50861 | 50862 | 50866 | 50866 | 50866 | 50866 | 50866 | 50866
1999 | US | WECC | NWPP | - | DCSAJ | Adjustments | 0 | -659 | -659 | -659 | -659 | -659 | -659 | -659 | -659 | -659 | -659
1999 | US | WECC | NWPP | - | DCSFP | Full-Responsibility Purchases (portion of total purchases) | 0 | 559 | 559 | 559 | 559 | 559 | 559 | 559 | 559 | 559 | 559
1999 | US | WECC | NWPP | - | DCSFS | Full-Responsibility Sales (portion of total sales) | 0 | 4856 | 4477 | 4373 | 4084 | 4768 | 4656 | 4455 | 4320 | 4221 | 4134
1999 | US | WECC | NWPP | - | DCSIC | Inoperable capacity | 0 | 14 | 14 | 14 | 14 | 14 | 14 | 14 | 14 | 14 | 14
1999 | US | WECC | NWPP | - | DCSIN | Internal Demand | 0 | 33900 | 34569 | 35081 | 35462 | 35777 | 36095 | 36416 | 36740 | 37067 | 37396
1999 | US | WECC | NWPP | - | DCSIPP | IPPs | 0 | 2143 | 2186 | 2639 | 3139 | 3139 | 3139 | 3139 | 3139 | 3139 | 3139
1999 | US | WECC | NWPP | - | DCSIT | Interruptible Demand | 0 | 443 | 443 | 443 | 443 | 443 | 443 | 443 | 443 | 443 | 443
1999 | US | WECC | NWPP | - | DCSLM | Direct Control Load Management | 0 | 0 | 0 | 0 | 0 | 0 | 0 | 0 | 0 | 0 | 0
1999 | US | WECC | NWPP | - | DCSNC | Net Capacity Resources | 0 | 48192 | 48621 | 49672 | 50462 | 49782 | 49894 | 50095 | 50230 | 50329 | 50416
1999 | US | WECC | NWPP | - | DCSNI | Projected Net Internal Demand | 0 | 33457 | 34126 | 34638 | 35019 | 35334 | 35652 | 35973 | 36297 | 36624 | 36953
1999 | US | WECC | NWPP | - | DCSNO | Net Operable Capacity | 0 | 50346 | 50353 | 50847 | 50848 | 50852 | 50852 | 50852 | 50852 | 50852 | 50852
1999 | US | WECC | NWPP | - | DCSPU | Purchases | 0 | 1696 | 1696 | 1696 | 1696 | 1696 | 1696 | 1696 | 1696 | 1696 | 1696
1999 | US | WECC | NWPP | - | DCSSA | Sales | 0 | 5334 | 4955 | 4851 | 4562 | 5246 | 5134 | 4933 | 4798 | 4699 | 4612
1999 | US | WECC | NWPP | - | DCSST | Standby Demand | 0 | 0 | 0 | 0 | 0 | 0 | 0 | 0 | 0 | 0 | 0
1999 | US | WECC | NWPP | - | DCSTI | Projected Total Internal Demand | 0 | 33900 | 34569 | 35081 | 35462 | 35777 | 36095 | 36416 | 36740 | 37067 | 37396
1999 | US | WECC | NWPP | - | DCSTO | Operable Total Internal Capacity | 0 | 50360 | 50367 | 50861 | 50862 | 50866 | 50866 | 50866 | 50866 | 50866 | 50866
1999 | US | WECC | RMPA | - | CSIPP | IPPs | 548 | 548 | 535 | 530 | 530 | 522 | 448 | 448 | 398 | 397 | 386
1999 | US | WECC | RMPA | - | CST | Total Capacity | 10054 | 10368 | 10563 | 10767 | 10869 | 11070 | 11204 | 11347 | 11495 | 11637 | 11809
1999 | US | WECC | RMPA | - | CSTOC | Total Owned Capacity | 9506 | 9820 | 10028 | 10237 | 10339 | 10548 | 10756 | 10899 | 11097 | 11240 | 11423
1999 | US | WECC | RMPA | - | DCSAJ | Adjustments | 0 | 593 | 593 | 593 | 594 | 593 | 593 | 593 | 593 | 593 | 593
1999 | US | WECC | RMPA | - | DCSFP | Full-Responsibility Purchases (portion of total purchases) | 0 | 436 | 441 | 441 | 441 | 441 | 436 | 436 | 436 | 386 | 386
1999 | US | WECC | RMPA | - | DCSFS | Full-Responsibility Sales (portion of total sales) | 0 | 885 | 885 | 894 | 894 | 894 | 911 | 911 | 911 | 926 | 926
1999 | US | WECC | RMPA | - | DCSIC | Inoperable capacity | 0 | 0 | 0 | 0 | 0 | 0 | 0 | 0 | 0 | 0 | 0
1999 | US | WECC | RMPA | - | DCSIN | Internal Demand | 0 | 8063 | 8264 | 8481 | 8657 | 8847 | 9065 | 9288 | 9502 | 9680 | 9867
1999 | US | WECC | RMPA | - | DCSIPP | IPPs | 0 | 548 | 535 | 530 | 530 | 522 | 448 | 448 | 398 | 397 | 386
1999 | US | WECC | RMPA | - | DCSIT | Interruptible Demand | 0 | 206 | 210 | 217 | 217 | 219 | 219 | 220 | 220 | 220 | 220
1999 | US | WECC | RMPA | - | DCSLM | Direct Control Load Management | 0 | 90 | 95 | 91 | 91 | 91 | 91 | 91 | 95 | 91 | 93
1999 | US | WECC | RMPA | - | DCSNC | Net Capacity Resources | 0 | 10019 | 10219 | 10414 | 10616 | 10817 | 10979 | 11122 | 11270 | 11347 | 11519
1999 | US | WECC | RMPA | - | DCSNI | Projected Net Internal Demand | 0 | 7767 | 7959 | 8173 | 8349 | 8537 | 8755 | 8977 | 9187 | 9369 | 9554
1999 | US | WECC | RMPA | - | DCSNO | Net Operable Capacity | 0 | 9820 | 10028 | 10237 | 10339 | 10548 | 10756 | 10899 | 11097 | 11240 | 11423
1999 | US | WECC | RMPA | - | DCSPU | Purchases | 0 | 643 | 648 | 648 | 748 | 748 | 793 | 793 | 793 | 743 | 743
1999 | US | WECC | RMPA | - | DCSSA | Sales | 0 | 1585 | 1585 | 1594 | 1595 | 1594 | 1611 | 1611 | 1611 | 1626 | 1626
1999 | US | WECC | RMPA | - | DCSST | Standby Demand | 0 | 0 | 0 | 0 | 0 | 0 | 0 | 0 | 0 | 0 | 0
1999 | US | WECC | RMPA | - | DCSTI | Projected Total Internal Demand | 0 | 8063 | 8264 | 8481 | 8657 | 8847 | 9065 | 9288 | 9502 | 9680 | 9867
1999 | US | WECC | RMPA | - | DCSTO | Operable Total Internal Capacity | 0 | 9820 | 10028 | 10237 | 10339 | 10548 | 10756 | 10899 | 11097 | 11240 | 11423
2000 | CA | MRO | - | - | CST | Total Capacity | 8286 | 8286 | 8286 | 8286 | 8286 | 8286 | 8286 | 8286 | 8286 | 8286 | 8286
2000 | CA | MRO | - | - | DCSAJ | Adjustments | 0 | 0 | 0 | 0 | 0 | 0 | 0 | 0 | 0 | 0 | 0
2000 | CA | MRO | - | - | DCSFP | Full-Responsibility Purchases (portion of total purchases) | 0 | 0 | 0 | 0 | 0 | 0 | 0 | 0 | 0 | 0 | 0
2000 | CA | MRO | - | - | DCSFS | Full-Responsibility Sales (portion of total sales) | 0 | 1160 | 1145 | 1150 | 1100 | 1100 | 1050 | 550 | 550 | 550 | 550
2000 | CA | MRO | - | - | DCSIC | Inoperable capacity | 0 | 0 | 0 | 0 | 0 | 0 | 0 | 0 | 0 | 0 | 0
2000 | CA | MRO | - | - | DCSIN | Internal Demand | 0 | 5504 | 5613 | 5695 | 5760 | 5788 | 5774 | 5822 | 5859 | 5824 | 5852
2000 | CA | MRO | - | - | DCSIT | Interruptible Demand | 0 | 194 | 178 | 193 | 204 | 208 | 210 | 211 | 213 | 133 | 133
2000 | CA | MRO | - | - | DCSLM | Direct Control Load Management | 0 | 0 | 0 | 0 | 0 | 0 | 0 | 0 | 0 | 0 | 0
2000 | CA | MRO | - | - | DCSNC | Net Capacity Resources | 0 | 7126 | 7141 | 7136 | 7186 | 7186 | 7236 | 7736 | 7736 | 7736 | 7736
2000 | CA | MRO | - | - | DCSNI | Projected Net Internal Demand | 0 | 5310 | 5435 | 5502 | 5556 | 5580 | 5564 | 5611 | 5646 | 5691 | 5719
2000 | CA | MRO | - | - | DCSNO | Net Operable Capacity | 0 | 8286 | 8286 | 8286 | 8286 | 8286 | 8286 | 8286 | 8286 | 8286 | 8286
2000 | CA | MRO | - | - | DCSPU | Purchases | 0 | 0 | 0 | 0 | 0 | 0 | 0 | 0 | 0 | 0 | 0
2000 | CA | MRO | - | - | DCSSA | Sales | 0 | 1160 | 1145 | 1150 | 1100 | 1100 | 1050 | 550 | 550 | 550 | 550
2000 | CA | MRO | - | - | DCSST | Standby Demand | 0 | 0 | 0 | 0 | 0 | 0 | 0 | 0 | 0 | 0 | 0
2000 | CA | MRO | - | - | DCST | Total Internal Capacity | 0 | 8286 | 8286 | 8286 | 8286 | 8286 | 8286 | 8286 | 8286 | 8286 | 8286
2000 | CA | MRO | - | - | DCSTA | Committed Resources | 0 | 0 | 0 | 0 | 0 | 0 | 0 | 0 | 0 | 0 | 0
2000 | CA | MRO | - | - | DCSTB | Uncommitted Resources | 0 | 0 | 0 | 0 | 0 | 0 | 0 | 0 | 0 | 0 | 0
2000 | CA | MRO | - | - | DCSTI | Projected Total Internal Demand | 0 | 5504 | 5613 | 5695 | 5760 | 5788 | 5774 | 5822 | 5859 | 5824 | 5852
2000 | CA | NPCC | - | - | CST | Total Capacity | 70655 | 70444 | 70594 | 71677 | 71744 | 71802 | 71782 | 71863 | 71871 | 71203 | 72252
2000 | CA | NPCC | - | - | DCSAJ | Adjustments | 0 | 0 | 0 | 0 | 0 | 0 | 0 | 0 | 0 | 0 | 0
2000 | CA | NPCC | - | - | DCSFP | Full-Responsibility Purchases (portion of total purchases) | 0 | 395 | 395 | 395 | 395 | 395 | 395 | 395 | 395 | 395 | 395
2000 | CA | NPCC | - | - | DCSFS | Full-Responsibility Sales (portion of total sales) | 0 | 2510 | 1722 | 1372 | 1272 | 622 | 622 | 622 | 622 | 622 | 622
2000 | CA | NPCC | - | - | DCSIC | Inoperable capacity | 0 | 5181 | 4666 | 4106 | 2307 | 1538 | 1538 | 769 | 0 | 0 | 0
2000 | CA | NPCC | - | - | DCSIN | Internal Demand | 0 | 44569 | 45563 | 46254 | 46817 | 47336 | 47823 | 48379 | 48818 | 49239 | 49645
2000 | CA | NPCC | - | - | DCSIT | Interruptible Demand | 0 | 1186 | 1191 | 1195 | 1199 | 1204 | 1208 | 1213 | 1217 | 1224 | 1231
2000 | CA | NPCC | - | - | DCSLM | Direct Control Load Management | 0 | 0 | 0 | 0 | 0 | 0 | 0 | 0 | 0 | 0 | 0
2000 | CA | NPCC | - | - | DCSNC | Net Capacity Resources | 0 | 68191 | 70187 | 71998 | 73849 | 74887 | 74852 | 75687 | 76449 | 75766 | 76802
2000 | CA | NPCC | - | - | DCSNI | Projected Net Internal Demand | 0 | 43383 | 44372 | 45059 | 45618 | 46132 | 46615 | 47166 | 47601 | 48015 | 48414
2000 | CA | NPCC | - | - | DCSNO | Net Operable Capacity | 0 | 65263 | 65928 | 67571 | 69437 | 70264 | 70244 | 71094 | 71871 | 71203 | 72252
2000 | CA | NPCC | - | - | DCSPU | Purchases | 0 | 6040 | 6025 | 6010 | 5895 | 5680 | 5665 | 5650 | 5635 | 5620 | 5605
2000 | CA | NPCC | - | - | DCSSA | Sales | 0 | 3112 | 1766 | 1583 | 1483 | 1057 | 1057 | 1057 | 1057 | 1057 | 1055
2000 | CA | NPCC | - | - | DCSST | Standby Demand | 0 | 0 | 0 | 0 | 0 | 0 | 0 | 0 | 0 | 0 | 0
2000 | CA | NPCC | - | - | DCST | Total Internal Capacity | 0 | 70444 | 70594 | 71677 | 71744 | 71802 | 71782 | 71863 | 71871 | 71203 | 72252
2000 | CA | NPCC | - | - | DCSTA | Committed Resources | 0 | 1861 | 2115 | 2940 | 2070 | 2070 | 2013 | 2013 | 2013 | 2013 | 2039
2000 | CA | NPCC | - | - | DCSTB | Uncommitted Resources | 0 | 0 | 0 | 192 | 192 | 192 | 192 | 192 | 192 | 192 | 192
2000 | CA | NPCC | - | - | DCSTI | Projected Total Internal Demand | 0 | 44569 | 45563 | 46254 | 46817 | 47336 | 47823 | 48379 | 48818 | 49239 | 49645
2000 | CA | NPCC | Maritimes | Maritimes | CST | Total Capacity | 6328 | 6057 | 6312 | 6458 | 6458 | 6458 | 6401 | 6401 | 6401 | 6401 | 6401
2000 | CA | NPCC | Maritimes | Maritimes | DCSAJ | Adjustments | 0 | 0 | 0 | 0 | 0 | 0 | 0 | 0 | 0 | 0 | 0
2000 | CA | NPCC | Maritimes | Maritimes | DCSFP | Full-Responsibility Purchases (portion of total purchases) | 0 | 25 | 25 | 25 | 25 | 25 | 25 | 25 | 25 | 25 | 25
2000 | CA | NPCC | Maritimes | Maritimes | DCSFS | Full-Responsibility Sales (portion of total sales) | 0 | 1080 | 574 | 574 | 474 | 250 | 250 | 250 | 250 | 250 | 250
2000 | CA | NPCC | Maritimes | Maritimes | DCSIC | Inoperable capacity | 0 | 45 | 45 | 0 | 0 | 0 | 0 | 0 | 0 | 0 | 0
2000 | CA | NPCC | Maritimes | Maritimes | DCSIN | Internal Demand | 0 | 3431 | 3474 | 3511 | 3542 | 3568 | 3571 | 3575 | 3579 | 3589 | 3601
2000 | CA | NPCC | Maritimes | Maritimes | DCSIT | Interruptible Demand | 0 | 586 | 591 | 595 | 599 | 604 | 608 | 613 | 617 | 624 | 631
2000 | CA | NPCC | Maritimes | Maritimes | DCSLM | Direct Control Load Management | 0 | 0 | 0 | 0 | 0 | 0 | 0 | 0 | 0 | 0 | 0
2000 | CA | NPCC | Maritimes | Maritimes | DCSNC | Net Capacity Resources | 0 | 5037 | 5756 | 5780 | 5880 | 5880 | 5823 | 5823 | 5823 | 5823 | 5823
2000 | CA | NPCC | Maritimes | Maritimes | DCSNI | Projected Net Internal Demand | 0 | 2845 | 2883 | 2916 | 2943 | 2964 | 2963 | 2962 | 2962 | 2965 | 2970
2000 | CA | NPCC | Maritimes | Maritimes | DCSNO | Net Operable Capacity | 0 | 6012 | 6267 | 6458 | 6458 | 6458 | 6401 | 6401 | 6401 | 6401 | 6401
2000 | CA | NPCC | Maritimes | Maritimes | DCSPU | Purchases | 0 | 105 | 105 | 105 | 105 | 105 | 105 | 105 | 105 | 105 | 105
2000 | CA | NPCC | Maritimes | Maritimes | DCSSA | Sales | 0 | 1080 | 616 | 783 | 683 | 683 | 683 | 683 | 683 | 683 | 683
2000 | CA | NPCC | Maritimes | Maritimes | DCSST | Standby Demand | 0 | 0 | 0 | 0 | 0 | 0 | 0 | 0 | 0 | 0 | 0
2000 | CA | NPCC | Maritimes | Maritimes | DCST | Total Internal Capacity | 0 | 6057 | 6312 | 6458 | 6458 | 6458 | 6401 | 6401 | 6401 | 6401 | 6401
2000 | CA | NPCC | Maritimes | Maritimes | DCSTA | Committed Resources | 0 | 1861 | 2115 | 2070 | 2070 | 2070 | 2013 | 2013 | 2013 | 2013 | 2013
2000 | CA | NPCC | Maritimes | Maritimes | DCSTB | Uncommitted Resources | 0 | 0 | 0 | 192 | 192 | 192 | 192 | 192 | 192 | 192 | 192
2000 | CA | NPCC | Maritimes | Maritimes | DCSTI | Projected Total Internal Demand | 0 | 3431 | 3474 | 3511 | 3542 | 3568 | 3571 | 3575 | 3579 | 3589 | 3601
2000 | CA | NPCC | Ontario | Ontario | CST | Total Capacity | 33545 | 33569 | 33727 | 33778 | 33835 | 33873 | 33890 | 33951 | 33959 | 33961 | 34148
2000 | CA | NPCC | Ontario | Ontario | DCSAJ | Adjustments | 0 | 0 | 0 | 0 | 0 | 0 | 0 | 0 | 0 | 0 | 0
2000 | CA | NPCC | Ontario | Ontario | DCSFP | Full-Responsibility Purchases (portion of total purchases) | 0 | 0 | 0 | 0 | 0 | 0 | 0 | 0 | 0 | 0 | 0
2000 | CA | NPCC | Ontario | Ontario | DCSFS | Full-Responsibility Sales (portion of total sales) | 0 | 0 | 0 | 0 | 0 | 0 | 0 | 0 | 0 | 0 | 0
2000 | CA | NPCC | Ontario | Ontario | DCSIC | Inoperable capacity | 0 | 5136 | 4621 | 4106 | 2307 | 1538 | 1538 | 769 | 0 | 0 | 0
2000 | CA | NPCC | Ontario | Ontario | DCSIN | Internal Demand | 0 | 21728 | 22079 | 22433 | 22635 | 22838 | 23053 | 23295 | 23494 | 23719 | 23931
2000 | CA | NPCC | Ontario | Ontario | DCSIT | Interruptible Demand | 0 | 600 | 600 | 600 | 600 | 600 | 600 | 600 | 600 | 600 | 600
2000 | CA | NPCC | Ontario | Ontario | DCSLM | Direct Control Load Management | 0 | 0 | 0 | 0 | 0 | 0 | 0 | 0 | 0 | 0 | 0
2000 | CA | NPCC | Ontario | Ontario | DCSNC | Net Capacity Resources | 0 | 28031 | 29304 | 29870 | 31726 | 32333 | 32350 | 33180 | 33957 | 33959 | 34148
2000 | CA | NPCC | Ontario | Ontario | DCSNI | Projected Net Internal Demand | 0 | 21128 | 21479 | 21833 | 22035 | 22238 | 22453 | 22695 | 22894 | 23119 | 23331
2000 | CA | NPCC | Ontario | Ontario | DCSNO | Net Operable Capacity | 0 | 28433 | 29106 | 29672 | 31528 | 32335 | 32352 | 33182 | 33959 | 33961 | 34148
2000 | CA | NPCC | Ontario | Ontario | DCSPU | Purchases | 0 | 200 | 200 | 200 | 200 | 0 | 0 | 0 | 0 | 0 | 0
2000 | CA | NPCC | Ontario | Ontario | DCSSA | Sales | 0 | 602 | 2 | 2 | 2 | 2 | 2 | 2 | 2 | 2 | 0
2000 | CA | NPCC | Ontario | Ontario | DCSST | Standby Demand | 0 | 0 | 0 | 0 | 0 | 0 | 0 | 0 | 0 | 0 | 0
2000 | CA | NPCC | Ontario | Ontario | DCST | Total Internal Capacity | 0 | 33569 | 33727 | 33778 | 33835 | 33873 | 33890 | 33951 | 33959 | 33961 | 34148
2000 | CA | NPCC | Ontario | Ontario | DCSTA | Committed Resources | 0 | 0 | 0 | 0 | 0 | 0 | 0 | 0 | 0 | 0 | 26
2000 | CA | NPCC | Ontario | Ontario | DCSTB | Uncommitted Resources | 0 | 0 | 0 | 0 | 0 | 0 | 0 | 0 | 0 | 0 | 0
2000 | CA | NPCC | Ontario | Ontario | DCSTI | Projected Total Internal Demand | 0 | 21728 | 22079 | 22433 | 22635 | 22838 | 23053 | 23295 | 23494 | 23719 | 23931
2000 | CA | NPCC | Quebec | Quebec | CST | Total Capacity | 30782 | 30818 | 30555 | 31441 | 31451 | 31471 | 31491 | 31511 | 31511 | 30841 | 31703
2000 | CA | NPCC | Quebec | Quebec | DCSAJ | Adjustments | 0 | 0 | 0 | 0 | 0 | 0 | 0 | 0 | 0 | 0 | 0
2000 | CA | NPCC | Quebec | Quebec | DCSFP | Full-Responsibility Purchases (portion of total purchases) | 0 | 370 | 370 | 370 | 370 | 370 | 370 | 370 | 370 | 370 | 370
2000 | CA | NPCC | Quebec | Quebec | DCSFS | Full-Responsibility Sales (portion of total sales) | 0 | 1430 | 1148 | 798 | 798 | 372 | 372 | 372 | 372 | 372 | 372
2000 | CA | NPCC | Quebec | Quebec | DCSIC | Inoperable capacity | 0 | 0 | 0 | 0 | 0 | 0 | 0 | 0 | 0 | 0 | 0
2000 | CA | NPCC | Quebec | Quebec | DCSIN | Internal Demand | 0 | 19410 | 20010 | 20310 | 20640 | 20930 | 21199 | 21509 | 21745 | 21931 | 22113
2000 | CA | NPCC | Quebec | Quebec | DCSIT | Interruptible Demand | 0 | 0 | 0 | 0 | 0 | 0 | 0 | 0 | 0 | 0 | 0
2000 | CA | NPCC | Quebec | Quebec | DCSLM | Direct Control Load Management | 0 | 0 | 0 | 0 | 0 | 0 | 0 | 0 | 0 | 0 | 0
2000 | CA | NPCC | Quebec | Quebec | DCSNC | Net Capacity Resources | 0 | 35123 | 35127 | 36348 | 36243 | 36674 | 36679 | 36684 | 36669 | 35984 | 36831
2000 | CA | NPCC | Quebec | Quebec | DCSNI | Projected Net Internal Demand | 0 | 19410 | 20010 | 20310 | 20640 | 20930 | 21199 | 21509 | 21745 | 21931 | 22113
2000 | CA | NPCC | Quebec | Quebec | DCSNO | Net Operable Capacity | 0 | 30818 | 30555 | 31441 | 31451 | 31471 | 31491 | 31511 | 31511 | 30841 | 31703
2000 | CA | NPCC | Quebec | Quebec | DCSPU | Purchases | 0 | 5735 | 5720 | 5705 | 5590 | 5575 | 5560 | 5545 | 5530 | 5515 | 5500
2000 | CA | NPCC | Quebec | Quebec | DCSSA | Sales | 0 | 1430 | 1148 | 798 | 798 | 372 | 372 | 372 | 372 | 372 | 372
2000 | CA | NPCC | Quebec | Quebec | DCSST | Standby Demand | 0 | 0 | 0 | 0 | 0 | 0 | 0 | 0 | 0 | 0 | 0
2000 | CA | NPCC | Quebec | Quebec | DCST | Total Internal Capacity | 0 | 30818 | 30555 | 31441 | 31451 | 31471 | 31491 | 31511 | 31511 | 30841 | 31703
2000 | CA | NPCC | Quebec | Quebec | DCSTA | Committed Resources | 0 | 0 | 0 | 870 | 0 | 0 | 0 | 0 | 0 | 0 | 0
2000 | CA | NPCC | Quebec | Quebec | DCSTB | Uncommitted Resources | 0 | 0 | 0 | 0 | 0 | 0 | 0 | 0 | 0 | 0 | 0
2000 | CA | NPCC | Quebec | Quebec | DCSTI | Projected Total Internal Demand | 0 | 19410 | 20010 | 20310 | 20640 | 20930 | 21199 | 21509 | 21745 | 21931 | 22113
2000 | CA | WECC | - | - | CST | Total Capacity | 20111 | 21211 | 21547 | 21595 | 21994 | 22168 | 22168 | 22126 | 22309 | 22999 | 23306
2000 | CA | WECC | - | - | DCSAJ | Adjustments | 0 | 0 | 0 | 0 | 0 | 0 | 0 | 0 | 0 | 0 | 0
2000 | CA | WECC | - | - | DCSFP | Full-Responsibility Purchases (portion of total purchases) | 0 | 822 | 822 | 814 | 820 | 1213 | 1213 | 1213 | 1213 | 1213 | 1213
2000 | CA | WECC | - | - | DCSFS | Full-Responsibility Sales (portion of total sales) | 0 | 143 | 143 | 143 | 143 | 143 | 143 | 143 | 143 | 143 | 143
2000 | CA | WECC | - | - | DCSIC | Inoperable capacity | 0 | 0 | 0 | 0 | 0 | 0 | 0 | 0 | 0 | 0 | 0
2000 | CA | WECC | - | - | DCSIN | Internal Demand | 0 | 14529 | 14530 | 14814 | 15013 | 15282 | 15615 | 15981 | 16365 | 16733 | 17093
2000 | CA | WECC | - | - | DCSIT | Interruptible Demand | 0 | 128 | 128 | 128 | 128 | 128 | 128 | 128 | 128 | 128 | 128
2000 | CA | WECC | - | - | DCSLM | Direct Control Load Management | 0 | 280 | 280 | 280 | 280 | 280 | 280 | 280 | 280 | 280 | 280
2000 | CA | WECC | - | - | DCSNC | Net Capacity Resources | 0 | 21890 | 22226 | 22266 | 22671 | 23238 | 23238 | 23196 | 23379 | 24069 | 24376
2000 | CA | WECC | - | - | DCSNI | Projected Net Internal Demand | 0 | 14121 | 14122 | 14406 | 14605 | 14874 | 15207 | 15573 | 15957 | 16325 | 16685
2000 | CA | WECC | - | - | DCSNO | Net Operable Capacity | 0 | 21211 | 21547 | 21595 | 21994 | 22168 | 22168 | 22126 | 22309 | 22999 | 23306
2000 | CA | WECC | - | - | DCSPU | Purchases | 0 | 822 | 822 | 814 | 820 | 1213 | 1213 | 1213 | 1213 | 1213 | 1213
2000 | CA | WECC | - | - | DCSSA | Sales | 0 | 143 | 143 | 143 | 143 | 143 | 143 | 143 | 143 | 143 | 143
2000 | CA | WECC | - | - | DCSST | Standby Demand | 0 | 0 | 0 | 0 | 0 | 0 | 0 | 0 | 0 | 0 | 0
2000 | CA | WECC | - | - | DCST | Total Internal Capacity | 0 | 21211 | 21547 | 21595 | 21994 | 22168 | 22168 | 22126 | 22309 | 22999 | 23306
2000 | CA | WECC | - | - | DCSTA | Committed Resources | 0 | 0 | 0 | 0 | 0 | 0 | 0 | 0 | 0 | 0 | 0
2000 | CA | WECC | - | - | DCSTB | Uncommitted Resources | 0 | 0 | 0 | 0 | 0 | 0 | 0 | 0 | 0 | 0 | 0
2000 | CA | WECC | - | - | DCSTI | Projected Total Internal Demand | 0 | 14529 | 14530 | 14814 | 15013 | 15282 | 15615 | 15981 | 16365 | 16733 | 17093
2000 | MX | WECC | CA-MX | - | CST | Total Capacity | 1502 | 1602 | 2152 | 2152 | 2602 | 2602 | 2827 | 3052 | 3277 | 3277 | 3277
2000 | MX | WECC | CA-MX | - | DCSAJ | Adjustments | 0 | 0 | 0 | 0 | 0 | 0 | 0 | 0 | 0 | 0 | 0
2000 | MX | WECC | CA-MX | - | DCSFP | Full-Responsibility Purchases (portion of total purchases) | 0 | 0 | 0 | 0 | 0 | 0 | 0 | 0 | 0 | 0 | 0
2000 | MX | WECC | CA-MX | - | DCSFS | Full-Responsibility Sales (portion of total sales) | 0 | 0 | 0 | 0 | 0 | 0 | 0 | 0 | 0 | 0 | 0
2000 | MX | WECC | CA-MX | - | DCSIC | Inoperable capacity | 0 | 0 | 0 | 0 | 0 | 0 | 0 | 0 | 0 | 0 | 0
2000 | MX | WECC | CA-MX | - | DCSIN | Internal Demand | 0 | 1595 | 1706 | 1798 | 1904 | 2017 | 2137 | 2265 | 2401 | 2546 | 2699
2000 | MX | WECC | CA-MX | - | DCSIT | Interruptible Demand | 0 | 0 | 0 | 0 | 0 | 0 | 0 | 0 | 0 | 0 | 0
2000 | MX | WECC | CA-MX | - | DCSLM | Direct Control Load Management | 0 | 0 | 0 | 0 | 0 | 0 | 0 | 0 | 0 | 0 | 0
2000 | MX | WECC | CA-MX | - | DCSNC | Net Capacity Resources | 0 | 1922 | 2152 | 2152 | 2602 | 2602 | 2827 | 3052 | 3277 | 3277 | 3277
2000 | MX | WECC | CA-MX | - | DCSNI | Projected Net Internal Demand | 0 | 1595 | 1706 | 1798 | 1904 | 2017 | 2137 | 2265 | 2401 | 2546 | 2699
2000 | MX | WECC | CA-MX | - | DCSNO | Net Operable Capacity | 0 | 1602 | 2152 | 2152 | 2602 | 2602 | 2827 | 3052 | 3277 | 3277 | 3277
2000 | MX | WECC | CA-MX | - | DCSPU | Purchases | 0 | 320 | 0 | 0 | 0 | 0 | 0 | 0 | 0 | 0 | 0
2000 | MX | WECC | CA-MX | - | DCSSA | Sales | 0 | 0 | 0 | 0 | 0 | 0 | 0 | 0 | 0 | 0 | 0
2000 | MX | WECC | CA-MX | - | DCSST | Standby Demand | 0 | 0 | 0 | 0 | 0 | 0 | 0 | 0 | 0 | 0 | 0
2000 | MX | WECC | CA-MX | - | DCST | Total Internal Capacity | 0 | 1602 | 2152 | 2152 | 2602 | 2602 | 2827 | 3052 | 3277 | 3277 | 3277
2000 | MX | WECC | CA-MX | - | DCSTA | Committed Resources | 0 | 0 | 0 | 0 | 0 | 0 | 0 | 0 | 0 | 0 | 0
2000 | MX | WECC | CA-MX | - | DCSTB | Uncommitted Resources | 0 | 0 | 0 | 0 | 0 | 0 | 0 | 0 | 0 | 0 | 0
2000 | MX | WECC | CA-MX | - | DCSTI | Projected Total Internal Demand | 0 | 1595 | 1706 | 1798 | 1904 | 2017 | 2137 | 2265 | 2401 | 2546 | 2699
2000 | US | ECAR | - | - | CST | Total Capacity | 105980 | 107287 | 108426 | 108826 | 110276 | 112576 | 113684 | 114458 | 113921 | 114481 | 115050
2000 | US | ECAR | - | - | DCSAJ | Adjustments | 0 | 0 | 0 | 0 | 0 | 0 | 0 | 0 | 0 | 0 | 0
2000 | US | ECAR | - | - | DCSFP | Full-Responsibility Purchases (portion of total purchases) | 0 | 1784 | 2285 | 3473 | 3922 | 3985 | 3996 | 4307 | 5162 | 4543 | 4678
2000 | US | ECAR | - | - | DCSFS | Full-Responsibility Sales (portion of total sales) | 0 | 888 | 913 | 2003 | 1903 | 1903 | 1903 | 1453 | 1453 | 213 | 213
2000 | US | ECAR | - | - | DCSIC | Inoperable capacity | 0 | 1462 | 1462 | 1462 | 1462 | 1462 | 1462 | 1462 | 1462 | 1462 | 1462
2000 | US | ECAR | - | - | DCSIN | Internal Demand | 0 | 97557 | 99562 | 101256 | 103299 | 105105 | 106958 | 109254 | 111182 | 112982 | 113657
2000 | US | ECAR | - | - | DCSIT | Interruptible Demand | 0 | 3391 | 3530 | 3621 | 3622 | 3623 | 3623 | 3624 | 3624 | 3624 | 3414
2000 | US | ECAR | - | - | DCSLM | Direct Control Load Management | 0 | 94 | 118 | 162 | 207 | 252 | 276 | 278 | 282 | 284 | 283
2000 | US | ECAR | - | - | DCSNC | Net Capacity Resources | 0 | 107451 | 108641 | 109880 | 112139 | 114862 | 116442 | 118388 | 118917 | 120049 | 120953
2000 | US | ECAR | - | - | DCSNI | Projected Net Internal Demand | 0 | 94072 | 95914 | 97473 | 99470 | 101230 | 103059 | 105352 | 107276 | 109074 | 109960
2000 | US | ECAR | - | - | DCSNO | Net Operable Capacity | 0 | 105825 | 106964 | 107364 | 108814 | 111114 | 112222 | 112996 | 112459 | 113019 | 113588
2000 | US | ECAR | - | - | DCSPU | Purchases | 0 | 3358 | 3434 | 5261 | 5970 | 6193 | 6465 | 7087 | 8153 | 7485 | 7820
2000 | US | ECAR | - | - | DCSSA | Sales | 0 | 1732 | 1757 | 2745 | 2645 | 2445 | 2245 | 1695 | 1695 | 455 | 455
2000 | US | ECAR | - | - | DCSST | Standby Demand | 0 | 0 | 0 | 0 | 0 | 0 | 0 | 0 | 0 | 0 | 0
2000 | US | ECAR | - | - | DCST | Total Internal Capacity | 0 | 107287 | 108426 | 108826 | 110276 | 112576 | 113684 | 114458 | 113921 | 114481 | 115050
2000 | US | ECAR | - | - | DCSTA | Committed Resources | 0 | 1136 | 1136 | 1136 | 1136 | 1136 | 1136 | 1136 | 359 | 359 | 328
2000 | US | ECAR | - | - | DCSTB | Uncommitted Resources | 0 | 0 | 1018 | 1418 | 2898 | 5198 | 6306 | 7080 | 7320 | 7880 | 8480
2000 | US | ECAR | - | - | DCSTI | Projected Total Internal Demand | 0 | 97557 | 99562 | 101256 | 103299 | 105105 | 106958 | 109254 | 111182 | 112982 | 113657
2000 | US | TRE | - | ERCOT | CST | Total Capacity | 59504 | 65439 | 69839 | 71715 | 72090 | 72088 | 72588 | 71273 | 70174 | 69614 | 68670
2000 | US | TRE | - | ERCOT | DCSAJ | Adjustments | 0 | 0 | 0 | 0 | 0 | 0 | 0 | 0 | 0 | 0 | 0
2000 | US | TRE | - | ERCOT | DCSFP | Full-Responsibility Purchases (portion of total purchases) | 0 | 0 | 0 | 0 | 0 | 0 | 0 | 0 | 0 | 0 | 0
2000 | US | TRE | - | ERCOT | DCSFS | Full-Responsibility Sales (portion of total sales) | 0 | 0 | 0 | 0 | 0 | 0 | 0 | 0 | 0 | 0 | 0
2000 | US | TRE | - | ERCOT | DCSIC | Inoperable capacity | 0 | 0 | 0 | 0 | 0 | 0 | 0 | 0 | 0 | 0 | 0
2000 | US | TRE | - | ERCOT | DCSIN | Internal Demand | 0 | 54785 | 56469 | 58047 | 59605 | 61097 | 62740 | 64464 | 66236 | 68057 | 69927
2000 | US | TRE | - | ERCOT | DCSIT | Interruptible Demand | 0 | 3003 | 2970 | 3010 | 3044 | 3080 | 3117 | 3140 | 3164 | 3188 | 3212
2000 | US | TRE | - | ERCOT | DCSLM | Direct Control Load Management | 0 | 117 | 117 | 117 | 117 | 117 | 117 | 117 | 117 | 117 | 117
2000 | US | TRE | - | ERCOT | DCSNC | Net Capacity Resources | 0 | 65423 | 69769 | 71646 | 72022 | 71978 | 72480 | 71166 | 70068 | 69509 | 68567
2000 | US | TRE | - | ERCOT | DCSNI | Projected Net Internal Demand | 0 | 51697 | 53414 | 54952 | 56476 | 57932 | 59538 | 61239 | 62987 | 64784 | 66630
2000 | US | TRE | - | ERCOT | DCSNO | Net Operable Capacity | 0 | 65439 | 69839 | 71715 | 72090 | 72088 | 72588 | 71273 | 70174 | 69614 | 68670
2000 | US | TRE | - | ERCOT | DCSPU | Purchases | 0 | 175 | 121 | 122 | 123 | 81 | 83 | 84 | 85 | 86 | 88
2000 | US | TRE | - | ERCOT | DCSSA | Sales | 0 | 191 | 191 | 191 | 191 | 191 | 191 | 191 | 191 | 191 | 191
2000 | US | TRE | - | ERCOT | DCSST | Standby Demand | 0 | 32 | 32 | 32 | 32 | 32 | 32 | 32 | 32 | 32 | 32
2000 | US | TRE | - | ERCOT | DCST | Total Internal Capacity | 0 | 65439 | 69839 | 71715 | 72090 | 72088 | 72588 | 71273 | 70174 | 69614 | 68670
2000 | US | TRE | - | ERCOT | DCSTA | Committed Resources | 0 | 0 | 0 | 0 | 0 | 0 | 0 | 0 | 0 | 0 | 0
2000 | US | TRE | - | ERCOT | DCSTB | Uncommitted Resources | 0 | 0 | 0 | 0 | 0 | 0 | 0 | 0 | 0 | 0 | 0
2000 | US | TRE | - | ERCOT | DCSTI | Projected Total Internal Demand | 0 | 54817 | 56501 | 58079 | 59637 | 61129 | 62772 | 64496 | 66268 | 68089 | 69959
2000 | US | FRCC | - | - | CST | Total Capacity | 38243 | 38948 | 41141 | 42059 | 44314 | 45069 | 45655 | 46962 | 47369 | 48386 | 48984
2000 | US | FRCC | - | - | DCSAJ | Adjustments | 0 | 0 | 0 | 0 | 0 | 0 | 0 | 0 | 0 | 0 | 0
2000 | US | FRCC | - | - | DCSFP | Full-Responsibility Purchases (portion of total purchases) | 0 | 1697 | 1699 | 1675 | 1583 | 1583 | 1583 | 1583 | 1583 | 1583 | 1376
2000 | US | FRCC | - | - | DCSFS | Full-Responsibility Sales (portion of total sales) | 0 | 0 | 0 | 0 | 0 | 0 | 0 | 0 | 0 | 0 | 0
2000 | US | FRCC | - | - | DCSIC | Inoperable capacity | 0 | 0 | 0 | 0 | 0 | 0 | 0 | 0 | 0 | 0 | 0
2000 | US | FRCC | - | - | DCSIN | Internal Demand | 0 | 37728 | 38445 | 39282 | 40157 | 41004 | 41905 | 43190 | 44097 | 44926 | 45810
2000 | US | FRCC | - | - | DCSIT | Interruptible Demand | 0 | 1312 | 1320 | 1333 | 1359 | 1376 | 1395 | 1413 | 1426 | 1424 | 1430
2000 | US | FRCC | - | - | DCSLM | Direct Control Load Management | 0 | 1584 | 1565 | 1517 | 1485 | 1464 | 1445 | 1430 | 1416 | 1408 | 1400
2000 | US | FRCC | - | - | DCSNC | Net Capacity Resources | 0 | 40645 | 42840 | 43734 | 45897 | 46652 | 47238 | 48545 | 48952 | 49969 | 50360
2000 | US | FRCC | - | - | DCSNI | Projected Net Internal Demand | 0 | 34832 | 35560 | 36432 | 37313 | 38164 | 39065 | 40347 | 41255 | 42094 | 42980
2000 | US | FRCC | - | - | DCSNO | Net Operable Capacity | 0 | 38948 | 41141 | 42059 | 44314 | 45069 | 45655 | 46962 | 47369 | 48386 | 48984
2000 | US | FRCC | - | - | DCSPU | Purchases | 0 | 1697 | 1699 | 1675 | 1583 | 1583 | 1583 | 1583 | 1583 | 1583 | 1376
2000 | US | FRCC | - | - | DCSSA | Sales | 0 | 0 | 0 | 0 | 0 | 0 | 0 | 0 | 0 | 0 | 0
2000 | US | FRCC | - | - | DCSST | Standby Demand | 0 | 0 | 0 | 0 | 0 | 0 | 0 | 0 | 0 | 0 | 0
2000 | US | FRCC | - | - | DCST | Total Internal Capacity | 0 | 38948 | 41141 | 42059 | 44314 | 45069 | 45655 | 46962 | 47369 | 48386 | 48984
2000 | US | FRCC | - | - | DCSTA | Committed Resources | 0 | 501 | 1650 | 718 | -495 | -515 | -10 | -371 | -78 | -12 | 0
2000 | US | FRCC | - | - | DCSTB | Uncommitted Resources | 0 | 0 | 457 | 262 | 1158 | 2099 | 596 | 1678 | 785 | 1029 | 598
2000 | US | FRCC | - | - | DCSTI | Projected Total Internal Demand | 0 | 37728 | 38445 | 39282 | 40157 | 41004 | 41905 | 43190 | 44097 | 44926 | 45810
2000 | US | MAAC | - | - | CST | Total Capacity | 57703 | 57828 | 59802 | 64621 | 70899 | 74496 | 75103 | 75103 | 75103 | 75103 | 75103
2000 | US | MAAC | - | - | DCSAJ | Adjustments | 0 | 0 | 0 | 0 | 0 | 0 | 0 | 0 | 0 | 0 | 0
2000 | US | MAAC | - | - | DCSFP | Full-Responsibility Purchases (portion of total purchases) | 0 | 3 | 3 | 0 | 0 | 0 | 0 | 0 | 0 | 0 | 0
2000 | US | MAAC | - | - | DCSFS | Full-Responsibility Sales (portion of total sales) | 0 | 0 | 0 | 0 | 0 | 0 | 0 | 0 | 0 | 0 | 0
2000 | US | MAAC | - | - | DCSIC | Inoperable capacity | 0 | 0 | 0 | 0 | 0 | 0 | 0 | 0 | 0 | 0 | 0
2000 | US | MAAC | - | - | DCSIN | Internal Demand | 0 | 51206 | 51762 | 52509 | 53474 | 54288 | 55139 | 55932 | 56722 | 57529 | 58326
2000 | US | MAAC | - | - | DCSIT | Interruptible Demand | 0 | 1095 | 1097 | 1099 | 1100 | 1101 | 1103 | 1104 | 1106 | 1107 | 1109
2000 | US | MAAC | - | - | DCSLM | Direct Control Load Management | 0 | 786 | 781 | 780 | 781 | 781 | 781 | 782 | 781 | 783 | 782
2000 | US | MAAC | - | - | DCSNC | Net Capacity Resources | 0 | 57831 | 59805 | 64621 | 70899 | 74496 | 75103 | 75103 | 75103 | 75103 | 75103
2000 | US | MAAC | - | - | DCSNI | Projected Net Internal Demand | 0 | 49325 | 49884 | 50630 | 51593 | 52406 | 53255 | 54046 | 54835 | 55639 | 56435
2000 | US | MAAC | - | - | DCSNO | Net Operable Capacity | 0 | 57828 | 59802 | 64621 | 70899 | 74496 | 75103 | 75103 | 75103 | 75103 | 75103
2000 | US | MAAC | - | - | DCSPU | Purchases | 0 | 3 | 3 | 0 | 0 | 0 | 0 | 0 | 0 | 0 | 0
2000 | US | MAAC | - | - | DCSSA | Sales | 0 | 0 | 0 | 0 | 0 | 0 | 0 | 0 | 0 | 0 | 0
2000 | US | MAAC | - | - | DCSST | Standby Demand | 0 | 0 | 0 | 0 | 0 | 0 | 0 | 0 | 0 | 0 | 0
2000 | US | MAAC | - | - | DCST | Total Internal Capacity | 0 | 57828 | 59802 | 64621 | 70899 | 74496 | 75103 | 75103 | 75103 | 75103 | 75103
2000 | US | MAAC | - | - | DCSTA | Committed Resources | 0 | 125 | 722 | 1587 | 4657 | 4657 | 4657 | 4657 | 4657 | 4657 | 4657
2000 | US | MAAC | - | - | DCSTB | Uncommitted Resources | 0 | 0 | 1378 | 5332 | 8540 | 12137 | 12744 | 12744 | 12744 | 12744 | 12744
2000 | US | MAAC | - | - | DCSTI | Projected Total Internal Demand | 0 | 51206 | 51762 | 52509 | 53474 | 54288 | 55139 | 55932 | 56722 | 57529 | 58326
2000 | US | MAIN | - | - | CST | Total Capacity | 51710 | 54293 | 58694 | 60262 | 60659 | 61453 | 61669 | 61862 | 61985 | 62099 | 62123
2000 | US | MAIN | - | - | DCSAJ | Adjustments | 0 | 0 | 0 | 0 | 0 | 0 | 0 | 0 | 0 | 0 | 0
2000 | US | MAIN | - | - | DCSFP | Full-Responsibility Purchases (portion of total purchases) | 0 | 798 | 388 | 168 | 273 | 313 | 213 | 213 | 208 | 133 | 133
2000 | US | MAIN | - | - | DCSFS | Full-Responsibility Sales (portion of total sales) | 0 | 111 | 111 | 37 | 20 | 20 | 20 | 20 | 0 | 0 | 0
2000 | US | MAIN | - | - | DCSIC | Inoperable capacity | 0 | 12 | 12 | 12 | 12 | 12 | 12 | 12 | 12 | 12 | 12
2000 | US | MAIN | - | - | DCSIN | Internal Demand | 0 | 51271 | 52128 | 52922 | 53780 | 54697 | 55208 | 55961 | 56680 | 57624 | 58553
2000 | US | MAIN | - | - | DCSIT | Interruptible Demand | 0 | 3406 | 3406 | 3415 | 3415 | 3424 | 3434 | 3443 | 3449 | 3455 | 3459
2000 | US | MAIN | - | - | DCSLM | Direct Control Load Management | 0 | 700 | 702 | 704 | 705 | 706 | 707 | 708 | 710 | 711 | 712
2000 | US | MAIN | - | - | DCSNC | Net Capacity Resources | 0 | 55984 | 59509 | 60941 | 61519 | 62530 | 62958 | 63762 | 64067 | 64274 | 64304
2000 | US | MAIN | - | - | DCSNI | Projected Net Internal Demand | 0 | 47165 | 48020 | 48803 | 49660 | 50567 | 51067 | 51810 | 52521 | 53458 | 54382
2000 | US | MAIN | - | - | DCSNO | Net Operable Capacity | 0 | 54281 | 58682 | 60250 | 60647 | 61441 | 61657 | 61850 | 61973 | 62087 | 62111
2000 | US | MAIN | - | - | DCSPU | Purchases | 0 | 2522 | 1465 | 1254 | 1418 | 1635 | 1847 | 2458 | 2620 | 2713 | 2719
2000 | US | MAIN | - | - | DCSSA | Sales | 0 | 819 | 638 | 563 | 546 | 546 | 546 | 546 | 526 | 526 | 526
2000 | US | MAIN | - | - | DCSST | Standby Demand | 0 | 0 | 0 | 0 | 0 | 0 | 0 | 0 | 0 | 0 | 0
2000 | US | MAIN | - | - | DCST | Total Internal Capacity | 0 | 54293 | 58694 | 60262 | 60659 | 61453 | 61669 | 61862 | 61985 | 62099 | 62123
2000 | US | MAIN | - | - | DCSTA | Committed Resources | 0 | 2275 | 2275 | 2275 | 2275 | 2275 | 2275 | 2275 | 2275 | 2275 | 2275
2000 | US | MAIN | - | - | DCSTB | Uncommitted Resources | 0 | 0 | 4401 | 5969 | 6366 | 7160 | 7376 | 7569 | 7692 | 7806 | 7830
2000 | US | MAIN | - | - | DCSTI | Projected Total Internal Demand | 0 | 51271 | 52128 | 52922 | 53780 | 54697 | 55208 | 55961 | 56680 | 57624 | 58553
2000 | US | MRO | - | - | CST | Total Capacity | 32951 | 33005 | 33168 | 33166 | 33496 | 33496 | 33496 | 33496 | 33496 | 33496 | 33496
2000 | US | MRO | - | - | DCSAJ | Adjustments | 0 | 0 | 0 | 0 | 0 | 0 | 0 | 0 | 0 | 0 | 0
2000 | US | MRO | - | - | DCSFP | Full-Responsibility Purchases (portion of total purchases) | 0 | 3665 | 2608 | 2360 | 2328 | 2236 | 2171 | 1693 | 1708 | 1680 | 1660
2000 | US | MRO | - | - | DCSFS | Full-Responsibility Sales (portion of total sales) | 0 | 1297 | 712 | 603 | 529 | 333 | 328 | 328 | 328 | 153 | 153
2000 | US | MRO | - | - | DCSIC | Inoperable capacity | 0 | 0 | 0 | 0 | 0 | 0 | 0 | 0 | 0 | 0 | 0
2000 | US | MRO | - | - | DCSIN | Internal Demand | 0 | 32890 | 33481 | 33634 | 33728 | 34031 | 34563 | 35112 | 35746 | 36412 | 36975
2000 | US | MRO | - | - | DCSIT | Interruptible Demand | 0 | 1500 | 1631 | 1618 | 1651 | 1645 | 1659 | 1624 | 1631 | 1604 | 1613
2000 | US | MRO | - | - | DCSLM | Direct Control Load Management | 0 | 793 | 833 | 863 | 893 | 907 | 920 | 930 | 931 | 898 | 882
2000 | US | MRO | - | - | DCSNC | Net Capacity Resources | 0 | 35373 | 35064 | 34923 | 35295 | 35399 | 35339 | 34861 | 34876 | 35023 | 35003
2000 | US | MRO | - | - | DCSNI | Projected Net Internal Demand | 0 | 30606 | 31026 | 31162 | 31193 | 31488 | 31993 | 32567 | 33193 | 33919 | 34489
2000 | US | MRO | - | - | DCSNO | Net Operable Capacity | 0 | 33005 | 33168 | 33166 | 33496 | 33496 | 33496 | 33496 | 33496 | 33496 | 33496
2000 | US | MRO | - | - | DCSPU | Purchases | 0 | 3665 | 2608 | 2360 | 2328 | 2236 | 2171 | 1693 | 1708 | 1680 | 1660
2000 | US | MRO | - | - | DCSSA | Sales | 0 | 1297 | 712 | 603 | 529 | 333 | 328 | 328 | 328 | 153 | 153
2000 | US | MRO | - | - | DCSST | Standby Demand | 0 | 9 | 9 | 9 | 9 | 9 | 9 | 9 | 9 | 9 | 9
2000 | US | MRO | - | - | DCST | Total Internal Capacity | 0 | 33005 | 33168 | 33166 | 33496 | 33496 | 33496 | 33496 | 33496 | 33496 | 33496
2000 | US | MRO | - | - | DCSTA | Committed Resources | 0 | 55 | 218 | 215 | 545 | 545 | 545 | 545 | 545 | 545 | 545
2000 | US | MRO | - | - | DCSTB | Uncommitted Resources | 0 | 0 | 0 | 0 | 0 | 0 | 0 | 0 | 0 | 0 | 0
2000 | US | MRO | - | - | DCSTI | Projected Total Internal Demand | 0 | 32899 | 33490 | 33643 | 33737 | 34040 | 34572 | 35121 | 35755 | 36421 | 36984
2000 | US | NPCC | - | - | CST | Total Capacity | 58621 | 60318 | 64443 | 75025 | 77130 | 77080 | 77079 | 77075 | 77074 | 77057 | 77037
2000 | US | NPCC | - | - | DCSAJ | Adjustments | 0 | 0 | 659 | 1007 | 1474 | 2163 | 2481 | 2764 | 3083 | 3469 | 3755
2000 | US | NPCC | - | - | DCSFP | Full-Responsibility Purchases (portion of total purchases) | 0 | 2612 | 1432 | 1133 | 1134 | 504 | 504 | 504 | 504 | 424 | 424
2000 | US | NPCC | - | - | DCSFS | Full-Responsibility Sales (portion of total sales) | 0 | 356 | 296 | 296 | 296 | 296 | 296 | 296 | 296 | 296 | 296
2000 | US | NPCC | - | - | DCSIC | Inoperable capacity | 0 | 0 | 0 | 0 | 0 | 0 | 0 | 0 | 0 | 0 | 0
2000 | US | NPCC | - | - | DCSIN | Internal Demand | 0 | 53532 | 54251 | 54916 | 55667 | 56280 | 57025 | 57686 | 58249 | 58876 | 59463
2000 | US | NPCC | - | - | DCSIT | Interruptible Demand | 0 | 14 | 14 | 14 | 15 | 15 | 18 | 20 | 22 | 21 | 21
2000 | US | NPCC | - | - | DCSLM | Direct Control Load Management | 0 | 68 | 67 | 66 | 64 | 60 | 84 | 93 | 90 | 90 | 90
2000 | US | NPCC | - | - | DCSNC | Net Capacity Resources | 0 | 63077 | 66687 | 77324 | 79903 | 79967 | 80285 | 80564 | 80882 | 81171 | 81435
2000 | US | NPCC | - | - | DCSNI | Projected Net Internal Demand | 0 | 53450 | 54170 | 54836 | 55588 | 56205 | 56923 | 57573 | 58137 | 58765 | 59352
2000 | US | NPCC | - | - | DCSNO | Net Operable Capacity | 0 | 60318 | 64443 | 75025 | 77130 | 77080 | 77079 | 77075 | 77074 | 77057 | 77037
2000 | US | NPCC | - | - | DCSPU | Purchases | 0 | 3122 | 1888 | 1595 | 1603 | 1022 | 1023 | 1023 | 1023 | 943 | 941
2000 | US | NPCC | - | - | DCSSA | Sales | 0 | 363 | 303 | 303 | 304 | 298 | 298 | 298 | 298 | 298 | 298
2000 | US | NPCC | - | - | DCSST | Standby Demand | 0 | 0 | 0 | 0 | 0 | 0 | 0 | 0 | 0 | 0 | 0
2000 | US | NPCC | - | - | DCST | Total Internal Capacity | 0 | 60318 | 64443 | 75025 | 77130 | 77080 | 77079 | 77075 | 77074 | 77057 | 77037
2000 | US | NPCC | - | - | DCSTA | Committed Resources | 0 | 1058 | 2250 | 2748 | 2748 | 2748 | 2748 | 2748 | 2748 | 2748 | 2748
2000 | US | NPCC | - | - | DCSTB | Uncommitted Resources | 0 | 0 | 1642 | 10047 | 11725 | 11725 | 11725 | 11725 | 11725 | 11725 | 11725
2000 | US | NPCC | - | - | DCSTI | Projected Total Internal Demand | 0 | 53532 | 54251 | 54916 | 55667 | 56280 | 57025 | 57686 | 58249 | 58876 | 59463
2000 | US | NPCC | New England | New England | CST | Total Capacity | 23970 | 25619 | 29750 | 40339 | 42445 | 42444 | 42443 | 42439 | 42438 | 42421 | 42401
2000 | US | NPCC | New England | New England | DCSAJ | Adjustments | 0 | 0 | 0 | 0 | 0 | 0 | 0 | 0 | 0 | 0 | 0
2000 | US | NPCC | New England | New England | DCSFP | Full-Responsibility Purchases (portion of total purchases) | 0 | 1382 | 982 | 653 | 654 | 424 | 424 | 424 | 424 | 424 | 424
2000 | US | NPCC | New England | New England | DCSFS | Full-Responsibility Sales (portion of total sales) | 0 | 60 | 0 | 0 | 0 | 0 | 0 | 0 | 0 | 0 | 0
2000 | US | NPCC | New England | New England | DCSIC | Inoperable capacity | 0 | 0 | 0 | 0 | 0 | 0 | 0 | 0 | 0 | 0 | 0
2000 | US | NPCC | New England | New England | DCSIN | Internal Demand | 0 | 23332 | 23781 | 24126 | 24477 | 24840 | 25315 | 25736 | 26029 | 26396 | 26743
2000 | US | NPCC | New England | New England | DCSIT | Interruptible Demand | 0 | 14 | 14 | 14 | 15 | 15 | 18 | 20 | 22 | 21 | 21
2000 | US | NPCC | New England | New England | DCSLM | Direct Control Load Management | 0 | 68 | 67 | 66 | 64 | 60 | 84 | 93 | 90 | 90 | 90
2000 | US | NPCC | New England | New England | DCSNC | Net Capacity Resources | 0 | 26941 | 30732 | 40992 | 43099 | 42868 | 42867 | 42863 | 42862 | 42845 | 42825
2000 | US | NPCC | New England | New England | DCSNI | Projected Net Internal Demand | 0 | 23250 | 23700 | 24046 | 24398 | 24765 | 25213 | 25623 | 25917 | 26285 | 26632
2000 | US | NPCC | New England | New England | DCSNO | Net Operable Capacity | 0 | 25619 | 29750 | 40339 | 42445 | 42444 | 42443 | 42439 | 42438 | 42421 | 42401
2000 | US | NPCC | New England | New England | DCSPU | Purchases | 0 | 1382 | 982 | 653 | 654 | 424 | 424 | 424 | 424 | 424 | 424
2000 | US | NPCC | New England | New England | DCSSA | Sales | 0 | 60 | 0 | 0 | 0 | 0 | 0 | 0 | 0 | 0 | 0
2000 | US | NPCC | New England | New England | DCSST | Standby Demand | 0 | 0 | 0 | 0 | 0 | 0 | 0 | 0 | 0 | 0 | 0
2000 | US | NPCC | New England | New England | DCST | Total Internal Capacity | 0 | 25619 | 29750 | 40339 | 42445 | 42444 | 42443 | 42439 | 42438 | 42421 | 42401
2000 | US | NPCC | New England | New England | DCSTA | Committed Resources | 0 | 1058 | 2250 | 2748 | 2748 | 2748 | 2748 | 2748 | 2748 | 2748 | 2748
2000 | US | NPCC | New England | New England | DCSTB | Uncommitted Resources | 0 | 0 | 1642 | 10047 | 11725 | 11725 | 11725 | 11725 | 11725 | 11725 | 11725
2000 | US | NPCC | New England | New England | DCSTI | Projected Total Internal Demand | 0 | 23332 | 23781 | 24126 | 24477 | 24840 | 25315 | 25736 | 26029 | 26396 | 26743
2000 | US | NPCC | New York | New York | CST | Total Capacity | 34651 | 34699 | 34693 | 34686 | 34685 | 34636 | 34636 | 34636 | 34636 | 34636 | 34636
2000 | US | NPCC | New York | New York | DCSAJ | Adjustments | 0 | 0 | 659 | 1007 | 1474 | 2163 | 2481 | 2764 | 3083 | 3469 | 3755
2000 | US | NPCC | New York | New York | DCSFP | Full-Responsibility Purchases (portion of total purchases) | 0 | 1230 | 450 | 480 | 480 | 80 | 80 | 80 | 80 | 0 | 0
2000 | US | NPCC | New York | New York | DCSFS | Full-Responsibility Sales (portion of total sales) | 0 | 296 | 296 | 296 | 296 | 296 | 296 | 296 | 296 | 296 | 296
2000 | US | NPCC | New York | New York | DCSIC | Inoperable capacity | 0 | 0 | 0 | 0 | 0 | 0 | 0 | 0 | 0 | 0 | 0
2000 | US | NPCC | New York | New York | DCSIN | Internal Demand | 0 | 30200 | 30470 | 30790 | 31190 | 31440 | 31710 | 31950 | 32220 | 32480 | 32720
2000 | US | NPCC | New York | New York | DCSIT | Interruptible Demand | 0 | 0 | 0 | 0 | 0 | 0 | 0 | 0 | 0 | 0 | 0
2000 | US | NPCC | New York | New York | DCSLM | Direct Control Load Management | 0 | 0 | 0 | 0 | 0 | 0 | 0 | 0 | 0 | 0 | 0
2000 | US | NPCC | New York | New York | DCSNC | Net Capacity Resources | 0 | 36136 | 35955 | 36332 | 36804 | 37099 | 37418 | 37701 | 38020 | 38326 | 38610
2000 | US | NPCC | New York | New York | DCSNI | Projected Net Internal Demand | 0 | 30200 | 30470 | 30790 | 31190 | 31440 | 31710 | 31950 | 32220 | 32480 | 32720
2000 | US | NPCC | New York | New York | DCSNO | Net Operable Capacity | 0 | 34699 | 34693 | 34686 | 34685 | 34636 | 34636 | 34636 | 34636 | 34636 | 34636
2000 | US | NPCC | New York | New York | DCSPU | Purchases | 0 | 1740 | 906 | 942 | 949 | 598 | 599 | 599 | 599 | 519 | 517
2000 | US | NPCC | New York | New York | DCSSA | Sales | 0 | 303 | 303 | 303 | 304 | 298 | 298 | 298 | 298 | 298 | 298
2000 | US | NPCC | New York | New York | DCSST | Standby Demand | 0 | 0 | 0 | 0 | 0 | 0 | 0 | 0 | 0 | 0 | 0
2000 | US | NPCC | New York | New York | DCST | Total Internal Capacity | 0 | 34699 | 34693 | 34686 | 34685 | 34636 | 34636 | 34636 | 34636 | 34636 | 34636
2000 | US | NPCC | New York | New York | DCSTA | Committed Resources | 0 | 0 | 0 | 0 | 0 | 0 | 0 | 0 | 0 | 0 | 0
2000 | US | NPCC | New York | New York | DCSTB | Uncommitted Resources | 0 | 0 | 0 | 0 | 0 | 0 | 0 | 0 | 0 | 0 | 0
2000 | US | NPCC | New York | New York | DCSTI | Projected Total Internal Demand | 0 | 30200 | 30470 | 30790 | 31190 | 31440 | 31710 | 31950 | 32220 | 32480 | 32720
2000 | US | SERC | - | - | CST | Total Capacity | 150254 | 154913 | 158562 | 163714 | 167615 | 174041 | 176774 | 180780 | 184437 | 187299 | 189660
2000 | US | SERC | - | - | DCSAJ | Adjustments | 0 | -56 | -536 | 313 | 150 | 150 | 150 | 150 | 150 | 150 | 150
2000 | US | SERC | - | - | DCSFP | Full-Responsibility Purchases (portion of total purchases) | 0 | 968 | 944 | 901 | 829 | 885 | 941 | 898 | 953 | 957 | 949
2000 | US | SERC | - | - | DCSFS | Full-Responsibility Sales (portion of total sales) | 0 | 1595 | 1596 | 1797 | 1638 | 1599 | 1600 | 1601 | 1602 | 1603 | 1604
2000 | US | SERC | - | - | DCSIC | Inoperable capacity | 0 | 1355 | 1329 | 1329 | 1289 | 1289 | 1289 | 1289 | 1289 | 1289 | 1289
2000 | US | SERC | - | - | DCSIN | Internal Demand | 0 | 151035 | 156475 | 160364 | 163483 | 166320 | 169975 | 173680 | 177306 | 180506 | 184040
2000 | US | SERC | - | - | DCSIT | Interruptible Demand | 0 | 7358 | 7473 | 7632 | 7262 | 7311 | 7325 | 7338 | 7382 | 7309 | 7264
2000 | US | SERC | - | - | DCSLM | Direct Control Load Management | 0 | 982 | 860 | 807 | 782 | 753 | 738 | 724 | 709 | 696 | 682
2000 | US | SERC | - | - | DCSNC | Net Capacity Resources | 0 | 160575 | 164534 | 170515 | 174829 | 181545 | 184557 | 189546 | 192288 | 195801 | 198727
2000 | US | SERC | - | - | DCSNI | Projected Net Internal Demand | 0 | 142726 | 148200 | 152007 | 155599 | 158440 | 162097 | 165803 | 169400 | 172686 | 176279
2000 | US | SERC | - | - | DCSNO | Net Operable Capacity | 0 | 153558 | 157233 | 162385 | 166326 | 172752 | 175485 | 179491 | 183148 | 186010 | 188371
2000 | US | SERC | - | - | DCSPU | Purchases | 0 | 12157 | 12521 | 12603 | 12811 | 13063 | 12439 | 13295 | 12381 | 13033 | 13359
2000 | US | SERC | - | - | DCSSA | Sales | 0 | 5084 | 4684 | 4786 | 4458 | 4420 | 3517 | 3390 | 3391 | 3392 | 3153
2000 | US | SERC | - | - | DCSST | Standby Demand | 0 | 31 | 58 | 82 | 160 | 184 | 185 | 185 | 185 | 185 | 185
2000 | US | SERC | - | - | DCST | Total Internal Capacity | 0 | 154913 | 158562 | 163714 | 167615 | 174041 | 176774 | 180780 | 184437 | 187299 | 189660
2000 | US | SERC | - | - | DCSTA | Committed Resources | 0 | 6992 | 7139 | 6394 | 4788 | 5256 | 5412 | 5322 | 5292 | 5412 | 5146
2000 | US | SERC | - | - | DCSTB | Uncommitted Resources | 0 | 1237 | 2031 | 4072 | 7030 | 8349 | 7360 | 8062 | 10473 | 9891 | 12532
2000 | US | SERC | - | - | DCSTI | Projected Total Internal Demand | 0 | 151066 | 156533 | 160446 | 163643 | 166504 | 170160 | 173865 | 177491 | 180691 | 184225
2000 | US | SERC | Central | - | CST | Total Capacity | 29672 | 30286 | 31358 | 32232 | 33330 | 33690 | 34237 | 35010 | 36787 | 37309 | 37829
2000 | US | SERC | Central | - | DCSAJ | Adjustments | 0 | 0 | 0 | 0 | 0 | 0 | 0 | 0 | 0 | 0 | 0
2000 | US | SERC | Central | - | DCSFP | Full-Responsibility Purchases (portion of total purchases) | 0 | 104 | 106 | 108 | 110 | 112 | 114 | 117 | 119 | 121 | 124
2000 | US | SERC | Central | - | DCSFS | Full-Responsibility Sales (portion of total sales) | 0 | 0 | 0 | 0 | 0 | 0 | 0 | 0 | 0 | 0 | 0
2000 | US | SERC | Central | - | DCSIC | Inoperable capacity | 0 | 1289 | 1289 | 1289 | 1289 | 1289 | 1289 | 1289 | 1289 | 1289 | 1289
2000 | US | SERC | Central | - | DCSIN | Internal Demand | 0 | 28881 | 29314 | 30250 | 30976 | 31683 | 32434 | 33218 | 33979 | 34338 | 34796
2000 | US | SERC | Central | - | DCSIT | Interruptible Demand | 0 | 2414 | 2428 | 2575 | 2644 | 2678 | 2712 | 2745 | 2776 | 2692 | 2635
2000 | US | SERC | Central | - | DCSLM | Direct Control Load Management | 0 | 0 | 0 | 0 | 0 | 0 | 0 | 0 | 0 | 0 | 0
2000 | US | SERC | Central | - | DCSNC | Net Capacity Resources | 0 | 30026 | 31100 | 31976 | 32876 | 33238 | 33787 | 34563 | 35142 | 35666 | 36189
2000 | US | SERC | Central | - | DCSNI | Projected Net Internal Demand | 0 | 26467 | 26886 | 27675 | 28332 | 29005 | 29722 | 30473 | 31203 | 31646 | 32161
2000 | US | SERC | Central | - | DCSNO | Net Operable Capacity | 0 | 28997 | 30069 | 30943 | 32041 | 32401 | 32948 | 33721 | 35498 | 36020 | 36540
2000 | US | SERC | Central | - | DCSPU | Purchases | 0 | 2064 | 1506 | 1508 | 1310 | 1312 | 1314 | 1317 | 119 | 121 | 124
2000 | US | SERC | Central | - | DCSSA | Sales | 0 | 1035 | 475 | 475 | 475 | 475 | 475 | 475 | 475 | 475 | 475
2000 | US | SERC | Central | - | DCSST | Standby Demand | 0 | 0 | 0 | 0 | 0 | 0 | 0 | 0 | 0 | 0 | 0
2000 | US | SERC | Central | - | DCST | Total Internal Capacity | 0 | 30286 | 31358 | 32232 | 33330 | 33690 | 34237 | 35010 | 36787 | 37309 | 37829
2000 | US | SERC | Central | - | DCSTA | Committed Resources | 0 | 576 | 976 | 976 | 976 | 976 | 976 | 976 | 976 | 976 | 976
2000 | US | SERC | Central | - | DCSTB | Uncommitted Resources | 0 | 0 | 576 | 1376 | 2326 | 2576 | 3076 | 3826 | 5576 | 6076 | 6576
2000 | US | SERC | Central | - | DCSTI | Projected Total Internal Demand | 0 | 28881 | 29314 | 30250 | 30976 | 31683 | 32434 | 33218 | 33979 | 34338 | 34796
2000 | US | SERC | Delta | - | CST | Total Capacity | 26131 | 26619 | 26727 | 27116 | 27186 | 27306 | 27545 | 27650 | 27755 | 27858 | 27961
2000 | US | SERC | Delta | - | DCSAJ | Adjustments | 0 | 0 | 0 | 0 | 0 | 0 | 0 | 0 | 0 | 0 | 0
2000 | US | SERC | Delta | - | DCSFP | Full-Responsibility Purchases (portion of total purchases) | 0 | 455 | 468 | 524 | 573 | 626 | 679 | 731 | 783 | 784 | 772
2000 | US | SERC | Delta | - | DCSFS | Full-Responsibility Sales (portion of total sales) | 0 | 44 | 45 | 46 | 47 | 48 | 49 | 50 | 51 | 52 | 53
2000 | US | SERC | Delta | - | DCSIC | Inoperable capacity | 0 | 0 | 0 | 0 | 0 | 0 | 0 | 0 | 0 | 0 | 0
2000 | US | SERC | Delta | - | DCSIN | Internal Demand | 0 | 25896 | 26714 | 27135 | 27080 | 27451 | 28063 | 28622 | 29197 | 29741 | 30387
2000 | US | SERC | Delta | - | DCSIT | Interruptible Demand | 0 | 1383 | 1361 | 1363 | 932 | 934 | 932 | 933 | 934 | 934 | 934
2000 | US | SERC | Delta | - | DCSLM | Direct Control Load Management | 0 | 50 | 50 | 50 | 50 | 50 | 50 | 50 | 50 | 50 | 50
2000 | US | SERC | Delta | - | DCSNC | Net Capacity Resources | 0 | 27877 | 27651 | 28096 | 28384 | 28556 | 28845 | 28903 | 29060 | 29164 | 29496
2000 | US | SERC | Delta | - | DCSNI | Projected Net Internal Demand | 0 | 24494 | 25361 | 25804 | 26258 | 26651 | 27266 | 27824 | 28398 | 28942 | 29588
2000 | US | SERC | Delta | - | DCSNO | Net Operable Capacity | 0 | 26619 | 26727 | 27116 | 27186 | 27306 | 27545 | 27650 | 27755 | 27858 | 27961
2000 | US | SERC | Delta | - | DCSPU | Purchases | 0 | 2653 | 2162 | 2220 | 2270 | 2324 | 2109 | 2163 | 2216 | 2218 | 2208
2000 | US | SERC | Delta | - | DCSSA | Sales | 0 | 1395 | 1238 | 1240 | 1072 | 1074 | 809 | 910 | 911 | 912 | 673
2000 | US | SERC | Delta | - | DCSST | Standby Demand | 0 | 31 | 58 | 82 | 160 | 184 | 185 | 185 | 185 | 185 | 185
2000 | US | SERC | Delta | - | DCST | Total Internal Capacity | 0 | 26619 | 26727 | 27116 | 27186 | 27306 | 27545 | 27650 | 27755 | 27858 | 27961
2000 | US | SERC | Delta | - | DCSTA | Committed Resources | 0 | 0 | 0 | 0 | 0 | 0 | 0 | 0 | 0 | 0 | 0
2000 | US | SERC | Delta | - | DCSTB | Uncommitted Resources | 0 | 0 | 0 | 0 | 0 | 0 | 0 | 0 | 0 | 0 | 0
2000 | US | SERC | Delta | - | DCSTI | Projected Total Internal Demand | 0 | 25927 | 26772 | 27217 | 27240 | 27635 | 28248 | 28807 | 29382 | 29926 | 30572
2000 | US | SERC | Southeastern | - | CST | Total Capacity | 41283 | 42355 | 43101 | 45231 | 47015 | 48970 | 49483 | 51407 | 52028 | 53633 | 54050
2000 | US | SERC | Southeastern | - | DCSAJ | Adjustments | 0 | -460 | -873 | 0 | 0 | 0 | 0 | 0 | 0 | 0 | 0
2000 | US | SERC | Southeastern | - | DCSFP | Full-Responsibility Purchases (portion of total purchases) | 0 | 366 | 326 | 224 | 100 | 100 | 100 | 0 | 0 | 0 | 0
2000 | US | SERC | Southeastern | - | DCSFS | Full-Responsibility Sales (portion of total sales) | 0 | 1551 | 1551 | 1751 | 1591 | 1551 | 1551 | 1551 | 1551 | 1551 | 1551
2000 | US | SERC | Southeastern | - | DCSIC | Inoperable capacity | 0 | 0 | 0 | 0 | 0 | 0 | 0 | 0 | 0 | 0 | 0
2000 | US | SERC | Southeastern | - | DCSIN | Internal Demand | 0 | 42817 | 44314 | 45716 | 47025 | 48309 | 49623 | 50942 | 52228 | 53546 | 54960
2000 | US | SERC | Southeastern | - | DCSIT | Interruptible Demand | 0 | 1762 | 1890 | 1905 | 1895 | 1907 | 1887 | 1865 | 1875 | 1885 | 1895
2000 | US | SERC | Southeastern | - | DCSLM | Direct Control Load Management | 0 | 373 | 265 | 228 | 219 | 205 | 205 | 205 | 205 | 205 | 205
2000 | US | SERC | Southeastern | - | DCSNC | Net Capacity Resources | 0 | 45790 | 46012 | 48360 | 51091 | 53568 | 55380 | 58267 | 59180 | 61334 | 61977
2000 | US | SERC | Southeastern | - | DCSNI | Projected Net Internal Demand | 0 | 40682 | 42159 | 43583 | 44911 | 46197 | 47531 | 48872 | 50148 | 51456 | 52860
2000 | US | SERC | Southeastern | - | DCSNO | Net Operable Capacity | 0 | 42355 | 43101 | 45231 | 47015 | 48970 | 49483 | 51407 | 52028 | 53633 | 54050
2000 | US | SERC | Southeastern | - | DCSPU | Purchases | 0 | 6225 | 6301 | 5746 | 6533 | 7015 | 7676 | 8411 | 8703 | 9252 | 9478
2000 | US | SERC | Southeastern | - | DCSSA | Sales | 0 | 2330 | 2517 | 2617 | 2457 | 2417 | 1779 | 1551 | 1551 | 1551 | 1551
2000 | US | SERC | Southeastern | - | DCSST | Standby Demand | 0 | 0 | 0 | 0 | 0 | 0 | 0 | 0 | 0 | 0 | 0
2000 | US | SERC | Southeastern | - | DCST | Total Internal Capacity | 0 | 42355 | 43101 | 45231 | 47015 | 48970 | 49483 | 51407 | 52028 | 53633 | 54050
2000 | US | SERC | Southeastern | - | DCSTA | Committed Resources | 0 | 3875 | 4441 | 4304 | 2695 | 2695 | 2695 | 2695 | 2695 | 2695 | 2695
2000 | US | SERC | Southeastern | - | DCSTB | Uncommitted Resources | 0 | 460 | 973 | 644 | 2155 | 1020 | 2315 | 1615 | 1995 | 1560 | 2600
2000 | US | SERC | Southeastern | - | DCSTI | Projected Total Internal Demand | 0 | 42817 | 44314 | 45716 | 47025 | 48309 | 49623 | 50942 | 52228 | 53546 | 54960
2000 | US | SERC | VACAR | - | CST | Total Capacity | 53168 | 55653 | 57376 | 59135 | 60084 | 64075 | 65509 | 66713 | 67867 | 68499 | 69820
2000 | US | SERC | VACAR | - | DCSAJ | Adjustments | 0 | 404 | 337 | 313 | 150 | 150 | 150 | 150 | 150 | 150 | 150
2000 | US | SERC | VACAR | - | DCSFP | Full-Responsibility Purchases (portion of total purchases) | 0 | 43 | 44 | 45 | 46 | 47 | 48 | 50 | 51 | 52 | 53
2000 | US | SERC | VACAR | - | DCSFS | Full-Responsibility Sales (portion of total sales) | 0 | 0 | 0 | 0 | 0 | 0 | 0 | 0 | 0 | 0 | 0
2000 | US | SERC | VACAR | - | DCSIC | Inoperable capacity | 0 | 66 | 40 | 40 | 0 | 0 | 0 | 0 | 0 | 0 | 0
2000 | US | SERC | VACAR | - | DCSIN | Internal Demand | 0 | 53441 | 56133 | 57263 | 58402 | 58877 | 59855 | 60898 | 61902 | 62881 | 63897
2000 | US | SERC | VACAR | - | DCSIT | Interruptible Demand | 0 | 1799 | 1794 | 1789 | 1791 | 1792 | 1794 | 1795 | 1797 | 1798 | 1800
2000 | US | SERC | VACAR | - | DCSLM | Direct Control Load Management | 0 | 559 | 545 | 529 | 513 | 498 | 483 | 469 | 454 | 441 | 427
2000 | US | SERC | VACAR | - | DCSNC | Net Capacity Resources | 0 | 56882 | 59771 | 62083 | 62478 | 66183 | 66545 | 67813 | 68906 | 69637 | 71065
2000 | US | SERC | VACAR | - | DCSNI | Projected Net Internal Demand | 0 | 51083 | 53794 | 54945 | 56098 | 56587 | 57578 | 58634 | 59651 | 60642 | 61670
2000 | US | SERC | VACAR | - | DCSNO | Net Operable Capacity | 0 | 55587 | 57336 | 59095 | 60084 | 64075 | 65509 | 66713 | 67867 | 68499 | 69820
2000 | US | SERC | VACAR | - | DCSPU | Purchases | 0 | 1215 | 2552 | 3129 | 2698 | 2412 | 1340 | 1404 | 1343 | 1442 | 1549
2000 | US | SERC | VACAR | - | DCSSA | Sales | 0 | 324 | 454 | 454 | 454 | 454 | 454 | 454 | 454 | 454 | 454
2000 | US | SERC | VACAR | - | DCSST | Standby Demand | 0 | 0 | 0 | 0 | 0 | 0 | 0 | 0 | 0 | 0 | 0
2000 | US | SERC | VACAR | - | DCST | Total Internal Capacity | 0 | 55653 | 57376 | 59135 | 60084 | 64075 | 65509 | 66713 | 67867 | 68499 | 69820
2000 | US | SERC | VACAR | - | DCSTA | Committed Resources | 0 | 2541 | 1722 | 1114 | 1117 | 1585 | 1741 | 1651 | 1621 | 1741 | 1475
2000 | US | SERC | VACAR | - | DCSTB | Uncommitted Resources | 0 | 777 | 482 | 2052 | 2549 | 4753 | 1969 | 2621 | 2902 | 2255 | 3356
2000 | US | SERC | VACAR | - | DCSTI | Projected Total Internal Demand | 0 | 53441 | 56133 | 57263 | 58402 | 58877 | 59855 | 60898 | 61902 | 62881 | 63897
2000 | US | SPP | - | - | CST | Total Capacity | 42643 | 42971 | 44071 | 44266 | 44489 | 44476 | 44144 | 43876 | 43934 | 43588 | 42785
2000 | US | SPP | - | - | DCSAJ | Adjustments | 0 | -242 | -242 | -142 | -110 | -110 | -110 | -110 | -110 | 0 | 0
2000 | US | SPP | - | - | DCSFP | Full-Responsibility Purchases (portion of total purchases) | 0 | 3938 | 3312 | 3007 | 2827 | 2801 | 2656 | 2692 | 2646 | 2450 | 2463
2000 | US | SPP | - | - | DCSFS | Full-Responsibility Sales (portion of total sales) | 0 | 2218 | 1753 | 1545 | 1367 | 1370 | 1372 | 1381 | 1388 | 1396 | 1403
2000 | US | SPP | - | - | DCSIC | Inoperable capacity | 0 | 604 | 109 | 86 | 86 | 96 | 119 | 119 | 109 | 86 | 63
2000 | US | SPP | - | - | DCSIN | Internal Demand | 0 | 39383 | 40127 | 41087 | 41876 | 42715 | 43765 | 44681 | 45061 | 46050 | 47004
2000 | US | SPP | - | - | DCSIT | Interruptible Demand | 0 | 1260 | 1180 | 1268 | 1251 | 1343 | 1247 | 1337 | 975 | 1069 | 1163
2000 | US | SPP | - | - | DCSLM | Direct Control Load Management | 0 | 316 | 316 | 316 | 316 | 316 | 316 | 316 | 316 | 316 | 316
2000 | US | SPP | - | - | DCSNC | Net Capacity Resources | 0 | 43111 | 45157 | 46089 | 46689 | 46966 | 47666 | 48495 | 49152 | 49692 | 50862
2000 | US | SPP | - | - | DCSNI | Projected Net Internal Demand | 0 | 37807 | 38631 | 39503 | 40309 | 41056 | 42202 | 43028 | 43770 | 44665 | 45525
2000 | US | SPP | - | - | DCSNO | Net Operable Capacity | 0 | 42367 | 43962 | 44180 | 44403 | 44380 | 44025 | 43757 | 43825 | 43502 | 42722
2000 | US | SPP | - | - | DCSPU | Purchases | 0 | 6647 | 6266 | 6360 | 6453 | 6753 | 7792 | 8773 | 9349 | 9990 | 11947
2000 | US | SPP | - | - | DCSSA | Sales | 0 | 5661 | 4829 | 4309 | 4057 | 4057 | 4041 | 3925 | 3912 | 3800 | 3807
2000 | US | SPP | - | - | DCSST | Standby Demand | 0 | 0 | 0 | 0 | 0 | 0 | 0 | 0 | 0 | 0 | 0
2000 | US | SPP | - | - | DCST | Total Internal Capacity | 0 | 42971 | 44071 | 44266 | 44489 | 44476 | 44144 | 43876 | 43934 | 43588 | 42785
2000 | US | SPP | - | - | DCSTA | Committed Resources | 0 | 497 | 872 | 922 | 922 | 922 | 922 | 922 | 922 | 922 | 922
2000 | US | SPP | - | - | DCSTB | Uncommitted Resources | 0 | 0 | 153 | 153 | 405 | 405 | 732 | 732 | 1212 | 1212 | 1212
2000 | US | SPP | - | - | DCSTI | Projected Total Internal Demand | 0 | 39383 | 40127 | 41087 | 41876 | 42715 | 43765 | 44681 | 45061 | 46050 | 47004
2000 | US | WECC | - | - | CST | Total Capacity | 135872 | 136771 | 141715 | 150663 | 157948 | 158843 | 159523 | 159743 | 160782 | 160962 | 161367
2000 | US | WECC | - | - | DCSAJ | Adjustments | 0 | 0 | 0 | 0 | 0 | 0 | 0 | 0 | 0 | 0 | 0
2000 | US | WECC | - | - | DCSFP | Full-Responsibility Purchases (portion of total purchases) | 0 | 339 | 189 | 189 | 189 | 189 | 189 | 189 | 189 | 189 | 189
2000 | US | WECC | - | - | DCSFS | Full-Responsibility Sales (portion of total sales) | 0 | 822 | 822 | 814 | 820 | 1213 | 1213 | 1213 | 1213 | 1213 | 1213
2000 | US | WECC | - | - | DCSIC | Inoperable capacity | 0 | 14 | 14 | 14 | 14 | 14 | 14 | 14 | 14 | 14 | 14
2000 | US | WECC | - | - | DCSIN | Internal Demand | 0 | 116440 | 119130 | 121465 | 123974 | 126477 | 129043 | 131557 | 133991 | 136567 | 139394
2000 | US | WECC | - | - | DCSIT | Interruptible Demand | 0 | 4164 | 4190 | 4180 | 4197 | 4200 | 4202 | 4205 | 4207 | 4208 | 4209
2000 | US | WECC | - | - | DCSLM | Direct Control Load Management | 0 | 99 | 110 | 119 | 126 | 126 | 127 | 129 | 130 | 130 | 131
2000 | US | WECC | - | - | DCSNC | Net Capacity Resources | 0 | 136274 | 141068 | 150024 | 157303 | 157805 | 158485 | 158705 | 159744 | 159924 | 160329
2000 | US | WECC | - | - | DCSNI | Projected Net Internal Demand | 0 | 112177 | 114830 | 117166 | 119651 | 122151 | 124714 | 127223 | 129654 | 132229 | 135054
2000 | US | WECC | - | - | DCSNO | Net Operable Capacity | 0 | 136757 | 141701 | 150649 | 157934 | 158829 | 159509 | 159729 | 160768 | 160948 | 161353
2000 | US | WECC | - | - | DCSPU | Purchases | 0 | 339 | 189 | 189 | 189 | 189 | 189 | 189 | 189 | 189 | 189
2000 | US | WECC | - | - | DCSSA | Sales | 0 | 822 | 822 | 814 | 820 | 1213 | 1213 | 1213 | 1213 | 1213 | 1213
2000 | US | WECC | - | - | DCSST | Standby Demand | 0 | 0 | 0 | 0 | 0 | 0 | 0 | 0 | 0 | 0 | 0
2000 | US | WECC | - | - | DCST | Total Internal Capacity | 0 | 136771 | 141715 | 150663 | 157948 | 158843 | 159523 | 159743 | 160782 | 160962 | 161367
2000 | US | WECC | - | - | DCSTA | Committed Resources | 0 | 0 | 0 | 0 | 0 | 0 | 0 | 0 | 0 | 0 | 0
2000 | US | WECC | - | - | DCSTB | Uncommitted Resources | 0 | 0 | 0 | 0 | 0 | 0 | 0 | 0 | 0 | 0 | 0
2000 | US | WECC | - | - | DCSTI | Projected Total Internal Demand | 0 | 116440 | 119130 | 121465 | 123974 | 126477 | 129043 | 131557 | 133991 | 136567 | 139394
2000 | US | WECC | AZN | - | CST | Total Capacity | 20809 | 20945 | 22191 | 26581 | 31521 | 31576 | 32076 | 32076 | 32576 | 32576 | 32576
2000 | US | WECC | AZN | - | DCSAJ | Adjustments | 0 | 3431 | 3431 | 3431 | 3431 | 3431 | 3431 | 3431 | 3431 | 3431 | 3431
2000 | US | WECC | AZN | - | DCSFP | Full-Responsibility Purchases (portion of total purchases) | 0 | 928 | 732 | 671 | 721 | 685 | 624 | 589 | 640 | 640 | 640
2000 | US | WECC | AZN | - | DCSFS | Full-Responsibility Sales (portion of total sales) | 0 | 423 | 329 | 328 | 321 | 327 | 326 | 325 | 374 | 374 | 368
2000 | US | WECC | AZN | - | DCSIC | Inoperable capacity | 0 | 0 | 0 | 0 | 0 | 0 | 0 | 0 | 0 | 0 | 0
2000 | US | WECC | AZN | - | DCSIN | Internal Demand | 0 | 21699 | 22351 | 23034 | 23707 | 24493 | 25293 | 26067 | 26854 | 27658 | 28478
2000 | US | WECC | AZN | - | DCSIT | Interruptible Demand | 0 | 736 | 737 | 750 | 751 | 753 | 754 | 755 | 756 | 756 | 756
2000 | US | WECC | AZN | - | DCSLM | Direct Control Load Management | 0 | 8 | 10 | 11 | 15 | 15 | 16 | 18 | 19 | 19 | 20
2000 | US | WECC | AZN | - | DCSNC | Net Capacity Resources | 0 | 23790 | 24520 | 26924 | 31921 | 31934 | 32374 | 32340 | 32842 | 32842 | 32848
2000 | US | WECC | AZN | - | DCSNI | Projected Net Internal Demand | 0 | 20955 | 21604 | 22273 | 22941 | 23725 | 24523 | 25294 | 26079 | 26883 | 27702
2000 | US | WECC | AZN | - | DCSNO | Net Operable Capacity | 0 | 20945 | 22191 | 26581 | 31521 | 31576 | 32076 | 32076 | 32576 | 32576 | 32576
2000 | US | WECC | AZN | - | DCSPU | Purchases | 0 | 4036 | 3426 | 1439 | 1489 | 1453 | 1392 | 1357 | 1408 | 1408 | 1408
2000 | US | WECC | AZN | - | DCSSA | Sales | 0 | 4622 | 4528 | 4527 | 4520 | 4526 | 4525 | 4524 | 4573 | 4573 | 4567
2000 | US | WECC | AZN | - | DCSST | Standby Demand | 0 | 0 | 0 | 0 | 0 | 0 | 0 | 0 | 0 | 0 | 0
2000 | US | WECC | AZN | - | DCST | Total Internal Capacity | 0 | 20945 | 22191 | 26581 | 31521 | 31576 | 32076 | 32076 | 32576 | 32576 | 32576
2000 | US | WECC | AZN | - | DCSTA | Committed Resources | 0 | 0 | 0 | 0 | 0 | 0 | 0 | 0 | 0 | 0 | 0
2000 | US | WECC | AZN | - | DCSTB | Uncommitted Resources | 0 | 0 | 0 | 0 | 0 | 0 | 0 | 0 | 0 | 0 | 0
2000 | US | WECC | AZN | - | DCSTI | Projected Total Internal Demand | 0 | 21699 | 22351 | 23034 | 23707 | 24493 | 25293 | 26067 | 26854 | 27658 | 28478
2000 | US | WECC | CNV | - | CST | Total Capacity | 54027 | 54497 | 56962 | 59942 | 61044 | 61044 | 61044 | 61044 | 61044 | 61044 | 61044
2000 | US | WECC | CNV | - | DCSAJ | Adjustments | 0 | -3363 | -3363 | -3363 | -3363 | -3363 | -3363 | -3363 | -3363 | -3363 | -3363
2000 | US | WECC | CNV | - | DCSFP | Full-Responsibility Purchases (portion of total purchases) | 0 | 2373 | 2410 | 2360 | 2359 | 2257 | 2154 | 1558 | 1362 | 1334 | 1266
2000 | US | WECC | CNV | - | DCSFS | Full-Responsibility Sales (portion of total sales) | 0 | 131 | 131 | 131 | 131 | 131 | 21 | 21 | 21 | 21 | 21
2000 | US | WECC | CNV | - | DCSIC | Inoperable capacity | 0 | 0 | 0 | 0 | 0 | 0 | 0 | 0 | 0 | 0 | 0
2000 | US | WECC | CNV | - | DCSIN | Internal Demand | 0 | 52057 | 53151 | 54104 | 55164 | 56125 | 57110 | 58054 | 58906 | 59855 | 61026
2000 | US | WECC | CNV | - | DCSIT | Interruptible Demand | 0 | 2784 | 2785 | 2786 | 2787 | 2788 | 2789 | 2790 | 2791 | 2792 | 2793
2000 | US | WECC | CNV | - | DCSLM | Direct Control Load Management | 0 | 0 | 0 | 0 | 0 | 0 | 0 | 0 | 0 | 0 | 0
2000 | US | WECC | CNV | - | DCSNC | Net Capacity Resources | 0 | 58001 | 59241 | 62171 | 63272 | 63170 | 63177 | 62581 | 62385 | 62755 | 63735
2000 | US | WECC | CNV | - | DCSNI | Projected Net Internal Demand | 0 | 49273 | 50366 | 51318 | 52377 | 53337 | 54321 | 55264 | 56115 | 57063 | 58233
2000 | US | WECC | CNV | - | DCSNO | Net Operable Capacity | 0 | 54497 | 56962 | 59942 | 61044 | 61044 | 61044 | 61044 | 61044 | 61044 | 61044
2000 | US | WECC | CNV | - | DCSPU | Purchases | 0 | 7788 | 6563 | 6513 | 6512 | 6410 | 6307 | 5711 | 5515 | 5885 | 6865
2000 | US | WECC | CNV | - | DCSSA | Sales | 0 | 921 | 921 | 921 | 921 | 921 | 811 | 811 | 811 | 811 | 811
2000 | US | WECC | CNV | - | DCSST | Standby Demand | 0 | 0 | 0 | 0 | 0 | 0 | 0 | 0 | 0 | 0 | 0
2000 | US | WECC | CNV | - | DCST | Total Internal Capacity | 0 | 54497 | 56962 | 59942 | 61044 | 61044 | 61044 | 61044 | 61044 | 61044 | 61044
2000 | US | WECC | CNV | - | DCSTA | Committed Resources | 0 | 0 | 0 | 0 | 0 | 0 | 0 | 0 | 0 | 0 | 0
2000 | US | WECC | CNV | - | DCSTB | Uncommitted Resources | 0 | 0 | 0 | 0 | 0 | 0 | 0 | 0 | 0 | 0 | 0
2000 | US | WECC | CNV | - | DCSTI | Projected Total Internal Demand | 0 | 52057 | 53151 | 54104 | 55164 | 56125 | 57110 | 58054 | 58906 | 59855 | 61026
2000 | US | WECC | NWPP | - | CST | Total Capacity | 52427 | 52386 | 53381 | 54697 | 54744 | 55244 | 55289 | 55289 | 55289 | 55289 | 55289
2000 | US | WECC | NWPP | - | DCSAJ | Adjustments | 0 | -660 | -660 | -660 | -660 | -660 | -660 | -660 | -660 | -660 | -660
2000 | US | WECC | NWPP | - | DCSFP | Full-Responsibility Purchases (portion of total purchases) | 0 | 559 | 559 | 559 | 559 | 559 | 559 | 559 | 559 | 559 | 559
2000 | US | WECC | NWPP | - | DCSFS | Full-Responsibility Sales (portion of total sales) | 0 | 4158 | 4249 | 4130 | 4185 | 4435 | 4381 | 3750 | 3555 | 3527 | 3459
2000 | US | WECC | NWPP | - | DCSIC | Inoperable capacity | 0 | 14 | 14 | 14 | 14 | 14 | 14 | 14 | 14 | 14 | 14
2000 | US | WECC | NWPP | - | DCSIN | Internal Demand | 0 | 34630 | 35313 | 35832 | 36384 | 36945 | 37514 | 38092 | 38679 | 39275 | 39881
2000 | US | WECC | NWPP | - | DCSIT | Interruptible Demand | 0 | 503 | 503 | 478 | 478 | 478 | 478 | 478 | 478 | 478 | 478
2000 | US | WECC | NWPP | - | DCSLM | Direct Control Load Management | 0 | 0 | 0 | 0 | 0 | 0 | 0 | 0 | 0 | 0 | 0
2000 | US | WECC | NWPP | - | DCSNC | Net Capacity Resources | 0 | 48773 | 49677 | 51112 | 51104 | 51354 | 51453 | 52084 | 52279 | 52307 | 52375
2000 | US | WECC | NWPP | - | DCSNI | Projected Net Internal Demand | 0 | 34127 | 34810 | 35354 | 35906 | 36467 | 37036 | 37614 | 38201 | 38797 | 39403
2000 | US | WECC | NWPP | - | DCSNO | Net Operable Capacity | 0 | 52372 | 53367 | 54683 | 54730 | 55230 | 55275 | 55275 | 55275 | 55275 | 55275
2000 | US | WECC | NWPP | - | DCSPU | Purchases | 0 | 1697 | 1697 | 1697 | 1697 | 1697 | 1697 | 1697 | 1697 | 1697 | 1697
2000 | US | WECC | NWPP | - | DCSSA | Sales | 0 | 4636 | 4727 | 4608 | 4663 | 4913 | 4859 | 4228 | 4033 | 4005 | 3937
2000 | US | WECC | NWPP | - | DCSST | Standby Demand | 0 | 0 | 0 | 0 | 0 | 0 | 0 | 0 | 0 | 0 | 0
2000 | US | WECC | NWPP | - | DCST | Total Internal Capacity | 0 | 52386 | 53381 | 54697 | 54744 | 55244 | 55289 | 55289 | 55289 | 55289 | 55289
2000 | US | WECC | NWPP | - | DCSTA | Committed Resources | 0 | 0 | 0 | 0 | 0 | 0 | 0 | 0 | 0 | 0 | 0
2000 | US | WECC | NWPP | - | DCSTB | Uncommitted Resources | 0 | 0 | 0 | 0 | 0 | 0 | 0 | 0 | 0 | 0 | 0
2000 | US | WECC | NWPP | - | DCSTI | Projected Total Internal Demand | 0 | 34630 | 35313 | 35832 | 36384 | 36945 | 37514 | 38092 | 38679 | 39275 | 39881
2000 | US | WECC | RMPA | - | CST | Total Capacity | 8609 | 8943 | 9181 | 9443 | 10639 | 10979 | 11114 | 11334 | 11873 | 12053 | 12458
2000 | US | WECC | RMPA | - | DCSAJ | Adjustments | 0 | 592 | 592 | 592 | 592 | 592 | 592 | 592 | 592 | 592 | 592
2000 | US | WECC | RMPA | - | DCSFP | Full-Responsibility Purchases (portion of total purchases) | 0 | 762 | 768 | 767 | 760 | 761 | 760 | 759 | 758 | 758 | 752
2000 | US | WECC | RMPA | - | DCSFS | Full-Responsibility Sales (portion of total sales) | 0 | 393 | 393 | 393 | 393 | 393 | 393 | 393 | 393 | 393 | 393
2000 | US | WECC | RMPA | - | DCSIC | Inoperable capacity | 0 | 0 | 0 | 0 | 0 | 0 | 0 | 0 | 0 | 0 | 0
2000 | US | WECC | RMPA | - | DCSIN | Internal Demand | 0 | 8054 | 8315 | 8495 | 8719 | 8914 | 9126 | 9344 | 9552 | 9779 | 10009
2000 | US | WECC | RMPA | - | DCSIT | Interruptible Demand | 0 | 141 | 165 | 166 | 181 | 181 | 181 | 182 | 182 | 182 | 182
2000 | US | WECC | RMPA | - | DCSLM | Direct Control Load Management | 0 | 91 | 100 | 108 | 111 | 111 | 111 | 111 | 111 | 111 | 111
2000 | US | WECC | RMPA | - | DCSNC | Net Capacity Resources | 0 | 9312 | 9556 | 9817 | 11006 | 11347 | 11481 | 11700 | 12238 | 12418 | 12817
2000 | US | WECC | RMPA | - | DCSNI | Projected Net Internal Demand | 0 | 7822 | 8050 | 8221 | 8427 | 8622 | 8834 | 9051 | 9259 | 9486 | 9716
2000 | US | WECC | RMPA | - | DCSNO | Net Operable Capacity | 0 | 8943 | 9181 | 9443 | 10639 | 10979 | 11114 | 11334 | 11873 | 12053 | 12458
2000 | US | WECC | RMPA | - | DCSPU | Purchases | 0 | 870 | 876 | 875 | 868 | 869 | 868 | 867 | 866 | 866 | 860
2000 | US | WECC | RMPA | - | DCSSA | Sales | 0 | 1093 | 1093 | 1093 | 1093 | 1093 | 1093 | 1093 | 1093 | 1093 | 1093
2000 | US | WECC | RMPA | - | DCSST | Standby Demand | 0 | 0 | 0 | 0 | 0 | 0 | 0 | 0 | 0 | 0 | 0
2000 | US | WECC | RMPA | - | DCST | Total Internal Capacity | 0 | 8943 | 9181 | 9443 | 10639 | 10979 | 11114 | 11334 | 11873 | 12053 | 12458
2000 | US | WECC | RMPA | - | DCSTA | Committed Resources | 0 | 0 | 0 | 0 | 0 | 0 | 0 | 0 | 0 | 0 | 0
2000 | US | WECC | RMPA | - | DCSTB | Uncommitted Resources | 0 | 0 | 0 | 0 | 0 | 0 | 0 | 0 | 0 | 0 | 0
2000 | US | WECC | RMPA | - | DCSTI | Projected Total Internal Demand | 0 | 8054 | 8315 | 8495 | 8719 | 8914 | 9126 | 9344 | 9552 | 9779 | 10009
2001 | CA | MRO | - | - | CST | Total Capacity | 8085 | 8085 | 8227 | 8227 | 8227 | 8092 | 8073 | 8073 | 8073 | 8073 | 8073
2001 | CA | MRO | - | - | DCSAJ | Adjustments | 0 | 0 | 0 | 0 | 0 | 0 | 0 | 0 | 0 | 0 | 0
2001 | CA | MRO | - | - | DCSFP | Full-Responsibility Purchases (portion of total purchases) | 0 | 203 | 216 | 458 | 458 | 458 | 458 | 458 | 458 | 458 | 458
2001 | CA | MRO | - | - | DCSFS | Full-Responsibility Sales (portion of total sales) | 0 | 400 | 350 | 350 | 150 | 150 | 150 | 150 | 150 | 150 | 150
2001 | CA | MRO | - | - | DCSIC | Inoperable capacity | 0 | 0 | 0 | 0 | 0 | 0 | 0 | 0 | 0 | 0 | 0
2001 | CA | MRO | - | - | DCSIN | Internal Demand | 0 | 5450 | 5536 | 5620 | 5665 | 5673 | 5740 | 5820 | 5884 | 5920 | 5964
2001 | CA | MRO | - | - | DCSIT | Interruptible Demand | 0 | 159 | 165 | 182 | 185 | 187 | 188 | 190 | 191 | 192 | 193
2001 | CA | MRO | - | - | DCSLM | Direct Control Load Management | 0 | 0 | 0 | 0 | 0 | 0 | 0 | 0 | 0 | 0 | 0
2001 | CA | MRO | - | - | DCSNC | Net Capacity Resources | 0 | 7888 | 8093 | 8335 | 8535 | 8400 | 8381 | 8381 | 8381 | 8381 | 8381
2001 | CA | MRO | - | - | DCSNI | Projected Net Internal Demand | 0 | 5291 | 5371 | 5438 | 5480 | 5486 | 5552 | 5630 | 5693 | 5728 | 5771
2001 | CA | MRO | - | - | DCSNO | Net Operable Capacity | 0 | 8085 | 8227 | 8227 | 8227 | 8092 | 8073 | 8073 | 8073 | 8073 | 8073
2001 | CA | MRO | - | - | DCSPU | Purchases | 0 | 203 | 216 | 458 | 458 | 458 | 458 | 458 | 458 | 458 | 458
2001 | CA | MRO | - | - | DCSSA | Sales | 0 | 400 | 350 | 350 | 150 | 150 | 150 | 150 | 150 | 150 | 150
2001 | CA | MRO | - | - | DCSST | Standby Demand | 0 | 0 | 0 | 0 | 0 | 0 | 0 | 0 | 0 | 0 | 0
2001 | CA | MRO | - | - | DCST | Total Internal Capacity | 0 | 8085 | 8227 | 8227 | 8227 | 8092 | 8073 | 8073 | 8073 | 8073 | 8073
2001 | CA | MRO | - | - | DCSTA | Committed Resources | 0 | 8085 | 8227 | 8227 | 8227 | 8092 | 8073 | 8073 | 8073 | 8073 | 8073
2001 | CA | MRO | - | - | DCSTB | Uncommitted Resources | 0 | 0 | 0 | 0 | 0 | 0 | 0 | 0 | 0 | 0 | 0
2001 | CA | MRO | - | - | DCSTI | Projected Total Internal Demand | 0 | 5450 | 5536 | 5620 | 5665 | 5673 | 5740 | 5820 | 5884 | 5920 | 5964
2001 | CA | NPCC | - | - | CST | Total Capacity | 70881 | 71148 | 70959 | 71089 | 71206 | 71165 | 70534 | 70535 | 70439 | 70440 | 70441
2001 | CA | NPCC | - | - | DCSAJ | Adjustments | 0 | 0 | 0 | 0 | 0 | 0 | 0 | 0 | 0 | 0 | 0
2001 | CA | NPCC | - | - | DCSFP | Full-Responsibility Purchases (portion of total purchases) | 0 | 25 | 25 | 25 | 25 | 25 | 25 | 25 | 25 | 25 | 25
2001 | CA | NPCC | - | - | DCSFS | Full-Responsibility Sales (portion of total sales) | 0 | 780 | 350 | 250 | 250 | 250 | 220 | 220 | 220 | 220 | 220
2001 | CA | NPCC | - | - | DCSIC | Inoperable capacity | 0 | 7172 | 6613 | 5583 | 5068 | 5068 | 5068 | 5068 | 5068 | 5068 | 5068
2001 | CA | NPCC | - | - | DCSIN | Internal Demand | 0 | 45452 | 46389 | 46945 | 47661 | 48197 | 48576 | 49117 | 49589 | 50209 | 50684
2001 | CA | NPCC | - | - | DCSIT | Interruptible Demand | 0 | 1313 | 830 | 847 | 851 | 854 | 858 | 861 | 864 | 868 | 871
2001 | CA | NPCC | - | - | DCSLM | Direct Control Load Management | 0 | 0 | 0 | 0 | 0 | 0 | 0 | 0 | 0 | 0 | 0
2001 | CA | NPCC | - | - | DCSNC | Net Capacity Resources | 0 | 66684 | 67777 | 68944 | 69800 | 69759 | 69158 | 69159 | 69063 | 69064 | 69065
2001 | CA | NPCC | - | - | DCSNI | Projected Net Internal Demand | 0 | 44139 | 45559 | 46098 | 46810 | 47343 | 47718 | 48256 | 48725 | 49341 | 49813
2001 | CA | NPCC | - | - | DCSNO | Net Operable Capacity | 0 | 63976 | 64346 | 65506 | 66138 | 66097 | 65466 | 65467 | 65371 | 65372 | 65373
2001 | CA | NPCC | - | - | DCSPU | Purchases | 0 | 4778 | 4848 | 4748 | 4548 | 4548 | 4548 | 4548 | 4548 | 4548 | 4548
2001 | CA | NPCC | - | - | DCSSA | Sales | 0 | 2070 | 1417 | 1310 | 886 | 886 | 856 | 856 | 856 | 856 | 856
2001 | CA | NPCC | - | - | DCSST | Standby Demand | 0 | 0 | 0 | 0 | 0 | 0 | 0 | 0 | 0 | 0 | 0
2001 | CA | NPCC | - | - | DCST | Total Internal Capacity | 0 | 71148 | 70959 | 71089 | 71206 | 71165 | 70534 | 70535 | 70439 | 70440 | 70441
2001 | CA | NPCC | - | - | DCSTA | Committed Resources | 0 | 266 | 825 | 858 | 870 | 813 | 235 | 870 | 772 | 870 | 870
2001 | CA | NPCC | - | - | DCSTB | Uncommitted Resources | 0 | 219 | 593 | 3833 | 5640 | 5852 | 5852 | 5852 | 5852 | 5852 | 5852
2001 | CA | NPCC | - | - | DCSTI | Projected Total Internal Demand | 0 | 45452 | 46389 | 46945 | 47661 | 48197 | 48576 | 49117 | 49589 | 50209 | 50684
2001 | CA | NPCC | Maritimes | Maritimes | CST | Total Capacity | 6054 | 6320 | 6320 | 6333 | 6333 | 6276 | 5641 | 5641 | 5544 | 5544 | 5544
2001 | CA | NPCC | Maritimes | Maritimes | DCSAJ | Adjustments | 0 | 0 | 0 | 0 | 0 | 0 | 0 | 0 | 0 | 0 | 0
2001 | CA | NPCC | Maritimes | Maritimes | DCSFP | Full-Responsibility Purchases (portion of total purchases) | 0 | 25 | 25 | 25 | 25 | 25 | 25 | 25 | 25 | 25 | 25
2001 | CA | NPCC | Maritimes | Maritimes | DCSFS | Full-Responsibility Sales (portion of total sales) | 0 | 780 | 350 | 250 | 250 | 250 | 220 | 220 | 220 | 220 | 220
2001 | CA | NPCC | Maritimes | Maritimes | DCSIC | Inoperable capacity | 0 | 44 | 0 | 0 | 0 | 0 | 0 | 0 | 0 | 0 | 0
2001 | CA | NPCC | Maritimes | Maritimes | DCSIN | Internal Demand | 0 | 3347 | 3407 | 3454 | 3493 | 3526 | 3403 | 3447 | 3481 | 3523 | 3571
2001 | CA | NPCC | Maritimes | Maritimes | DCSIT | Interruptible Demand | 0 | 513 | 530 | 547 | 551 | 554 | 558 | 561 | 564 | 568 | 571
2001 | CA | NPCC | Maritimes | Maritimes | DCSLM | Direct Control Load Management | 0 | 0 | 0 | 0 | 0 | 0 | 0 | 0 | 0 | 0 | 0
2001 | CA | NPCC | Maritimes | Maritimes | DCSNC | Net Capacity Resources | 0 | 5562 | 5817 | 5930 | 5930 | 5873 | 5268 | 5268 | 5171 | 5171 | 5171
2001 | CA | NPCC | Maritimes | Maritimes | DCSNI | Projected Net Internal Demand | 0 | 2834 | 2877 | 2907 | 2942 | 2972 | 2845 | 2886 | 2917 | 2955 | 3000
2001 | CA | NPCC | Maritimes | Maritimes | DCSNO | Net Operable Capacity | 0 | 6276 | 6320 | 6333 | 6333 | 6276 | 5641 | 5641 | 5544 | 5544 | 5544
2001 | CA | NPCC | Maritimes | Maritimes | DCSPU | Purchases | 0 | 108 | 113 | 113 | 113 | 113 | 113 | 113 | 113 | 113 | 113
2001 | CA | NPCC | Maritimes | Maritimes | DCSSA | Sales | 0 | 822 | 616 | 516 | 516 | 516 | 486 | 486 | 486 | 486 | 486
2001 | CA | NPCC | Maritimes | Maritimes | DCSST | Standby Demand | 0 | 0 | 0 | 0 | 0 | 0 | 0 | 0 | 0 | 0 | 0
2001 | CA | NPCC | Maritimes | Maritimes | DCST | Total Internal Capacity | 0 | 6320 | 6320 | 6333 | 6333 | 6276 | 5641 | 5641 | 5544 | 5544 | 5544
2001 | CA | NPCC | Maritimes | Maritimes | DCSTA | Committed Resources | 0 | 266 | -45 | -12 | 0 | -57 | -635 | 0 | -98 | 0 | 0
2001 | CA | NPCC | Maritimes | Maritimes | DCSTB | Uncommitted Resources | 0 | 0 | 0 | 25 | 0 | 0 | 0 | 0 | 0 | 0 | 0
2001 | CA | NPCC | Maritimes | Maritimes | DCSTI | Projected Total Internal Demand | 0 | 3347 | 3407 | 3454 | 3493 | 3526 | 3403 | 3447 | 3481 | 3523 | 3571
2001 | CA | NPCC | Ontario | Ontario | CST | Total Capacity | 33773 | 33773 | 33837 | 33953 | 33988 | 34003 | 34006 | 34006 | 34006 | 34006 | 34006
2001 | CA | NPCC | Ontario | Ontario | DCSAJ | Adjustments | 0 | 0 | 0 | 0 | 0 | 0 | 0 | 0 | 0 | 0 | 0
2001 | CA | NPCC | Ontario | Ontario | DCSFP | Full-Responsibility Purchases (portion of total purchases) | 0 | 0 | 0 | 0 | 0 | 0 | 0 | 0 | 0 | 0 | 0
2001 | CA | NPCC | Ontario | Ontario | DCSFS | Full-Responsibility Sales (portion of total sales) | 0 | 0 | 0 | 0 | 0 | 0 | 0 | 0 | 0 | 0 | 0
2001 | CA | NPCC | Ontario | Ontario | DCSIC | Inoperable capacity | 0 | 7128 | 6613 | 5583 | 5068 | 5068 | 5068 | 5068 | 5068 | 5068 | 5068
2001 | CA | NPCC | Ontario | Ontario | DCSIN | Internal Demand | 0 | 22295 | 22572 | 22801 | 23188 | 23441 | 23633 | 23880 | 24128 | 24506 | 24673
2001 | CA | NPCC | Ontario | Ontario | DCSIT | Interruptible Demand | 0 | 300 | 300 | 300 | 300 | 300 | 300 | 300 | 300 | 300 | 300
2001 | CA | NPCC | Ontario | Ontario | DCSLM | Direct Control Load Management | 0 | 0 | 0 | 0 | 0 | 0 | 0 | 0 | 0 | 0 | 0
2001 | CA | NPCC | Ontario | Ontario | DCSNC | Net Capacity Resources | 0 | 26845 | 27424 | 28570 | 28920 | 28935 | 28938 | 28938 | 28938 | 28938 | 28938
2001 | CA | NPCC | Ontario | Ontario | DCSNI | Projected Net Internal Demand | 0 | 21995 | 22272 | 22501 | 22888 | 23141 | 23333 | 23580 | 23828 | 24206 | 24373
2001 | CA | NPCC | Ontario | Ontario | DCSNO | Net Operable Capacity | 0 | 26645 | 27224 | 28370 | 28920 | 28935 | 28938 | 28938 | 28938 | 28938 | 28938
2001 | CA | NPCC | Ontario | Ontario | DCSPU | Purchases | 0 | 200 | 200 | 200 | 0 | 0 | 0 | 0 | 0 | 0 | 0
2001 | CA | NPCC | Ontario | Ontario | DCSSA | Sales | 0 | 0 | 0 | 0 | 0 | 0 | 0 | 0 | 0 | 0 | 0
2001 | CA | NPCC | Ontario | Ontario | DCSST | Standby Demand | 0 | 0 | 0 | 0 | 0 | 0 | 0 | 0 | 0 | 0 | 0
2001 | CA | NPCC | Ontario | Ontario | DCST | Total Internal Capacity | 0 | 33773 | 33837 | 33953 | 33988 | 34003 | 34006 | 34006 | 34006 | 34006 | 34006
2001 | CA | NPCC | Ontario | Ontario | DCSTA | Committed Resources | 0 | 0 | 0 | 0 | 0 | 0 | 0 | 0 | 0 | 0 | 0
2001 | CA | NPCC | Ontario | Ontario | DCSTB | Uncommitted Resources | 0 | 219 | 593 | 3808 | 5640 | 5852 | 5852 | 5852 | 5852 | 5852 | 5852
2001 | CA | NPCC | Ontario | Ontario | DCSTI | Projected Total Internal Demand | 0 | 22295 | 22572 | 22801 | 23188 | 23441 | 23633 | 23880 | 24128 | 24506 | 24673
2001 | CA | NPCC | Quebec | Quebec | CST | Total Capacity | 31054 | 31055 | 30802 | 30803 | 30885 | 30886 | 30887 | 30888 | 30889 | 30890 | 30891
2001 | CA | NPCC | Quebec | Quebec | DCSAJ | Adjustments | 0 | 0 | 0 | 0 | 0 | 0 | 0 | 0 | 0 | 0 | 0
2001 | CA | NPCC | Quebec | Quebec | DCSFP | Full-Responsibility Purchases (portion of total purchases) | 0 | 0 | 0 | 0 | 0 | 0 | 0 | 0 | 0 | 0 | 0
2001 | CA | NPCC | Quebec | Quebec | DCSFS | Full-Responsibility Sales (portion of total sales) | 0 | 0 | 0 | 0 | 0 | 0 | 0 | 0 | 0 | 0 | 0
2001 | CA | NPCC | Quebec | Quebec | DCSIC | Inoperable capacity | 0 | 0 | 0 | 0 | 0 | 0 | 0 | 0 | 0 | 0 | 0
2001 | CA | NPCC | Quebec | Quebec | DCSIN | Internal Demand | 0 | 19810 | 20410 | 20690 | 20980 | 21230 | 21540 | 21790 | 21980 | 22180 | 22440
2001 | CA | NPCC | Quebec | Quebec | DCSIT | Interruptible Demand | 0 | 500 | 0 | 0 | 0 | 0 | 0 | 0 | 0 | 0 | 0
2001 | CA | NPCC | Quebec | Quebec | DCSLM | Direct Control Load Management | 0 | 0 | 0 | 0 | 0 | 0 | 0 | 0 | 0 | 0 | 0
2001 | CA | NPCC | Quebec | Quebec | DCSNC | Net Capacity Resources | 0 | 34277 | 34536 | 34444 | 34950 | 34951 | 34952 | 34953 | 34954 | 34955 | 34956
2001 | CA | NPCC | Quebec | Quebec | DCSNI | Projected Net Internal Demand | 0 | 19310 | 20410 | 20690 | 20980 | 21230 | 21540 | 21790 | 21980 | 22180 | 22440
2001 | CA | NPCC | Quebec | Quebec | DCSNO | Net Operable Capacity | 0 | 31055 | 30802 | 30803 | 30885 | 30886 | 30887 | 30888 | 30889 | 30890 | 30891
2001 | CA | NPCC | Quebec | Quebec | DCSPU | Purchases | 0 | 4470 | 4535 | 4435 | 4435 | 4435 | 4435 | 4435 | 4435 | 4435 | 4435
2001 | CA | NPCC | Quebec | Quebec | DCSSA | Sales | 0 | 1248 | 801 | 794 | 370 | 370 | 370 | 370 | 370 | 370 | 370
2001 | CA | NPCC | Quebec | Quebec | DCSST | Standby Demand | 0 | 0 | 0 | 0 | 0 | 0 | 0 | 0 | 0 | 0 | 0
2001 | CA | NPCC | Quebec | Quebec | DCST | Total Internal Capacity | 0 | 31055 | 30802 | 30803 | 30885 | 30886 | 30887 | 30888 | 30889 | 30890 | 30891
2001 | CA | NPCC | Quebec | Quebec | DCSTA | Committed Resources | 0 | 0 | 870 | 870 | 870 | 870 | 870 | 870 | 870 | 870 | 870
2001 | CA | NPCC | Quebec | Quebec | DCSTB | Uncommitted Resources | 0 | 0 | 0 | 0 | 0 | 0 | 0 | 0 | 0 | 0 | 0
2001 | CA | NPCC | Quebec | Quebec | DCSTI | Projected Total Internal Demand | 0 | 19810 | 20410 | 20690 | 20980 | 21230 | 21540 | 21790 | 21980 | 22180 | 22440
2001 | CA | WECC | - | - | CST | Total Capacity | 21036 | 21838 | 22367 | 23823 | 24892 | 25338 | 25342 | 25371 | 26011 | 26011 | 26011
2001 | CA | WECC | - | - | DCSAJ | Adjustments | 0 | 0 | 0 | 0 | 0 | 0 | 0 | 0 | 0 | 0 | 0
2001 | CA | WECC | - | - | DCSFP | Full-Responsibility Purchases (portion of total purchases) | 0 | 814 | 803 | 679 | 1213 | 1213 | 1213 | 1213 | 1213 | 1213 | 1213
2001 | CA | WECC | - | - | DCSFS | Full-Responsibility Sales (portion of total sales) | 0 | 143 | 143 | 143 | 143 | 143 | 143 | 143 | 143 | 143 | 143
2001 | CA | WECC | - | - | DCSIC | Inoperable capacity | 0 | 32 | 94 | 94 | 14 | 17 | 18 | 0 | 0 | 0 | 0
2001 | CA | WECC | - | - | DCSIN | Internal Demand | 0 | 14592 | 14991 | 15333 | 15626 | 16126 | 16522 | 16990 | 17429 | 17821 | 18217
2001 | CA | WECC | - | - | DCSIT | Interruptible Demand | 0 | 223 | 223 | 223 | 223 | 223 | 223 | 223 | 223 | 223 | 223
2001 | CA | WECC | - | - | DCSLM | Direct Control Load Management | 0 | 302 | 302 | 302 | 302 | 302 | 302 | 302 | 302 | 302 | 302
2001 | CA | WECC | - | - | DCSNC | Net Capacity Resources | 0 | 22477 | 22933 | 24265 | 25948 | 26391 | 26394 | 26441 | 27081 | 27081 | 27081
2001 | CA | WECC | - | - | DCSNI | Projected Net Internal Demand | 0 | 14067 | 14466 | 14808 | 15101 | 15601 | 15997 | 16465 | 16904 | 17296 | 17692
2001 | CA | WECC | - | - | DCSNO | Net Operable Capacity | 0 | 21806 | 22273 | 23729 | 24878 | 25321 | 25324 | 25371 | 26011 | 26011 | 26011
2001 | CA | WECC | - | - | DCSPU | Purchases | 0 | 814 | 803 | 679 | 1213 | 1213 | 1213 | 1213 | 1213 | 1213 | 1213
2001 | CA | WECC | - | - | DCSSA | Sales | 0 | 143 | 143 | 143 | 143 | 143 | 143 | 143 | 143 | 143 | 143
2001 | CA | WECC | - | - | DCSST | Standby Demand | 0 | 0 | 0 | 0 | 0 | 0 | 0 | 0 | 0 | 0 | 0
2001 | CA | WECC | - | - | DCST | Total Internal Capacity | 0 | 21838 | 22367 | 23823 | 24892 | 25338 | 25342 | 25371 | 26011 | 26011 | 26011
2001 | CA | WECC | - | - | DCSTA | Committed Resources | 0 | 0 | 0 | 0 | 0 | 0 | 0 | 0 | 0 | 0 | 0
2001 | CA | WECC | - | - | DCSTB | Uncommitted Resources | 0 | 0 | 0 | 0 | 0 | 0 | 0 | 0 | 0 | 0 | 0
2001 | CA | WECC | - | - | DCSTI | Projected Total Internal Demand | 0 | 14592 | 14991 | 15333 | 15626 | 16126 | 16522 | 16990 | 17429 | 17821 | 18217
2001 | MX | WECC | CA-MX | - | CST | Total Capacity | 1610 | 2152 | 2152 | 2588 | 2588 | 2806 | 3024 | 3242 | 3242 | 3242 | 3242
2001 | MX | WECC | CA-MX | - | DCSAJ | Adjustments | 0 | 0 | 0 | 0 | 0 | 0 | 0 | 0 | 0 | 0 | 0
2001 | MX | WECC | CA-MX | - | DCSFP | Full-Responsibility Purchases (portion of total purchases) | 0 | 0 | 0 | 0 | 0 | 0 | 0 | 0 | 0 | 0 | 0
2001 | MX | WECC | CA-MX | - | DCSFS | Full-Responsibility Sales (portion of total sales) | 0 | 0 | 0 | 0 | 0 | 0 | 0 | 0 | 0 | 0 | 0
2001 | MX | WECC | CA-MX | - | DCSIC | Inoperable capacity | 0 | 0 | 0 | 0 | 0 | 0 | 0 | 0 | 0 | 0 | 0
2001 | MX | WECC | CA-MX | - | DCSIN | Internal Demand | 0 | 1707 | 1796 | 1903 | 2017 | 2138 | 2247 | 2372 | 2478 | 2613 | 2738
2001 | MX | WECC | CA-MX | - | DCSIT | Interruptible Demand | 0 | 0 | 0 | 0 | 0 | 0 | 0 | 0 | 0 | 0 | 0
2001 | MX | WECC | CA-MX | - | DCSLM | Direct Control Load Management | 0 | 0 | 0 | 0 | 0 | 0 | 0 | 0 | 0 | 0 | 0
2001 | MX | WECC | CA-MX | - | DCSNC | Net Capacity Resources | 0 | 2152 | 2152 | 2588 | 2588 | 2806 | 3024 | 3242 | 3242 | 3242 | 3242
2001 | MX | WECC | CA-MX | - | DCSNI | Projected Net Internal Demand | 0 | 1707 | 1796 | 1903 | 2017 | 2138 | 2247 | 2372 | 2478 | 2613 | 2738
2001 | MX | WECC | CA-MX | - | DCSNO | Net Operable Capacity | 0 | 2152 | 2152 | 2588 | 2588 | 2806 | 3024 | 3242 | 3242 | 3242 | 3242
2001 | MX | WECC | CA-MX | - | DCSPU | Purchases | 0 | 0 | 0 | 0 | 0 | 0 | 0 | 0 | 0 | 0 | 0
2001 | MX | WECC | CA-MX | - | DCSSA | Sales | 0 | 0 | 0 | 0 | 0 | 0 | 0 | 0 | 0 | 0 | 0
2001 | MX | WECC | CA-MX | - | DCSST | Standby Demand | 0 | 0 | 0 | 0 | 0 | 0 | 0 | 0 | 0 | 0 | 0
2001 | MX | WECC | CA-MX | - | DCST | Total Internal Capacity | 0 | 2152 | 2152 | 2588 | 2588 | 2806 | 3024 | 3242 | 3242 | 3242 | 3242
2001 | MX | WECC | CA-MX | - | DCSTA | Committed Resources | 0 | 0 | 0 | 0 | 0 | 0 | 0 | 0 | 0 | 0 | 0
2001 | MX | WECC | CA-MX | - | DCSTB | Uncommitted Resources | 0 | 0 | 0 | 0 | 0 | 0 | 0 | 0 | 0 | 0 | 0
2001 | MX | WECC | CA-MX | - | DCSTI | Projected Total Internal Demand | 0 | 1707 | 1796 | 1903 | 2017 | 2138 | 2247 | 2372 | 2478 | 2613 | 2738
2001 | US | ECAR | - | - | CST | Total Capacity | 108653 | 114599 | 115614 | 116456 | 117747 | 119413 | 119850 | 120074 | 121215 | 121855 | 122115
2001 | US | ECAR | - | - | DCSAJ | Adjustments | 0 | 0 | 0 | 0 | 0 | 0 | 0 | 0 | 0 | 0 | 0
2001 | US | ECAR | - | - | DCSFP | Full-Responsibility Purchases (portion of total purchases) | 0 | 2907 | 0 | 0 | 0 | 0 | 0 | 0 | 0 | 0 | 0
2001 | US | ECAR | - | - | DCSFS | Full-Responsibility Sales (portion of total sales) | 0 | 305 | 0 | 0 | 0 | 0 | 0 | 0 | 0 | 0 | 0
2001 | US | ECAR | - | - | DCSIC | Inoperable capacity | 0 | 1463 | 1463 | 1463 | 1463 | 1463 | 1463 | 1463 | 1463 | 1463 | 1463
2001 | US | ECAR | - | - | DCSIN | Internal Demand | 0 | 102161 | 104081 | 106130 | 107964 | 109905 | 111169 | 112711 | 114374 | 116068 | 117559
2001 | US | ECAR | - | - | DCSIT | Interruptible Demand | 0 | 3413 | 3500 | 3500 | 3500 | 3500 | 3500 | 3460 | 3460 | 3451 | 3276
2001 | US | ECAR | - | - | DCSLM | Direct Control Load Management | 0 | 97 | 116 | 141 | 166 | 192 | 216 | 235 | 237 | 239 | 131
2001 | US | ECAR | - | - | DCSNC | Net Capacity Resources | 0 | 115379 | 114151 | 114993 | 116284 | 117950 | 118387 | 118611 | 119752 | 120392 | 120652
2001 | US | ECAR | - | - | DCSNI | Projected Net Internal Demand | 0 | 98651 | 100465 | 102489 | 104298 | 106213 | 107453 | 109016 | 110677 | 112378 | 114152
2001 | US | ECAR | - | - | DCSNO | Net Operable Capacity | 0 | 113136 | 114151 | 114993 | 116284 | 117950 | 118387 | 118611 | 119752 | 120392 | 120652
2001 | US | ECAR | - | - | DCSPU | Purchases | 0 | 3300 | 0 | 0 | 0 | 0 | 0 | 0 | 0 | 0 | 0
2001 | US | ECAR | - | - | DCSSA | Sales | 0 | 1057 | 0 | 0 | 0 | 0 | 0 | 0 | 0 | 0 | 0
2001 | US | ECAR | - | - | DCSST | Standby Demand | 0 | 0 | 0 | 0 | 0 | 0 | 0 | 0 | 0 | 0 | 0
2001 | US | ECAR | - | - | DCST | Total Internal Capacity | 0 | 114599 | 115614 | 116456 | 117747 | 119413 | 119850 | 120074 | 121215 | 121855 | 122115
2001 | US | ECAR | - | - | DCSTA | Committed Resources | 0 | 114599 | 114599 | 114599 | 114599 | 114599 | 114599 | 114599 | 114599 | 114599 | 114599
2001 | US | ECAR | - | - | DCSTB | Uncommitted Resources | 0 | 0 | 1015 | 1857 | 3148 | 4814 | 5251 | 5475 | 6616 | 7256 | 7516
2001 | US | ECAR | - | - | DCSTI | Projected Total Internal Demand | 0 | 102161 | 104081 | 106130 | 107964 | 109905 | 111169 | 112711 | 114374 | 116068 | 117559
2001 | US | TRE | - | ERCOT | CST | Total Capacity | 64488 | 69530 | 79860 | 81622 | 82820 | 83320 | 82006 | 80903 | 79863 | 78669 | 78669
2001 | US | TRE | - | ERCOT | DCSAJ | Adjustments | 0 | 0 | 0 | 0 | 0 | 0 | 0 | 0 | 0 | 0 | 0
2001 | US | TRE | - | ERCOT | DCSFP | Full-Responsibility Purchases (portion of total purchases) | 0 | 0 | 0 | 0 | 0 | 0 | 0 | 0 | 0 | 0 | 0
2001 | US | TRE | - | ERCOT | DCSFS | Full-Responsibility Sales (portion of total sales) | 0 | 0 | 0 | 0 | 0 | 0 | 0 | 0 | 0 | 0 | 0
2001 | US | TRE | - | ERCOT | DCSIC | Inoperable capacity | 0 | 0 | 0 | 0 | 0 | 0 | 0 | 0 | 0 | 0 | 0
2001 | US | TRE | - | ERCOT | DCSIN | Internal Demand | 0 | 56574 | 58549 | 60071 | 61709 | 63420 | 65085 | 66868 | 69183 | 71564 | 74017
2001 | US | TRE | - | ERCOT | DCSIT | Interruptible Demand | 0 | 3008 | 1607 | 1616 | 1620 | 1653 | 1692 | 1714 | 1736 | 1759 | 1782
2001 | US | TRE | - | ERCOT | DCSLM | Direct Control Load Management | 0 | 102 | 0 | 0 | 0 | 0 | 0 | 0 | 0 | 0 | 0
2001 | US | TRE | - | ERCOT | DCSNC | Net Capacity Resources | 0 | 69622 | 79782 | 81544 | 82742 | 83242 | 81929 | 80826 | 79787 | 78593 | 78594
2001 | US | TRE | - | ERCOT | DCSNI | Projected Net Internal Demand | 0 | 53649 | 57001 | 58514 | 60149 | 61827 | 63453 | 65214 | 67508 | 69866 | 72296
2001 | US | TRE | - | ERCOT | DCSNO | Net Operable Capacity | 0 | 69530 | 79860 | 81622 | 82820 | 83320 | 82006 | 80903 | 79863 | 78669 | 78669
2001 | US | TRE | - | ERCOT | DCSPU | Purchases | 0 | 283 | 113 | 113 | 113 | 113 | 114 | 114 | 115 | 115 | 116
2001 | US | TRE | - | ERCOT | DCSSA | Sales | 0 | 191 | 191 | 191 | 191 | 191 | 191 | 191 | 191 | 191 | 191
2001 | US | TRE | - | ERCOT | DCSST | Standby Demand | 0 | 185 | 59 | 59 | 60 | 60 | 60 | 60 | 61 | 61 | 61
2001 | US | TRE | - | ERCOT | DCST | Total Internal Capacity | 0 | 69530 | 79860 | 81622 | 82820 | 83320 | 82006 | 80903 | 79863 | 78669 | 78669
2001 | US | TRE | - | ERCOT | DCSTA | Committed Resources | 0 | 69530 | 79860 | 81622 | 82820 | 83320 | 82006 | 80903 | 79863 | 78669 | 78669
2001 | US | TRE | - | ERCOT | DCSTB | Uncommitted Resources | 0 | 0 | 0 | 0 | 0 | 0 | 0 | 0 | 0 | 0 | 0
2001 | US | TRE | - | ERCOT | DCSTI | Projected Total Internal Demand | 0 | 56759 | 58608 | 60130 | 61769 | 63480 | 65145 | 66928 | 69244 | 71625 | 74078
2001 | US | FRCC | - | - | CST | Total Capacity | 36380 | 41238 | 42642 | 44692 | 46102 | 47536 | 48746 | 49952 | 50562 | 50943 | 53764
2001 | US | FRCC | - | - | DCSAJ | Adjustments | 0 | 0 | 0 | 0 | 0 | 0 | 0 | 0 | 0 | 0 | 0
2001 | US | FRCC | - | - | DCSFP | Full-Responsibility Purchases (portion of total purchases) | 0 | 1845 | 1675 | 1583 | 1583 | 1583 | 1583 | 1583 | 1583 | 1583 | 1376
2001 | US | FRCC | - | - | DCSFS | Full-Responsibility Sales (portion of total sales) | 0 | 0 | 0 | 0 | 0 | 0 | 0 | 0 | 0 | 0 | 0
2001 | US | FRCC | - | - | DCSIC | Inoperable capacity | 0 | 0 | 0 | 0 | 0 | 0 | 0 | 0 | 0 | 0 | 0
2001 | US | FRCC | - | - | DCSIN | Internal Demand | 0 | 38478 | 39548 | 40783 | 41714 | 42644 | 43782 | 44751 | 45710 | 46656 | 47715
2001 | US | FRCC | - | - | DCSIT | Interruptible Demand | 0 | 809 | 808 | 837 | 838 | 846 | 846 | 860 | 867 | 877 | 877
2001 | US | FRCC | - | - | DCSLM | Direct Control Load Management | 0 | 2003 | 1961 | 1931 | 1914 | 1900 | 1889 | 1880 | 1875 | 1868 | 1850
2001 | US | FRCC | - | - | DCSNC | Net Capacity Resources | 0 | 43083 | 44317 | 46275 | 47685 | 49119 | 50329 | 51535 | 52145 | 52526 | 55140
2001 | US | FRCC | - | - | DCSNI | Projected Net Internal Demand | 0 | 35666 | 36779 | 38015 | 38962 | 39898 | 41047 | 42011 | 42968 | 43911 | 44988
2001 | US | FRCC | - | - | DCSNO | Net Operable Capacity | 0 | 41238 | 42642 | 44692 | 46102 | 47536 | 48746 | 49952 | 50562 | 50943 | 53764
2001 | US | FRCC | - | - | DCSPU | Purchases | 0 | 1845 | 1675 | 1583 | 1583 | 1583 | 1583 | 1583 | 1583 | 1583 | 1376
2001 | US | FRCC | - | - | DCSSA | Sales | 0 | 0 | 0 | 0 | 0 | 0 | 0 | 0 | 0 | 0 | 0
2001 | US | FRCC | - | - | DCSST | Standby Demand | 0 | 0 | 0 | 0 | 0 | 0 | 0 | 0 | 0 | 0 | 0
2001 | US | FRCC | - | - | DCST | Total Internal Capacity | 0 | 41238 | 42642 | 44692 | 46102 | 47536 | 48746 | 49952 | 50562 | 50943 | 53764
2001 | US | FRCC | - | - | DCSTA | Committed Resources | 0 | 0 | 0 | 0 | 0 | 0 | 0 | 0 | 0 | 0 | 0
2001 | US | FRCC | - | - | DCSTB | Uncommitted Resources | 0 | 0 | 0 | 0 | 0 | 0 | 0 | 0 | 0 | 0 | 0
2001 | US | FRCC | - | - | DCSTI | Projected Total Internal Demand | 0 | 38478 | 39548 | 40783 | 41714 | 42644 | 43782 | 44751 | 45710 | 46656 | 47715
2001 | US | MAAC | - | - | CST | Total Capacity | 58311 | 60226 | 65370 | 74189 | 81405 | 83000 | 83816 | 83816 | 83816 | 83816 | 83816
2001 | US | MAAC | - | - | DCSAJ | Adjustments | 0 | 0 | 0 | 0 | 0 | 0 | 0 | 0 | 0 | 0 | 0
2001 | US | MAAC | - | - | DCSFP | Full-Responsibility Purchases (portion of total purchases) | 0 | 453 | 453 | 450 | 450 | 450 | 0 | 0 | 0 | 0 | 0
2001 | US | MAAC | - | - | DCSFS | Full-Responsibility Sales (portion of total sales) | 0 | 0 | 0 | 0 | 0 | 0 | 0 | 0 | 0 | 0 | 0
2001 | US | MAAC | - | - | DCSIC | Inoperable capacity | 0 | 0 | 0 | 0 | 0 | 0 | 0 | 0 | 0 | 0 | 0
2001 | US | MAAC | - | - | DCSIN | Internal Demand | 0 | 52977 | 53753 | 54644 | 55501 | 56412 | 57349 | 58186 | 59056 | 59868 | 60692
2001 | US | MAAC | - | - | DCSIT | Interruptible Demand | 0 | 783 | 783 | 783 | 783 | 783 | 783 | 783 | 783 | 783 | 783
2001 | US | MAAC | - | - | DCSLM | Direct Control Load Management | 0 | 836 | 836 | 836 | 836 | 836 | 836 | 836 | 836 | 836 | 836
2001 | US | MAAC | - | - | DCSNC | Net Capacity Resources | 0 | 60679 | 65823 | 74639 | 81855 | 83450 | 83816 | 83816 | 83816 | 83816 | 83816
2001 | US | MAAC | - | - | DCSNI | Projected Net Internal Demand | 0 | 51358 | 52134 | 53025 | 53882 | 54793 | 55730 | 56567 | 57437 | 58249 | 59073
2001 | US | MAAC | - | - | DCSNO | Net Operable Capacity | 0 | 60226 | 65370 | 74189 | 81405 | 83000 | 83816 | 83816 | 83816 | 83816 | 83816
2001 | US | MAAC | - | - | DCSPU | Purchases | 0 | 453 | 453 | 450 | 450 | 450 | 0 | 0 | 0 | 0 | 0
2001 | US | MAAC | - | - | DCSSA | Sales | 0 | 0 | 0 | 0 | 0 | 0 | 0 | 0 | 0 | 0 | 0
2001 | US | MAAC | - | - | DCSST | Standby Demand | 0 | 0 | 0 | 0 | 0 | 0 | 0 | 0 | 0 | 0 | 0
2001 | US | MAAC | - | - | DCST | Total Internal Capacity | 0 | 60226 | 65370 | 74189 | 81405 | 83000 | 83816 | 83816 | 83816 | 83816 | 83816
2001 | US | MAAC | - | - | DCSTA | Committed Resources | 0 | 0 | 0 | 0 | 0 | 0 | 0 | 0 | 0 | 0 | 0
2001 | US | MAAC | - | - | DCSTB | Uncommitted Resources | 0 | 0 | 0 | 0 | 0 | 0 | 0 | 0 | 0 | 0 | 0
2001 | US | MAAC | - | - | DCSTI | Projected Total Internal Demand | 0 | 52977 | 53753 | 54644 | 55501 | 56412 | 57349 | 58186 | 59056 | 59868 | 60692
2001 | US | MAIN | - | - | CST | Total Capacity | 57701 | 61820 | 66331 | 67447 | 67558 | 67780 | 67785 | 68505 | 68207 | 68676 | 68681
2001 | US | MAIN | - | - | DCSAJ | Adjustments | 0 | 0 | 0 | 0 | 0 | 0 | 0 | 0 | 0 | 0 | 0
2001 | US | MAIN | - | - | DCSFP | Full-Responsibility Purchases (portion of total purchases) | 0 | 425 | 355 | 345 | 375 | 375 | 375 | 375 | 375 | 375 | 375
2001 | US | MAIN | - | - | DCSFS | Full-Responsibility Sales (portion of total sales) | 0 | 23 | 22 | 5 | 5 | 5 | 5 | 5 | 5 | 5 | 5
2001 | US | MAIN | - | - | DCSIC | Inoperable capacity | 0 | 12 | 0 | 0 | 0 | 0 | 0 | 0 | 0 | 0 | 0
2001 | US | MAIN | - | - | DCSIN | Internal Demand | 0 | 55367 | 56415 | 57054 | 58105 | 59156 | 60170 | 61103 | 62143 | 63092 | 64250
2001 | US | MAIN | - | - | DCSIT | Interruptible Demand | 0 | 2775 | 2838 | 2731 | 2722 | 2739 | 2753 | 2770 | 2784 | 2798 | 2814
2001 | US | MAIN | - | - | DCSLM | Direct Control Load Management | 0 | 748 | 751 | 755 | 760 | 762 | 766 | 770 | 774 | 778 | 782
2001 | US | MAIN | - | - | DCSNC | Net Capacity Resources | 0 | 64170 | 67964 | 69409 | 70010 | 70896 | 71753 | 72388 | 72696 | 73573 | 74101
2001 | US | MAIN | - | - | DCSNI | Projected Net Internal Demand | 0 | 51845 | 52827 | 53569 | 54624 | 55656 | 56652 | 57564 | 58586 | 59517 | 60655
2001 | US | MAIN | - | - | DCSNO | Net Operable Capacity | 0 | 61808 | 66331 | 67447 | 67558 | 67780 | 67785 | 68505 | 68207 | 68676 | 68681
2001 | US | MAIN | - | - | DCSPU | Purchases | 0 | 3100 | 2394 | 2506 | 2946 | 3610 | 4462 | 4377 | 4983 | 5391 | 5914
2001 | US | MAIN | - | - | DCSSA | Sales | 0 | 738 | 761 | 544 | 494 | 494 | 494 | 494 | 494 | 494 | 494
2001 | US | MAIN | - | - | DCSST | Standby Demand | 0 | 1 | 1 | 1 | 1 | 1 | 1 | 1 | 1 | 1 | 1
2001 | US | MAIN | - | - | DCST | Total Internal Capacity | 0 | 61820 | 66331 | 67447 | 67558 | 67780 | 67785 | 68505 | 68207 | 68676 | 68681
2001 | US | MAIN | - | - | DCSTA | Committed Resources | 0 | 4196 | 0 | 0 | 0 | 0 | 0 | 0 | 0 | 0 | 0
2001 | US | MAIN | - | - | DCSTB | Uncommitted Resources | 0 | 0 | 4511 | 5627 | 5738 | 5960 | 5965 | 6685 | 6387 | 6856 | 6861
2001 | US | MAIN | - | - | DCSTI | Projected Total Internal Demand | 0 | 55368 | 56416 | 57055 | 58106 | 59157 | 60171 | 61104 | 62144 | 63093 | 64251
2001 | US | MRO | - | - | CST | Total Capacity | 30620 | 31307 | 31631 | 31992 | 31992 | 31991 | 31986 | 31986 | 31987 | 31986 | 31986
2001 | US | MRO | - | - | DCSAJ | Adjustments | 0 | 32 | 32 | 32 | 32 | 32 | 32 | 32 | 32 | 32 | 32
2001 | US | MRO | - | - | DCSFP | Full-Responsibility Purchases (portion of total purchases) | 0 | 3545 | 3021 | 2693 | 2751 | 2609 | 2119 | 2060 | 2027 | 1799 | 1700
2001 | US | MRO | - | - | DCSFS | Full-Responsibility Sales (portion of total sales) | 0 | 648 | 509 | 441 | 235 | 230 | 226 | 226 | 151 | 151 | 137
2001 | US | MRO | - | - | DCSIC | Inoperable capacity | 0 | 0 | 0 | 0 | 0 | 0 | 0 | 0 | 0 | 0 | 0
2001 | US | MRO | - | - | DCSIN | Internal Demand | 0 | 29804 | 30294 | 30855 | 31394 | 31920 | 32372 | 32902 | 33393 | 33985 | 34576
2001 | US | MRO | - | - | DCSIT | Interruptible Demand | 0 | 1133 | 1174 | 1206 | 1237 | 1259 | 1251 | 1279 | 1295 | 1312 | 1327
2001 | US | MRO | - | - | DCSLM | Direct Control Load Management | 0 | 675 | 712 | 745 | 765 | 779 | 798 | 813 | 825 | 838 | 851
2001 | US | MRO | - | - | DCSNC | Net Capacity Resources | 0 | 34236 | 34175 | 34276 | 34540 | 34402 | 33911 | 33852 | 33895 | 33666 | 33581
2001 | US | MRO | - | - | DCSNI | Projected Net Internal Demand | 0 | 28006 | 28418 | 28914 | 29402 | 29892 | 30333 | 30820 | 31283 | 31845 | 32408
2001 | US | MRO | - | - | DCSNO | Net Operable Capacity | 0 | 31307 | 31631 | 31992 | 31992 | 31991 | 31986 | 31986 | 31987 | 31986 | 31986
2001 | US | MRO | - | - | DCSPU | Purchases | 0 | 3545 | 3021 | 2693 | 2751 | 2609 | 2119 | 2060 | 2027 | 1799 | 1700
2001 | US | MRO | - | - | DCSSA | Sales | 0 | 648 | 509 | 441 | 235 | 230 | 226 | 226 | 151 | 151 | 137
2001 | US | MRO | - | - | DCSST | Standby Demand | 0 | 10 | 10 | 10 | 10 | 10 | 10 | 10 | 10 | 10 | 10
2001 | US | MRO | - | - | DCST | Total Internal Capacity | 0 | 31307 | 31631 | 31992 | 31992 | 31991 | 31986 | 31986 | 31987 | 31986 | 31986
2001 | US | MRO | - | - | DCSTA | Committed Resources | 0 | 31307 | 31631 | 31992 | 31992 | 31991 | 31986 | 31986 | 31987 | 31986 | 31986
2001 | US | MRO | - | - | DCSTB | Uncommitted Resources | 0 | 0 | 0 | 0 | 0 | 0 | 0 | 0 | 0 | 0 | 0
2001 | US | MRO | - | - | DCSTI | Projected Total Internal Demand | 0 | 29814 | 30304 | 30865 | 31404 | 31930 | 32382 | 32912 | 33403 | 33995 | 34586
2001 | US | NPCC | - | - | CST | Total Capacity | 59965 | 62113 | 67821 | 68671 | 73750 | 73769 | 73726 | 73709 | 73692 | 72484 | 72469
2001 | US | NPCC | - | - | DCSAJ | Adjustments | 0 | 0 | 389 | 96 | 0 | 0 | 0 | 0 | 0 | 0 | 0
2001 | US | NPCC | - | - | DCSFP | Full-Responsibility Purchases (portion of total purchases) | 0 | 1566 | 886 | 880 | 474 | 474 | 474 | 474 | 424 | 424 | 424
2001 | US | NPCC | - | - | DCSFS | Full-Responsibility Sales (portion of total sales) | 0 | 303 | 303 | 304 | 298 | 298 | 298 | 298 | 298 | 298 | 298
2001 | US | NPCC | - | - | DCSIC | Inoperable capacity | 0 | 0 | 0 | 0 | 0 | 0 | 0 | 0 | 0 | 0 | 0
2001 | US | NPCC | - | - | DCSIN | Internal Demand | 0 | 54351 | 55363 | 56186 | 56959 | 57796 | 58542 | 59137 | 59793 | 60435 | 61085
2001 | US | NPCC | - | - | DCSIT | Interruptible Demand | 0 | 14 | 14 | 15 | 15 | 18 | 20 | 22 | 21 | 21 | 20
2001 | US | NPCC | - | - | DCSLM | Direct Control Load Management | 0 | 67 | 66 | 64 | 60 | 84 | 93 | 90 | 90 | 90 | 90
2001 | US | NPCC | - | - | DCSNC | Net Capacity Resources | 0 | 63376 | 68793 | 69343 | 73926 | 73945 | 73902 | 73885 | 73818 | 72610 | 72595
2001 | US | NPCC | - | - | DCSNI | Projected Net Internal Demand | 0 | 54270 | 55283 | 56107 | 56884 | 57694 | 58429 | 59025 | 59682 | 60324 | 60975
2001 | US | NPCC | - | - | DCSNO | Net Operable Capacity | 0 | 62113 | 67821 | 68671 | 73750 | 73769 | 73726 | 73709 | 73692 | 72484 | 72469
2001 | US | NPCC | - | - | DCSPU | Purchases | 0 | 1566 | 886 | 880 | 474 | 474 | 474 | 474 | 424 | 424 | 424
2001 | US | NPCC | - | - | DCSSA | Sales | 0 | 303 | 303 | 304 | 298 | 298 | 298 | 298 | 298 | 298 | 298
2001 | US | NPCC | - | - | DCSST | Standby Demand | 0 | 0 | 0 | 0 | 0 | 0 | 0 | 0 | 0 | 0 | 0
2001 | US | NPCC | - | - | DCST | Total Internal Capacity | 0 | 62113 | 67821 | 68671 | 73750 | 73769 | 73726 | 73709 | 73692 | 72484 | 72469
2001 | US | NPCC | - | - | DCSTA | Committed Resources | 0 | 26072 | 31669 | 31669 | 31668 | 31637 | 31543 | 31526 | 31509 | 31415 | 31400
2001 | US | NPCC | - | - | DCSTB | Uncommitted Resources | 0 | 0 | 0 | 0 | 0 | 0 | 0 | 0 | 0 | 0 | 0
2001 | US | NPCC | - | - | DCSTI | Projected Total Internal Demand | 0 | 54351 | 55363 | 56186 | 56959 | 57796 | 58542 | 59137 | 59793 | 60435 | 61085
2001 | US | NPCC | New England | New England | CST | Total Capacity | 24501 | 26010 | 31608 | 31608 | 31607 | 31576 | 31483 | 31466 | 31449 | 31357 | 31342
2001 | US | NPCC | New England | New England | DCSAJ | Adjustments | 0 | 0 | 0 | 0 | 0 | 0 | 0 | 0 | 0 | 0 | 0
2001 | US | NPCC | New England | New England | DCSFP | Full-Responsibility Purchases (portion of total purchases) | 0 | 1116 | 436 | 430 | 424 | 424 | 424 | 424 | 424 | 424 | 424
2001 | US | NPCC | New England | New England | DCSFS | Full-Responsibility Sales (portion of total sales) | 0 | 0 | 0 | 0 | 0 | 0 | 0 | 0 | 0 | 0 | 0
2001 | US | NPCC | New England | New England | DCSIC | Inoperable capacity | 0 | 0 | 0 | 0 | 0 | 0 | 0 | 0 | 0 | 0 | 0
2001 | US | NPCC | New England | New England | DCSIN | Internal Demand | 0 | 23731 | 24220 | 24572 | 24935 | 25410 | 25831 | 26124 | 26488 | 26835 | 27185
2001 | US | NPCC | New England | New England | DCSIT | Interruptible Demand | 0 | 14 | 14 | 15 | 15 | 18 | 20 | 22 | 21 | 21 | 20
2001 | US | NPCC | New England | New England | DCSLM | Direct Control Load Management | 0 | 67 | 66 | 64 | 60 | 84 | 93 | 90 | 90 | 90 | 90
2001 | US | NPCC | New England | New England | DCSNC | Net Capacity Resources | 0 | 27126 | 32044 | 32038 | 32031 | 32000 | 31907 | 31890 | 31873 | 31781 | 31766
2001 | US | NPCC | New England | New England | DCSNI | Projected Net Internal Demand | 0 | 23650 | 24140 | 24493 | 24860 | 25308 | 25718 | 26012 | 26377 | 26724 | 27075
2001 | US | NPCC | New England | New England | DCSNO | Net Operable Capacity | 0 | 26010 | 31608 | 31608 | 31607 | 31576 | 31483 | 31466 | 31449 | 31357 | 31342
2001 | US | NPCC | New England | New England | DCSPU | Purchases | 0 | 1116 | 436 | 430 | 424 | 424 | 424 | 424 | 424 | 424 | 424
2001 | US | NPCC | New England | New England | DCSSA | Sales | 0 | 0 | 0 | 0 | 0 | 0 | 0 | 0 | 0 | 0 | 0
2001 | US | NPCC | New England | New England | DCSST | Standby Demand | 0 | 0 | 0 | 0 | 0 | 0 | 0 | 0 | 0 | 0 | 0
2001 | US | NPCC | New England | New England | DCST | Total Internal Capacity | 0 | 26010 | 31608 | 31608 | 31607 | 31576 | 31483 | 31466 | 31449 | 31357 | 31342
2001 | US | NPCC | New England | New England | DCSTA | Committed Resources | 0 | 26072 | 31669 | 31669 | 31668 | 31637 | 31543 | 31526 | 31509 | 31415 | 31400
2001 | US | NPCC | New England | New England | DCSTB | Uncommitted Resources | 0 | 0 | 0 | 0 | 0 | 0 | 0 | 0 | 0 | 0 | 0
2001 | US | NPCC | New England | New England | DCSTI | Projected Total Internal Demand | 0 | 23731 | 24220 | 24572 | 24935 | 25410 | 25831 | 26124 | 26488 | 26835 | 27185
2001 | US | NPCC | New York | New York | CST | Total Capacity | 35464 | 36103 | 36213 | 37063 | 42143 | 42193 | 42243 | 42243 | 42243 | 41127 | 41127
2001 | US | NPCC | New York | New York | DCSAJ | Adjustments | 0 | 0 | 389 | 96 | 0 | 0 | 0 | 0 | 0 | 0 | 0
2001 | US | NPCC | New York | New York | DCSFP | Full-Responsibility Purchases (portion of total purchases) | 0 | 450 | 450 | 450 | 50 | 50 | 50 | 50 | 0 | 0 | 0
2001 | US | NPCC | New York | New York | DCSFS | Full-Responsibility Sales (portion of total sales) | 0 | 303 | 303 | 304 | 298 | 298 | 298 | 298 | 298 | 298 | 298
2001 | US | NPCC | New York | New York | DCSIC | Inoperable capacity | 0 | 0 | 0 | 0 | 0 | 0 | 0 | 0 | 0 | 0 | 0
2001 | US | NPCC | New York | New York | DCSIN | Internal Demand | 0 | 30620 | 31143 | 31614 | 32024 | 32386 | 32711 | 33013 | 33305 | 33600 | 33900
2001 | US | NPCC | New York | New York | DCSIT | Interruptible Demand | 0 | 0 | 0 | 0 | 0 | 0 | 0 | 0 | 0 | 0 | 0
2001 | US | NPCC | New York | New York | DCSLM | Direct Control Load Management | 0 | 0 | 0 | 0 | 0 | 0 | 0 | 0 | 0 | 0 | 0
2001 | US | NPCC | New York | New York | DCSNC | Net Capacity Resources | 0 | 36250 | 36749 | 37305 | 41895 | 41945 | 41995 | 41995 | 41945 | 40829 | 40829
2001 | US | NPCC | New York | New York | DCSNI | Projected Net Internal Demand | 0 | 30620 | 31143 | 31614 | 32024 | 32386 | 32711 | 33013 | 33305 | 33600 | 33900
2001 | US | NPCC | New York | New York | DCSNO | Net Operable Capacity | 0 | 36103 | 36213 | 37063 | 42143 | 42193 | 42243 | 42243 | 42243 | 41127 | 41127
2001 | US | NPCC | New York | New York | DCSPU | Purchases | 0 | 450 | 450 | 450 | 50 | 50 | 50 | 50 | 0 | 0 | 0
2001 | US | NPCC | New York | New York | DCSSA | Sales | 0 | 303 | 303 | 304 | 298 | 298 | 298 | 298 | 298 | 298 | 298
2001 | US | NPCC | New York | New York | DCSST | Standby Demand | 0 | 0 | 0 | 0 | 0 | 0 | 0 | 0 | 0 | 0 | 0
2001 | US | NPCC | New York | New York | DCST | Total Internal Capacity | 0 | 36103 | 36213 | 37063 | 42143 | 42193 | 42243 | 42243 | 42243 | 41127 | 41127
2001 | US | NPCC | New York | New York | DCSTA | Committed Resources | 0 | 0 | 0 | 0 | 0 | 0 | 0 | 0 | 0 | 0 | 0
2001 | US | NPCC | New York | New York | DCSTB | Uncommitted Resources | 0 | 0 | 0 | 0 | 0 | 0 | 0 | 0 | 0 | 0 | 0
2001 | US | NPCC | New York | New York | DCSTI | Projected Total Internal Demand | 0 | 30620 | 31143 | 31614 | 32024 | 32386 | 32711 | 33013 | 33305 | 33600 | 33900
2001 | US | SERC | - | - | CST | Total Capacity | 156247 | 165766 | 172211 | 176481 | 179475 | 186023 | 191484 | 194992 | 197790 | 201784 | 203391
2001 | US | SERC | - | - | DCSAJ | Adjustments | 0 | 64 | 64 | 64 | 64 | 64 | 64 | 64 | 64 | 64 | 64
2001 | US | SERC | - | - | DCSFP | Full-Responsibility Purchases (portion of total purchases) | 0 | 2730 | 2848 | 2998 | 3223 | 2903 | 3056 | 3179 | 3328 | 3131 | 3260
2001 | US | SERC | - | - | DCSFS | Full-Responsibility Sales (portion of total sales) | 0 | 1706 | 1938 | 1758 | 1706 | 1650 | 1547 | 1547 | 1547 | 1547 | 0
2001 | US | SERC | - | - | DCSIC | Inoperable capacity | 0 | 1469 | 1329 | 1329 | 1289 | 1289 | 1289 | 1289 | 1289 | 1289 | 1289
2001 | US | SERC | - | - | DCSIN | Internal Demand | 0 | 159899 | 163699 | 166548 | 169614 | 173358 | 177270 | 181105 | 184833 | 188777 | 192170
2001 | US | SERC | - | - | DCSIT | Interruptible Demand | 0 | 7429 | 7462 | 7060 | 7085 | 7119 | 7095 | 7119 | 7121 | 7076 | 7058
2001 | US | SERC | - | - | DCSLM | Direct Control Load Management | 0 | 974 | 951 | 941 | 922 | 901 | 882 | 864 | 845 | 828 | 810
2001 | US | SERC | - | - | DCSNC | Net Capacity Resources | 0 | 169760 | 176234 | 179848 | 183803 | 189877 | 194662 | 198271 | 201485 | 205413 | 209556
2001 | US | SERC | - | - | DCSNI | Projected Net Internal Demand | 0 | 151527 | 155329 | 158685 | 161745 | 165476 | 169431 | 173260 | 177005 | 181011 | 184440
2001 | US | SERC | - | - | DCSNO | Net Operable Capacity | 0 | 164297 | 170882 | 175152 | 178186 | 184734 | 190195 | 193703 | 196501 | 200495 | 202102
2001 | US | SERC | - | - | DCSPU | Purchases | 0 | 13490 | 12998 | 12193 | 13013 | 11575 | 10624 | 10725 | 11141 | 10895 | 11204
2001 | US | SERC | - | - | DCSSA | Sales | 0 | 8091 | 7710 | 7561 | 7460 | 6496 | 6221 | 6221 | 6221 | 6041 | 3814
2001 | US | SERC | - | - | DCSST | Standby Demand | 0 | 31 | 43 | 138 | 138 | 138 | 138 | 138 | 138 | 138 | 138
2001 | US | SERC | - | - | DCST | Total Internal Capacity | 0 | 165766 | 172211 | 176481 | 179475 | 186023 | 191484 | 194992 | 197790 | 201784 | 203391
2001 | US | SERC | - | - | DCSTA | Committed Resources | 0 | 44186 | 46270 | 45557 | 44359 | 43309 | 44259 | 43219 | 42739 | 42653 | 41790
2001 | US | SERC | - | - | DCSTB | Uncommitted Resources | 0 | 0 | 508 | 1712 | 3829 | 8374 | 8604 | 11115 | 12197 | 14882 | 15768
2001 | US | SERC | - | - | DCSTI | Projected Total Internal Demand | 0 | 159930 | 163742 | 166686 | 169752 | 173496 | 177408 | 181243 | 184971 | 188915 | 192308
2001 | US | SERC | Central | - | CST | Total Capacity | 30547 | 31692 | 32385 | 33029 | 33943 | 35346 | 36526 | 37050 | 37818 | 38585 | 38856
2001 | US | SERC | Central | - | DCSAJ | Adjustments | 0 | 0 | 0 | 0 | 0 | 0 | 0 | 0 | 0 | 0 | 0
2001 | US | SERC | Central | - | DCSFP | Full-Responsibility Purchases (portion of total purchases) | 0 | 106 | 108 | 111 | 113 | 116 | 118 | 121 | 124 | 127 | 129
2001 | US | SERC | Central | - | DCSFS | Full-Responsibility Sales (portion of total sales) | 0 | 0 | 0 | 0 | 0 | 0 | 0 | 0 | 0 | 0 | 0
2001 | US | SERC | Central | - | DCSIC | Inoperable capacity | 0 | 1289 | 1289 | 1289 | 1289 | 1289 | 1289 | 1289 | 1289 | 1289 | 1289
2001 | US | SERC | Central | - | DCSIN | Internal Demand | 0 | 29934 | 30351 | 30966 | 31549 | 32144 | 32749 | 33367 | 33997 | 34638 | 34853
2001 | US | SERC | Central | - | DCSIT | Interruptible Demand | 0 | 2356 | 2385 | 2420 | 2422 | 2443 | 2463 | 2480 | 2482 | 2493 | 2492
2001 | US | SERC | Central | - | DCSLM | Direct Control Load Management | 0 | 0 | 0 | 0 | 0 | 0 | 0 | 0 | 0 | 0 | 0
2001 | US | SERC | Central | - | DCSNC | Net Capacity Resources | 0 | 31649 | 32724 | 32771 | 33287 | 34093 | 34475 | 35002 | 35773 | 36543 | 36816
2001 | US | SERC | Central | - | DCSNI | Projected Net Internal Demand | 0 | 27578 | 27966 | 28546 | 29127 | 29701 | 30286 | 30887 | 31515 | 32145 | 32361
2001 | US | SERC | Central | - | DCSNO | Net Operable Capacity | 0 | 30403 | 31096 | 31740 | 32654 | 34057 | 35237 | 35761 | 36529 | 37296 | 37567
2001 | US | SERC | Central | - | DCSPU | Purchases | 0 | 2326 | 2508 | 1911 | 1513 | 916 | 118 | 121 | 124 | 127 | 129
2001 | US | SERC | Central | - | DCSSA | Sales | 0 | 1080 | 880 | 880 | 880 | 880 | 880 | 880 | 880 | 880 | 880
2001 | US | SERC | Central | - | DCSST | Standby Demand | 0 | 0 | 0 | 0 | 0 | 0 | 0 | 0 | 0 | 0 | 0
2001 | US | SERC | Central | - | DCST | Total Internal Capacity | 0 | 31692 | 32385 | 33029 | 33943 | 35346 | 36526 | 37050 | 37818 | 38585 | 38856
2001 | US | SERC | Central | - | DCSTA | Committed Resources | 0 | 1056 | 1364 | 1364 | 1364 | 1364 | 1364 | 1364 | 1364 | 1364 | 1364
2001 | US | SERC | Central | - | DCSTB | Uncommitted Resources | 0 | 0 | 308 | 808 | 1608 | 2958 | 4108 | 4608 | 5358 | 6108 | 6358
2001 | US | SERC | Central | - | DCSTI | Projected Total Internal Demand | 0 | 29934 | 30351 | 30966 | 31549 | 32144 | 32749 | 33367 | 33997 | 34638 | 34853
2001 | US | SERC | Delta | - | CST | Total Capacity | 26408 | 27042 | 27465 | 27471 | 27625 | 27900 | 28097 | 28189 | 28281 | 28373 | 28465
2001 | US | SERC | Delta | - | DCSAJ | Adjustments | 0 | 64 | 64 | 64 | 64 | 64 | 64 | 64 | 64 | 64 | 64
2001 | US | SERC | Delta | - | DCSFP | Full-Responsibility Purchases (portion of total purchases) | 0 | 0 | 0 | 0 | 0 | 0 | 0 | 0 | 0 | 0 | 0
2001 | US | SERC | Delta | - | DCSFS | Full-Responsibility Sales (portion of total sales) | 0 | 0 | 0 | 0 | 0 | 0 | 0 | 0 | 0 | 0 | 0
2001 | US | SERC | Delta | - | DCSIC | Inoperable capacity | 0 | 0 | 0 | 0 | 0 | 0 | 0 | 0 | 0 | 0 | 0
2001 | US | SERC | Delta | - | DCSIN | Internal Demand | 0 | 27053 | 27531 | 27073 | 27551 | 28134 | 28518 | 29177 | 29620 | 30181 | 30705
2001 | US | SERC | Delta | - | DCSIT | Interruptible Demand | 0 | 1321 | 1321 | 891 | 891 | 891 | 891 | 891 | 891 | 841 | 842
2001 | US | SERC | Delta | - | DCSLM | Direct Control Load Management | 0 | 30 | 30 | 30 | 30 | 30 | 30 | 30 | 30 | 30 | 30
2001 | US | SERC | Delta | - | DCSNC | Net Capacity Resources | 0 | 27776 | 28398 | 28473 | 28676 | 28938 | 29135 | 29227 | 29419 | 29691 | 30463
2001 | US | SERC | Delta | - | DCSNI | Projected Net Internal Demand | 0 | 25733 | 26223 | 26290 | 26768 | 27351 | 27735 | 28394 | 28837 | 29448 | 29971
2001 | US | SERC | Delta | - | DCSNO | Net Operable Capacity | 0 | 27042 | 27465 | 27471 | 27625 | 27900 | 28097 | 28189 | 28281 | 28373 | 28465
2001 | US | SERC | Delta | - | DCSPU | Purchases | 0 | 1917 | 1917 | 2017 | 2017 | 1734 | 1834 | 1834 | 1934 | 1934 | 1934
2001 | US | SERC | Delta | - | DCSSA | Sales | 0 | 1247 | 1048 | 1079 | 1030 | 760 | 860 | 860 | 860 | 680 | 0
2001 | US | SERC | Delta | - | DCSST | Standby Demand | 0 | 31 | 43 | 138 | 138 | 138 | 138 | 138 | 138 | 138 | 138
2001 | US | SERC | Delta | - | DCST | Total Internal Capacity | 0 | 27042 | 27465 | 27471 | 27625 | 27900 | 28097 | 28189 | 28281 | 28373 | 28465
2001 | US | SERC | Delta | - | DCSTA | Committed Resources | 0 | 21366 | 21488 | 21494 | 21516 | 21566 | 21566 | 21566 | 21566 | 21566 | 21566
2001 | US | SERC | Delta | - | DCSTB | Uncommitted Resources | 0 | 0 | 0 | 0 | 0 | 0 | 0 | 0 | 0 | 0 | 0
2001 | US | SERC | Delta | - | DCSTI | Projected Total Internal Demand | 0 | 27084 | 27574 | 27211 | 27689 | 28272 | 28656 | 29315 | 29758 | 30319 | 30843
2001 | US | SERC | Southeastern | - | CST | Total Capacity | 43796 | 45949 | 48897 | 51079 | 52402 | 56158 | 57511 | 59331 | 60891 | 62459 | 62300
2001 | US | SERC | Southeastern | - | DCSAJ | Adjustments | 0 | 0 | 0 | 0 | 0 | 0 | 0 | 0 | 0 | 0 | 0
2001 | US | SERC | Southeastern | - | DCSFP | Full-Responsibility Purchases (portion of total purchases) | 0 | 2464 | 2693 | 2839 | 3085 | 2762 | 2913 | 3033 | 3179 | 2979 | 3106
2001 | US | SERC | Southeastern | - | DCSFS | Full-Responsibility Sales (portion of total sales) | 0 | 1706 | 1938 | 1758 | 1706 | 1650 | 1547 | 1547 | 1547 | 1547 | 0
2001 | US | SERC | Southeastern | - | DCSIC | Inoperable capacity | 0 | 140 | 0 | 0 | 0 | 0 | 0 | 0 | 0 | 0 | 0
2001 | US | SERC | Southeastern | - | DCSIN | Internal Demand | 0 | 44737 | 46266 | 47716 | 49070 | 50419 | 51813 | 53181 | 54556 | 55979 | 57349
2001 | US | SERC | Southeastern | - | DCSIT | Interruptible Demand | 0 | 2021 | 2030 | 2020 | 2042 | 2053 | 2008 | 2014 | 2013 | 2006 | 1986
2001 | US | SERC | Southeastern | - | DCSLM | Direct Control Load Management | 0 | 100 | 100 | 100 | 100 | 100 | 100 | 100 | 100 | 100 | 100
2001 | US | SERC | Southeastern | - | DCSNC | Net Capacity Resources | 0 | 47928 | 50249 | 52139 | 54114 | 57461 | 59106 | 61050 | 62761 | 64060 | 65581
2001 | US | SERC | Southeastern | - | DCSNI | Projected Net Internal Demand | 0 | 42616 | 44136 | 45596 | 46928 | 48266 | 49705 | 51067 | 52443 | 53873 | 55263
2001 | US | SERC | Southeastern | - | DCSNO | Net Operable Capacity | 0 | 45809 | 48897 | 51079 | 52402 | 56158 | 57511 | 59331 | 60891 | 62459 | 62300
2001 | US | SERC | Southeastern | - | DCSPU | Purchases | 0 | 6721 | 5961 | 5489 | 6089 | 4986 | 4903 | 5027 | 5178 | 4909 | 5042
2001 | US | SERC | Southeastern | - | DCSSA | Sales | 0 | 4602 | 4609 | 4429 | 4377 | 3683 | 3308 | 3308 | 3308 | 3308 | 1761
2001 | US | SERC | Southeastern | - | DCSST | Standby Demand | 0 | 0 | 0 | 0 | 0 | 0 | 0 | 0 | 0 | 0 | 0
2001 | US | SERC | Southeastern | - | DCST | Total Internal Capacity | 0 | 45949 | 48897 | 51079 | 52402 | 56158 | 57511 | 59331 | 60891 | 62459 | 62300
2001 | US | SERC | Southeastern | - | DCSTA | Committed Resources | 0 | 1873 | 3879 | 3373 | 2797 | 2185 | 2773 | 1873 | 1873 | 1873 | 1873
2001 | US | SERC | Southeastern | - | DCSTB | Uncommitted Resources | 0 | 0 | 125 | 162 | 486 | 2911 | 561 | 1836 | 1586 | 2261 | 811
2001 | US | SERC | Southeastern | - | DCSTI | Projected Total Internal Demand | 0 | 44737 | 46266 | 47716 | 49070 | 50419 | 51813 | 53181 | 54556 | 55979 | 57349
2001 | US | SERC | VACAR | - | CST | Total Capacity | 55496 | 61083 | 63464 | 64902 | 65505 | 66619 | 69350 | 70422 | 70800 | 72367 | 73770
2001 | US | SERC | VACAR | - | DCSAJ | Adjustments | 0 | 0 | 0 | 0 | 0 | 0 | 0 | 0 | 0 | 0 | 0
2001 | US | SERC | VACAR | - | DCSFP | Full-Responsibility Purchases (portion of total purchases) | 0 | 160 | 47 | 48 | 25 | 25 | 25 | 25 | 25 | 25 | 25
2001 | US | SERC | VACAR | - | DCSFS | Full-Responsibility Sales (portion of total sales) | 0 | 0 | 0 | 0 | 0 | 0 | 0 | 0 | 0 | 0 | 0
2001 | US | SERC | VACAR | - | DCSIC | Inoperable capacity | 0 | 40 | 40 | 40 | 0 | 0 | 0 | 0 | 0 | 0 | 0
2001 | US | SERC | VACAR | - | DCSIN | Internal Demand | 0 | 58175 | 59551 | 60793 | 61444 | 62661 | 64190 | 65380 | 66660 | 67979 | 69263
2001 | US | SERC | VACAR | - | DCSIT | Interruptible Demand | 0 | 1731 | 1726 | 1729 | 1730 | 1732 | 1733 | 1734 | 1735 | 1736 | 1738
2001 | US | SERC | VACAR | - | DCSLM | Direct Control Load Management | 0 | 844 | 821 | 811 | 792 | 771 | 752 | 734 | 715 | 698 | 680
2001 | US | SERC | VACAR | - | DCSNC | Net Capacity Resources | 0 | 62407 | 64863 | 66465 | 67726 | 69385 | 71946 | 72992 | 73532 | 75119 | 76696
2001 | US | SERC | VACAR | - | DCSNI | Projected Net Internal Demand | 0 | 55600 | 57004 | 58253 | 58922 | 60158 | 61705 | 62912 | 64210 | 65545 | 66845
2001 | US | SERC | VACAR | - | DCSNO | Net Operable Capacity | 0 | 61043 | 63424 | 64862 | 65505 | 66619 | 69350 | 70422 | 70800 | 72367 | 73770
2001 | US | SERC | VACAR | - | DCSPU | Purchases | 0 | 2526 | 2612 | 2776 | 3394 | 3939 | 3769 | 3743 | 3905 | 3925 | 4099
2001 | US | SERC | VACAR | - | DCSSA | Sales | 0 | 1162 | 1173 | 1173 | 1173 | 1173 | 1173 | 1173 | 1173 | 1173 | 1173
2001 | US | SERC | VACAR | - | DCSST | Standby Demand | 0 | 0 | 0 | 0 | 0 | 0 | 0 | 0 | 0 | 0 | 0
2001 | US | SERC | VACAR | - | DCST | Total Internal Capacity | 0 | 61083 | 63464 | 64902 | 65505 | 66619 | 69350 | 70422 | 70800 | 72367 | 73770
2001 | US | SERC | VACAR | - | DCSTA | Committed Resources | 0 | 19891 | 19539 | 19326 | 18682 | 18194 | 18556 | 18416 | 17936 | 17850 | 16987
2001 | US | SERC | VACAR | - | DCSTB | Uncommitted Resources | 0 | 0 | 75 | 742 | 1735 | 2505 | 3935 | 4671 | 5253 | 6513 | 8599
2001 | US | SERC | VACAR | - | DCSTI | Projected Total Internal Demand | 0 | 58175 | 59551 | 60793 | 61444 | 62661 | 64190 | 65380 | 66660 | 67979 | 69263
2001 | US | SPP | - | - | CST | Total Capacity | 42545 | 44061 | 43978 | 44233 | 44201 | 43784 | 43842 | 43900 | 43234 | 42426 | 42325
2001 | US | SPP | - | - | DCSAJ | Adjustments | 0 | -110 | -110 | -110 | -110 | -110 | -110 | -110 | 0 | 0 | 0
2001 | US | SPP | - | - | DCSFP | Full-Responsibility Purchases (portion of total purchases) | 0 | 3629 | 3228 | 3225 | 3123 | 2993 | 3032 | 2989 | 2802 | 2816 | 2671
2001 | US | SPP | - | - | DCSFS | Full-Responsibility Sales (portion of total sales) | 0 | 2193 | 1944 | 1389 | 1377 | 1316 | 1217 | 1162 | 1123 | 1131 | 1138
2001 | US | SPP | - | - | DCSIC | Inoperable capacity | 0 | 107 | 107 | 107 | 188 | 208 | 208 | 199 | 179 | 159 | 159
2001 | US | SPP | - | - | DCSIN | Internal Demand | 0 | 40522 | 41099 | 41949 | 42885 | 43932 | 45067 | 46223 | 47207 | 48260 | 49306
2001 | US | SPP | - | - | DCSIT | Interruptible Demand | 0 | 1181 | 1332 | 1353 | 1359 | 1368 | 1376 | 1541 | 1549 | 1556 | 1565
2001 | US | SPP | - | - | DCSLM | Direct Control Load Management | 0 | 285 | 285 | 285 | 285 | 285 | 285 | 285 | 285 | 285 | 285
2001 | US | SPP | - | - | DCSNC | Net Capacity Resources | 0 | 46109 | 46098 | 47097 | 47407 | 47684 | 48844 | 50041 | 50075 | 51267 | 52433
2001 | US | SPP | - | - | DCSNI | Projected Net Internal Demand | 0 | 39056 | 39482 | 40311 | 41241 | 42279 | 43406 | 44397 | 45373 | 46419 | 47456
2001 | US | SPP | - | - | DCSNO | Net Operable Capacity | 0 | 43954 | 43871 | 44126 | 44013 | 43576 | 43634 | 43701 | 43055 | 42267 | 42166
2001 | US | SPP | - | - | DCSPU | Purchases | 0 | 7258 | 6950 | 7115 | 7382 | 8032 | 9010 | 10085 | 10496 | 12400 | 13387
2001 | US | SPP | - | - | DCSSA | Sales | 0 | 4993 | 4613 | 4034 | 3878 | 3814 | 3690 | 3635 | 3476 | 3400 | 3120
2001 | US | SPP | - | - | DCSST | Standby Demand | 0 | 0 | 0 | 0 | 0 | 0 | 0 | 0 | 0 | 0 | 0
2001 | US | SPP | - | - | DCST | Total Internal Capacity | 0 | 44061 | 43978 | 44233 | 44201 | 43784 | 43842 | 43900 | 43234 | 42426 | 42325
2001 | US | SPP | - | - | DCSTA | Committed Resources | 0 | 3077 | 3077 | 3077 | 3077 | 3127 | 3127 | 3127 | 3023 | 3023 | 3023
2001 | US | SPP | - | - | DCSTB | Uncommitted Resources | 0 | 0 | 0 | 360 | 391 | 423 | 752 | 754 | 1236 | 1238 | 1720
2001 | US | SPP | - | - | DCSTI | Projected Total Internal Demand | 0 | 40522 | 41099 | 41949 | 42885 | 43932 | 45067 | 46223 | 47207 | 48260 | 49306
2001 | US | WECC | - | - | CST | Total Capacity | 135861 | 142180 | 150682 | 160070 | 175313 | 188189 | 193950 | 194490 | 195170 | 195496 | 195561
2001 | US | WECC | - | - | DCSAJ | Adjustments | 0 | 0 | 0 | 0 | 0 | 0 | 0 | 0 | 0 | 0 | 0
2001 | US | WECC | - | - | DCSFP | Full-Responsibility Purchases (portion of total purchases) | 0 | 378 | 293 | 293 | 293 | 293 | 293 | 293 | 293 | 293 | 293
2001 | US | WECC | - | - | DCSFS | Full-Responsibility Sales (portion of total sales) | 0 | 814 | 803 | 679 | 1213 | 1213 | 1213 | 1213 | 1213 | 1213 | 1213
2001 | US | WECC | - | - | DCSIC | Inoperable capacity | 0 | 104 | 104 | 60 | 60 | 60 | 60 | 60 | 60 | 60 | 47
2001 | US | WECC | - | - | DCSIN | Internal Demand | 0 | 118887 | 121407 | 123946 | 126534 | 129199 | 131773 | 134329 | 136918 | 139575 | 142255
2001 | US | WECC | - | - | DCSIT | Interruptible Demand | 0 | 1564 | 880 | 883 | 886 | 888 | 891 | 893 | 894 | 896 | 898
2001 | US | WECC | - | - | DCSLM | Direct Control Load Management | 0 | 410 | 411 | 415 | 415 | 416 | 418 | 419 | 419 | 420 | 420
2001 | US | WECC | - | - | DCSNC | Net Capacity Resources | 0 | 141640 | 150068 | 159624 | 174333 | 187209 | 192970 | 193510 | 194190 | 194516 | 194594
2001 | US | WECC | - | - | DCSNI | Projected Net Internal Demand | 0 | 116913 | 120116 | 122648 | 125233 | 127895 | 130464 | 133017 | 135605 | 138259 | 140937
2001 | US | WECC | - | - | DCSNO | Net Operable Capacity | 0 | 142076 | 150578 | 160010 | 175253 | 188129 | 193890 | 194430 | 195110 | 195436 | 195514
2001 | US | WECC | - | - | DCSPU | Purchases | 0 | 378 | 293 | 293 | 293 | 293 | 293 | 293 | 293 | 293 | 293
2001 | US | WECC | - | - | DCSSA | Sales | 0 | 814 | 803 | 679 | 1213 | 1213 | 1213 | 1213 | 1213 | 1213 | 1213
2001 | US | WECC | - | - | DCSST | Standby Demand | 0 | 0 | 0 | 0 | 0 | 0 | 0 | 0 | 0 | 0 | 0
2001 | US | WECC | - | - | DCST | Total Internal Capacity | 0 | 142180 | 150682 | 160070 | 175313 | 188189 | 193950 | 194490 | 195170 | 195496 | 195561
2001 | US | WECC | - | - | DCSTA | Committed Resources | 0 | 0 | 0 | 0 | 0 | 0 | 0 | 0 | 0 | 0 | 0
2001 | US | WECC | - | - | DCSTB | Uncommitted Resources | 0 | 0 | 0 | 0 | 0 | 0 | 0 | 0 | 0 | 0 | 0
2001 | US | WECC | - | - | DCSTI | Projected Total Internal Demand | 0 | 118887 | 121407 | 123946 | 126534 | 129199 | 131773 | 134329 | 136918 | 139575 | 142255
2001 | US | WECC | AZN | - | CST | Total Capacity | 21426 | 23649 | 26199 | 29998 | 31214 | 32168 | 33193 | 33193 | 33693 | 33693 | 33693
2001 | US | WECC | AZN | - | DCSAJ | Adjustments | 0 | 3860 | 3860 | 3860 | 3860 | 3873 | 3873 | 3873 | 3873 | 3873 | 3873
2001 | US | WECC | AZN | - | DCSFP | Full-Responsibility Purchases (portion of total purchases) | 0 | 1153 | 889 | 825 | 791 | 727 | 693 | 740 | 740 | 740 | 740
2001 | US | WECC | AZN | - | DCSFS | Full-Responsibility Sales (portion of total sales) | 0 | 803 | 803 | 797 | 803 | 803 | 803 | 803 | 803 | 803 | 803
2001 | US | WECC | AZN | - | DCSIC | Inoperable capacity | 0 | 0 | 0 | 0 | 0 | 0 | 0 | 0 | 0 | 0 | 0
2001 | US | WECC | AZN | - | DCSIN | Internal Demand | 0 | 22918 | 23774 | 24572 | 25284 | 26122 | 26847 | 27598 | 28363 | 29144 | 29914
2001 | US | WECC | AZN | - | DCSIT | Interruptible Demand | 0 | 316 | 330 | 339 | 335 | 337 | 339 | 341 | 342 | 343 | 345
2001 | US | WECC | AZN | - | DCSLM | Direct Control Load Management | 0 | 10 | 11 | 15 | 15 | 16 | 18 | 19 | 19 | 20 | 20
2001 | US | WECC | AZN | - | DCSNC | Net Capacity Resources | 0 | 26684 | 26285 | 30026 | 31202 | 32092 | 33083 | 33130 | 33630 | 33630 | 33630
2001 | US | WECC | AZN | - | DCSNI | Projected Net Internal Demand | 0 | 22592 | 23433 | 24218 | 24934 | 25769 | 26490 | 27238 | 28002 | 28781 | 29549
2001 | US | WECC | AZN | - | DCSNO | Net Operable Capacity | 0 | 23649 | 26199 | 29998 | 31214 | 32168 | 33193 | 33193 | 33693 | 33693 | 33693
2001 | US | WECC | AZN | - | DCSPU | Purchases | 0 | 4606 | 1657 | 1593 | 1559 | 1495 | 1461 | 1508 | 1508 | 1508 | 1508
2001 | US | WECC | AZN | - | DCSSA | Sales | 0 | 5431 | 5431 | 5425 | 5431 | 5444 | 5444 | 5444 | 5444 | 5444 | 5444
2001 | US | WECC | AZN | - | DCSST | Standby Demand | 0 | 0 | 0 | 0 | 0 | 0 | 0 | 0 | 0 | 0 | 0
2001 | US | WECC | AZN | - | DCST | Total Internal Capacity | 0 | 23649 | 26199 | 29998 | 31214 | 32168 | 33193 | 33193 | 33693 | 33693 | 33693
2001 | US | WECC | AZN | - | DCSTA | Committed Resources | 0 | 0 | 0 | 0 | 0 | 0 | 0 | 0 | 0 | 0 | 0
2001 | US | WECC | AZN | - | DCSTB | Uncommitted Resources | 0 | 0 | 0 | 0 | 0 | 0 | 0 | 0 | 0 | 0 | 0
2001 | US | WECC | AZN | - | DCSTI | Projected Total Internal Demand | 0 | 22918 | 23774 | 24572 | 25284 | 26122 | 26847 | 27598 | 28363 | 29144 | 29914
2001 | US | WECC | CNV | - | CST | Total Capacity | 53314 | 56391 | 61046 | 63491 | 73304 | 84286 | 88802 | 88802 | 88802 | 88858 | 88858
2001 | US | WECC | CNV | - | DCSAJ | Adjustments | 0 | -3792 | -3792 | -3792 | -3792 | -3805 | -3805 | -3805 | -3805 | -3805 | -3805
2001 | US | WECC | CNV | - | DCSFP | Full-Responsibility Purchases (portion of total purchases) | 0 | 2348 | 2348 | 2347 | 2239 | 2139 | 1543 | 1346 | 1314 | 1245 | 1151
2001 | US | WECC | CNV | - | DCSFS | Full-Responsibility Sales (portion of total sales) | 0 | 262 | 162 | 152 | 152 | 21 | 21 | 21 | 21 | 21 | 21
2001 | US | WECC | CNV | - | DCSIC | Inoperable capacity | 0 | 18 | 18 | 18 | 18 | 18 | 18 | 18 | 18 | 18 | 18
2001 | US | WECC | CNV | - | DCSIN | Internal Demand | 0 | 53895 | 54880 | 55890 | 56948 | 58031 | 59119 | 60203 | 61256 | 62323 | 63448
2001 | US | WECC | CNV | - | DCSIT | Interruptible Demand | 0 | 596 | 0 | 0 | 0 | 0 | 0 | 0 | 0 | 0 | 0
2001 | US | WECC | CNV | - | DCSLM | Direct Control Load Management | 0 | 400 | 400 | 400 | 400 | 400 | 400 | 400 | 400 | 400 | 400
2001 | US | WECC | CNV | - | DCSNC | Net Capacity Resources | 0 | 58699 | 63207 | 65666 | 75375 | 86393 | 90317 | 90124 | 90097 | 90088 | 89999
2001 | US | WECC | CNV | - | DCSNI | Projected Net Internal Demand | 0 | 52899 | 54480 | 55490 | 56548 | 57631 | 58719 | 59803 | 60856 | 61923 | 63048
2001 | US | WECC | CNV | - | DCSNO | Net Operable Capacity | 0 | 56373 | 61028 | 63473 | 73286 | 84268 | 88784 | 88784 | 88784 | 88840 | 88840
2001 | US | WECC | CNV | - | DCSPU | Purchases | 0 | 7170 | 6930 | 6929 | 6823 | 6741 | 6149 | 5956 | 5929 | 5864 | 5775
2001 | US | WECC | CNV | - | DCSSA | Sales | 0 | 1052 | 959 | 944 | 942 | 811 | 811 | 811 | 811 | 811 | 811
2001 | US | WECC | CNV | - | DCSST | Standby Demand | 0 | 0 | 0 | 0 | 0 | 0 | 0 | 0 | 0 | 0 | 0
2001 | US | WECC | CNV | - | DCST | Total Internal Capacity | 0 | 56391 | 61046 | 63491 | 73304 | 84286 | 88802 | 88802 | 88802 | 88858 | 88858
2001 | US | WECC | CNV | - | DCSTA | Committed Resources | 0 | 0 | 0 | 0 | 0 | 0 | 0 | 0 | 0 | 0 | 0
2001 | US | WECC | CNV | - | DCSTB | Uncommitted Resources | 0 | 0 | 0 | 0 | 0 | 0 | 0 | 0 | 0 | 0 | 0
2001 | US | WECC | CNV | - | DCSTI | Projected Total Internal Demand | 0 | 53895 | 54880 | 55890 | 56948 | 58031 | 59119 | 60203 | 61256 | 62323 | 63448
2001 | US | WECC | NWPP | - | CST | Total Capacity | 52397 | 53256 | 54340 | 56235 | 60105 | 60910 | 60910 | 60910 | 60910 | 60910 | 60885
2001 | US | WECC | NWPP | - | DCSAJ | Adjustments | 0 | -660 | -660 | -660 | -660 | -660 | -660 | -660 | -660 | -660 | -660
2001 | US | WECC | NWPP | - | DCSFP | Full-Responsibility Purchases (portion of total purchases) | 0 | 559 | 559 | 559 | 559 | 559 | 559 | 559 | 559 | 559 | 559
2001 | US | WECC | NWPP | - | DCSFS | Full-Responsibility Sales (portion of total sales) | 0 | 4374 | 4230 | 4185 | 4435 | 4381 | 3750 | 3555 | 3527 | 3459 | 3344
2001 | US | WECC | NWPP | - | DCSIC | Inoperable capacity | 0 | 29 | 29 | 29 | 29 | 29 | 29 | 29 | 29 | 29 | 29
2001 | US | WECC | NWPP | - | DCSIN | Internal Demand | 0 | 34680 | 35143 | 35684 | 36234 | 36792 | 37359 | 37935 | 38520 | 39114 | 39717
2001 | US | WECC | NWPP | - | DCSIT | Interruptible Demand | 0 | 548 | 478 | 478 | 478 | 478 | 478 | 478 | 478 | 478 | 478
2001 | US | WECC | NWPP | - | DCSLM | Direct Control Load Management | 0 | 0 | 0 | 0 | 0 | 0 | 0 | 0 | 0 | 0 | 0
2001 | US | WECC | NWPP | - | DCSNC | Net Capacity Resources | 0 | 48837 | 50140 | 51830 | 55650 | 56609 | 57240 | 57485 | 57813 | 57981 | 58071
2001 | US | WECC | NWPP | - | DCSNI | Projected Net Internal Demand | 0 | 34132 | 34665 | 35206 | 35756 | 36314 | 36881 | 37457 | 38042 | 38636 | 39239
2001 | US | WECC | NWPP | - | DCSNO | Net Operable Capacity | 0 | 53227 | 54311 | 56206 | 60076 | 60881 | 60881 | 60881 | 60881 | 60881 | 60856
2001 | US | WECC | NWPP | - | DCSPU | Purchases | 0 | 1697 | 1697 | 1697 | 1697 | 1697 | 1697 | 1697 | 1697 | 1697 | 1697
2001 | US | WECC | NWPP | - | DCSSA | Sales | 0 | 5427 | 5208 | 5413 | 5463 | 5309 | 4678 | 4433 | 4105 | 3937 | 3822
2001 | US | WECC | NWPP | - | DCSST | Standby Demand | 0 | 0 | 0 | 0 | 0 | 0 | 0 | 0 | 0 | 0 | 0
2001 | US | WECC | NWPP | - | DCST | Total Internal Capacity | 0 | 53256 | 54340 | 56235 | 60105 | 60910 | 60910 | 60910 | 60910 | 60910 | 60885
2001 | US | WECC | NWPP | - | DCSTA | Committed Resources | 0 | 0 | 0 | 0 | 0 | 0 | 0 | 0 | 0 | 0 | 0
2001 | US | WECC | NWPP | - | DCSTB | Uncommitted Resources | 0 | 0 | 0 | 0 | 0 | 0 | 0 | 0 | 0 | 0 | 0
2001 | US | WECC | NWPP | - | DCSTI | Projected Total Internal Demand | 0 | 34680 | 35143 | 35684 | 36234 | 36792 | 37359 | 37935 | 38520 | 39114 | 39717
2001 | US | WECC | RMPA | - | CST | Total Capacity | 8932 | 9088 | 9301 | 10554 | 10894 | 11029 | 11249 | 11789 | 11969 | 12239 | 12329
2001 | US | WECC | RMPA | - | DCSAJ | Adjustments | 0 | 592 | 592 | 592 | 592 | 592 | 592 | 592 | 592 | 592 | 592
2001 | US | WECC | RMPA | - | DCSFP | Full-Responsibility Purchases (portion of total purchases) | 0 | 933 | 933 | 933 | 928 | 928 | 928 | 878 | 878 | 878 | 878
2001 | US | WECC | RMPA | - | DCSFS | Full-Responsibility Sales (portion of total sales) | 0 | 90 | 90 | 90 | 90 | 90 | 90 | 90 | 90 | 90 | 90
2001 | US | WECC | RMPA | - | DCSIC | Inoperable capacity | 0 | 57 | 57 | 13 | 13 | 13 | 13 | 13 | 13 | 13 | 0
2001 | US | WECC | RMPA | - | DCSIN | Internal Demand | 0 | 8516 | 8781 | 9057 | 9274 | 9478 | 9690 | 9854 | 10059 | 10293 | 10494
2001 | US | WECC | RMPA | - | DCSIT | Interruptible Demand | 0 | 118 | 118 | 119 | 119 | 119 | 120 | 120 | 120 | 121 | 121
2001 | US | WECC | RMPA | - | DCSLM | Direct Control Load Management | 0 | 0 | 0 | 0 | 0 | 0 | 0 | 0 | 0 | 0 | 0
2001 | US | WECC | RMPA | - | DCSNC | Net Capacity Resources | 0 | 10331 | 10573 | 12029 | 12223 | 12369 | 12621 | 13141 | 13351 | 13652 | 13786
2001 | US | WECC | RMPA | - | DCSNI | Projected Net Internal Demand | 0 | 8398 | 8663 | 8938 | 9155 | 9359 | 9570 | 9734 | 9939 | 10172 | 10373
2001 | US | WECC | RMPA | - | DCSNO | Net Operable Capacity | 0 | 9031 | 9244 | 10541 | 10881 | 11016 | 11236 | 11776 | 11956 | 12226 | 12329
2001 | US | WECC | RMPA | - | DCSPU | Purchases | 0 | 1498 | 1527 | 1686 | 1540 | 1551 | 1583 | 1563 | 1593 | 1624 | 1655
2001 | US | WECC | RMPA | - | DCSSA | Sales | 0 | 790 | 790 | 790 | 790 | 790 | 790 | 790 | 790 | 790 | 790
2001 | US | WECC | RMPA | - | DCSST | Standby Demand | 0 | 0 | 0 | 0 | 0 | 0 | 0 | 0 | 0 | 0 | 0
2001 | US | WECC | RMPA | - | DCST | Total Internal Capacity | 0 | 9088 | 9301 | 10554 | 10894 | 11029 | 11249 | 11789 | 11969 | 12239 | 12329
2001 | US | WECC | RMPA | - | DCSTA | Committed Resources | 0 | 0 | 0 | 0 | 0 | 0 | 0 | 0 | 0 | 0 | 0
2001 | US | WECC | RMPA | - | DCSTB | Uncommitted Resources | 0 | 0 | 0 | 0 | 0 | 0 | 0 | 0 | 0 | 0 | 0
2001 | US | WECC | RMPA | - | DCSTI | Projected Total Internal Demand | 0 | 8516 | 8781 | 9057 | 9274 | 9478 | 9690 | 9854 | 10059 | 10293 | 10494
2002 | CA | MRO | - | - | CST | Total Capacity | 8315 | 8699 | 8924 | 8924 | 8924 | 8924 | 8924 | 8924 | 8924 | 8900 | 8900
2002 | CA | MRO | - | - | DCSAJ | Adjustments | 0 | 0 | 0 | 0 | 0 | 0 | 0 | 0 | 0 | 0 | 0
2002 | CA | MRO | - | - | DCSDGG | Distributed Generator Capacity >= 1 MW | 0 | 0 | 0 | 0 | 0 | 0 | 0 | 0 | 0 | 0 | 0
2002 | CA | MRO | - | - | DCSDGL | Distributed Generator Capacity < 1 MW | 0 | 0 | 0 | 0 | 0 | 0 | 0 | 0 | 0 | 0 | 0
2002 | CA | MRO | - | - | DCSFP | Full-Responsibility Purchases (portion of total purchases) | 0 | 0 | 0 | 0 | 0 | 0 | 0 | 0 | 0 | 0 | 0
2002 | CA | MRO | - | - | DCSFS | Full-Responsibility Sales (portion of total sales) | 1038 | 750 | 750 | 500 | 500 | 500 | 500 | 500 | 500 | 500 | 500
2002 | CA | MRO | - | - | DCSIC | Inoperable capacity | 199 | 241 | 241 | 156 | 316 | 241 | 156 | 231 | 156 | 156 | 231
2002 | CA | MRO | - | - | DCSIN | Internal Demand | 5368 | 5478 | 5597 | 5683 | 5736 | 5832 | 5896 | 5957 | 6023 | 6096 | 6164
2002 | CA | MRO | - | - | DCSIT | Interruptible Demand | 195 | 195 | 195 | 268 | 269 | 270 | 271 | 272 | 273 | 274 | 275
2002 | CA | MRO | - | - | DCSLM | Direct Control Load Management | 0 | 0 | 0 | 0 | 0 | 0 | 0 | 0 | 0 | 0 | 0
2002 | CA | MRO | - | - | DCSNC | Net Capacity Resources | 6218 | 6948 | 7173 | 7508 | 7898 | 7973 | 8058 | 8083 | 8188 | 8214 | 8139
2002 | CA | MRO | - | - | DCSNI | Projected Net Internal Demand | 5173 | 5283 | 5402 | 5415 | 5467 | 5562 | 5625 | 5685 | 5750 | 5822 | 5889
2002 | CA | MRO | - | - | DCSNO | Net Operable Capacity | 8116 | 8458 | 8683 | 8768 | 8608 | 8683 | 8768 | 8693 | 8768 | 8744 | 8669
2002 | CA | MRO | - | - | DCSOTG | Other Generator Capacity >= 1 MW | 8315 | 8699 | 8918 | 8924 | 8924 | 8924 | 8924 | 8924 | 8924 | 8900 | 8900
2002 | CA | MRO | - | - | DCSOTL | Other Capacity < 1 MW | 0 | 0 | 0 | 0 | 0 | 0 | 0 | 0 | 0 | 0 | 0
2002 | CA | MRO | - | - | DCSPU | Purchases | 0 | 0 | 0 | 0 | 0 | 0 | 0 | 0 | 0 | 0 | 0
2002 | CA | MRO | - | - | DCSSA | Sales | 1898 | 1510 | 1510 | 1260 | 710 | 710 | 710 | 610 | 580 | 530 | 530
2002 | CA | MRO | - | - | DCSST | Standby Demand | 0 | 0 | 0 | 0 | 0 | 0 | 0 | 0 | 0 | 0 | 0
2002 | CA | MRO | - | - | DCST | Total Internal Capacity | 8315 | 8699 | 8924 | 8924 | 8924 | 8924 | 8924 | 8924 | 8924 | 8900 | 8900
2002 | CA | MRO | - | - | DCSTA | Committed Resources | 8315 | 8699 | 8918 | 8924 | 8924 | 8924 | 8924 | 8924 | 8924 | 8900 | 8900
2002 | CA | MRO | - | - | DCSTB | Uncommitted Resources | 0 | 0 | 6 | 0 | 0 | 0 | 0 | 0 | 0 | 0 | 0
2002 | CA | MRO | - | - | DCSTI | Projected Total Internal Demand | 5368 | 5478 | 5597 | 5683 | 5736 | 5832 | 5896 | 5957 | 6023 | 6096 | 6164
2002 | CA | NPCC | - | - | CST | Total Capacity | 71004 | 71016 | 72508 | 72639 | 73153 | 73375 | 73362 | 73759 | 74434 | 74434 | 74434
2002 | CA | NPCC | - | - | DCSAJ | Adjustments | 0 | 0 | 0 | 0 | 0 | 0 | 0 | 0 | 0 | 0 | 0
2002 | CA | NPCC | - | - | DCSDGG | Distributed Generator Capacity >= 1 MW | 0 | 0 | 0 | 0 | 0 | 0 | 0 | 0 | 0 | 0 | 0
2002 | CA | NPCC | - | - | DCSDGL | Distributed Generator Capacity < 1 MW | 0 | 0 | 0 | 0 | 0 | 0 | 0 | 0 | 0 | 0 | 0
2002 | CA | NPCC | - | - | DCSFP | Full-Responsibility Purchases (portion of total purchases) | 4512 | 4440 | 4440 | 4440 | 4360 | 4360 | 4360 | 4360 | 4360 | 4360 | 4360
2002 | CA | NPCC | - | - | DCSFS | Full-Responsibility Sales (portion of total sales) | 1450 | 2855 | 710 | 650 | 650 | 650 | 650 | 650 | 650 | 650 | 650
2002 | CA | NPCC | - | - | DCSIC | Inoperable capacity | 7115 | 7070 | 4560 | 3530 | 4678 | 4350 | 4350 | 4350 | 5090 | 5090 | 5090
2002 | CA | NPCC | - | - | DCSIN | Internal Demand | 48825 | 47401 | 48478 | 49151 | 49771 | 50161 | 50804 | 51361 | 51906 | 52422 | 53044
2002 | CA | NPCC | - | - | DCSIT | Interruptible Demand | 804 | 869 | 888 | 893 | 897 | 902 | 906 | 922 | 927 | 932 | 936
2002 | CA | NPCC | - | - | DCSLM | Direct Control Load Management | 0 | 0 | 0 | 0 | 0 | 0 | 0 | 0 | 0 | 0 | 0
2002 | CA | NPCC | - | - | DCSNC | Net Capacity Resources | 67079 | 65468 | 71615 | 72636 | 71922 | 72472 | 72459 | 72856 | 72791 | 72791 | 72791
2002 | CA | NPCC | - | - | DCSNI | Projected Net Internal Demand | 48021 | 46532 | 47590 | 48258 | 48874 | 49259 | 49898 | 50439 | 50979 | 51490 | 52108
2002 | CA | NPCC | - | - | DCSNO | Net Operable Capacity | 63889 | 63946 | 67948 | 69109 | 68475 | 69025 | 69012 | 69409 | 69344 | 69344 | 69344
2002 | CA | NPCC | - | - | DCSOTG | Other Generator Capacity >= 1 MW | 4087 | 4037 | 4037 | 4037 | 3960 | 3325 | 3325 | 3850 | 3850 | 3850 | 3850
2002 | CA | NPCC | - | - | DCSOTL | Other Capacity < 1 MW | 4 | 4 | 4 | 4 | 4 | 4 | 4 | 4 | 4 | 4 | 4
2002 | CA | NPCC | - | - | DCSPU | Purchases | 4712 | 4640 | 4640 | 4440 | 4360 | 4360 | 4360 | 4360 | 4360 | 4360 | 4360
2002 | CA | NPCC | - | - | DCSSA | Sales | 1522 | 3118 | 973 | 913 | 913 | 913 | 913 | 913 | 913 | 913 | 913
2002 | CA | NPCC | - | - | DCSST | Standby Demand | 0 | 0 | 0 | 0 | 0 | 0 | 0 | 0 | 0 | 0 | 0
2002 | CA | NPCC | - | - | DCST | Total Internal Capacity | 71004 | 71016 | 72508 | 72639 | 73153 | 73375 | 73362 | 73759 | 74434 | 74434 | 74434
2002 | CA | NPCC | - | - | DCSTA | Committed Resources | 71004 | 71016 | 72508 | 72639 | 73077 | 72499 | 72486 | 72883 | 73558 | 73558 | 73558
2002 | CA | NPCC | - | - | DCSTB | Uncommitted Resources | 0 | 0 | 0 | 0 | 76 | 876 | 876 | 876 | 876 | 876 | 876
2002 | CA | NPCC | - | - | DCSTI | Projected Total Internal Demand | 48825 | 47401 | 48478 | 49151 | 49771 | 50161 | 50804 | 51361 | 51906 | 52422 | 53044
2002 | CA | NPCC | Maritimes | Maritimes | CST | Total Capacity | 6318 | 6312 | 6312 | 6312 | 6275 | 5640 | 5640 | 6165 | 6165 | 6165 | 6165
2002 | CA | NPCC | Maritimes | Maritimes | DCSAJ | Adjustments | 0 | 0 | 0 | 0 | 0 | 0 | 0 | 0 | 0 | 0 | 0
2002 | CA | NPCC | Maritimes | Maritimes | DCSDGG | Distributed Generator Capacity >= 1 MW | 0 | 0 | 0 | 0 | 0 | 0 | 0 | 0 | 0 | 0 | 0
2002 | CA | NPCC | Maritimes | Maritimes | DCSDGL | Distributed Generator Capacity < 1 MW | 0 | 0 | 0 | 0 | 0 | 0 | 0 | 0 | 0 | 0 | 0
2002 | CA | NPCC | Maritimes | Maritimes | DCSFP | Full-Responsibility Purchases (portion of total purchases) | 155 | 155 | 155 | 155 | 75 | 75 | 75 | 75 | 75 | 75 | 75
2002 | CA | NPCC | Maritimes | Maritimes | DCSFS | Full-Responsibility Sales (portion of total sales) | 1080 | 603 | 340 | 280 | 280 | 280 | 280 | 280 | 280 | 280 | 280
2002 | CA | NPCC | Maritimes | Maritimes | DCSIC | Inoperable capacity | 45 | 0 | 0 | 0 | 0 | 0 | 0 | 0 | 0 | 0 | 0
2002 | CA | NPCC | Maritimes | Maritimes | DCSIN | Internal Demand | 3383 | 3410 | 3474 | 3517 | 3559 | 3440 | 3481 | 3489 | 3533 | 3582 | 3648
2002 | CA | NPCC | Maritimes | Maritimes | DCSIT | Interruptible Demand | 504 | 569 | 588 | 593 | 597 | 602 | 606 | 622 | 627 | 632 | 636
2002 | CA | NPCC | Maritimes | Maritimes | DCSLM | Direct Control Load Management | 0 | 0 | 0 | 0 | 0 | 0 | 0 | 0 | 0 | 0 | 0
2002 | CA | NPCC | Maritimes | Maritimes | DCSNC | Net Capacity Resources | 5276 | 5601 | 5864 | 5924 | 5807 | 5172 | 5172 | 5697 | 5697 | 5697 | 5697
2002 | CA | NPCC | Maritimes | Maritimes | DCSNI | Projected Net Internal Demand | 2879 | 2841 | 2886 | 2924 | 2962 | 2838 | 2875 | 2867 | 2906 | 2950 | 3012
2002 | CA | NPCC | Maritimes | Maritimes | DCSNO | Net Operable Capacity | 6273 | 6312 | 6312 | 6312 | 6275 | 5640 | 5640 | 6165 | 6165 | 6165 | 6165
2002 | CA | NPCC | Maritimes | Maritimes | DCSOTG | Other Generator Capacity >= 1 MW | 4087 | 4037 | 4037 | 4037 | 3960 | 3325 | 3325 | 3850 | 3850 | 3850 | 3850
2002 | CA | NPCC | Maritimes | Maritimes | DCSOTL | Other Capacity < 1 MW | 4 | 4 | 4 | 4 | 4 | 4 | 4 | 4 | 4 | 4 | 4
2002 | CA | NPCC | Maritimes | Maritimes | DCSPU | Purchases | 155 | 155 | 155 | 155 | 75 | 75 | 75 | 75 | 75 | 75 | 75
2002 | CA | NPCC | Maritimes | Maritimes | DCSSA | Sales | 1152 | 866 | 603 | 543 | 543 | 543 | 543 | 543 | 543 | 543 | 543
2002 | CA | NPCC | Maritimes | Maritimes | DCSST | Standby Demand | 0 | 0 | 0 | 0 | 0 | 0 | 0 | 0 | 0 | 0 | 0
2002 | CA | NPCC | Maritimes | Maritimes | DCST | Total Internal Capacity | 6318 | 6312 | 6312 | 6312 | 6275 | 5640 | 5640 | 6165 | 6165 | 6165 | 6165
2002 | CA | NPCC | Maritimes | Maritimes | DCSTA | Committed Resources | 6318 | 6312 | 6312 | 6312 | 6235 | 5600 | 5600 | 6125 | 6125 | 6125 | 6125
2002 | CA | NPCC | Maritimes | Maritimes | DCSTB | Uncommitted Resources | 0 | 0 | 0 | 0 | 40 | 40 | 40 | 40 | 40 | 40 | 40
2002 | CA | NPCC | Maritimes | Maritimes | DCSTI | Projected Total Internal Demand | 3383 | 3410 | 3474 | 3517 | 3559 | 3440 | 3481 | 3489 | 3533 | 3582 | 3648
2002 | CA | NPCC | Ontario | Ontario | CST | Total Capacity | 33676 | 33701 | 34266 | 34266 | 34266 | 34266 | 34266 | 34266 | 34266 | 34266 | 34266
2002 | CA | NPCC | Ontario | Ontario | DCSAJ | Adjustments | 0 | 0 | 0 | 0 | 0 | 0 | 0 | 0 | 0 | 0 | 0
2002 | CA | NPCC | Ontario | Ontario | DCSDGG | Distributed Generator Capacity >= 1 MW | 0 | 0 | 0 | 0 | 0 | 0 | 0 | 0 | 0 | 0 | 0
2002 | CA | NPCC | Ontario | Ontario | DCSDGL | Distributed Generator Capacity < 1 MW | 0 | 0 | 0 | 0 | 0 | 0 | 0 | 0 | 0 | 0 | 0
2002 | CA | NPCC | Ontario | Ontario | DCSFP | Full-Responsibility Purchases (portion of total purchases) | 0 | 0 | 0 | 0 | 0 | 0 | 0 | 0 | 0 | 0 | 0
2002 | CA | NPCC | Ontario | Ontario | DCSFS | Full-Responsibility Sales (portion of total sales) | 0 | 0 | 0 | 0 | 0 | 0 | 0 | 0 | 0 | 0 | 0
2002 | CA | NPCC | Ontario | Ontario | DCSIC | Inoperable capacity | 7070 | 7070 | 4560 | 3530 | 4678 | 4350 | 4350 | 4350 | 5090 | 5090 | 5090
2002 | CA | NPCC | Ontario | Ontario | DCSIN | Internal Demand | 25269 | 23035 | 23404 | 23711 | 23959 | 24230 | 24503 | 24787 | 25087 | 25342 | 25623
2002 | CA | NPCC | Ontario | Ontario | DCSIT | Interruptible Demand | 300 | 300 | 300 | 300 | 300 | 300 | 300 | 300 | 300 | 300 | 300
2002 | CA | NPCC | Ontario | Ontario | DCSLM | Direct Control Load Management | 0 | 0 | 0 | 0 | 0 | 0 | 0 | 0 | 0 | 0 | 0
2002 | CA | NPCC | Ontario | Ontario | DCSNC | Net Capacity Resources | 26806 | 26831 | 29906 | 30736 | 29588 | 29916 | 29916 | 29916 | 29176 | 29176 | 29176
2002 | CA | NPCC | Ontario | Ontario | DCSNI | Projected Net Internal Demand | 24969 | 22735 | 23104 | 23411 | 23659 | 23930 | 24203 | 24487 | 24787 | 25042 | 25323
2002 | CA | NPCC | Ontario | Ontario | DCSNO | Net Operable Capacity | 26606 | 26631 | 29706 | 30736 | 29588 | 29916 | 29916 | 29916 | 29176 | 29176 | 29176
2002 | CA | NPCC | Ontario | Ontario | DCSOTG | Other Generator Capacity >= 1 MW | 0 | 0 | 0 | 0 | 0 | 0 | 0 | 0 | 0 | 0 | 0
2002 | CA | NPCC | Ontario | Ontario | DCSOTL | Other Capacity < 1 MW | 0 | 0 | 0 | 0 | 0 | 0 | 0 | 0 | 0 | 0 | 0
2002 | CA | NPCC | Ontario | Ontario | DCSPU | Purchases | 200 | 200 | 200 | 0 | 0 | 0 | 0 | 0 | 0 | 0 | 0
2002 | CA | NPCC | Ontario | Ontario | DCSSA | Sales | 0 | 0 | 0 | 0 | 0 | 0 | 0 | 0 | 0 | 0 | 0
2002 | CA | NPCC | Ontario | Ontario | DCSST | Standby Demand | 0 | 0 | 0 | 0 | 0 | 0 | 0 | 0 | 0 | 0 | 0
2002 | CA | NPCC | Ontario | Ontario | DCST | Total Internal Capacity | 33676 | 33701 | 34266 | 34266 | 34266 | 34266 | 34266 | 34266 | 34266 | 34266 | 34266
2002 | CA | NPCC | Ontario | Ontario | DCSTA | Committed Resources | 33676 | 33701 | 34266 | 34266 | 34266 | 34266 | 34266 | 34266 | 34266 | 34266 | 34266
2002 | CA | NPCC | Ontario | Ontario | DCSTB | Uncommitted Resources | 0 | 0 | 0 | 0 | 0 | 0 | 0 | 0 | 0 | 0 | 0
2002 | CA | NPCC | Ontario | Ontario | DCSTI | Projected Total Internal Demand | 25269 | 23035 | 23404 | 23711 | 23959 | 24230 | 24503 | 24787 | 25087 | 25342 | 25623
2002 | CA | NPCC | Quebec | Quebec | CST | Total Capacity | 31010 | 31003 | 31930 | 32061 | 32612 | 33469 | 33456 | 33328 | 34003 | 34003 | 34003
2002 | CA | NPCC | Quebec | Quebec | DCSAJ | Adjustments | 0 | 0 | 0 | 0 | 0 | 0 | 0 | 0 | 0 | 0 | 0
2002 | CA | NPCC | Quebec | Quebec | DCSDGG | Distributed Generator Capacity >= 1 MW | 0 | 0 | 0 | 0 | 0 | 0 | 0 | 0 | 0 | 0 | 0
2002 | CA | NPCC | Quebec | Quebec | DCSDGL | Distributed Generator Capacity < 1 MW | 0 | 0 | 0 | 0 | 0 | 0 | 0 | 0 | 0 | 0 | 0
2002 | CA | NPCC | Quebec | Quebec | DCSFP | Full-Responsibility Purchases (portion of total purchases) | 4357 | 4285 | 4285 | 4285 | 4285 | 4285 | 4285 | 4285 | 4285 | 4285 | 4285
2002 | CA | NPCC | Quebec | Quebec | DCSFS | Full-Responsibility Sales (portion of total sales) | 370 | 2252 | 370 | 370 | 370 | 370 | 370 | 370 | 370 | 370 | 370
2002 | CA | NPCC | Quebec | Quebec | DCSIC | Inoperable capacity | 0 | 0 | 0 | 0 | 0 | 0 | 0 | 0 | 0 | 0 | 0
2002 | CA | NPCC | Quebec | Quebec | DCSIN | Internal Demand | 20173 | 20956 | 21600 | 21923 | 22253 | 22491 | 22820 | 23085 | 23286 | 23498 | 23773
2002 | CA | NPCC | Quebec | Quebec | DCSIT | Interruptible Demand | 0 | 0 | 0 | 0 | 0 | 0 | 0 | 0 | 0 | 0 | 0
2002 | CA | NPCC | Quebec | Quebec | DCSLM | Direct Control Load Management | 0 | 0 | 0 | 0 | 0 | 0 | 0 | 0 | 0 | 0 | 0
2002 | CA | NPCC | Quebec | Quebec | DCSNC | Net Capacity Resources | 34997 | 33036 | 35845 | 35976 | 36527 | 37384 | 37371 | 37243 | 37918 | 37918 | 37918
2002 | CA | NPCC | Quebec | Quebec | DCSNI | Projected Net Internal Demand | 20173 | 20956 | 21600 | 21923 | 22253 | 22491 | 22820 | 23085 | 23286 | 23498 | 23773
2002 | CA | NPCC | Quebec | Quebec | DCSNO | Net Operable Capacity | 31010 | 31003 | 31930 | 32061 | 32612 | 33469 | 33456 | 33328 | 34003 | 34003 | 34003
2002 | CA | NPCC | Quebec | Quebec | DCSOTG | Other Generator Capacity >= 1 MW | 0 | 0 | 0 | 0 | 0 | 0 | 0 | 0 | 0 | 0 | 0
2002 | CA | NPCC | Quebec | Quebec | DCSOTL | Other Capacity < 1 MW | 0 | 0 | 0 | 0 | 0 | 0 | 0 | 0 | 0 | 0 | 0
2002 | CA | NPCC | Quebec | Quebec | DCSPU | Purchases | 4357 | 4285 | 4285 | 4285 | 4285 | 4285 | 4285 | 4285 | 4285 | 4285 | 4285
2002 | CA | NPCC | Quebec | Quebec | DCSSA | Sales | 370 | 2252 | 370 | 370 | 370 | 370 | 370 | 370 | 370 | 370 | 370
2002 | CA | NPCC | Quebec | Quebec | DCSST | Standby Demand | 0 | 0 | 0 | 0 | 0 | 0 | 0 | 0 | 0 | 0 | 0
2002 | CA | NPCC | Quebec | Quebec | DCST | Total Internal Capacity | 31010 | 31003 | 31930 | 32061 | 32612 | 33469 | 33456 | 33328 | 34003 | 34003 | 34003
2002 | CA | NPCC | Quebec | Quebec | DCSTA | Committed Resources | 31010 | 31003 | 31930 | 32061 | 32576 | 32633 | 32620 | 32492 | 33167 | 33167 | 33167
2002 | CA | NPCC | Quebec | Quebec | DCSTB | Uncommitted Resources | 0 | 0 | 0 | 0 | 36 | 836 | 836 | 836 | 836 | 836 | 836
2002 | CA | NPCC | Quebec | Quebec | DCSTI | Projected Total Internal Demand | 20173 | 20956 | 21600 | 21923 | 22253 | 22491 | 22820 | 23085 | 23286 | 23498 | 23773
2002 | CA | WECC | - | - | CST | Total Capacity | 21150 | 22779 | 24115 | 24999 | 26632 | 27406 | 27406 | 28046 | 28046 | 28046 | 28546
2002 | CA | WECC | - | - | DCSAJ | Adjustments | 0 | 0 | 0 | 0 | 0 | 0 | 0 | 0 | 0 | 0 | 0
2002 | CA | WECC | - | - | DCSDGG | Distributed Generator Capacity >= 1 MW | 0 | 0 | 0 | 0 | 0 | 0 | 0 | 0 | 0 | 0 | 0
2002 | CA | WECC | - | - | DCSDGL | Distributed Generator Capacity < 1 MW | 0 | 0 | 0 | 0 | 0 | 0 | 0 | 0 | 0 | 0 | 0
2002 | CA | WECC | - | - | DCSFP | Full-Responsibility Purchases (portion of total purchases) | 1408 | 0 | 0 | 0 | 0 | 0 | 0 | 0 | 0 | 0 | 0
2002 | CA | WECC | - | - | DCSFS | Full-Responsibility Sales (portion of total sales) | 0 | 152 | 152 | 152 | 152 | 152 | 152 | 152 | 152 | 152 | 152
2002 | CA | WECC | - | - | DCSIC | Inoperable capacity | 2972 | 1498 | 1486 | 1388 | 1391 | 1391 | 1374 | 1374 | 1374 | 1374 | 827
2002 | CA | WECC | - | - | DCSIN | Internal Demand | 14284 | 14766 | 15039 | 15260 | 15478 | 15723 | 16034 | 16313 | 16559 | 16805 | 17054
2002 | CA | WECC | - | - | DCSIT | Interruptible Demand | 22 | 0 | 0 | 0 | 0 | 0 | 0 | 0 | 0 | 0 | 0
2002 | CA | WECC | - | - | DCSLM | Direct Control Load Management | 0 | 0 | 0 | 0 | 0 | 0 | 0 | 0 | 0 | 0 | 0
2002 | CA | WECC | - | - | DCSNC | Net Capacity Resources | 19586 | 21129 | 22477 | 23459 | 25089 | 25863 | 25880 | 26520 | 26520 | 26520 | 27567
2002 | CA | WECC | - | - | DCSNI | Projected Net Internal Demand | 14262 | 14766 | 15039 | 15260 | 15478 | 15723 | 16034 | 16313 | 16559 | 16805 | 17054
2002 | CA | WECC | - | - | DCSNO | Net Operable Capacity | 18178 | 21281 | 22629 | 23611 | 25241 | 26015 | 26032 | 26672 | 26672 | 26672 | 27719
2002 | CA | WECC | - | - | DCSOTG | Other Generator Capacity >= 1 MW | 21150 | 22779 | 24068 | 24095 | 24101 | 24109 | 24109 | 24109 | 24109 | 24109 | 24109
2002 | CA | WECC | - | - | DCSOTL | Other Capacity < 1 MW | 0 | 0 | 0 | 0 | 0 | 0 | 0 | 0 | 0 | 0 | 0
2002 | CA | WECC | - | - | DCSPU | Purchases | 1408 | 0 | 0 | 0 | 0 | 0 | 0 | 0 | 0 | 0 | 0
2002 | CA | WECC | - | - | DCSSA | Sales | 0 | 152 | 152 | 152 | 152 | 152 | 152 | 152 | 152 | 152 | 152
2002 | CA | WECC | - | - | DCSST | Standby Demand | 0 | 0 | 0 | 0 | 0 | 0 | 0 | 0 | 0 | 0 | 0
2002 | CA | WECC | - | - | DCST | Total Internal Capacity | 21150 | 22779 | 24115 | 24999 | 26632 | 27406 | 27406 | 28046 | 28046 | 28046 | 28546
2002 | CA | WECC | - | - | DCSTA | Committed Resources | 21150 | 22779 | 24068 | 24095 | 24101 | 24109 | 24109 | 24109 | 24109 | 24109 | 24109
2002 | CA | WECC | - | - | DCSTB | Uncommitted Resources | 0 | 0 | 47 | 904 | 2531 | 3297 | 3297 | 3937 | 3937 | 3937 | 4437
2002 | CA | WECC | - | - | DCSTI | Projected Total Internal Demand | 14284 | 14766 | 15039 | 15260 | 15478 | 15723 | 16034 | 16313 | 16559 | 16805 | 17054
2002 | MX | WECC | CA-MX | - | CST | Total Capacity | 2120 | 2120 | 4537 | 4537 | 4837 | 4837 | 4837 | 4837 | 4837 | 4837 | 4837
2002 | MX | WECC | CA-MX | - | DCSAJ | Adjustments | 0 | 0 | 0 | 0 | 0 | 0 | 0 | 0 | 0 | 0 | 0
2002 | MX | WECC | CA-MX | - | DCSDGG | Distributed Generator Capacity >= 1 MW | 0 | 0 | 0 | 0 | 0 | 0 | 0 | 0 | 0 | 0 | 0
2002 | MX | WECC | CA-MX | - | DCSDGL | Distributed Generator Capacity < 1 MW | 0 | 0 | 0 | 0 | 0 | 0 | 0 | 0 | 0 | 0 | 0
2002 | MX | WECC | CA-MX | - | DCSFP | Full-Responsibility Purchases (portion of total purchases) | 113 | 300 | 0 | 0 | 0 | 0 | 0 | 0 | 0 | 0 | 0
2002 | MX | WECC | CA-MX | - | DCSFS | Full-Responsibility Sales (portion of total sales) | 0 | 0 | 0 | 0 | 0 | 0 | 0 | 0 | 0 | 0 | 0
2002 | MX | WECC | CA-MX | - | DCSIC | Inoperable capacity | 114 | 30 | 0 | 0 | 0 | 0 | 0 | 0 | 0 | 0 | 0
2002 | MX | WECC | CA-MX | - | DCSIN | Internal Demand | 1637 | 1697 | 1900 | 2036 | 2195 | 2374 | 2576 | 2773 | 2984 | 3219 | 3480
2002 | MX | WECC | CA-MX | - | DCSIT | Interruptible Demand | 0 | 0 | 0 | 0 | 0 | 0 | 0 | 0 | 0 | 0 | 0
2002 | MX | WECC | CA-MX | - | DCSLM | Direct Control Load Management | 0 | 0 | 0 | 0 | 0 | 0 | 0 | 0 | 0 | 0 | 0
2002 | MX | WECC | CA-MX | - | DCSNC | Net Capacity Resources | 2119 | 2390 | 4537 | 4537 | 4837 | 4837 | 4837 | 4837 | 4837 | 4837 | 4837
2002 | MX | WECC | CA-MX | - | DCSNI | Projected Net Internal Demand | 1637 | 1697 | 1900 | 2036 | 2195 | 2374 | 2576 | 2773 | 2984 | 3219 | 3480
2002 | MX | WECC | CA-MX | - | DCSNO | Net Operable Capacity | 2006 | 2090 | 4537 | 4537 | 4837 | 4837 | 4837 | 4837 | 4837 | 4837 | 4837
2002 | MX | WECC | CA-MX | - | DCSOTG | Other Generator Capacity >= 1 MW | 2120 | 2120 | 4537 | 4537 | 4537 | 4537 | 4537 | 4537 | 4537 | 4537 | 4537
2002 | MX | WECC | CA-MX | - | DCSOTL | Other Capacity < 1 MW | 0 | 0 | 0 | 0 | 0 | 0 | 0 | 0 | 0 | 0 | 0
2002 | MX | WECC | CA-MX | - | DCSPU | Purchases | 113 | 300 | 0 | 0 | 0 | 0 | 0 | 0 | 0 | 0 | 0
2002 | MX | WECC | CA-MX | - | DCSSA | Sales | 0 | 0 | 0 | 0 | 0 | 0 | 0 | 0 | 0 | 0 | 0
2002 | MX | WECC | CA-MX | - | DCSST | Standby Demand | 0 | 0 | 0 | 0 | 0 | 0 | 0 | 0 | 0 | 0 | 0
2002 | MX | WECC | CA-MX | - | DCST | Total Internal Capacity | 2120 | 2120 | 4537 | 4537 | 4837 | 4837 | 4837 | 4837 | 4837 | 4837 | 4837
2002 | MX | WECC | CA-MX | - | DCSTA | Committed Resources | 2120 | 2120 | 4537 | 4537 | 4537 | 4537 | 4537 | 4537 | 4537 | 4537 | 4537
2002 | MX | WECC | CA-MX | - | DCSTB | Uncommitted Resources | 0 | 0 | 0 | 0 | 300 | 300 | 300 | 300 | 300 | 300 | 300
2002 | MX | WECC | CA-MX | - | DCSTI | Projected Total Internal Demand | 1637 | 1697 | 1900 | 2036 | 2195 | 2374 | 2576 | 2773 | 2984 | 3219 | 3480
2002 | US | ECAR | - | - | CST | Total Capacity | 114599 | 122237 | 141025 | 153686 | 156829 | 157129 | 157129 | 157129 | 157129 | 157129 | 157129
2002 | US | ECAR | - | - | DCSAJ | Adjustments | 0 | 0 | 0 | 0 | 0 | 0 | 0 | 0 | 0 | 0 | 0
2002 | US | ECAR | - | - | DCSDGG | Distributed Generator Capacity >= 1 MW | 0 | 0 | 0 | 0 | 0 | 0 | 0 | 0 | 0 | 0 | 0
2002 | US | ECAR | - | - | DCSDGL | Distributed Generator Capacity < 1 MW | 0 | 0 | 0 | 0 | 0 | 0 | 0 | 0 | 0 | 0 | 0
2002 | US | ECAR | - | - | DCSFP | Full-Responsibility Purchases (portion of total purchases) | 0 | 3011 | 0 | 0 | 0 | 0 | 0 | 0 | 0 | 0 | 0
2002 | US | ECAR | - | - | DCSFS | Full-Responsibility Sales (portion of total sales) | 0 | 305 | 0 | 0 | 0 | 0 | 0 | 0 | 0 | 0 | 0
2002 | US | ECAR | - | - | DCSIC | Inoperable capacity | 1463 | 1855 | 1855 | 1855 | 1855 | 1855 | 1855 | 1855 | 1855 | 1855 | 1855
2002 | US | ECAR | - | - | DCSIN | Internal Demand | 100235 | 99346 | 101871 | 104548 | 106541 | 109113 | 110637 | 112653 | 114161 | 115742 | 117625
2002 | US | ECAR | - | - | DCSIT | Interruptible Demand | 0 | 2894 | 2934 | 2948 | 2926 | 2896 | 2839 | 2814 | 2798 | 2779 | 2657
2002 | US | ECAR | - | - | DCSLM | Direct Control Load Management | 0 | 124 | 142 | 164 | 187 | 205 | 220 | 230 | 227 | 225 | 140
2002 | US | ECAR | - | - | DCSNC | Net Capacity Resources | 113136 | 122995 | 139170 | 151831 | 154974 | 155274 | 155274 | 155274 | 155274 | 155274 | 155274
2002 | US | ECAR | - | - | DCSNI | Projected Net Internal Demand | 100235 | 96328 | 98795 | 101436 | 103428 | 106012 | 107578 | 109609 | 111136 | 112738 | 114828
2002 | US | ECAR | - | - | DCSNO | Net Operable Capacity | 113136 | 120382 | 139170 | 151831 | 154974 | 155274 | 155274 | 155274 | 155274 | 155274 | 155274
2002 | US | ECAR | - | - | DCSOTG | Other Generator Capacity >= 1 MW | 114566 | 122204 | 122204 | 122204 | 122204 | 122204 | 122204 | 122204 | 122204 | 122204 | 122204
2002 | US | ECAR | - | - | DCSOTL | Other Capacity < 1 MW | 33 | 33 | 33 | 33 | 33 | 33 | 33 | 33 | 33 | 33 | 33
2002 | US | ECAR | - | - | DCSPU | Purchases | 0 | 3670 | 0 | 0 | 0 | 0 | 0 | 0 | 0 | 0 | 0
2002 | US | ECAR | - | - | DCSSA | Sales | 0 | 1057 | 0 | 0 | 0 | 0 | 0 | 0 | 0 | 0 | 0
2002 | US | ECAR | - | - | DCSST | Standby Demand | 0 | 0 | 0 | 0 | 0 | 0 | 0 | 0 | 0 | 0 | 0
2002 | US | ECAR | - | - | DCST | Total Internal Capacity | 114599 | 122237 | 141025 | 153686 | 156829 | 157129 | 157129 | 157129 | 157129 | 157129 | 157129
2002 | US | ECAR | - | - | DCSTA | Committed Resources | 114599 | 122237 | 122237 | 122237 | 122237 | 122237 | 122237 | 122237 | 122237 | 122237 | 122237
2002 | US | ECAR | - | - | DCSTB | Uncommitted Resources | 0 | 0 | 18788 | 31449 | 34592 | 34892 | 34892 | 34892 | 34892 | 34892 | 34892
2002 | US | ECAR | - | - | DCSTI | Projected Total Internal Demand | 100235 | 99346 | 101871 | 104548 | 106541 | 109113 | 110637 | 112653 | 114161 | 115742 | 117625
2002 | US | TRE | - | ERCOT | CST | Total Capacity | 70686 | 76562 | 80229 | 82727 | 82501 | 81924 | 80675 | 80675 | 80675 | 80675 | 80675
2002 | US | TRE | - | ERCOT | DCSAJ | Adjustments | 0 | 0 | 0 | 0 | 0 | 0 | 0 | 0 | 0 | 0 | 0
2002 | US | TRE | - | ERCOT | DCSDGG | Distributed Generator Capacity >= 1 MW | 76 | 76 | 76 | 72 | 72 | 72 | 72 | 72 | 72 | 72 | 72
2002 | US | TRE | - | ERCOT | DCSDGL | Distributed Generator Capacity < 1 MW | 0 | 0 | 0 | 0 | 0 | 0 | 0 | 0 | 0 | 0 | 0
2002 | US | TRE | - | ERCOT | DCSFP | Full-Responsibility Purchases (portion of total purchases) | 111 | 111 | 112 | 113 | 113 | 114 | 114 | 115 | 115 | 116 | 116
2002 | US | TRE | - | ERCOT | DCSFS | Full-Responsibility Sales (portion of total sales) | 0 | 191 | 191 | 191 | 191 | 191 | 191 | 191 | 191 | 191 | 191
2002 | US | TRE | - | ERCOT | DCSIC | Inoperable capacity | 0 | 0 | 0 | 0 | 0 | 0 | 0 | 0 | 0 | 0 | 0
2002 | US | TRE | - | ERCOT | DCSIN | Internal Demand | 55176 | 57873 | 60702 | 63165 | 64940 | 66832 | 68690 | 70451 | 72581 | 74775 | 77036
2002 | US | TRE | - | ERCOT | DCSIT | Interruptible Demand | 95 | 162 | 162 | 162 | 162 | 162 | 162 | 162 | 162 | 162 | 162
2002 | US | TRE | - | ERCOT | DCSLM | Direct Control Load Management | 0 | 0 | 0 | 0 | 0 | 0 | 0 | 0 | 0 | 0 | 0
2002 | US | TRE | - | ERCOT | DCSNC | Net Capacity Resources | 70797 | 76482 | 80150 | 82649 | 82423 | 81847 | 80598 | 80599 | 80599 | 80600 | 80600
2002 | US | TRE | - | ERCOT | DCSNI | Projected Net Internal Demand | 55106 | 57736 | 60565 | 63028 | 64803 | 66695 | 68553 | 70314 | 72444 | 74638 | 76899
2002 | US | TRE | - | ERCOT | DCSNO | Net Operable Capacity | 70686 | 76562 | 80229 | 82727 | 82501 | 81924 | 80675 | 80675 | 80675 | 80675 | 80675
2002 | US | TRE | - | ERCOT | DCSOTG | Other Generator Capacity >= 1 MW | 70610 | 76486 | 80153 | 82655 | 82429 | 81852 | 80603 | 80603 | 80603 | 80603 | 80603
2002 | US | TRE | - | ERCOT | DCSOTL | Other Capacity < 1 MW | 0 | 0 | 0 | 0 | 0 | 0 | 0 | 0 | 0 | 0 | 0
2002 | US | TRE | - | ERCOT | DCSPU | Purchases | 111 | 111 | 112 | 113 | 113 | 114 | 114 | 115 | 115 | 116 | 116
2002 | US | TRE | - | ERCOT | DCSSA | Sales | 0 | 191 | 191 | 191 | 191 | 191 | 191 | 191 | 191 | 191 | 191
2002 | US | TRE | - | ERCOT | DCSST | Standby Demand | 25 | 25 | 25 | 25 | 25 | 25 | 25 | 25 | 25 | 25 | 25
2002 | US | TRE | - | ERCOT | DCST | Total Internal Capacity | 70686 | 76562 | 80229 | 82727 | 82501 | 81924 | 80675 | 80675 | 80675 | 80675 | 80675
2002 | US | TRE | - | ERCOT | DCSTA | Committed Resources | 70686 | 76562 | 80229 | 82727 | 82501 | 81924 | 80675 | 80675 | 80675 | 80675 | 80675
2002 | US | TRE | - | ERCOT | DCSTB | Uncommitted Resources | 0 | 0 | 0 | 0 | 0 | 0 | 0 | 0 | 0 | 0 | 0
2002 | US | TRE | - | ERCOT | DCSTI | Projected Total Internal Demand | 55201 | 57898 | 60727 | 63190 | 64965 | 66857 | 68715 | 70476 | 72606 | 74800 | 77061
2002 | US | FRCC | - | - | CST | Total Capacity | 40445 | 43112 | 45564 | 47280 | 48434 | 48827 | 50042 | 51280 | 53166 | 54757 | 56584
2002 | US | FRCC | - | - | DCSAJ | Adjustments | 0 | 0 | 0 | 0 | 0 | 0 | 0 | 0 | 0 | 0 | 0
2002 | US | FRCC | - | - | DCSDGG | Distributed Generator Capacity >= 1 MW | 0 | 0 | 0 | 0 | 0 | 0 | 0 | 0 | 0 | 0 | 0
2002 | US | FRCC | - | - | DCSDGL | Distributed Generator Capacity < 1 MW | 0 | 0 | 0 | 0 | 0 | 0 | 0 | 0 | 0 | 0 | 0
2002 | US | FRCC | - | - | DCSFP | Full-Responsibility Purchases (portion of total purchases) | 1845 | 1623 | 1548 | 1548 | 1548 | 1548 | 1548 | 1548 | 1548 | 413 | 413
2002 | US | FRCC | - | - | DCSFS | Full-Responsibility Sales (portion of total sales) | 0 | 0 | 0 | 0 | 0 | 0 | 0 | 0 | 0 | 0 | 0
2002 | US | FRCC | - | - | DCSIC | Inoperable capacity | 0 | 0 | 0 | 0 | 0 | 0 | 0 | 0 | 0 | 0 | 0
2002 | US | FRCC | - | - | DCSIN | Internal Demand | 39062 | 40145 | 41335 | 42292 | 43279 | 44274 | 45168 | 46107 | 47064 | 48095 | 49151
2002 | US | FRCC | - | - | DCSIT | Interruptible Demand | 20 | 780 | 796 | 809 | 821 | 829 | 834 | 832 | 838 | 841 | 848
2002 | US | FRCC | - | - | DCSLM | Direct Control Load Management | 110 | 1965 | 1934 | 1914 | 1899 | 1884 | 1876 | 1901 | 1863 | 1847 | 1832
2002 | US | FRCC | - | - | DCSNC | Net Capacity Resources | 42290 | 44735 | 47112 | 48828 | 49982 | 50375 | 51590 | 52828 | 54714 | 55170 | 56997
2002 | US | FRCC | - | - | DCSNI | Projected Net Internal Demand | 38932 | 37400 | 38605 | 39569 | 40559 | 41561 | 42458 | 43374 | 44363 | 45407 | 46471
2002 | US | FRCC | - | - | DCSNO | Net Operable Capacity | 40445 | 43112 | 45564 | 47280 | 48434 | 48827 | 50042 | 51280 | 53166 | 54757 | 56584
2002 | US | FRCC | - | - | DCSOTG | Other Generator Capacity >= 1 MW | 0 | 0 | 0 | 0 | 0 | 0 | 0 | 0 | 0 | 0 | 0
2002 | US | FRCC | - | - | DCSOTL | Other Capacity < 1 MW | 0 | 0 | 0 | 0 | 0 | 0 | 0 | 0 | 0 | 0 | 0
2002 | US | FRCC | - | - | DCSPU | Purchases | 1845 | 1623 | 1548 | 1548 | 1548 | 1548 | 1548 | 1548 | 1548 | 413 | 413
2002 | US | FRCC | - | - | DCSSA | Sales | 0 | 0 | 0 | 0 | 0 | 0 | 0 | 0 | 0 | 0 | 0
2002 | US | FRCC | - | - | DCSST | Standby Demand | 0 | 0 | 0 | 0 | 0 | 0 | 0 | 0 | 0 | 0 | 0
2002 | US | FRCC | - | - | DCST | Total Internal Capacity | 40445 | 43112 | 45564 | 47280 | 48434 | 48827 | 50042 | 51280 | 53166 | 54757 | 56584
2002 | US | FRCC | - | - | DCSTA | Committed Resources | 40445 | 43112 | 45564 | 47280 | 48434 | 48827 | 50042 | 51280 | 53166 | 54757 | 56584
2002 | US | FRCC | - | - | DCSTB | Uncommitted Resources | 0 | 0 | 0 | 0 | 0 | 0 | 0 | 0 | 0 | 0 | 0
2002 | US | FRCC | - | - | DCSTI | Projected Total Internal Demand | 39062 | 40145 | 41335 | 42292 | 43279 | 44274 | 45168 | 46107 | 47064 | 48095 | 49151
2002 | US | MAAC | - | - | CST | Total Capacity | 60008 | 63515 | 67679 | 72933 | 72933 | 72933 | 72933 | 72933 | 72933 | 72933 | 72933
2002 | US | MAAC | - | - | DCSAJ | Adjustments | 0 | 0 | 0 | 0 | 0 | 0 | 0 | 0 | 0 | 0 | 0
2002 | US | MAAC | - | - | DCSDGG | Distributed Generator Capacity >= 1 MW | 0 | 0 | 0 | 0 | 0 | 0 | 0 | 0 | 0 | 0 | 0
2002 | US | MAAC | - | - | DCSDGL | Distributed Generator Capacity < 1 MW | 0 | 0 | 0 | 0 | 0 | 0 | 0 | 0 | 0 | 0 | 0
2002 | US | MAAC | - | - | DCSFP | Full-Responsibility Purchases (portion of total purchases) | 0 | 0 | 0 | 0 | 0 | 0 | 0 | 0 | 0 | 0 | 0
2002 | US | MAAC | - | - | DCSFS | Full-Responsibility Sales (portion of total sales) | 0 | 0 | 0 | 0 | 0 | 0 | 0 | 0 | 0 | 0 | 0
2002 | US | MAAC | - | - | DCSIC | Inoperable capacity | 0 | 0 | 0 | 0 | 0 | 0 | 0 | 0 | 0 | 0 | 0
2002 | US | MAAC | - | - | DCSIN | Internal Demand | 54015 | 54188 | 55089 | 55956 | 56872 | 57809 | 58651 | 59526 | 60343 | 61172 | 62495
2002 | US | MAAC | - | - | DCSIT | Interruptible Demand | 0 | 783 | 783 | 783 | 783 | 783 | 783 | 783 | 783 | 783 | 783
2002 | US | MAAC | - | - | DCSLM | Direct Control Load Management | 0 | 836 | 836 | 836 | 836 | 836 | 836 | 836 | 836 | 836 | 836
2002 | US | MAAC | - | - | DCSNC | Net Capacity Resources | 59533 | 64003 | 68167 | 73421 | 73421 | 72971 | 72971 | 72971 | 72971 | 72971 | 72971
2002 | US | MAAC | - | - | DCSNI | Projected Net Internal Demand | 54015 | 52569 | 53470 | 54337 | 55253 | 56190 | 57032 | 57907 | 58724 | 59553 | 60876
2002 | US | MAAC | - | - | DCSNO | Net Operable Capacity | 60008 | 63515 | 67679 | 72933 | 72933 | 72933 | 72933 | 72933 | 72933 | 72933 | 72933
2002 | US | MAAC | - | - | DCSOTG | Other Generator Capacity >= 1 MW | 60004 | 63511 | 67675 | 72929 | 72929 | 72929 | 72929 | 72929 | 72929 | 72929 | 72929
2002 | US | MAAC | - | - | DCSOTL | Other Capacity < 1 MW | 4 | 4 | 4 | 4 | 4 | 4 | 4 | 4 | 4 | 4 | 4
2002 | US | MAAC | - | - | DCSPU | Purchases | 822 | 488 | 488 | 488 | 488 | 38 | 38 | 38 | 38 | 38 | 38
2002 | US | MAAC | - | - | DCSSA | Sales | 1297 | 0 | 0 | 0 | 0 | 0 | 0 | 0 | 0 | 0 | 0
2002 | US | MAAC | - | - | DCSST | Standby Demand | 0 | 0 | 0 | 0 | 0 | 0 | 0 | 0 | 0 | 0 | 0
2002 | US | MAAC | - | - | DCST | Total Internal Capacity | 60008 | 63515 | 67679 | 72933 | 72933 | 72933 | 72933 | 72933 | 72933 | 72933 | 72933
2002 | US | MAAC | - | - | DCSTA | Committed Resources | 60008 | 63515 | 67679 | 72933 | 72933 | 72933 | 72933 | 72933 | 72933 | 72933 | 72933
2002 | US | MAAC | - | - | DCSTB | Uncommitted Resources | 0 | 0 | 0 | 0 | 0 | 0 | 0 | 0 | 0 | 0 | 0
2002 | US | MAAC | - | - | DCSTI | Projected Total Internal Demand | 54015 | 54188 | 55089 | 55956 | 56872 | 57809 | 58651 | 59526 | 60343 | 61172 | 62495
2002 | US | MAIN | - | - | CST | Total Capacity | 61617 | 66659 | 70625 | 73610 | 74100 | 74142 | 74728 | 76008 | 76467 | 76591 | 77091
2002 | US | MAIN | - | - | DCSAJ | Adjustments | 0 | 0 | 0 | 0 | 0 | 0 | 0 | 0 | 0 | 0 | 0
2002 | US | MAIN | - | - | DCSDGG | Distributed Generator Capacity >= 1 MW | 290 | 320 | 320 | 320 | 320 | 320 | 320 | 320 | 320 | 320 | 320
2002 | US | MAIN | - | - | DCSDGL | Distributed Generator Capacity < 1 MW | 28 | 30 | 30 | 30 | 30 | 30 | 30 | 30 | 30 | 30 | 30
2002 | US | MAIN | - | - | DCSFP | Full-Responsibility Purchases (portion of total purchases) | 1915 | 1964 | 1346 | 1229 | 1195 | 1170 | 1126 | 1098 | 1147 | 1174 | 1018
2002 | US | MAIN | - | - | DCSFS | Full-Responsibility Sales (portion of total sales) | 1160 | 989 | 998 | 875 | 889 | 881 | 877 | 883 | 557 | 568 | 392
2002 | US | MAIN | - | - | DCSIC | Inoperable capacity | 13 | 19 | 19 | 19 | 19 | 19 | 19 | 19 | 19 | 19 | 24
2002 | US | MAIN | - | - | DCSIN | Internal Demand | 56343 | 56887 | 57692 | 58574 | 59752 | 60798 | 61538 | 62644 | 63815 | 64872 | 66065
2002 | US | MAIN | - | - | DCSIT | Interruptible Demand | 2552 | 2706 | 2498 | 2447 | 2444 | 2448 | 2452 | 2456 | 2457 | 2461 | 2462
2002 | US | MAIN | - | - | DCSLM | Direct Control Load Management | 760 | 830 | 834 | 840 | 843 | 848 | 851 | 855 | 860 | 865 | 869
2002 | US | MAIN | - | - | DCSNC | Net Capacity Resources | 65950 | 70842 | 73316 | 76505 | 76975 | 76930 | 77007 | 77910 | 78858 | 79261 | 79900
2002 | US | MAIN | - | - | DCSNI | Projected Net Internal Demand | 53032 | 53352 | 54361 | 55288 | 56466 | 57503 | 58236 | 59334 | 60499 | 61547 | 62735
2002 | US | MAIN | - | - | DCSNO | Net Operable Capacity | 61604 | 66640 | 70606 | 73591 | 74081 | 74123 | 74709 | 75989 | 76448 | 76572 | 77067
2002 | US | MAIN | - | - | DCSOTG | Other Generator Capacity >= 1 MW | 60598 | 65276 | 66178 | 67009 | 66877 | 66919 | 66990 | 67490 | 67434 | 67358 | 67358
2002 | US | MAIN | - | - | DCSOTL | Other Capacity < 1 MW | 21 | 21 | 21 | 21 | 21 | 21 | 21 | 21 | 21 | 21 | 21
2002 | US | MAIN | - | - | DCSPU | Purchases | 8739 | 8421 | 6826 | 6560 | 6542 | 6234 | 5796 | 5285 | 4883 | 5173 | 5191
2002 | US | MAIN | - | - | DCSSA | Sales | 4393 | 4219 | 4116 | 3646 | 3648 | 3427 | 3498 | 3364 | 2473 | 2484 | 2358
2002 | US | MAIN | - | - | DCSST | Standby Demand | bar: 195 to 275
2002 | US | MAIN | - | - | DCST | Total Internal Capacity | 61617 | 66659 | 70625 | 73610 | 74100 | 74142 | 74728 | 76008 | 76467 | 76591 | 77091
2002 | US | MAIN | - | - | DCSTA | Committed Resources | 60937 | 65647 | 66549 | 67380 | 67248 | 67290 | 67361 | 67861 | 67805 | 67729 | 67729
2002 | US | MAIN | - | - | DCSTB | Uncommitted Resources | 680 | 1012 | 4076 | 6230 | 6852 | 6852 | 7367 | 8147 | 8662 | 8862 | 9362
2002 | US | MAIN | - | - | DCSTI | Projected Total Internal Demand | 56344 | 56888 | 57693 | 58575 | 59753 | 60799 | 61539 | 62645 | 63816 | 64873 | 66066
2002 | US | MRO | - | - | CST | Total Capacity | 30938 | 31454 | 31887 | 31859 | 32042 | 32268 | 32794 | 32854 | 32854 | 32854 | 32854
2002 | US | MRO | - | - | DCSAJ | Adjustments | 0 | 0 | 0 | 0 | 0 | 0 | 0 | 0 | 0 | 0 | 0
2002 | US | MRO | - | - | DCSDGG | Distributed Generator Capacity >= 1 MW | 324 | 327 | 327 | 401 | 402 | 402 | 404 | 404 | 404 | 404 | 404
2002 | US | MRO | - | - | DCSDGL | Distributed Generator Capacity < 1 MW | 7 | 7 | 7 | 7 | 7 | 7 | 7 | 7 | 7 | 7 | 7
2002 | US | MRO | - | - | DCSFP | Full-Responsibility Purchases (portion of total purchases) | 2023 | 1635 | 1435 | 1381 | 1381 | 1374 | 1360 | 1360 | 1360 | 1360 | 1352
2002 | US | MRO | - | - | DCSFS | Full-Responsibility Sales (portion of total sales) | 1001 | 732 | 497 | 487 | 459 | 459 | 372 | 299 | 297 | 297 | 222
2002 | US | MRO | - | - | DCSIC | Inoperable capacity | 138 | 0 | 0 | 0 | 0 | 0 | 0 | 0 | 0 | 0 | 0
2002 | US | MRO | - | - | DCSIN | Internal Demand | 28317 | 28187 | 28677 | 29725 | 30722 | 31253 | 31738 | 32215 | 32717 | 33227 | 33730
2002 | US | MRO | - | - | DCSIT | Interruptible Demand | 185 | 709 | 376 | 375 | 377 | 378 | 379 | 380 | 381 | 382 | 382
2002 | US | MRO | - | - | DCSLM | Direct Control Load Management | 1011 | 992 | 993 | 999 | 1001 | 1003 | 1004 | 1005 | 1006 | 1007 | 1009
2002 | US | MRO | - | - | DCSNC | Net Capacity Resources | 32271 | 32967 | 33297 | 32185 | 32051 | 32372 | 32896 | 32927 | 32837 | 32785 | 32932
2002 | US | MRO | - | - | DCSNI | Projected Net Internal Demand | 27125 | 26490 | 27312 | 28355 | 29348 | 29876 | 30359 | 30834 | 31334 | 31842 | 32343
2002 | US | MRO | - | - | DCSNO | Net Operable Capacity | 30800 | 31454 | 31887 | 31859 | 32042 | 32268 | 32794 | 32854 | 32854 | 32854 | 32854
2002 | US | MRO | - | - | DCSOTG | Other Generator Capacity >= 1 MW | 17677 | 17778 | 17789 | 18103 | 18095 | 18092 | 18092 | 18152 | 18152 | 18152 | 18152
2002 | US | MRO | - | - | DCSOTL | Other Capacity < 1 MW | 42 | 41 | 42 | 42 | 42 | 38 | 38 | 38 | 38 | 38 | 38
2002 | US | MRO | - | - | DCSPU | Purchases | 6085 | 5921 | 4828 | 3291 | 2805 | 2748 | 2585 | 2480 | 2340 | 2288 | 2226
2002 | US | MRO | - | - | DCSSA | Sales | 4614 | 4408 | 3418 | 2965 | 2796 | 2644 | 2483 | 2407 | 2357 | 2357 | 2148
2002 | US | MRO | - | - | DCSST | Standby Demand | 4 | 4 | 4 | 4 | 4 | 4 | 4 | 4 | 4 | 4 | 4
2002 | US | MRO | - | - | DCST | Total Internal Capacity | 30938 | 31454 | 31887 | 31859 | 32042 | 32268 | 32794 | 32854 | 32854 | 32854 | 32854
2002 | US | MRO | - | - | DCSTA | Committed Resources | 30938 | 31426 | 31507 | 31437 | 31430 | 31424 | 31425 | 31485 | 31485 | 31485 | 31485
2002 | US | MRO | - | - | DCSTB | Uncommitted Resources | 0 | 28 | 380 | 422 | 612 | 844 | 1369 | 1369 | 1369 | 1369 | 1369
2002 | US | MRO | - | - | DCSTI | Projected Total Internal Demand | 28321 | 28191 | 28681 | 29729 | 30726 | 31257 | 31742 | 32219 | 32721 | 33231 | 33734
2002 | US | NPCC | - | - | CST | Total Capacity | 62572 | 67295 | 70625 | 76563 | 77411 | 77358 | 77360 | 77212 | 75993 | 75940 | 75875
2002 | US | NPCC | - | - | DCSAJ | Adjustments | 0 | 0 | 0 | 0 | 0 | 0 | 0 | 0 | 0 | 0 | 0
2002 | US | NPCC | - | - | DCSDGG | Distributed Generator Capacity >= 1 MW | 562 | 562 | 562 | 562 | 562 | 562 | 562 | 562 | 562 | 381 | 381
2002 | US | NPCC | - | - | DCSDGL | Distributed Generator Capacity < 1 MW | bar: 195 to 275
2002 | US | NPCC | - | - | DCSFP | Full-Responsibility Purchases (portion of total purchases) | 1493 | 1002 | 887 | 480 | 480 | 480 | 480 | 430 | 430 | 430 | 430
2002 | US | NPCC | - | - | DCSFS | Full-Responsibility Sales (portion of total sales) | 305 | 305 | 305 | 298 | 298 | 298 | 298 | 298 | 298 | 298 | 298
2002 | US | NPCC | - | - | DCSIC | Inoperable capacity | 0 | 0 | 0 | 0 | 0 | 0 | 0 | 0 | 0 | 0 | 0
2002 | US | NPCC | - | - | DCSIN | Internal Demand | 55949 | 54675 | 55813 | 56531 | 57198 | 57903 | 58562 | 59220 | 59917 | 60615 | 61420
2002 | US | NPCC | - | - | DCSIT | Interruptible Demand | 13 | 13 | 13 | 12 | 15 | 18 | 21 | 22 | 23 | 23 | 20
2002 | US | NPCC | - | - | DCSLM | Direct Control Load Management | 48 | 45 | 45 | 45 | 44 | 43 | 41 | 39 | 38 | 36 | 35
2002 | US | NPCC | - | - | DCSNC | Net Capacity Resources | 63760 | 67992 | 71207 | 76745 | 77593 | 77540 | 77542 | 77344 | 76125 | 76072 | 76007
2002 | US | NPCC | - | - | DCSNI | Projected Net Internal Demand | 55888 | 54617 | 55755 | 56474 | 57139 | 57842 | 58500 | 59159 | 59856 | 60556 | 61365
2002 | US | NPCC | - | - | DCSNO | Net Operable Capacity | 62572 | 67295 | 70625 | 76563 | 77411 | 77358 | 77360 | 77212 | 75993 | 75940 | 75875
2002 | US | NPCC | - | - | DCSOTG | Other Generator Capacity >= 1 MW | 25761 | 30390 | 32870 | 33328 | 34126 | 34023 | 33975 | 33827 | 33728 | 33856 | 33791
2002 | US | NPCC | - | - | DCSOTL | Other Capacity < 1 MW | 23 | 23 | 23 | 23 | 23 | 23 | 23 | 23 | 23 | 23 | 23
2002 | US | NPCC | - | - | DCSPU | Purchases | 1493 | 1002 | 887 | 480 | 480 | 480 | 480 | 430 | 430 | 430 | 430
2002 | US | NPCC | - | - | DCSSA | Sales | 305 | 305 | 305 | 298 | 298 | 298 | 298 | 298 | 298 | 298 | 298
2002 | US | NPCC | - | - | DCSST | Standby Demand | 0 | 0 | 0 | 0 | 0 | 0 | 0 | 0 | 0 | 0 | 0
2002 | US | NPCC | - | - | DCST | Total Internal Capacity | 62572 | 67295 | 70625 | 76563 | 77411 | 77358 | 77360 | 77212 | 75993 | 75940 | 75875
2002 | US | NPCC | - | - | DCSTA | Committed Resources | 62572 | 67295 | 70625 | 76563 | 77411 | 77358 | 77360 | 77212 | 75993 | 75940 | 75875
2002 | US | NPCC | - | - | DCSTB | Uncommitted Resources | 0 | 0 | 0 | 0 | 0 | 0 | 0 | 0 | 0 | 0 | 0
2002 | US | NPCC | - | - | DCSTI | Projected Total Internal Demand | 55949 | 54675 | 55813 | 56531 | 57198 | 57903 | 58562 | 59220 | 59917 | 60615 | 61420
2002 | US | NPCC | New England | New England | CST | Total Capacity | 26347 | 30976 | 33456 | 33914 | 34712 | 34609 | 34561 | 34413 | 34314 | 34261 | 34196
2002 | US | NPCC | New England | New England | DCSAJ | Adjustments | 0 | 0 | 0 | 0 | 0 | 0 | 0 | 0 | 0 | 0 | 0
2002 | US | NPCC | New England | New England | DCSDGG | Distributed Generator Capacity >= 1 MW | 562 | 562 | 562 | 562 | 562 | 562 | 562 | 562 | 562 | 381 | 381
2002 | US | NPCC | New England | New England | DCSDGL | Distributed Generator Capacity < 1 MW | bar: 195 to 275
2002 | US | NPCC | New England | New England | DCSFP | Full-Responsibility Purchases (portion of total purchases) | 1043 | 552 | 437 | 430 | 430 | 430 | 430 | 430 | 430 | 430 | 430
2002 | US | NPCC | New England | New England | DCSFS | Full-Responsibility Sales (portion of total sales) | 0 | 0 | 0 | 0 | 0 | 0 | 0 | 0 | 0 | 0 | 0
2002 | US | NPCC | New England | New England | DCSIC | Inoperable capacity | 0 | 0 | 0 | 0 | 0 | 0 | 0 | 0 | 0 | 0 | 0
2002 | US | NPCC | New England | New England | DCSIN | Internal Demand | 24967 | 24200 | 24760 | 25123 | 25443 | 25817 | 26159 | 26503 | 26888 | 27269 | 27758
2002 | US | NPCC | New England | New England | DCSIT | Interruptible Demand | 13 | 13 | 13 | 12 | 15 | 18 | 21 | 22 | 23 | 23 | 20
2002 | US | NPCC | New England | New England | DCSLM | Direct Control Load Management | 48 | 45 | 45 | 45 | 44 | 43 | 41 | 39 | 38 | 36 | 35
2002 | US | NPCC | New England | New England | DCSNC | Net Capacity Resources | 27390 | 31528 | 33893 | 34344 | 35142 | 35039 | 34991 | 34843 | 34744 | 34691 | 34626
2002 | US | NPCC | New England | New England | DCSNI | Projected Net Internal Demand | 24906 | 24142 | 24702 | 25066 | 25384 | 25756 | 26097 | 26442 | 26827 | 27210 | 27703
2002 | US | NPCC | New England | New England | DCSNO | Net Operable Capacity | 26347 | 30976 | 33456 | 33914 | 34712 | 34609 | 34561 | 34413 | 34314 | 34261 | 34196
2002 | US | NPCC | New England | New England | DCSOTG | Other Generator Capacity >= 1 MW | 25761 | 30390 | 32870 | 33328 | 34126 | 34023 | 33975 | 33827 | 33728 | 33856 | 33791
2002 | US | NPCC | New England | New England | DCSOTL | Other Capacity < 1 MW | 23 | 23 | 23 | 23 | 23 | 23 | 23 | 23 | 23 | 23 | 23
2002 | US | NPCC | New England | New England | DCSPU | Purchases | 1043 | 552 | 437 | 430 | 430 | 430 | 430 | 430 | 430 | 430 | 430
2002 | US | NPCC | New England | New England | DCSSA | Sales | 0 | 0 | 0 | 0 | 0 | 0 | 0 | 0 | 0 | 0 | 0
2002 | US | NPCC | New England | New England | DCSST | Standby Demand | 0 | 0 | 0 | 0 | 0 | 0 | 0 | 0 | 0 | 0 | 0
2002 | US | NPCC | New England | New England | DCST | Total Internal Capacity | 26347 | 30976 | 33456 | 33914 | 34712 | 34609 | 34561 | 34413 | 34314 | 34261 | 34196
2002 | US | NPCC | New England | New England | DCSTA | Committed Resources | 26347 | 30976 | 33456 | 33914 | 34712 | 34609 | 34561 | 34413 | 34314 | 34261 | 34196
2002 | US | NPCC | New England | New England | DCSTB | Uncommitted Resources | 0 | 0 | 0 | 0 | 0 | 0 | 0 | 0 | 0 | 0 | 0
2002 | US | NPCC | New England | New England | DCSTI | Projected Total Internal Demand | 24967 | 24200 | 24760 | 25123 | 25443 | 25817 | 26159 | 26503 | 26888 | 27269 | 27758
2002 | US | NPCC | New York | New York | CST | Total Capacity | 36225 | 36319 | 37169 | 42649 | 42699 | 42749 | 42799 | 42799 | 41679 | 41679 | 41679
2002 | US | NPCC | New York | New York | DCSAJ | Adjustments | 0 | 0 | 0 | 0 | 0 | 0 | 0 | 0 | 0 | 0 | 0
2002 | US | NPCC | New York | New York | DCSDGG | Distributed Generator Capacity >= 1 MW | 0 | 0 | 0 | 0 | 0 | 0 | 0 | 0 | 0 | 0 | 0
2002 | US | NPCC | New York | New York | DCSDGL | Distributed Generator Capacity < 1 MW | 0 | 0 | 0 | 0 | 0 | 0 | 0 | 0 | 0 | 0 | 0
2002 | US | NPCC | New York | New York | DCSFP | Full-Responsibility Purchases (portion of total purchases) | 450 | 450 | 450 | 50 | 50 | 50 | 50 | 0 | 0 | 0 | 0
2002 | US | NPCC | New York | New York | DCSFS | Full-Responsibility Sales (portion of total sales) | 305 | 305 | 305 | 298 | 298 | 298 | 298 | 298 | 298 | 298 | 298
2002 | US | NPCC | New York | New York | DCSIC | Inoperable capacity | 0 | 0 | 0 | 0 | 0 | 0 | 0 | 0 | 0 | 0 | 0
2002 | US | NPCC | New York | New York | DCSIN | Internal Demand | 30982 | 30475 | 31053 | 31408 | 31755 | 32086 | 32403 | 32717 | 33029 | 33346 | 33662
2002 | US | NPCC | New York | New York | DCSIT | Interruptible Demand | 0 | 0 | 0 | 0 | 0 | 0 | 0 | 0 | 0 | 0 | 0
2002 | US | NPCC | New York | New York | DCSLM | Direct Control Load Management | 0 | 0 | 0 | 0 | 0 | 0 | 0 | 0 | 0 | 0 | 0
2002 | US | NPCC | New York | New York | DCSNC | Net Capacity Resources | 36370 | 36464 | 37314 | 42401 | 42451 | 42501 | 42551 | 42501 | 41381 | 41381 | 41381
2002 | US | NPCC | New York | New York | DCSNI | Projected Net Internal Demand | 30982 | 30475 | 31053 | 31408 | 31755 | 32086 | 32403 | 32717 | 33029 | 33346 | 33662
2002 | US | NPCC | New York | New York | DCSNO | Net Operable Capacity | 36225 | 36319 | 37169 | 42649 | 42699 | 42749 | 42799 | 42799 | 41679 | 41679 | 41679
2002 | US | NPCC | New York | New York | DCSOTG | Other Generator Capacity >= 1 MW | 0 | 0 | 0 | 0 | 0 | 0 | 0 | 0 | 0 | 0 | 0
2002 | US | NPCC | New York | New York | DCSOTL | Other Capacity < 1 MW | 0 | 0 | 0 | 0 | 0 | 0 | 0 | 0 | 0 | 0 | 0
2002 | US | NPCC | New York | New York | DCSPU | Purchases | 450 | 450 | 450 | 50 | 50 | 50 | 50 | 0 | 0 | 0 | 0
2002 | US | NPCC | New York | New York | DCSSA | Sales | 305 | 305 | 305 | 298 | 298 | 298 | 298 | 298 | 298 | 298 | 298
2002 | US | NPCC | New York | New York | DCSST | Standby Demand | 0 | 0 | 0 | 0 | 0 | 0 | 0 | 0 | 0 | 0 | 0
2002 | US | NPCC | New York | New York | DCST | Total Internal Capacity | 36225 | 36319 | 37169 | 42649 | 42699 | 42749 | 42799 | 42799 | 41679 | 41679 | 41679
2002 | US | NPCC | New York | New York | DCSTA | Committed Resources | 36225 | 36319 | 37169 | 42649 | 42699 | 42749 | 42799 | 42799 | 41679 | 41679 | 41679
2002 | US | NPCC | New York | New York | DCSTB | Uncommitted Resources | 0 | 0 | 0 | 0 | 0 | 0 | 0 | 0 | 0 | 0 | 0
2002 | US | NPCC | New York | New York | DCSTI | Projected Total Internal Demand | 30982 | 30475 | 31053 | 31408 | 31755 | 32086 | 32403 | 32717 | 33029 | 33346 | 33662
2002 | US | SERC | - | - | CST | Total Capacity | 160704 | 165718 | 169311 | 174308 | 175714 | 177583 | 179329 | 180765 | 182628 | 184294 | 185386
2002 | US | SERC | - | - | DCSAJ | Adjustments | -125 | -125 | -210 | -295 | -380 | -380 | -380 | -380 | -380 | -380 | -380
2002 | US | SERC | - | - | DCSDGG | Distributed Generator Capacity >= 1 MW | 476 | 111 | 111 | 111 | 111 | 111 | 111 | 111 | 111 | 111 | 111
2002 | US | SERC | - | - | DCSDGL | Distributed Generator Capacity < 1 MW | 0 | 0 | 0 | 0 | 0 | 0 | 0 | 0 | 0 | 0 | 0
2002 | US | SERC | - | - | DCSFP | Full-Responsibility Purchases (portion of total purchases) | 0 | 0 | 0 | 0 | 0 | 0 | 0 | 0 | 0 | 0 | 0
2002 | US | SERC | - | - | DCSFS | Full-Responsibility Sales (portion of total sales) | 0 | 0 | 0 | 0 | 0 | 0 | 0 | 0 | 0 | 0 | 0
2002 | US | SERC | - | - | DCSIC | Inoperable capacity | 1466 | 1416 | 1416 | 1416 | 1416 | 1416 | 1416 | 1416 | 1416 | 1416 | 1416
2002 | US | SERC | - | - | DCSIN | Internal Demand | 149293 | 160384 | 164001 | 167879 | 171439 | 174795 | 178669 | 182562 | 186540 | 190628 | 194356
2002 | US | SERC | - | - | DCSIT | Interruptible Demand | 4438 | 5242 | 5262 | 4839 | 4852 | 4865 | 4878 | 4891 | 4906 | 4919 | 4933
2002 | US | SERC | - | - | DCSLM | Direct Control Load Management | 456 | 853 | 855 | 855 | 834 | 827 | 819 | 813 | 805 | 799 | 793
2002 | US | SERC | - | - | DCSNC | Net Capacity Resources | 171530 | 176456 | 180296 | 184382 | 187737 | 192112 | 196130 | 198997 | 202320 | 205606 | 208591
2002 | US | SERC | - | - | DCSNI | Projected Net Internal Demand | 144399 | 154289 | 157884 | 162185 | 165753 | 169103 | 172972 | 176858 | 180829 | 184910 | 188630
2002 | US | SERC | - | - | DCSNO | Net Operable Capacity | 159238 | 164302 | 167895 | 172892 | 174298 | 176167 | 177913 | 179349 | 181212 | 182878 | 183970
2002 | US | SERC | - | - | DCSOTG | Other Generator Capacity >= 1 MW | 0 | 0 | 0 | 0 | 0 | 0 | 0 | 0 | 0 | 0 | 0
2002 | US | SERC | - | - | DCSOTL | Other Capacity < 1 MW | 0 | 0 | 0 | 0 | 0 | 0 | 0 | 0 | 0 | 0 | 0
2002 | US | SERC | - | - | DCSPU | Purchases | 18151 | 17200 | 17443 | 16775 | 18536 | 20566 | 21787 | 23118 | 24503 | 24554 | 26187
2002 | US | SERC | - | - | DCSSA | Sales | 5734 | 4921 | 4832 | 4990 | 4717 | 4241 | 3190 | 3090 | 3015 | 1446 | 1186
2002 | US | SERC | - | - | DCSST | Standby Demand | 0 | 0 | 0 | 0 | 0 | 0 | 0 | 0 | 0 | 0 | 0
2002 | US | SERC | - | - | DCST | Total Internal Capacity | 160704 | 165718 | 169311 | 174308 | 175714 | 177583 | 179329 | 180765 | 182628 | 184294 | 185386
2002 | US | SERC | - | - | DCSTA | Committed Resources | 160704 | 165443 | 169034 | 171490 | 172426 | 172970 | 173410 | 173436 | 173349 | 173370 | 173505
2002 | US | SERC | - | - | DCSTB | Uncommitted Resources | 0 | 275 | 277 | 2818 | 3288 | 4613 | 5919 | 7329 | 9279 | 10924 | 11881
2002 | US | SERC | - | - | DCSTI | Projected Total Internal Demand | 149293 | 160384 | 164001 | 167879 | 171439 | 174795 | 178669 | 182562 | 186540 | 190628 | 194356
2002 | US | SERC | Central | - | CST | Total Capacity | 30876 | 31582 | 31694 | 31959 | 32178 | 32709 | 33245 | 34021 | 34789 | 35560 | 35830
2002 | US | SERC | Central | - | DCSAJ | Adjustments | 0 | 0 | 0 | 0 | 0 | 0 | 0 | 0 | 0 | 0 | 0
2002 | US | SERC | Central | - | DCSDGG | Distributed Generator Capacity >= 1 MW | 0 | 0 | 0 | 0 | 0 | 0 | 0 | 0 | 0 | 0 | 0
2002 | US | SERC | Central | - | DCSDGL | Distributed Generator Capacity < 1 MW | 0 | 0 | 0 | 0 | 0 | 0 | 0 | 0 | 0 | 0 | 0
2002 | US | SERC | Central | - | DCSFP | Full-Responsibility Purchases (portion of total purchases) | 0 | 0 | 0 | 0 | 0 | 0 | 0 | 0 | 0 | 0 | 0
2002 | US | SERC | Central | - | DCSFS | Full-Responsibility Sales (portion of total sales) | 0 | 0 | 0 | 0 | 0 | 0 | 0 | 0 | 0 | 0 | 0
2002 | US | SERC | Central | - | DCSIC | Inoperable capacity | 1289 | 1289 | 1289 | 1289 | 1289 | 1289 | 1289 | 1289 | 1289 | 1289 | 1289
2002 | US | SERC | Central | - | DCSIN | Internal Demand | 27464 | 29716 | 30387 | 31057 | 31779 | 32562 | 33335 | 34112 | 34890 | 35662 | 36115
2002 | US | SERC | Central | - | DCSIT | Interruptible Demand | 2332 | 1987 | 1999 | 2010 | 2022 | 2034 | 2046 | 2058 | 2070 | 2082 | 2095
2002 | US | SERC | Central | - | DCSLM | Direct Control Load Management | 0 | 0 | 0 | 0 | 0 | 0 | 0 | 0 | 0 | 0 | 0
2002 | US | SERC | Central | - | DCSNC | Net Capacity Resources | 32138 | 32390 | 33057 | 32774 | 33596 | 34879 | 35417 | 36195 | 36965 | 37738 | 38260
2002 | US | SERC | Central | - | DCSNI | Projected Net Internal Demand | 25132 | 27729 | 28388 | 29047 | 29757 | 30528 | 31289 | 32054 | 32820 | 33580 | 34020
2002 | US | SERC | Central | - | DCSNO | Net Operable Capacity | 29587 | 30293 | 30405 | 30670 | 30889 | 31420 | 31956 | 32732 | 33500 | 34271 | 34541
2002 | US | SERC | Central | - | DCSOTG | Other Generator Capacity >= 1 MW | 0 | 0 | 0 | 0 | 0 | 0 | 0 | 0 | 0 | 0 | 0
2002 | US | SERC | Central | - | DCSOTL | Other Capacity < 1 MW | 0 | 0 | 0 | 0 | 0 | 0 | 0 | 0 | 0 | 0 | 0
2002 | US | SERC | Central | - | DCSPU | Purchases | 3026 | 2572 | 3127 | 2579 | 3182 | 3934 | 3936 | 3938 | 3940 | 3942 | 4194
2002 | US | SERC | Central | - | DCSSA | Sales | 475 | 475 | 475 | 475 | 475 | 475 | 475 | 475 | 475 | 475 | 475
2002 | US | SERC | Central | - | DCSST | Standby Demand | 0 | 0 | 0 | 0 | 0 | 0 | 0 | 0 | 0 | 0 | 0
2002 | US | SERC | Central | - | DCST | Total Internal Capacity | 30876 | 31582 | 31694 | 31959 | 32178 | 32709 | 33245 | 34021 | 34789 | 35560 | 35830
2002 | US | SERC | Central | - | DCSTA | Committed Resources | 30876 | 31582 | 31694 | 31959 | 32178 | 32209 | 32245 | 32271 | 32289 | 32310 | 32330
2002 | US | SERC | Central | - | DCSTB | Uncommitted Resources | 0 | 0 | 0 | 0 | 0 | 500 | 1000 | 1750 | 2500 | 3250 | 3500
2002 | US | SERC | Central | - | DCSTI | Projected Total Internal Demand | 27464 | 29716 | 30387 | 31057 | 31779 | 32562 | 33335 | 34112 | 34890 | 35662 | 36115
2002 | US | SERC | Delta | - | CST | Total Capacity | 26840 | 27551 | 28273 | 29245 | 29317 | 29917 | 29917 | 29953 | 30042 | 30131 | 30219
2002 | US | SERC | Delta | - | DCSAJ | Adjustments | 0 | 0 | 0 | 0 | 0 | 0 | 0 | 0 | 0 | 0 | 0
2002 | US | SERC | Delta | - | DCSDGG | Distributed Generator Capacity >= 1 MW | 0 | 0 | 0 | 0 | 0 | 0 | 0 | 0 | 0 | 0 | 0
2002 | US | SERC | Delta | - | DCSDGL | Distributed Generator Capacity < 1 MW | 0 | 0 | 0 | 0 | 0 | 0 | 0 | 0 | 0 | 0 | 0
2002 | US | SERC | Delta | - | DCSFP | Full-Responsibility Purchases (portion of total purchases) | 0 | 0 | 0 | 0 | 0 | 0 | 0 | 0 | 0 | 0 | 0
2002 | US | SERC | Delta | - | DCSFS | Full-Responsibility Sales (portion of total sales) | 0 | 0 | 0 | 0 | 0 | 0 | 0 | 0 | 0 | 0 | 0
2002 | US | SERC | Delta | - | DCSIC | Inoperable capacity | 0 | 0 | 0 | 0 | 0 | 0 | 0 | 0 | 0 | 0 | 0
2002 | US | SERC | Delta | - | DCSIN | Internal Demand | 25747 | 26739 | 26867 | 27084 | 27065 | 27669 | 28185 | 28608 | 29209 | 29698 | 30237
2002 | US | SERC | Delta | - | DCSIT | Interruptible Demand | 1271 | 1317 | 1317 | 882 | 882 | 882 | 882 | 882 | 882 | 882 | 882
2002 | US | SERC | Delta | - | DCSLM | Direct Control Load Management | 30 | 30 | 30 | 30 | 30 | 30 | 30 | 30 | 30 | 30 | 30
2002 | US | SERC | Delta | - | DCSNC | Net Capacity Resources | 27456 | 28365 | 29156 | 30176 | 30238 | 30838 | 30838 | 30974 | 31138 | 31247 | 31335
2002 | US | SERC | Delta | - | DCSNI | Projected Net Internal Demand | 24446 | 25392 | 25520 | 26172 | 26153 | 26757 | 27273 | 27696 | 28297 | 28786 | 29325
2002 | US | SERC | Delta | - | DCSNO | Net Operable Capacity | 26840 | 27551 | 28273 | 29245 | 29317 | 29917 | 29917 | 29953 | 30042 | 30131 | 30219
2002 | US | SERC | Delta | - | DCSOTG | Other Generator Capacity >= 1 MW | 0 | 0 | 0 | 0 | 0 | 0 | 0 | 0 | 0 | 0 | 0
2002 | US | SERC | Delta | - | DCSOTL | Other Capacity < 1 MW | 0 | 0 | 0 | 0 | 0 | 0 | 0 | 0 | 0 | 0 | 0
2002 | US | SERC | Delta | - | DCSPU | Purchases | 1399 | 1399 | 1399 | 1399 | 1116 | 1116 | 1116 | 1116 | 1116 | 1116 | 1116
2002 | US | SERC | Delta | - | DCSSA | Sales | 783 | 585 | 516 | 468 | 195 | 195 | 195 | 95 | 20 | 0 | 0
2002 | US | SERC | Delta | - | DCSST | Standby Demand | 0 | 0 | 0 | 0 | 0 | 0 | 0 | 0 | 0 | 0 | 0
2002 | US | SERC | Delta | - | DCST | Total Internal Capacity | 26840 | 27551 | 28273 | 29245 | 29317 | 29917 | 29917 | 29953 | 30042 | 30131 | 30219
2002 | US | SERC | Delta | - | DCSTA | Committed Resources | 26840 | 27551 | 28241 | 29120 | 29192 | 29792 | 29792 | 29792 | 29792 | 29792 | 29792
2002 | US | SERC | Delta | - | DCSTB | Uncommitted Resources | 0 | 0 | 32 | 125 | 125 | 125 | 125 | 161 | 250 | 339 | 427
2002 | US | SERC | Delta | - | DCSTI | Projected Total Internal Demand | 25747 | 26739 | 26867 | 27084 | 27065 | 27669 | 28185 | 28608 | 29209 | 29698 | 30237
2002 | US | SERC | Southeastern | - | CST | Total Capacity | 47074 | 48756 | 50021 | 50394 | 50479 | 50709 | 50709 | 50854 | 50969 | 50969 | 51229
2002 | US | SERC | Southeastern | - | DCSAJ | Adjustments | -125 | -125 | -210 | -295 | -380 | -380 | -380 | -380 | -380 | -380 | -380
2002 | US | SERC | Southeastern | - | DCSDGG | Distributed Generator Capacity >= 1 MW | 476 | 92 | 92 | 92 | 92 | 92 | 92 | 92 | 92 | 92 | 92
2002 | US | SERC | Southeastern | - | DCSDGL | Distributed Generator Capacity < 1 MW | 0 | 0 | 0 | 0 | 0 | 0 | 0 | 0 | 0 | 0 | 0
2002 | US | SERC | Southeastern | - | DCSFP | Full-Responsibility Purchases (portion of total purchases) | 0 | 0 | 0 | 0 | 0 | 0 | 0 | 0 | 0 | 0 | 0
2002 | US | SERC | Southeastern | - | DCSFS | Full-Responsibility Sales (portion of total sales) | 0 | 0 | 0 | 0 | 0 | 0 | 0 | 0 | 0 | 0 | 0
2002 | US | SERC | Southeastern | - | DCSIC | Inoperable capacity | 82 | 82 | 82 | 82 | 82 | 82 | 82 | 82 | 82 | 82 | 82
2002 | US | SERC | Southeastern | - | DCSIN | Internal Demand | 41486 | 46015 | 47579 | 48971 | 50328 | 51643 | 53047 | 54450 | 55875 | 57324 | 58831
2002 | US | SERC | Southeastern | - | DCSIT | Interruptible Demand | 108 | 106 | 106 | 106 | 106 | 106 | 106 | 106 | 107 | 107 | 107
2002 | US | SERC | Southeastern | - | DCSLM | Direct Control Load Management | 56 | 100 | 100 | 100 | 100 | 100 | 100 | 100 | 100 | 100 | 100
2002 | US | SERC | Southeastern | - | DCSNC | Net Capacity Resources | 50753 | 52326 | 53544 | 54418 | 55883 | 57763 | 59927 | 61579 | 63002 | 64783 | 66912
2002 | US | SERC | Southeastern | - | DCSNI | Projected Net Internal Demand | 41322 | 45809 | 47373 | 48765 | 50122 | 51437 | 52841 | 54244 | 55668 | 57117 | 58624
2002 | US | SERC | Southeastern | - | DCSNO | Net Operable Capacity | 46992 | 48674 | 49939 | 50312 | 50397 | 50627 | 50627 | 50772 | 50887 | 50887 | 51147
2002 | US | SERC | Southeastern | - | DCSOTG | Other Generator Capacity >= 1 MW | 0 | 0 | 0 | 0 | 0 | 0 | 0 | 0 | 0 | 0 | 0
2002 | US | SERC | Southeastern | - | DCSOTL | Other Capacity < 1 MW | 0 | 0 | 0 | 0 | 0 | 0 | 0 | 0 | 0 | 0 | 0
2002 | US | SERC | Southeastern | - | DCSPU | Purchases | 6718 | 6511 | 6549 | 7336 | 8801 | 10326 | 11690 | 13197 | 14505 | 14737 | 16346
2002 | US | SERC | Southeastern | - | DCSSA | Sales | 2832 | 2734 | 2734 | 2935 | 2935 | 2810 | 2010 | 2010 | 2010 | 461 | 201
2002 | US | SERC | Southeastern | - | DCSST | Standby Demand | 0 | 0 | 0 | 0 | 0 | 0 | 0 | 0 | 0 | 0 | 0
2002 | US | SERC | Southeastern | - | DCST | Total Internal Capacity | 47074 | 48756 | 50021 | 50394 | 50479 | 50709 | 50709 | 50854 | 50969 | 50969 | 51229
2002 | US | SERC | Southeastern | - | DCSTA | Committed Resources | 47074 | 48756 | 49876 | 49746 | 49831 | 49916 | 49916 | 49916 | 50031 | 50031 | 50146
2002 | US | SERC | Southeastern | - | DCSTB | Uncommitted Resources | 0 | 0 | 145 | 648 | 648 | 793 | 793 | 938 | 938 | 938 | 1083
2002 | US | SERC | Southeastern | - | DCSTI | Projected Total Internal Demand | 41486 | 46015 | 47579 | 48971 | 50328 | 51643 | 53047 | 54450 | 55875 | 57324 | 58831
2002 | US | SERC | VACAR | - | CST | Total Capacity | 55914 | 57829 | 59323 | 62710 | 63740 | 64248 | 65458 | 65937 | 66828 | 67634 | 68108
2002 | US | SERC | VACAR | - | DCSAJ | Adjustments | 0 | 0 | 0 | 0 | 0 | 0 | 0 | 0 | 0 | 0 | 0
2002 | US | SERC | VACAR | - | DCSDGG | Distributed Generator Capacity >= 1 MW | 0 | 19 | 19 | 19 | 19 | 19 | 19 | 19 | 19 | 19 | 19
2002 | US | SERC | VACAR | - | DCSDGL | Distributed Generator Capacity < 1 MW | 0 | 0 | 0 | 0 | 0 | 0 | 0 | 0 | 0 | 0 | 0
2002 | US | SERC | VACAR | - | DCSFP | Full-Responsibility Purchases (portion of total purchases) | 0 | 0 | 0 | 0 | 0 | 0 | 0 | 0 | 0 | 0 | 0
2002 | US | SERC | VACAR | - | DCSFS | Full-Responsibility Sales (portion of total sales) | 0 | 0 | 0 | 0 | 0 | 0 | 0 | 0 | 0 | 0 | 0
2002 | US | SERC | VACAR | - | DCSIC | Inoperable capacity | 95 | 45 | 45 | 45 | 45 | 45 | 45 | 45 | 45 | 45 | 45
2002 | US | SERC | VACAR | - | DCSIN | Internal Demand | 54596 | 57914 | 59168 | 60767 | 62267 | 62921 | 64102 | 65392 | 66566 | 67944 | 69173
2002 | US | SERC | VACAR | - | DCSIT | Interruptible Demand | 727 | 1832 | 1840 | 1841 | 1842 | 1843 | 1844 | 1845 | 1847 | 1848 | 1849
2002 | US | SERC | VACAR | - | DCSLM | Direct Control Load Management | 370 | 723 | 725 | 725 | 704 | 697 | 689 | 683 | 675 | 669 | 663
2002 | US | SERC | VACAR | - | DCSNC | Net Capacity Resources | 61183 | 63375 | 64539 | 67014 | 68020 | 68632 | 69948 | 70249 | 71215 | 71838 | 72084
2002 | US | SERC | VACAR | - | DCSNI | Projected Net Internal Demand | 53499 | 55359 | 56603 | 58201 | 59721 | 60381 | 61569 | 62864 | 64044 | 65427 | 66661
2002 | US | SERC | VACAR | - | DCSNO | Net Operable Capacity | 55819 | 57784 | 59278 | 62665 | 63695 | 64203 | 65413 | 65892 | 66783 | 67589 | 68063
2002 | US | SERC | VACAR | - | DCSOTG | Other Generator Capacity >= 1 MW | 0 | 0 | 0 | 0 | 0 | 0 | 0 | 0 | 0 | 0 | 0
2002 | US | SERC | VACAR | - | DCSOTL | Other Capacity < 1 MW | 0 | 0 | 0 | 0 | 0 | 0 | 0 | 0 | 0 | 0 | 0
2002 | US | SERC | VACAR | - | DCSPU | Purchases | 7008 | 6718 | 6368 | 5461 | 5437 | 5190 | 5045 | 4867 | 4942 | 4759 | 4531
2002 | US | SERC | VACAR | - | DCSSA | Sales | 1644 | 1127 | 1107 | 1112 | 1112 | 761 | 510 | 510 | 510 | 510 | 510
2002 | US | SERC | VACAR | - | DCSST | Standby Demand | 0 | 0 | 0 | 0 | 0 | 0 | 0 | 0 | 0 | 0 | 0
2002 | US | SERC | VACAR | - | DCST | Total Internal Capacity | 55914 | 57829 | 59323 | 62710 | 63740 | 64248 | 65458 | 65937 | 66828 | 67634 | 68108
2002 | US | SERC | VACAR | - | DCSTA | Committed Resources | 55914 | 57554 | 59223 | 60665 | 61225 | 61053 | 61457 | 61457 | 61237 | 61237 | 61237
2002 | US | SERC | VACAR | - | DCSTB | Uncommitted Resources | 0 | 275 | 100 | 2045 | 2515 | 3195 | 4001 | 4480 | 5591 | 6397 | 6871
2002 | US | SERC | VACAR | - | DCSTI | Projected Total Internal Demand | 54596 | 57914 | 59168 | 60767 | 62267 | 62921 | 64102 | 65392 | 66566 | 67944 | 69173
2002 | US | SPP | - | - | CST | Total Capacity | 44402 | 44259 | 44668 | 44692 | 44632 | 44959 | 45112 | 45162 | 45612 | 46020 | 46023
2002 | US | SPP | - | - | DCSAJ | Adjustments | -110 | -110 | -110 | -110 | -110 | -110 | -110 | 0 | 0 | 0 | 0
2002 | US | SPP | - | - | DCSDGG | Distributed Generator Capacity >= 1 MW | 0 | 0 | 0 | 0 | 0 | 0 | 0 | 0 | 0 | 0 | 0
2002 | US | SPP | - | - | DCSDGL | Distributed Generator Capacity < 1 MW | 0 | 0 | 0 | 0 | 0 | 0 | 0 | 0 | 0 | 0 | 0
2002 | US | SPP | - | - | DCSFP | Full-Responsibility Purchases (portion of total purchases) | 594 | 2000 | 2272 | 2276 | 2047 | 1747 | 1696 | 1345 | 1356 | 1352 | 1362
2002 | US | SPP | - | - | DCSFS | Full-Responsibility Sales (portion of total sales) | 446 | 895 | 692 | 688 | 625 | 448 | 452 | 412 | 421 | 426 | 392
2002 | US | SPP | - | - | DCSIC | Inoperable capacity | 107 | 165 | 160 | 169 | 189 | 180 | 203 | 183 | 183 | 160 | 160
2002 | US | SPP | - | - | DCSIN | Internal Demand | 40273 | 41483 | 42490 | 43556 | 44678 | 45197 | 46204 | 47186 | 48239 | 49475 | 50185
2002 | US | SPP | - | - | DCSIT | Interruptible Demand | 1181 | 1248 | 1377 | 1383 | 1470 | 1476 | 1482 | 1489 | 1495 | 1622 | 1628
2002 | US | SPP | - | - | DCSLM | Direct Control Load Management | 285 | 293 | 293 | 293 | 293 | 293 | 293 | 293 | 293 | 293 | 293
2002 | US | SPP | - | - | DCSNC | Net Capacity Resources | 45530 | 47591 | 48737 | 49062 | 49128 | 49458 | 49964 | 50287 | 51106 | 51852 | 52353
2002 | US | SPP | - | - | DCSNI | Projected Net Internal Demand | 38807 | 39942 | 40820 | 41880 | 42915 | 43428 | 44429 | 45404 | 46451 | 47560 | 48264
2002 | US | SPP | - | - | DCSNO | Net Operable Capacity | 44295 | 44094 | 44508 | 44523 | 44443 | 44779 | 44909 | 44979 | 45429 | 45860 | 45863
2002 | US | SPP | - | - | DCSOTG | Other Generator Capacity >= 1 MW | 0 | 0 | 0 | 0 | 0 | 0 | 0 | 0 | 0 | 0 | 0
2002 | US | SPP | - | - | DCSOTL | Other Capacity < 1 MW | 0 | 0 | 0 | 0 | 0 | 0 | 0 | 0 | 0 | 0 | 0
2002 | US | SPP | - | - | DCSPU | Purchases | 2932 | 5339 | 5801 | 6124 | 6207 | 6024 | 6404 | 6507 | 6885 | 7205 | 7669
2002 | US | SPP | - | - | DCSSA | Sales | 1587 | 1732 | 1462 | 1475 | 1412 | 1235 | 1239 | 1199 | 1208 | 1213 | 1179
2002 | US | SPP | - | - | DCSST | Standby Demand | 0 | 0 | 0 | 0 | 0 | 0 | 0 | 0 | 0 | 0 | 0
2002 | US | SPP | - | - | DCST | Total Internal Capacity | 44402 | 44259 | 44668 | 44692 | 44632 | 44959 | 45112 | 45162 | 45612 | 46020 | 46023
2002 | US | SPP | - | - | DCSTA | Committed Resources | 44402 | 44259 | 44556 | 44580 | 44520 | 44520 | 44520 | 44090 | 44540 | 44448 | 44451
2002 | US | SPP | - | - | DCSTB | Uncommitted Resources | 0 | 0 | 112 | 112 | 112 | 439 | 592 | 1072 | 1072 | 1572 | 1572
2002 | US | SPP | - | - | DCSTI | Projected Total Internal Demand | 40273 | 41483 | 42490 | 43556 | 44678 | 45197 | 46204 | 47186 | 48239 | 49475 | 50185
2002 | US | WECC | - | - | CST | Total Capacity | 137766 | 148945 | 163743 | 183696 | 203786 | 212135 | 212287 | 212362 | 212375 | 212696 | 212690
2002 | US | WECC | - | - | DCSAJ | Adjustments | 0 | 0 | 0 | 0 | 0 | 0 | 0 | 0 | 0 | 0 | 0
2002 | US | WECC | - | - | DCSDGG | Distributed Generator Capacity >= 1 MW | 0 | 0 | 0 | 0 | 0 | 0 | 0 | 0 | 0 | 0 | 0
2002 | US | WECC | - | - | DCSDGL | Distributed Generator Capacity < 1 MW | 0 | 0 | 0 | 0 | 0 | 0 | 0 | 0 | 0 | 0 | 0
2002 | US | WECC | - | - | DCSFP | Full-Responsibility Purchases (portion of total purchases) | 329 | 549 | 538 | 602 | 559 | 558 | 527 | 529 | 523 | 508 | 348
2002 | US | WECC | - | - | DCSFS | Full-Responsibility Sales (portion of total sales) | 1463 | 343 | 43 | 43 | 43 | 43 | 43 | 43 | 43 | 43 | 43
2002 | US | WECC | - | - | DCSIC | Inoperable capacity | 12439 | 6271 | 7684 | 7684 | 7684 | 7684 | 7684 | 7690 | 7684 | 7684 | 7679
2002 | US | WECC | - | - | DCSIN | Internal Demand | 109119 | 116852 | 119465 | 122089 | 124541 | 126886 | 129338 | 131219 | 133806 | 136378 | 138879
2002 | US | WECC | - | - | DCSIT | Interruptible Demand | 1608 | 1658 | 1659 | 1693 | 1690 | 1690 | 1691 | 1695 | 1697 | 1698 | 1711
2002 | US | WECC | - | - | DCSLM | Direct Control Load Management | 217 | 62 | 62 | 62 | 62 | 63 | 63 | 63 | 63 | 64 | 64
2002 | US | WECC | - | - | DCSNC | Net Capacity Resources | 124193 | 142880 | 156554 | 176571 | 196618 | 204966 | 205087 | 205158 | 205171 | 205477 | 205316
2002 | US | WECC | - | - | DCSNI | Projected Net Internal Demand | 107294 | 115132 | 117744 | 120334 | 122789 | 125133 | 127584 | 129461 | 132046 | 134616 | 137104
2002 | US | WECC | - | - | DCSNO | Net Operable Capacity | 125327 | 142674 | 156059 | 176012 | 196102 | 204451 | 204603 | 204672 | 204691 | 205012 | 205011
2002 | US | WECC | - | - | DCSOTG | Other Generator Capacity >= 1 MW | 137766 | 148945 | 155663 | 161660 | 165978 | 165787 | 165767 | 165767 | 165250 | 165571 | 165565
2002 | US | WECC | - | - | DCSOTL | Other Capacity < 1 MW | 0 | 0 | 0 | 0 | 0 | 0 | 0 | 0 | 0 | 0 | 0
2002 | US | WECC | - | - | DCSPU | Purchases | 329 | 549 | 538 | 602 | 559 | 558 | 527 | 529 | 523 | 508 | 348
2002 | US | WECC | - | - | DCSSA | Sales | 1463 | 343 | 43 | 43 | 43 | 43 | 43 | 43 | 43 | 43 | 43
2002 | US | WECC | - | - | DCSST | Standby Demand | 0 | 0 | 0 | 0 | 0 | 0 | 0 | 0 | 0 | 0 | 0
2002 | US | WECC | - | - | DCST | Total Internal Capacity | 137766 | 148945 | 163743 | 183696 | 203786 | 212135 | 212287 | 212362 | 212375 | 212696 | 212690
2002 | US | WECC | - | - | DCSTA | Committed Resources | 137766 | 148945 | 155663 | 161660 | 165978 | 165787 | 165767 | 165767 | 165250 | 165571 | 165565
2002 | US | WECC | - | - | DCSTB | Uncommitted Resources | 0 | 0 | 8080 | 22036 | 37808 | 46348 | 46520 | 46595 | 47125 | 47125 | 47125
2002 | US | WECC | - | - | DCSTI | Projected Total Internal Demand | 109119 | 116852 | 119465 | 122089 | 124541 | 126886 | 129338 | 131219 | 133806 | 136378 | 138879
2002 | US | WECC | AZN | - | CST | Total Capacity | 22916 | 25940 | 32152 | 35504 | 39056 | 40167 | 40167 | 40252 | 40252 | 40252 | 40252
2002 | US | WECC | AZN | - | DCSAJ | Adjustments | 4005 | 4005 | 4005 | 4005 | 4019 | 4019 | 4019 | 4019 | 4019 | 4019 | 4019
2002 | US | WECC | AZN | - | DCSDGG | Distributed Generator Capacity >= 1 MW | 0 | 0 | 0 | 0 | 0 | 0 | 0 | 0 | 0 | 0 | 0
2002 | US | WECC | AZN | - | DCSDGL | Distributed Generator Capacity < 1 MW | 0 | 0 | 0 | 0 | 0 | 0 | 0 | 0 | 0 | 0 | 0
2002 | US | WECC | AZN | - | DCSFP | Full-Responsibility Purchases (portion of total purchases) | 13003 | 988 | 740 | 740 | 630 | 630 | 630 | 630 | 630 | 630 | 480
2002 | US | WECC | AZN | - | DCSFS | Full-Responsibility Sales (portion of total sales) | 7968 | 856 | 856 | 856 | 856 | 856 | 856 | 856 | 856 | 856 | 856
2002 | US | WECC | AZN | - | DCSIC | Inoperable capacity | 1408 | 31 | 127 | 127 | 127 | 127 | 127 | 127 | 127 | 127 | 127
2002 | US | WECC | AZN | - | DCSIN | Internal Demand | 23360 | 24183 | 25099 | 26041 | 26894 | 27632 | 28425 | 29313 | 30084 | 30855 | 31617
2002 | US | WECC | AZN | - | DCSIT | Interruptible Demand | 266 | 259 | 260 | 281 | 286 | 286 | 286 | 288 | 289 | 289 | 290
2002 | US | WECC | AZN | - | DCSLM | Direct Control Load Management | 0 | 1 | 1 | 1 | 1 | 2 | 2 | 2 | 2 | 3 | 3
2002 | US | WECC | AZN | - | DCSNC | Net Capacity Resources | 26543 | 26790 | 31909 | 35261 | 38703 | 39814 | 39814 | 39899 | 39899 | 39899 | 39749
2002 | US | WECC | AZN | - | DCSNI | Projected Net Internal Demand | 23094 | 23923 | 24838 | 25759 | 26607 | 27344 | 28137 | 29023 | 29793 | 30563 | 31324
2002 | US | WECC | AZN | - | DCSNO | Net Operable Capacity | 21508 | 25909 | 32025 | 35377 | 38929 | 40040 | 40040 | 40125 | 40125 | 40125 | 40125
2002 | US | WECC | AZN | - | DCSOTG | Other Generator Capacity >= 1 MW | 22916 | 25940 | 27852 | 28969 | 28993 | 29004 | 29004 | 29014 | 29014 | 29014 | 29014
2002 | US | WECC | AZN | - | DCSOTL | Other Capacity < 1 MW | 0 | 0 | 0 | 0 | 0 | 0 | 0 | 0 | 0 | 0 | 0
2002 | US | WECC | AZN | - | DCSPU | Purchases | 13771 | 2505 | 1508 | 1508 | 1398 | 1398 | 1398 | 1398 | 1398 | 1398 | 1248
2002 | US | WECC | AZN | - | DCSSA | Sales | 12741 | 5629 | 5629 | 5629 | 5643 | 5643 | 5643 | 5643 | 5643 | 5643 | 5643
2002 | US | WECC | AZN | - | DCSST | Standby Demand | 0 | 0 | 0 | 0 | 0 | 0 | 0 | 0 | 0 | 0 | 0
2002 | US | WECC | AZN | - | DCST | Total Internal Capacity | 22916 | 25940 | 32152 | 35504 | 39056 | 40167 | 40167 | 40252 | 40252 | 40252 | 40252
2002 | US | WECC | AZN | - | DCSTA | Committed Resources | 22916 | 25940 | 27852 | 28969 | 28993 | 29004 | 29004 | 29014 | 29014 | 29014 | 29014
2002 | US | WECC | AZN | - | DCSTB | Uncommitted Resources | 0 | 0 | 4300 | 6535 | 10063 | 11163 | 11163 | 11238 | 11238 | 11238 | 11238
2002 | US | WECC | AZN | - | DCSTI | Projected Total Internal Demand | 23360 | 24183 | 25099 | 26041 | 26894 | 27632 | 28425 | 29313 | 30084 | 30855 | 31617
2002 | US | WECC | CNV | - | CST | Total Capacity | 57240 | 60944 | 66640 | 79196 | 94422 | 100394 | 100566 | 100566 | 100579 | 100652 | 100682
2002 | US | WECC | CNV | - | DCSAJ | Adjustments | -3950 | -3950 | -3950 | -3950 | -3964 | -3964 | -3964 | -3964 | -3964 | -3964 | -3964
2002 | US | WECC | CNV | - | DCSDGG | Distributed Generator Capacity >= 1 MW | 0 | 0 | 0 | 0 | 0 | 0 | 0 | 0 | 0 | 0 | 0
2002 | US | WECC | CNV | - | DCSDGL | Distributed Generator Capacity < 1 MW | 0 | 0 | 0 | 0 | 0 | 0 | 0 | 0 | 0 | 0 | 0
2002 | US | WECC | CNV | - | DCSFP | Full-Responsibility Purchases (portion of total purchases) | 15945 | 2112 | 2126 | 2019 | 1944 | 1344 | 1144 | 1108 | 1096 | 1096 | 1096
2002 | US | WECC | CNV | - | DCSFS | Full-Responsibility Sales (portion of total sales) | 10364 | 431 | 131 | 131 | 21 | 21 | 21 | 21 | 21 | 21 | 21
2002 | US | WECC | CNV | - | DCSIC | Inoperable capacity | 7061 | 6000 | 7477 | 7477 | 7477 | 7477 | 7477 | 7483 | 7477 | 7477 | 7477
2002 | US | WECC | CNV | - | DCSIN | Internal Demand | 46714 | 50558 | 51307 | 52084 | 52880 | 53698 | 54520 | 55359 | 56209 | 57066 | 57921
2002 | US | WECC | CNV | - | DCSIT | Interruptible Demand | 1134 | 1349 | 1349 | 1349 | 1349 | 1349 | 1349 | 1349 | 1349 | 1349 | 1349
2002 | US | WECC | CNV | - | DCSLM | Direct Control Load Management | 217 | 60 | 60 | 60 | 60 | 60 | 60 | 60 | 60 | 60 | 60
2002 | US | WECC | CNV | - | DCSNC | Net Capacity Resources | 55760 | 56625 | 61158 | 73607 | 88868 | 94240 | 94212 | 94170 | 94177 | 94250 | 94280
2002 | US | WECC | CNV | - | DCSNI | Projected Net Internal Demand | 45363 | 49149 | 49898 | 50675 | 51471 | 52289 | 53111 | 53950 | 54800 | 55657 | 56512
2002 | US | WECC | CNV | - | DCSNO | Net Operable Capacity | 50179 | 54944 | 59163 | 71719 | 86945 | 92917 | 93089 | 93083 | 93102 | 93175 | 93205
2002 | US | WECC | CNV | - | DCSOTG | Other Generator Capacity >= 1 MW | 57240 | 60944 | 65040 | 69820 | 73907 | 73549 | 73549 | 73549 | 73032 | 73105 | 73135
2002 | US | WECC | CNV | - | DCSOTL | Other Capacity < 1 MW | 0 | 0 | 0 | 0 | 0 | 0 | 0 | 0 | 0 | 0 | 0
2002 | US | WECC | CNV | - | DCSPU | Purchases | 20685 | 6852 | 6866 | 6759 | 6698 | 6098 | 5898 | 5862 | 5850 | 5850 | 5850
2002 | US | WECC | CNV | - | DCSSA | Sales | 11154 | 1221 | 921 | 921 | 811 | 811 | 811 | 811 | 811 | 811 | 811
2002 | US | WECC | CNV | - | DCSST | Standby Demand | 0 | 0 | 0 | 0 | 0 | 0 | 0 | 0 | 0 | 0 | 0
2002 | US | WECC | CNV | - | DCST | Total Internal Capacity | 57240 | 60944 | 66640 | 79196 | 94422 | 100394 | 100566 | 100566 | 100579 | 100652 | 100682
2002 | US | WECC | CNV | - | DCSTA | Committed Resources | 57240 | 60944 | 65040 | 69820 | 73907 | 73549 | 73549 | 73549 | 73032 | 73105 | 73135
2002 | US | WECC | CNV | - | DCSTB | Uncommitted Resources | 0 | 0 | 1600 | 9376 | 20515 | 26845 | 27017 | 27017 | 27547 | 27547 | 27547
2002 | US | WECC | CNV | - | DCSTI | Projected Total Internal Demand | 46714 | 50558 | 51307 | 52084 | 52880 | 53698 | 54520 | 55359 | 56209 | 57066 | 57921
2002 | US | WECC | NWPP | - | CST | Total Capacity | 48150 | 52106 | 53894 | 57429 | 58741 | 60059 | 60039 | 60039 | 60039 | 60287 | 60251
2002 | US | WECC | NWPP | - | DCSAJ | Adjustments | -647 | -647 | -647 | -647 | -647 | -647 | -647 | -647 | -647 | -647 | -647
2002 | US | WECC | NWPP | - | DCSDGG | Distributed Generator Capacity >= 1 MW | 0 | 0 | 0 | 0 | 0 | 0 | 0 | 0 | 0 | 0 | 0
2002 | US | WECC | NWPP | - | DCSDGL | Distributed Generator Capacity < 1 MW | 0 | 0 | 0 | 0 | 0 | 0 | 0 | 0 | 0 | 0 | 0
2002 | US | WECC | NWPP | - | DCSFP | Full-Responsibility Purchases (portion of total purchases) | 1233 | 653 | 653 | 653 | 653 | 653 | 653 | 653 | 653 | 653 | 653
2002 | US | WECC | NWPP | - | DCSFS | Full-Responsibility Sales (portion of total sales) | 13247 | 2828 | 2647 | 2540 | 2465 | 1865 | 1665 | 1632 | 1620 | 1620 | 1620
2002 | US | WECC | NWPP | - | DCSIC | Inoperable capacity | 4611 | 366 | 192 | 192 | 192 | 192 | 192 | 192 | 192 | 192 | 192
2002 | US | WECC | NWPP | - | DCSIN | Internal Demand | 30405 | 33328 | 34036 | 34629 | 35276 | 35740 | 36367 | 36503 | 37105 | 37760 | 38354
2002 | US | WECC | NWPP | - | DCSIT | Interruptible Demand | 223 | 53 | 53 | 54 | 55 | 56 | 57 | 58 | 59 | 60 | 61
2002 | US | WECC | NWPP | - | DCSLM | Direct Control Load Management | 0 | 1 | 1 | 1 | 1 | 1 | 1 | 1 | 1 | 1 | 1
2002 | US | WECC | NWPP | - | DCSNC | Net Capacity Resources | 31525 | 49565 | 51708 | 55350 | 56737 | 58655 | 58835 | 58868 | 58880 | 59128 | 59092
2002 | US | WECC | NWPP | - | DCSNI | Projected Net Internal Demand | 30182 | 33274 | 33982 | 34574 | 35220 | 35683 | 36309 | 36444 | 37045 | 37699 | 38292
2002 | US | WECC | NWPP | - | DCSNO | Net Operable Capacity | 43539 | 51740 | 53702 | 57237 | 58549 | 59867 | 59847 | 59847 | 59847 | 60095 | 60059
2002 | US | WECC | NWPP | - | DCSOTG | Other Generator Capacity >= 1 MW | 48150 | 52106 | 52740 | 52915 | 53122 | 53330 | 53310 | 53310 | 53310 | 53558 | 53522
2002 | US | WECC | NWPP | - | DCSOTL | Other Capacity < 1 MW | 0 | 0 | 0 | 0 | 0 | 0 | 0 | 0 | 0 | 0 | 0
2002 | US | WECC | NWPP | - | DCSPU | Purchases | 2371 | 1791 | 1791 | 1791 | 1791 | 1791 | 1791 | 1791 | 1791 | 1791 | 1791
2002 | US | WECC | NWPP | - | DCSSA | Sales | 13738 | 3319 | 3138 | 3031 | 2956 | 2356 | 2156 | 2123 | 2111 | 2111 | 2111
2002 | US | WECC | NWPP | - | DCSST | Standby Demand | 0 | 0 | 0 | 0 | 0 | 0 | 0 | 0 | 0 | 0 | 0
2002 | US | WECC | NWPP | - | DCST | Total Internal Capacity | 48150 | 52106 | 53894 | 57429 | 58741 | 60059 | 60039 | 60039 | 60039 | 60287 | 60251
2002 | US | WECC | NWPP | - | DCSTA | Committed Resources | 48150 | 52106 | 52740 | 52915 | 53122 | 53330 | 53310 | 53310 | 53310 | 53558 | 53522
2002 | US | WECC | NWPP | - | DCSTB | Uncommitted Resources | 0 | 0 | 1154 | 4514 | 5619 | 6729 | 6729 | 6729 | 6729 | 6729 | 6729
2002 | US | WECC | NWPP | - | DCSTI | Projected Total Internal Demand | 30405 | 33328 | 34036 | 34629 | 35276 | 35740 | 36367 | 36503 | 37105 | 37760 | 38354
2002 | US | WECC | RMPA | - | CST | Total Capacity | 9464 | 10165 | 11386 | 11897 | 11897 | 11844 | 11844 | 11834 | 11834 | 11834 | 11834
2002 | US | WECC | RMPA | - | DCSAJ | Adjustments | 592 | 592 | 592 | 592 | 592 | 592 | 592 | 592 | 592 | 592 | 592
2002 | US | WECC | RMPA | - | DCSDGG | Distributed Generator Capacity >= 1 MW | 0 | 0 | 0 | 0 | 0 | 0 | 0 | 0 | 0 | 0 | 0
2002 | US | WECC | RMPA | - | DCSDGL | Distributed Generator Capacity < 1 MW | 0 | 0 | 0 | 0 | 0 | 0 | 0 | 0 | 0 | 0 | 0
2002 | US | WECC | RMPA | - | DCSFP | Full-Responsibility Purchases (portion of total purchases) | 1191 | 672 | 705 | 772 | 729 | 729 | 698 | 700 | 696 | 680 | 671
2002 | US | WECC | RMPA | - | DCSFS | Full-Responsibility Sales (portion of total sales) | 993 | 90 | 90 | 90 | 90 | 90 | 90 | 90 | 90 | 90 | 90
2002 | US | WECC | RMPA | - | DCSIC | Inoperable capacity | 412 | 0 | 0 | 0 | 0 | 0 | 0 | 0 | 0 | 0 | 0
2002 | US | WECC | RMPA | - | DCSIN | Internal Demand | 9331 | 9284 | 9574 | 9851 | 10079 | 10351 | 10580 | 10846 | 11126 | 11416 | 11673
2002 | US | WECC | RMPA | - | DCSIT | Interruptible Demand | 6 | 5 | 5 | 15 | 5 | 6 | 6 | 6 | 6 | 6 | 6
2002 | US | WECC | RMPA | - | DCSLM | Direct Control Load Management | 0 | 0 | 0 | 0 | 0 | 0 | 0 | 0 | 0 | 0 | 0
2002 | US | WECC | RMPA | - | DCSNC | Net Capacity Resources | 9250 | 10747 | 12001 | 12579 | 12536 | 12483 | 12452 | 12444 | 12765 | 13100 | 13395
2002 | US | WECC | RMPA | - | DCSNI | Projected Net Internal Demand | 9325 | 9279 | 9569 | 9836 | 10074 | 10345 | 10574 | 10840 | 11120 | 11410 | 11667
2002 | US | WECC | RMPA | - | DCSNO | Net Operable Capacity | 9052 | 10165 | 11386 | 11897 | 11897 | 11844 | 11844 | 11834 | 11834 | 11834 | 11834
2002 | US | WECC | RMPA | - | DCSOTG | Other Generator Capacity >= 1 MW | 9464 | 10165 | 10360 | 10286 | 10286 | 10233 | 10233 | 10223 | 10223 | 10223 | 10223
2002 | US | WECC | RMPA | - | DCSOTL | Other Capacity < 1 MW | 0 | 0 | 0 | 0 | 0 | 0 | 0 | 0 | 0 | 0 | 0
2002 | US | WECC | RMPA | - | DCSPU | Purchases | 1299 | 780 | 813 | 880 | 837 | 837 | 806 | 808 | 1129 | 1464 | 1759
2002 | US | WECC | RMPA | - | DCSSA | Sales | 1693 | 790 | 790 | 790 | 790 | 790 | 790 | 790 | 790 | 790 | 790
2002 | US | WECC | RMPA | - | DCSST | Standby Demand | 0 | 0 | 0 | 0 | 0 | 0 | 0 | 0 | 0 | 0 | 0
2002 | US | WECC | RMPA | - | DCST | Total Internal Capacity | 9464 | 10165 | 11386 | 11897 | 11897 | 11844 | 11844 | 11834 | 11834 | 11834 | 11834
2002 | US | WECC | RMPA | - | DCSTA | Committed Resources | 9464 | 10165 | 10360 | 10286 | 10286 | 10233 | 10233 | 10223 | 10223 | 10223 | 10223
2002 | US | WECC | RMPA | - | DCSTB | Uncommitted Resources | 0 | 0 | 1026 | 1611 | 1611 | 1611 | 1611 | 1611 | 1611 | 1611 | 1611
2002 | US | WECC | RMPA | - | DCSTI | Projected Total Internal Demand | 9331 | 9284 | 9574 | 9851 | 10079 | 10351 | 10580 | 10846 | 11126 | 11416 | 11673
2003 | CA | MRO | - | - | CST | Total Capacity | 8634 | 8871 | 8871 | 8871 | 8871 | 8871 | 8871 | 8871 | 8871 | 8871 | 8871
2003 | CA | MRO | - | - | DCSAJ | Adjustments | 0 | 0 | 0 | 0 | 0 | 0 | 0 | 0 | 0 | 0 | 0
2003 | CA | MRO | - | - | DCSDGG | Distributed Generator Capacity >= 1 MW | 0 | 0 | 0 | 0 | 0 | 0 | 0 | 0 | 0 | 0 | 0
2003 | CA | MRO | - | - | DCSDGL | Distributed Generator Capacity < 1 MW | 0 | 0 | 0 | 0 | 0 | 0 | 0 | 0 | 0 | 0 | 0
2003 | CA | MRO | - | - | DCSFP | Full-Responsibility Purchases (portion of total purchases) | 0 | 0 | 0 | 0 | 0 | 0 | 0 | 0 | 0 | 0 | 0
2003 | CA | MRO | - | - | DCSFS | Full-Responsibility Sales (portion of total sales) | 800 | 750 | 500 | 500 | 500 | 500 | 500 | 500 | 500 | 500 | 500
2003 | CA | MRO | - | - | DCSIC | Inoperable capacity | 241 | 241 | 78 | 228 | 163 | 92 | 231 | 156 | 156 | 231 | 156
2003 | CA | MRO | - | - | DCSIN | Internal Demand | 5394 | 5519 | 5615 | 5707 | 5785 | 5845 | 5947 | 6029 | 6109 | 6185 | 6229
2003 | CA | MRO | - | - | DCSIT | Interruptible Demand | 268 | 268 | 268 | 268 | 268 | 268 | 0 | 0 | 0 | 0 | 0
2003 | CA | MRO | - | - | DCSLM | Direct Control Load Management | 0 | 0 | 0 | 0 | 0 | 0 | 0 | 0 | 0 | 0 | 0
2003 | CA | MRO | - | - | DCSNC | Net Capacity Resources | 6673 | 6870 | 7283 | 7354 | 7419 | 7640 | 7501 | 7606 | 7656 | 7581 | 7686
2003 | CA | MRO | - | - | DCSNI | Projected Net Internal Demand | 5126 | 5251 | 5347 | 5439 | 5517 | 5577 | 5947 | 6029 | 6109 | 6185 | 6229
2003 | CA | MRO | - | - | DCSNO | Net Operable Capacity | 8393 | 8630 | 8793 | 8643 | 8708 | 8779 | 8640 | 8715 | 8715 | 8640 | 8715
2003 | CA | MRO | - | - | DCSOTG | Other Generator Capacity >= 1 MW | 8634 | 8871 | 8871 | 8871 | 8871 | 8871 | 8871 | 8871 | 8871 | 8871 | 8871
2003 | CA | MRO | - | - | DCSOTL | Other Capacity < 1 MW | 0 | 0 | 0 | 0 | 0 | 0 | 0 | 0 | 0 | 0 | 0
2003 | CA | MRO | - | - | DCSPU | Purchases | 0 | 0 | 0 | 0 | 0 | 0 | 0 | 0 | 0 | 0 | 0
2003 | CA | MRO | - | - | DCSSA | Sales | 1720 | 1760 | 1510 | 1289 | 1289 | 1139 | 1139 | 1109 | 1059 | 1059 | 1029
2003 | CA | MRO | - | - | DCSST | Standby Demand | 0 | 0 | 0 | 0 | 0 | 0 | 0 | 0 | 0 | 0 | 0
2003 | CA | MRO | - | - | DCST | Total Internal Capacity | 8634 | 8871 | 8871 | 8871 | 8871 | 8871 | 8871 | 8871 | 8871 | 8871 | 8871
2003 | CA | MRO | - | - | DCSTA | Committed Resources | 8634 | 8871 | 8871 | 8871 | 8871 | 8871 | 8871 | 8871 | 8871 | 8871 | 8871
2003 | CA | MRO | - | - | DCSTB | Uncommitted Resources | 0 | 0 | 0 | 0 | 0 | 0 | 0 | 0 | 0 | 0 | 0
2003 | CA | MRO | - | - | DCSTI | Projected Total Internal Demand | 5394 | 5519 | 5615 | 5707 | 5785 | 5845 | 5947 | 6029 | 6109 | 6185 | 6229
2003 | CA | NPCC | - | - | CST | Total Capacity | 71370 | 72368 | 73543 | 72456 | 73075 | 73152 | 73728 | 74222 | 74857 | 74857 | 74857
2003 | CA | NPCC | - | - | DCSAJ | Adjustments | 0 | 0 | 0 | 0 | 0 | 0 | 0 | 0 | 0 | 0 | 0
2003 | CA | NPCC | - | - | DCSDGG | Distributed Generator Capacity >= 1 MW | 0 | 0 | 0 | 0 | 0 | 0 | 0 | 0 | 0 | 0 | 0
2003 | CA | NPCC | - | - | DCSDGL | Distributed Generator Capacity < 1 MW | 0 | 0 | 0 | 0 | 0 | 0 | 0 | 0 | 0 | 0 | 0
2003 | CA | NPCC | - | - | DCSFP | Full-Responsibility Purchases (portion of total purchases) | 155 | 155 | 155 | 155 | 125 | 125 | 125 | 125 | 125 | 125 | 125
2003 | CA | NPCC | - | - | DCSFS | Full-Responsibility Sales (portion of total sales) | 1135 | 864 | 764 | 734 | 734 | 734 | 734 | 734 | 734 | 734 | 534
2003 | CA | NPCC | - | - | DCSIC | Inoperable capacity | 15182 | 13757 | 11762 | 12138 | 11736 | 11734 | 11928 | 13232 | 12554 | 12551 | 12630
2003 | CA | NPCC | - | - | DCSIN | Internal Demand | 51460 | 48591 | 49531 | 50113 | 50951 | 51633 | 52131 | 52677 | 53227 | 53785 | 54298
2003 | CA | NPCC | - | - | DCSIT | Interruptible Demand | 812 | 884 | 862 | 870 | 871 | 870 | 882 | 882 | 882 | 882 | 882
2003 | CA | NPCC | - | - | DCSLM | Direct Control Load Management | 0 | 0 | 0 | 0 | 0 | 0 | 0 | 0 | 0 | 0 | 0
2003 | CA | NPCC | - | - | DCSNC | Net Capacity Resources | 60800 | 60824 | 64440 | 63431 | 64422 | 64501 | 64883 | 64073 | 65386 | 65389 | 65310
2003 | CA | NPCC | - | - | DCSNI | Projected Net Internal Demand | 50648 | 47707 | 48669 | 49243 | 50080 | 50763 | 51249 | 51795 | 52345 | 52903 | 53416
2003 | CA | NPCC | - | - | DCSNO | Net Operable Capacity | 56188 | 58611 | 61781 | 60318 | 61339 | 61418 | 61800 | 60990 | 62303 | 62306 | 62227
2003 | CA | NPCC | - | - | DCSOTG | Other Generator Capacity >= 1 MW | 71366 | 72364 | 73539 | 72452 | 73031 | 73108 | 73684 | 74178 | 74813 | 74813 | 74813
2003 | CA | NPCC | - | - | DCSOTL | Other Capacity < 1 MW | 4 | 4 | 4 | 4 | 4 | 4 | 4 | 4 | 4 | 4 | 4
2003 | CA | NPCC | - | - | DCSPU | Purchases | 8321 | 4423 | 4223 | 4223 | 4193 | 4193 | 4193 | 4193 | 4193 | 4193 | 3993
2003 | CA | NPCC | - | - | DCSSA | Sales | 3709 | 2210 | 1564 | 1110 | 1110 | 1110 | 1110 | 1110 | 1110 | 1110 | 910
2003 | CA | NPCC | - | - | DCSST | Standby Demand | 0 | 0 | 0 | 0 | 0 | 0 | 0 | 0 | 0 | 0 | 0
2003 | CA | NPCC | - | - | DCST | Total Internal Capacity | 71370 | 72368 | 73543 | 72456 | 73075 | 73152 | 73728 | 74222 | 74857 | 74857 | 74857
2003 | CA | NPCC | - | - | DCSTA | Committed Resources | 71370 | 72368 | 73543 | 72456 | 73035 | 73112 | 73688 | 74182 | 74817 | 74817 | 74817
2003 | CA | NPCC | - | - | DCSTB | Uncommitted Resources | 0 | 0 | 0 | 0 | 40 | 40 | 40 | 40 | 40 | 40 | 40
2003 | CA | NPCC | - | - | DCSTI | Projected Total Internal Demand | 51460 | 48591 | 49531 | 50113 | 50951 | 51633 | 52131 | 52677 | 53227 | 53785 | 54298
2003 | CA | NPCC | Maritimes | Maritimes | CST | Total Capacity | 6277 | 6319 | 6319 | 6236 | 6276 | 6276 | 5531 | 5531 | 6166 | 6166 | 6166
2003 | CA | NPCC | Maritimes | Maritimes | DCSAJ | Adjustments | 0 | 0 | 0 | 0 | 0 | 0 | 0 | 0 | 0 | 0 | 0
2003 | CA | NPCC | Maritimes | Maritimes | DCSDGG | Distributed Generator Capacity >= 1 MW | 0 | 0 | 0 | 0 | 0 | 0 | 0 | 0 | 0 | 0 | 0
2003 | CA | NPCC | Maritimes | Maritimes | DCSDGL | Distributed Generator Capacity < 1 MW | 0 | 0 | 0 | 0 | 0 | 0 | 0 | 0 | 0 | 0 | 0
2003 | CA | NPCC | Maritimes | Maritimes | DCSFP | Full-Responsibility Purchases (portion of total purchases) | 155 | 155 | 155 | 155 | 125 | 125 | 125 | 125 | 125 | 125 | 125
2003 | CA | NPCC | Maritimes | Maritimes | DCSFS | Full-Responsibility Sales (portion of total sales) | 1135 | 864 | 764 | 734 | 734 | 734 | 734 | 734 | 734 | 734 | 534
2003 | CA | NPCC | Maritimes | Maritimes | DCSIC | Inoperable capacity | 0 | 0 | 0 | 0 | 0 | 0 | 0 | 0 | 0 | 0 | 0
2003 | CA | NPCC | Maritimes | Maritimes | DCSIN | Internal Demand | 3524 | 3396 | 3465 | 3518 | 3553 | 3600 | 3615 | 3664 | 3715 | 3769 | 3817
2003 | CA | NPCC | Maritimes | Maritimes | DCSIT | Interruptible Demand | 512 | 584 | 562 | 570 | 571 | 570 | 582 | 582 | 582 | 582 | 582
2003 | CA | NPCC | Maritimes | Maritimes | DCSLM | Direct Control Load Management | 0 | 0 | 0 | 0 | 0 | 0 | 0 | 0 | 0 | 0 | 0
2003 | CA | NPCC | Maritimes | Maritimes | DCSNC | Net Capacity Resources | 5297 | 5610 | 5710 | 5657 | 5667 | 5667 | 4922 | 4922 | 5557 | 5557 | 5757
2003 | CA | NPCC | Maritimes | Maritimes | DCSNI | Projected Net Internal Demand | 3012 | 2812 | 2903 | 2948 | 2982 | 3030 | 3033 | 3082 | 3133 | 3187 | 3235
2003 | CA | NPCC | Maritimes | Maritimes | DCSNO | Net Operable Capacity | 6277 | 6319 | 6319 | 6236 | 6276 | 6276 | 5531 | 5531 | 6166 | 6166 | 6166
2003 | CA | NPCC | Maritimes | Maritimes | DCSOTG | Other Generator Capacity >= 1 MW | 6273 | 6315 | 6315 | 6232 | 6232 | 6232 | 5487 | 5487 | 6122 | 6122 | 6122
2003 | CA | NPCC | Maritimes | Maritimes | DCSOTL | Other Capacity < 1 MW | 4 | 4 | 4 | 4 | 4 | 4 | 4 | 4 | 4 | 4 | 4
2003 | CA | NPCC | Maritimes | Maritimes | DCSPU | Purchases | 155 | 155 | 155 | 155 | 125 | 125 | 125 | 125 | 125 | 125 | 125
2003 | CA | NPCC | Maritimes | Maritimes | DCSSA | Sales | 1135 | 864 | 764 | 734 | 734 | 734 | 734 | 734 | 734 | 734 | 534
2003 | CA | NPCC | Maritimes | Maritimes | DCSST | Standby Demand | 0 | 0 | 0 | 0 | 0 | 0 | 0 | 0 | 0 | 0 | 0
2003 | CA | NPCC | Maritimes | Maritimes | DCST | Total Internal Capacity | 6277 | 6319 | 6319 | 6236 | 6276 | 6276 | 5531 | 5531 | 6166 | 6166 | 6166
2003 | CA | NPCC | Maritimes | Maritimes | DCSTA | Committed Resources | 6277 | 6319 | 6319 | 6236 | 6236 | 6236 | 5491 | 5491 | 6126 | 6126 | 6126
2003 | CA | NPCC | Maritimes | Maritimes | DCSTB | Uncommitted Resources | 0 | 0 | 0 | 0 | 40 | 40 | 40 | 40 | 40 | 40 | 40
2003 | CA | NPCC | Maritimes | Maritimes | DCSTI | Projected Total Internal Demand | 3524 | 3396 | 3465 | 3518 | 3553 | 3600 | 3615 | 3664 | 3715 | 3769 | 3817
2003 | CA | NPCC | Ontario | Ontario | CST | Total Capacity | 33069 | 33579 | 34255 | 33107 | 33107 | 33107 | 33107 | 33107 | 33107 | 33107 | 33107
2003 | CA | NPCC | Ontario | Ontario | DCSAJ | Adjustments | 0 | 0 | 0 | 0 | 0 | 0 | 0 | 0 | 0 | 0 | 0
2003 | CA | NPCC | Ontario | Ontario | DCSDGG | Distributed Generator Capacity >= 1 MW | 0 | 0 | 0 | 0 | 0 | 0 | 0 | 0 | 0 | 0 | 0
2003 | CA | NPCC | Ontario | Ontario | DCSDGL | Distributed Generator Capacity < 1 MW | 0 | 0 | 0 | 0 | 0 | 0 | 0 | 0 | 0 | 0 | 0
2003 | CA | NPCC | Ontario | Ontario | DCSFP | Full-Responsibility Purchases (portion of total purchases) | 0 | 0 | 0 | 0 | 0 | 0 | 0 | 0 | 0 | 0 | 0
2003 | CA | NPCC | Ontario | Ontario | DCSFS | Full-Responsibility Sales (portion of total sales) | 0 | 0 | 0 | 0 | 0 | 0 | 0 | 0 | 0 | 0 | 0
2003 | CA | NPCC | Ontario | Ontario | DCSIC | Inoperable capacity | 9233 | 6138 | 3935 | 4265 | 3712 | 3676 | 3805 | 4356 | 4353 | 4350 | 4429
2003 | CA | NPCC | Ontario | Ontario | DCSIN | Internal Demand | 25414 | 23684 | 24014 | 24360 | 24689 | 25005 | 25326 | 25641 | 25945 | 26247 | 26530
2003 | CA | NPCC | Ontario | Ontario | DCSIT | Interruptible Demand | 300 | 300 | 300 | 300 | 300 | 300 | 300 | 300 | 300 | 300 | 300
2003 | CA | NPCC | Ontario | Ontario | DCSLM | Direct Control Load Management | 0 | 0 | 0 | 0 | 0 | 0 | 0 | 0 | 0 | 0 | 0
2003 | CA | NPCC | Ontario | Ontario | DCSNC | Net Capacity Resources | 26994 | 27641 | 30320 | 28842 | 29395 | 29431 | 29302 | 28751 | 28754 | 28757 | 28678
2003 | CA | NPCC | Ontario | Ontario | DCSNI | Projected Net Internal Demand | 25114 | 23384 | 23714 | 24060 | 24389 | 24705 | 25026 | 25341 | 25645 | 25947 | 26230
2003 | CA | NPCC | Ontario | Ontario | DCSNO | Net Operable Capacity | 23836 | 27441 | 30320 | 28842 | 29395 | 29431 | 29302 | 28751 | 28754 | 28757 | 28678
2003 | CA | NPCC | Ontario | Ontario | DCSOTG | Other Generator Capacity >= 1 MW | 33069 | 33579 | 34255 | 33107 | 33107 | 33107 | 33107 | 33107 | 33107 | 33107 | 33107
2003 | CA | NPCC | Ontario | Ontario | DCSOTL | Other Capacity < 1 MW | 0 | 0 | 0 | 0 | 0 | 0 | 0 | 0 | 0 | 0 | 0
2003 | CA | NPCC | Ontario | Ontario | DCSPU | Purchases | 3161 | 200 | 0 | 0 | 0 | 0 | 0 | 0 | 0 | 0 | 0
2003 | CA | NPCC | Ontario | Ontario | DCSSA | Sales | 3 | 0 | 0 | 0 | 0 | 0 | 0 | 0 | 0 | 0 | 0
2003 | CA | NPCC | Ontario | Ontario | DCSST | Standby Demand | 0 | 0 | 0 | 0 | 0 | 0 | 0 | 0 | 0 | 0 | 0
2003 | CA | NPCC | Ontario | Ontario | DCST | Total Internal Capacity | 33069 | 33579 | 34255 | 33107 | 33107 | 33107 | 33107 | 33107 | 33107 | 33107 | 33107
2003 | CA | NPCC | Ontario | Ontario | DCSTA | Committed Resources | 33069 | 33579 | 34255 | 33107 | 33107 | 33107 | 33107 | 33107 | 33107 | 33107 | 33107
2003 | CA | NPCC | Ontario | Ontario | DCSTB | Uncommitted Resources | 0 | 0 | 0 | 0 | 0 | 0 | 0 | 0 | 0 | 0 | 0
2003 | CA | NPCC | Ontario | Ontario | DCSTI | Projected Total Internal Demand | 25414 | 23684 | 24014 | 24360 | 24689 | 25005 | 25326 | 25641 | 25945 | 26247 | 26530
2003 | CA | NPCC | Quebec | Quebec | CST | Total Capacity | 32024 | 32470 | 32969 | 33113 | 33692 | 33769 | 35090 | 35584 | 35584 | 35584 | 35584
2003 | CA | NPCC | Quebec | Quebec | DCSAJ | Adjustments | 0 | 0 | 0 | 0 | 0 | 0 | 0 | 0 | 0 | 0 | 0
2003 | CA | NPCC | Quebec | Quebec | DCSDGG | Distributed Generator Capacity >= 1 MW | 0 | 0 | 0 | 0 | 0 | 0 | 0 | 0 | 0 | 0 | 0
2003 | CA | NPCC | Quebec | Quebec | DCSDGL | Distributed Generator Capacity < 1 MW | 0 | 0 | 0 | 0 | 0 | 0 | 0 | 0 | 0 | 0 | 0
2003 | CA | NPCC | Quebec | Quebec | DCSFP | Full-Responsibility Purchases (portion of total purchases) | 0 | 0 | 0 | 0 | 0 | 0 | 0 | 0 | 0 | 0 | 0
2003 | CA | NPCC | Quebec | Quebec | DCSFS | Full-Responsibility Sales (portion of total sales) | 0 | 0 | 0 | 0 | 0 | 0 | 0 | 0 | 0 | 0 | 0
2003 | CA | NPCC | Quebec | Quebec | DCSIC | Inoperable capacity | 5949 | 7619 | 7827 | 7873 | 8024 | 8058 | 8123 | 8876 | 8201 | 8201 | 8201
2003 | CA | NPCC | Quebec | Quebec | DCSIN | Internal Demand | 22522 | 21511 | 22052 | 22235 | 22709 | 23028 | 23190 | 23372 | 23567 | 23769 | 23951
2003 | CA | NPCC | Quebec | Quebec | DCSIT | Interruptible Demand | 0 | 0 | 0 | 0 | 0 | 0 | 0 | 0 | 0 | 0 | 0
2003 | CA | NPCC | Quebec | Quebec | DCSLM | Direct Control Load Management | 0 | 0 | 0 | 0 | 0 | 0 | 0 | 0 | 0 | 0 | 0
2003 | CA | NPCC | Quebec | Quebec | DCSNC | Net Capacity Resources | 28509 | 27573 | 28410 | 28932 | 29360 | 29403 | 30659 | 30400 | 31075 | 31075 | 30875
2003 | CA | NPCC | Quebec | Quebec | DCSNI | Projected Net Internal Demand | 22522 | 21511 | 22052 | 22235 | 22709 | 23028 | 23190 | 23372 | 23567 | 23769 | 23951
2003 | CA | NPCC | Quebec | Quebec | DCSNO | Net Operable Capacity | 26075 | 24851 | 25142 | 25240 | 25668 | 25711 | 26967 | 26708 | 27383 | 27383 | 27383
2003 | CA | NPCC | Quebec | Quebec | DCSOTG | Other Generator Capacity >= 1 MW | 32024 | 32470 | 32969 | 33113 | 33692 | 33769 | 35090 | 35584 | 35584 | 35584 | 35584
2003 | CA | NPCC | Quebec | Quebec | DCSOTL | Other Capacity < 1 MW | 0 | 0 | 0 | 0 | 0 | 0 | 0 | 0 | 0 | 0 | 0
2003 | CA | NPCC | Quebec | Quebec | DCSPU | Purchases | 5005 | 4068 | 4068 | 4068 | 4068 | 4068 | 4068 | 4068 | 4068 | 4068 | 3868
2003 | CA | NPCC | Quebec | Quebec | DCSSA | Sales | 2571 | 1346 | 800 | 376 | 376 | 376 | 376 | 376 | 376 | 376 | 376
2003 | CA | NPCC | Quebec | Quebec | DCSST | Standby Demand | 0 | 0 | 0 | 0 | 0 | 0 | 0 | 0 | 0 | 0 | 0
2003 | CA | NPCC | Quebec | Quebec | DCST | Total Internal Capacity | 32024 | 32470 | 32969 | 33113 | 33692 | 33769 | 35090 | 35584 | 35584 | 35584 | 35584
2003 | CA | NPCC | Quebec | Quebec | DCSTA | Committed Resources | 32024 | 32470 | 32969 | 33113 | 33692 | 33769 | 35090 | 35584 | 35584 | 35584 | 35584
2003 | CA | NPCC | Quebec | Quebec | DCSTB | Uncommitted Resources | 0 | 0 | 0 | 0 | 0 | 0 | 0 | 0 | 0 | 0 | 0
2003 | CA | NPCC | Quebec | Quebec | DCSTI | Projected Total Internal Demand | 22522 | 21511 | 22052 | 22235 | 22709 | 23028 | 23190 | 23372 | 23567 | 23769 | 23951
2003 | CA | WECC | - | - | CST | Total Capacity | 22491 | 23851 | 24238 | 25891 | 25934 | 25840 | 25934 | 25934 | 26184 | 26684 | 26684
2003 | CA | WECC | - | - | DCSAJ | Adjustments | 0 | 0 | 0 | 0 | 0 | 0 | 0 | 0 | 0 | 0 | 0
2003 | CA | WECC | - | - | DCSDGG | Distributed Generator Capacity >= 1 MW | 0 | 0 | 0 | 0 | 0 | 0 | 0 | 0 | 0 | 0 | 0
2003 | CA | WECC | - | - | DCSDGL | Distributed Generator Capacity < 1 MW | 0 | 0 | 0 | 0 | 0 | 0 | 0 | 0 | 0 | 0 | 0
2003 | CA | WECC | - | - | DCSFP | Full-Responsibility Purchases (portion of total purchases) | 155 | 0 | 0 | 0 | 0 | 0 | 0 | 0 | 0 | 0 | 0
2003 | CA | WECC | - | - | DCSFS | Full-Responsibility Sales (portion of total sales) | 152 | 152 | 152 | 152 | 152 | 152 | 152 | 152 | 152 | 152 | 152
2003 | CA | WECC | - | - | DCSIC | Inoperable capacity | 2613 | 2479 | 1929 | 1929 | 1929 | 2443 | 1929 | 1929 | 1929 | 1929 | 1929
2003 | CA | WECC | - | - | DCSIN | Internal Demand | 15418 | 15562 | 15849 | 16167 | 16377 | 16677 | 17052 | 17234 | 17471 | 17844 | 18054
2003 | CA | WECC | - | - | DCSIT | Interruptible Demand | 0 | 0 | 0 | 0 | 0 | 0 | 0 | 0 | 0 | 0 | 0
2003 | CA | WECC | - | - | DCSLM | Direct Control Load Management | 0 | 0 | 0 | 0 | 0 | 0 | 0 | 0 | 0 | 0 | 0
2003 | CA | WECC | - | - | DCSNC | Net Capacity Resources | 19881 | 21220 | 22157 | 23810 | 23853 | 23245 | 23853 | 23853 | 24103 | 24603 | 24603
2003 | CA | WECC | - | - | DCSNI | Projected Net Internal Demand | 15418 | 15562 | 15849 | 16167 | 16377 | 16677 | 17052 | 17234 | 17471 | 17844 | 18054
2003 | CA | WECC | - | - | DCSNO | Net Operable Capacity | 19878 | 21372 | 22309 | 23962 | 24005 | 23397 | 24005 | 24005 | 24255 | 24755 | 24755
2003 | CA | WECC | - | - | DCSOTG | Other Generator Capacity >= 1 MW | 22491 | 23851 | 23983 | 24001 | 24044 | 23950 | 24044 | 24044 | 24044 | 24044 | 24044
2003 | CA | WECC | - | - | DCSOTL | Other Capacity < 1 MW | 0 | 0 | 0 | 0 | 0 | 0 | 0 | 0 | 0 | 0 | 0
2003 | CA | WECC | - | - | DCSPU | Purchases | 155 | 0 | 0 | 0 | 0 | 0 | 0 | 0 | 0 | 0 | 0
2003 | CA | WECC | - | - | DCSSA | Sales | 152 | 152 | 152 | 152 | 152 | 152 | 152 | 152 | 152 | 152 | 152
2003 | CA | WECC | - | - | DCSST | Standby Demand | 0 | 0 | 0 | 0 | 0 | 0 | 0 | 0 | 0 | 0 | 0
2003 | CA | WECC | - | - | DCST | Total Internal Capacity | 22491 | 23851 | 24238 | 25891 | 25934 | 25840 | 25934 | 25934 | 26184 | 26684 | 26684
2003 | CA | WECC | - | - | DCSTA | Committed Resources | 22491 | 23851 | 23983 | 24001 | 24044 | 23950 | 24044 | 24044 | 24044 | 24044 | 24044
2003 | CA | WECC | - | - | DCSTB | Uncommitted Resources | 0 | 0 | 255 | 1890 | 1890 | 1890 | 1890 | 1890 | 2140 | 2640 | 2640
2003 | CA | WECC | - | - | DCSTI | Projected Total Internal Demand | 15418 | 15562 | 15849 | 16167 | 16377 | 16677 | 17052 | 17234 | 17471 | 17844 | 18054
2003 | MX | WECC | CA-MX | - | CST | Total Capacity | 2059 | 2634 | 2634 | 2634 | 2933 | 2933 | 3290 | 3371 | 3728 | 4085 | 4085
2003 | MX | WECC | CA-MX | - | DCSAJ | Adjustments | 0 | 0 | 0 | 0 | 0 | 0 | 0 | 0 | 0 | 0 | 0
2003 | MX | WECC | CA-MX | - | DCSDGG | Distributed Generator Capacity >= 1 MW | 0 | 0 | 0 | 0 | 0 | 0 | 0 | 0 | 0 | 0 | 0
2003 | MX | WECC | CA-MX | - | DCSDGL | Distributed Generator Capacity < 1 MW | 0 | 0 | 0 | 0 | 0 | 0 | 0 | 0 | 0 | 0 | 0
2003 | MX | WECC | CA-MX | - | DCSFP | Full-Responsibility Purchases (portion of total purchases) | 152 | 0 | 0 | 0 | 0 | 0 | 0 | 0 | 0 | 0 | 0
2003 | MX | WECC | CA-MX | - | DCSFS | Full-Responsibility Sales (portion of total sales) | 0 | 0 | 0 | 0 | 0 | 0 | 0 | 0 | 0 | 0 | 0
2003 | MX | WECC | CA-MX | - | DCSIC | Inoperable capacity | 136 | 0 | 0 | 0 | 2 | 2 | 2 | 2 | 2 | 2 | 2
2003 | MX | WECC | CA-MX | - | DCSIN | Internal Demand | 1641 | 1754 | 1907 | 2036 | 2174 | 2320 | 2477 | 2643 | 2821 | 3010 | 3212
2003 | MX | WECC | CA-MX | - | DCSIT | Interruptible Demand | 0 | 0 | 0 | 0 | 0 | 0 | 0 | 0 | 0 | 0 | 0
2003 | MX | WECC | CA-MX | - | DCSLM | Direct Control Load Management | 0 | 0 | 0 | 0 | 0 | 0 | 0 | 0 | 0 | 0 | 0
2003 | MX | WECC | CA-MX | - | DCSNC | Net Capacity Resources | 2075 | 2634 | 2634 | 2634 | 2931 | 2931 | 3288 | 3369 | 3726 | 4083 | 4083
2003 | MX | WECC | CA-MX | - | DCSNI | Projected Net Internal Demand | 1641 | 1754 | 1907 | 2036 | 2174 | 2320 | 2477 | 2643 | 2821 | 3010 | 3212
2003 | MX | WECC | CA-MX | - | DCSNO | Net Operable Capacity | 1923 | 2634 | 2634 | 2634 | 2931 | 2931 | 3288 | 3369 | 3726 | 4083 | 4083
2003 | MX | WECC | CA-MX | - | DCSOTG | Other Generator Capacity >= 1 MW | 2059 | 2634 | 2634 | 2634 | 2634 | 2634 | 2634 | 2358 | 2358 | 2358 | 2358
2003 | MX | WECC | CA-MX | - | DCSOTL | Other Capacity < 1 MW | 0 | 0 | 0 | 0 | 0 | 0 | 0 | 0 | 0 | 0 | 0
2003 | MX | WECC | CA-MX | - | DCSPU | Purchases | 152 | 0 | 0 | 0 | 0 | 0 | 0 | 0 | 0 | 0 | 0
2003 | MX | WECC | CA-MX | - | DCSSA | Sales | 0 | 0 | 0 | 0 | 0 | 0 | 0 | 0 | 0 | 0 | 0
2003 | MX | WECC | CA-MX | - | DCSST | Standby Demand | 0 | 0 | 0 | 0 | 0 | 0 | 0 | 0 | 0 | 0 | 0
2003 | MX | WECC | CA-MX | - | DCST | Total Internal Capacity | 2059 | 2634 | 2634 | 2634 | 2933 | 2933 | 3290 | 3371 | 3728 | 4085 | 4085
2003 | MX | WECC | CA-MX | - | DCSTA | Committed Resources | 2059 | 2634 | 2634 | 2634 | 2634 | 2634 | 2634 | 2358 | 2358 | 2358 | 2358
2003 | MX | WECC | CA-MX | - | DCSTB | Uncommitted Resources | 0 | 0 | 0 | 0 | 299 | 299 | 656 | 1013 | 1370 | 1727 | 1727
2003 | MX | WECC | CA-MX | - | DCSTI | Projected Total Internal Demand | 1641 | 1754 | 1907 | 2036 | 2174 | 2320 | 2477 | 2643 | 2821 | 3010 | 3212
2003 | TL | WECC | - | - | CST | Total Capacity | 172271 | 180674 | 185866 | 194769 | 195951 | 196062 | 197805 | 197901 | 198905 | 199604 | 199900
2003 | TL | WECC | - | - | DCSAJ | Adjustments | 0 | 0 | 0 | 0 | 0 | 0 | 0 | 0 | 0 | 0 | 0
2003 | TL | WECC | - | - | DCSDGG | Distributed Generator Capacity >= 1 MW | 0 | 0 | 0 | 0 | 0 | 0 | 0 | 0 | 0 | 0 | 0
2003 | TL | WECC | - | - | DCSDGL | Distributed Generator Capacity < 1 MW | 0 | 0 | 0 | 0 | 0 | 0 | 0 | 0 | 0 | 0 | 0
2003 | TL | WECC | - | - | DCSFP | Full-Responsibility Purchases (portion of total purchases) | 713 | 286 | 286 | 286 | 214 | 204 | 205 | 205 | 205 | 56 | 46
2003 | TL | WECC | - | - | DCSFS | Full-Responsibility Sales (portion of total sales) | 143 | 103 | 103 | 103 | 103 | 103 | 103 | 103 | 103 | 103 | 103
2003 | TL | WECC | - | - | DCSIC | Inoperable capacity | 8602 | 3490 | 3230 | 3152 | 3068 | 2833 | 2931 | 2931 | 2833 | 2833 | 2833
2003 | TL | WECC | - | - | DCSIN | Internal Demand | 136108 | 136587 | 141698 | 144589 | 147244 | 149971 | 152584 | 155436 | 158415 | 161492 | 164417
2003 | TL | WECC | - | - | DCSIT | Interruptible Demand | 1981 | 1750 | 1764 | 1760 | 1761 | 1761 | 1764 | 1766 | 1767 | 1778 | 1779
2003 | TL | WECC | - | - | DCSLM | Direct Control Load Management | 61 | 71 | 71 | 71 | 72 | 71 | 71 | 72 | 71 | 71 | 72
2003 | TL | WECC | - | - | DCSNC | Net Capacity Resources | 164239 | 177367 | 182819 | 191800 | 192994 | 193330 | 194976 | 195072 | 196174 | 196724 | 197010
2003 | TL | WECC | - | - | DCSNI | Projected Net Internal Demand | 134066 | 134766 | 139863 | 142758 | 145411 | 148139 | 150749 | 153598 | 156577 | 159643 | 162566
2003 | TL | WECC | - | - | DCSNO | Net Operable Capacity | 163669 | 177184 | 182636 | 191617 | 192883 | 193229 | 194874 | 194970 | 196072 | 196771 | 197067
2003 | TL | WECC | - | - | DCSOTG | Other Generator Capacity >= 1 MW | 172271 | 180674 | 184532 | 186522 | 184743 | 184734 | 184745 | 183954 | 184276 | 184118 | 184414
2003 | TL | WECC | - | - | DCSOTL | Other Capacity < 1 MW | 0 | 0 | 0 | 0 | 0 | 0 | 0 | 0 | 0 | 0 | 0
2003 | TL | WECC | - | - | DCSPU | Purchases | 713 | 286 | 286 | 286 | 214 | 204 | 205 | 205 | 205 | 56 | 46
2003 | TL | WECC | - | - | DCSSA | Sales | 143 | 103 | 103 | 103 | 103 | 103 | 103 | 103 | 103 | 103 | 103
2003 | TL | WECC | - | - | DCSST | Standby Demand | 0 | 0 | 0 | 0 | 0 | 0 | 0 | 0 | 0 | 0 | 0
2003 | TL | WECC | - | - | DCST | Total Internal Capacity | 172271 | 180674 | 185866 | 194769 | 195951 | 196062 | 197805 | 197901 | 198905 | 199604 | 199900
2003 | TL | WECC | - | - | DCSTA | Committed Resources | 172271 | 180674 | 184532 | 186522 | 184743 | 184734 | 184745 | 183954 | 184276 | 184118 | 184414
2003 | TL | WECC | - | - | DCSTB | Uncommitted Resources | 0 | 0 | 1334 | 8247 | 11208 | 11328 | 13060 | 13947 | 14629 | 15486 | 15486
2003 | TL | WECC | - | - | DCSTI | Projected Total Internal Demand | 136108 | 136587 | 141698 | 144589 | 147244 | 149971 | 152584 | 155436 | 158415 | 161492 | 164417
2003 | US | ECAR | - | - | CST | Total Capacity | 121596 | 125434 | 138339 | 145175 | 152345 | 152345 | 152345 | 152345 | 152345 | 152345 | 152345
2003 | US | ECAR | - | - | DCSAJ | Adjustments | 0 | 0 | 0 | 0 | 0 | 0 | 0 | 0 | 0 | 0 | 0
2003 | US | ECAR | - | - | DCSDGG | Distributed Generator Capacity >= 1 MW | 0 | 0 | 0 | 0 | 0 | 0 | 0 | 0 | 0 | 0 | 0
2003 | US | ECAR | - | - | DCSDGL | Distributed Generator Capacity < 1 MW | 0 | 0 | 0 | 0 | 0 | 0 | 0 | 0 | 0 | 0 | 0
2003 | US | ECAR | - | - | DCSFP | Full-Responsibility Purchases (portion of total purchases) | 0 | 0 | 0 | 0 | 0 | 0 | 0 | 0 | 0 | 0 | 0
2003 | US | ECAR | - | - | DCSFS | Full-Responsibility Sales (portion of total sales) | 0 | 0 | 0 | 0 | 0 | 0 | 0 | 0 | 0 | 0 | 0
2003 | US | ECAR | - | - | DCSIC | Inoperable capacity | 1860 | 1932 | 1932 | 1932 | 1932 | 1932 | 1932 | 1932 | 1932 | 1932 | 1932
2003 | US | ECAR | - | - | DCSIN | Internal Demand | 102996 | 100714 | 102737 | 104716 | 107169 | 109533 | 111884 | 113659 | 118470 | 120645 | 122335
2003 | US | ECAR | - | - | DCSIT | Interruptible Demand | 1629 | 2831 | 2917 | 2916 | 2905 | 2867 | 2864 | 2876 | 2898 | 2806 | 2828
2003 | US | ECAR | - | - | DCSLM | Direct Control Load Management | 116 | 125 | 145 | 169 | 193 | 215 | 237 | 247 | 248 | 249 | 139
2003 | US | ECAR | - | - | DCSNC | Net Capacity Resources | 119736 | 126044 | 136407 | 143243 | 150413 | 150413 | 150413 | 150413 | 150413 | 150413 | 150413
2003 | US | ECAR | - | - | DCSNI | Projected Net Internal Demand | 101251 | 97758 | 99675 | 101631 | 104071 | 106451 | 108783 | 110536 | 115324 | 117590 | 119368
2003 | US | ECAR | - | - | DCSNO | Net Operable Capacity | 119736 | 123502 | 136407 | 143243 | 150413 | 150413 | 150413 | 150413 | 150413 | 150413 | 150413
2003 | US | ECAR | - | - | DCSOTG | Other Generator Capacity >= 1 MW | 121560 | 125398 | 125398 | 125398 | 125398 | 125398 | 125398 | 125398 | 125398 | 125398 | 125398
2003 | US | ECAR | - | - | DCSOTL | Other Capacity < 1 MW | 36 | 36 | 36 | 36 | 36 | 36 | 36 | 36 | 36 | 36 | 36
2003 | US | ECAR | - | - | DCSPU | Purchases | 0 | 3557 | 0 | 0 | 0 | 0 | 0 | 0 | 0 | 0 | 0
2003 | US | ECAR | - | - | DCSSA | Sales | 0 | 1015 | 0 | 0 | 0 | 0 | 0 | 0 | 0 | 0 | 0
2003 | US | ECAR | - | - | DCSST | Standby Demand | 0 | 0 | 0 | 0 | 0 | 0 | 0 | 0 | 0 | 0 | 0
2003 | US | ECAR | - | - | DCST | Total Internal Capacity | 121596 | 125434 | 138339 | 145175 | 152345 | 152345 | 152345 | 152345 | 152345 | 152345 | 152345
2003 | US | ECAR | - | - | DCSTA | Committed Resources | 121596 | 125434 | 125434 | 125434 | 125434 | 125434 | 125434 | 125434 | 125434 | 125434 | 125434
2003 | US | ECAR | - | - | DCSTB | Uncommitted Resources | 0 | 0 | 12905 | 19741 | 26911 | 26911 | 26911 | 26911 | 26911 | 26911 | 26911
2003 | US | ECAR | - | - | DCSTI | Projected Total Internal Demand | 102996 | 100714 | 102737 | 104716 | 107169 | 109533 | 111884 | 113659 | 118470 | 120645 | 122335
2003 | US | TRE | - | ERCOT | CST | Total Capacity | 76189 | 79783 | 82320 | 82698 | 85067 | 85067 | 85067 | 85002 | 84611 | 84611 | 84611
2003 | US | TRE | - | ERCOT | DCSAJ | Adjustments | 0 | 0 | 0 | 0 | 0 | 0 | 0 | 0 | 0 | 0 | 0
2003 | US | TRE | - | ERCOT | DCSDGG | Distributed Generator Capacity >= 1 MW | 88 | 88 | 83 | 83 | 83 | 83 | 83 | 83 | 83 | 83 | 83
2003 | US | TRE | - | ERCOT | DCSDGL | Distributed Generator Capacity < 1 MW | 0 | 0 | 0 | 0 | 0 | 0 | 0 | 0 | 0 | 0 | 0
2003 | US | TRE | - | ERCOT | DCSFP | Full-Responsibility Purchases (portion of total purchases) | 20 | 110 | 111 | 111 | 112 | 112 | 113 | 113 | 114 | 114 | 115
2003 | US | TRE | - | ERCOT | DCSFS | Full-Responsibility Sales (portion of total sales) | 5 | 191 | 191 | 191 | 191 | 191 | 191 | 191 | 191 | 191 | 191
2003 | US | TRE | - | ERCOT | DCSIC | Inoperable capacity | 0 | 2219 | 2219 | 2219 | 2219 | 2219 | 2219 | 2219 | 2219 | 2219 | 2219
2003 | US | TRE | - | ERCOT | DCSIN | Internal Demand | 56223 | 57614 | 59055 | 60532 | 62046 | 63597 | 65188 | 66818 | 68489 | 70202 | 71958
2003 | US | TRE | - | ERCOT | DCSIT | Interruptible Demand | 413 | 714 | 714 | 714 | 714 | 714 | 714 | 714 | 714 | 714 | 714
2003 | US | TRE | - | ERCOT | DCSLM | Direct Control Load Management | 2 | 5 | 2 | 2 | 2 | 2 | 2 | 2 | 2 | 2 | 2
2003 | US | TRE | - | ERCOT | DCSNC | Net Capacity Resources | 76849 | 77483 | 80021 | 80399 | 82769 | 82769 | 82770 | 82705 | 82315 | 82315 | 82316
2003 | US | TRE | - | ERCOT | DCSNI | Projected Net Internal Demand | 55833 | 56920 | 58364 | 59841 | 61355 | 62906 | 64497 | 66127 | 67798 | 69511 | 71267
2003 | US | TRE | - | ERCOT | DCSNO | Net Operable Capacity | 76189 | 77564 | 80101 | 80479 | 82848 | 82848 | 82848 | 82783 | 82392 | 82392 | 82392
2003 | US | TRE | - | ERCOT | DCSOTG | Other Generator Capacity >= 1 MW | 76101 | 79695 | 82237 | 82615 | 84984 | 84984 | 84984 | 84919 | 84528 | 84528 | 84528
2003 | US | TRE | - | ERCOT | DCSOTL | Other Capacity < 1 MW | 0 | 0 | 0 | 0 | 0 | 0 | 0 | 0 | 0 | 0 | 0
2003 | US | TRE | - | ERCOT | DCSPU | Purchases | 665 | 110 | 111 | 111 | 112 | 112 | 113 | 113 | 114 | 114 | 115
2003 | US | TRE | - | ERCOT | DCSSA | Sales | 5 | 191 | 191 | 191 | 191 | 191 | 191 | 191 | 191 | 191 | 191
2003 | US | TRE | - | ERCOT | DCSST | Standby Demand | 25 | 25 | 25 | 25 | 25 | 25 | 25 | 25 | 25 | 25 | 25
2003 | US | TRE | - | ERCOT | DCST | Total Internal Capacity | 76189 | 79783 | 82320 | 82698 | 85067 | 85067 | 85067 | 85002 | 84611 | 84611 | 84611
2003 | US | TRE | - | ERCOT | DCSTA | Committed Resources | 76189 | 79783 | 82320 | 82698 | 85067 | 85067 | 85067 | 85002 | 84611 | 84611 | 84611
2003 | US | TRE | - | ERCOT | DCSTB | Uncommitted Resources | 0 | 0 | 0 | 0 | 0 | 0 | 0 | 0 | 0 | 0 | 0
2003 | US | TRE | - | ERCOT | DCSTI | Projected Total Internal Demand | 56248 | 57639 | 59080 | 60557 | 62071 | 63622 | 65213 | 66843 | 68514 | 70227 | 71983
2003 | US | FRCC | - | - | CST | Total Capacity | 41719 | 44869 | 46935 | 48669 | 49070 | 50367 | 52238 | 52427 | 54643 | 54977 | 56991
2003 | US | FRCC | - | - | DCSAJ | Adjustments | 0 | 0 | 0 | 0 | 0 | 0 | 0 | 0 | 0 | 0 | 0
2003 | US | FRCC | - | - | DCSDGG | Distributed Generator Capacity >= 1 MW | 0 | 0 | 0 | 0 | 0 | 0 | 0 | 0 | 0 | 0 | 0
2003 | US | FRCC | - | - | DCSDGL | Distributed Generator Capacity < 1 MW | 0 | 0 | 0 | 0 | 0 | 0 | 0 | 0 | 0 | 0 | 0
2003 | US | FRCC | - | - | DCSFP | Full-Responsibility Purchases (portion of total purchases) | 1623 | 1590 | 1575 | 1549 | 1549 | 1549 | 1549 | 1549 | 1342 | 1342 | 1342
2003 | US | FRCC | - | - | DCSFS | Full-Responsibility Sales (portion of total sales) | 0 | 0 | 0 | 0 | 0 | 0 | 0 | 0 | 0 | 0 | 0
2003 | US | FRCC | - | - | DCSIC | Inoperable capacity | 0 | 0 | 0 | 0 | 0 | 0 | 0 | 0 | 0 | 0 | 0
2003 | US | FRCC | - | - | DCSIN | Internal Demand | 40696 | 41618 | 42668 | 43670 | 44727 | 45795 | 46840 | 47898 | 49008 | 50164 | 51331
2003 | US | FRCC | - | - | DCSIT | Interruptible Demand | 780 | 787 | 854 | 865 | 875 | 884 | 868 | 864 | 845 | 856 | 861
2003 | US | FRCC | - | - | DCSLM | Direct Control Load Management | 1965 | 2008 | 1990 | 1977 | 1962 | 1954 | 1948 | 1942 | 1928 | 1912 | 1897
2003 | US | FRCC | - | - | DCSNC | Net Capacity Resources | 43342 | 46459 | 48510 | 50218 | 50619 | 51916 | 53787 | 53976 | 55985 | 56319 | 58333
2003 | US | FRCC | - | - | DCSNI | Projected Net Internal Demand | 37951 | 38823 | 39824 | 40828 | 41890 | 42957 | 44024 | 45092 | 46235 | 47396 | 48573
2003 | US | FRCC | - | - | DCSNO | Net Operable Capacity | 41719 | 44869 | 46935 | 48669 | 49070 | 50367 | 52238 | 52427 | 54643 | 54977 | 56991
2003 | US | FRCC | - | - | DCSOTG | Other Generator Capacity >= 1 MW | 41719 | 44869 | 46935 | 48669 | 49070 | 50367 | 52238 | 52427 | 54643 | 54977 | 56991
2003 | US | FRCC | - | - | DCSOTL | Other Capacity < 1 MW | 0 | 0 | 0 | 0 | 0 | 0 | 0 | 0 | 0 | 0 | 0
2003 | US | FRCC | - | - | DCSPU | Purchases | 1623 | 1590 | 1575 | 1549 | 1549 | 1549 | 1549 | 1549 | 1342 | 1342 | 1342
2003 | US | FRCC | - | - | DCSSA | Sales | 0 | 0 | 0 | 0 | 0 | 0 | 0 | 0 | 0 | 0 | 0
2003 | US | FRCC | - | - | DCSST | Standby Demand | 0 | 0 | 0 | 0 | 0 | 0 | 0 | 0 | 0 | 0 | 0
2003 | US | FRCC | - | - | DCST | Total Internal Capacity | 41719 | 44869 | 46935 | 48669 | 49070 | 50367 | 52238 | 52427 | 54643 | 54977 | 56991
2003 | US | FRCC | - | - | DCSTA | Committed Resources | 41719 | 44869 | 46935 | 48669 | 49070 | 50367 | 52238 | 52427 | 54643 | 54977 | 56991
2003 | US | FRCC | - | - | DCSTB | Uncommitted Resources | 0 | 0 | 0 | 0 | 0 | 0 | 0 | 0 | 0 | 0 | 0
2003 | US | FRCC | - | - | DCSTI | Projected Total Internal Demand | 40696 | 41618 | 42668 | 43670 | 44727 | 45795 | 46840 | 47898 | 49008 | 50164 | 51331
2003 | US | MAAC | - | - | CST | Total Capacity | 63131 | 67401 | 68460 | 69745 | 69745 | 69745 | 69745 | 69745 | 69745 | 69745 | 69745
2003 | US | MAAC | - | - | DCSAJ | Adjustments | 0 | 0 | 0 | 0 | 0 | 0 | 0 | 0 | 0 | 0 | 0
2003 | US | MAAC | - | - | DCSDGG | Distributed Generator Capacity >= 1 MW | 307 | 307 | 307 | 307 | 307 | 307 | 307 | 307 | 307 | 307 | 307
2003 | US | MAAC | - | - | DCSDGL | Distributed Generator Capacity < 1 MW | 0 | 0 | 0 | 0 | 0 | 0 | 0 | 0 | 0 | 0 | 0
2003 | US | MAAC | - | - | DCSFP | Full-Responsibility Purchases (portion of total purchases) | 0 | 0 | 0 | 0 | 0 | 0 | 0 | 0 | 0 | 0 | 0
2003 | US | MAAC | - | - | DCSFS | Full-Responsibility Sales (portion of total sales) | 0 | 0 | 0 | 0 | 0 | 0 | 0 | 0 | 0 | 0 | 0
2003 | US | MAAC | - | - | DCSIC | Inoperable capacity | 0 | 0 | 0 | 0 | 0 | 0 | 0 | 0 | 0 | 0 | 0
2003 | US | MAAC | - | - | DCSIN | Internal Demand | 55569 | 56257 | 57330 | 58480 | 59543 | 60656 | 61746 | 62821 | 63903 | 64996 | 66032
2003 | US | MAAC | - | - | DCSIT | Interruptible Demand | 637 | 512 | 502 | 502 | 502 | 502 | 502 | 502 | 502 | 502 | 502
2003 | US | MAAC | - | - | DCSLM | Direct Control Load Management | 636 | 617 | 617 | 617 | 617 | 617 | 617 | 617 | 617 | 617 | 617
2003 | US | MAAC | - | - | DCSNC | Net Capacity Resources | 63619 | 67889 | 68948 | 70233 | 69783 | 69783 | 69783 | 69783 | 69783 | 69783 | 69783
2003 | US | MAAC | - | - | DCSNI | Projected Net Internal Demand | 54296 | 55128 | 56211 | 57361 | 58424 | 59537 | 60627 | 61702 | 62784 | 63877 | 64913
2003 | US | MAAC | - | - | DCSNO | Net Operable Capacity | 63131 | 67401 | 68460 | 69745 | 69745 | 69745 | 69745 | 69745 | 69745 | 69745 | 69745
2003 | US | MAAC | - | - | DCSOTG | Other Generator Capacity >= 1 MW | 62824 | 67094 | 68153 | 69438 | 69438 | 69438 | 69438 | 69438 | 69438 | 69438 | 69438
2003 | US | MAAC | - | - | DCSOTL | Other Capacity < 1 MW | 0 | 0 | 0 | 0 | 0 | 0 | 0 | 0 | 0 | 0 | 0
2003 | US | MAAC | - | - | DCSPU | Purchases | 488 | 488 | 488 | 488 | 38 | 38 | 38 | 38 | 38 | 38 | 38
2003 | US | MAAC | - | - | DCSSA | Sales | 0 | 0 | 0 | 0 | 0 | 0 | 0 | 0 | 0 | 0 | 0
2003 | US | MAAC | - | - | DCSST | Standby Demand | 0 | 0 | 0 | 0 | 0 | 0 | 0 | 0 | 0 | 0 | 0
2003 | US | MAAC | - | - | DCST | Total Internal Capacity | 63131 | 67401 | 68460 | 69745 | 69745 | 69745 | 69745 | 69745 | 69745 | 69745 | 69745
2003 | US | MAAC | - | - | DCSTA | Committed Resources | 63131 | 67401 | 68460 | 69745 | 69745 | 69745 | 69745 | 69745 | 69745 | 69745 | 69745
2003 | US | MAAC | - | - | DCSTB | Uncommitted Resources | 0 | 0 | 0 | 0 | 0 | 0 | 0 | 0 | 0 | 0 | 0
2003 | US | MAAC | - | - | DCSTI | Projected Total Internal Demand | 55569 | 56257 | 57330 | 58480 | 59543 | 60656 | 61746 | 62821 | 63903 | 64996 | 66032
2003 | US | MAIN | - | - | CST | Total Capacity | 65599 | 67837 | 70886 | 73253 | 74180 | 76316 | 77916 | 78483 | 78607 | 79312 | 79312
2003 | US | MAIN | - | - | DCSAJ | Adjustments | 0 | 0 | 0 | 0 | 0 | 0 | 0 | 0 | 0 | 0 | 0
2003 | US | MAIN | - | - | DCSDGG | Distributed Generator Capacity >= 1 MW | 345 | 346 | 346 | 346 | 346 | 346 | 346 | 346 | 346 | 346 | 346
2003 | US | MAIN | - | - | DCSDGL | Distributed Generator Capacity < 1 MW | 30 | 30 | 30 | 30 | 30 | 30 | 30 | 30 | 30 | 30 | 30
2003 | US | MAIN | - | - | DCSFP | Full-Responsibility Purchases (portion of total purchases) | 481 | 409 | 361 | 368 | 375 | 381 | 313 | 320 | 327 | 335 | 341
2003 | US | MAIN | - | - | DCSFS | Full-Responsibility Sales (portion of total sales) | 73 | 60 | 60 | 60 | 60 | 65 | 60 | 60 | 60 | 60 | 60
2003 | US | MAIN | - | - | DCSIC | Inoperable capacity | 23 | 322 | 322 | 322 | 322 | 322 | 322 | 322 | 322 | 322 | 322
2003 | US | MAIN | - | - | DCSIN | Internal Demand | 56395 | 57168 | 57801 | 58845 | 59847 | 60685 | 61745 | 62842 | 63942 | 65020 | 66139
2003 | US | MAIN | - | - | DCSIT | Interruptible Demand | 2412 | 2698 | 2333 | 2339 | 2338 | 2342 | 2345 | 2349 | 2349 | 2349 | 2350
2003 | US | MAIN | - | - | DCSLM | Direct Control Load Management | 717 | 787 | 791 | 794 | 799 | 801 | 807 | 809 | 814 | 817 | 822
2003 | US | MAIN | - | - | DCSNC | Net Capacity Resources | 67025 | 68448 | 71386 | 73860 | 74416 | 76010 | 77684 | 78569 | 78999 | 79348 | 79708
2003 | US | MAIN | - | - | DCSNI | Projected Net Internal Demand | 53267 | 53684 | 54678 | 55713 | 56711 | 57543 | 58594 | 59685 | 60780 | 61855 | 62968
2003 | US | MAIN | - | - | DCSNO | Net Operable Capacity | 65576 | 67515 | 70564 | 72931 | 73858 | 75994 | 77594 | 78161 | 78285 | 78990 | 78990
2003 | US | MAIN | - | - | DCSOTG | Other Generator Capacity >= 1 MW | 63591 | 64241 | 66025 | 66005 | 66181 | 66252 | 67256 | 67256 | 67256 | 67256 | 67256
2003 | US | MAIN | - | - | DCSOTL | Other Capacity < 1 MW | 15 | 15 | 15 | 15 | 15 | 15 | 15 | 15 | 15 | 15 | 15
2003 | US | MAIN | - | - | DCSPU | Purchases | 1867 | 1338 | 1457 | 1564 | 1825 | 1338 | 1342 | 1710 | 2016 | 1710 | 2070
2003 | US | MAIN | - | - | DCSSA | Sales | 418 | 405 | 635 | 635 | 1267 | 1322 | 1252 | 1302 | 1302 | 1352 | 1352
2003 | US | MAIN | - | - | DCSST | Standby Demand | bar: 223 to 61
2003 | US | MAIN | - | - | DCST | Total Internal Capacity | 65599 | 67837 | 70886 | 73253 | 74180 | 76316 | 77916 | 78483 | 78607 | 79312 | 79312
2003 | US | MAIN | - | - | DCSTA | Committed Resources | 63981 | 64632 | 66416 | 66396 | 66572 | 66643 | 67647 | 67647 | 67647 | 67647 | 67647
2003 | US | MAIN | - | - | DCSTB | Uncommitted Resources | 1618 | 3205 | 4470 | 6857 | 7608 | 9673 | 10269 | 10836 | 10960 | 11665 | 11665
2003 | US | MAIN | - | - | DCSTI | Projected Total Internal Demand | 56396 | 57169 | 57802 | 58846 | 59848 | 60686 | 61746 | 62843 | 63943 | 65021 | 66140
2003 | US | MRO | - | - | CST | Total Capacity | 31712 | 32694 | 32907 | 33342 | 33348 | 34527 | 34528 | 35428 | 35428 | 35409 | 35401
2003 | US | MRO | - | - | DCSAJ | Adjustments | 6 | 6 | 6 | 6 | 6 | 6 | 6 | 6 | 6 | 6 | 6
2003 | US | MRO | - | - | DCSDGG | Distributed Generator Capacity >= 1 MW | 3506 | 3566 | 3576 | 3584 | 3584 | 3584 | 3585 | 3585 | 3585 | 3566 | 3566
2003 | US | MRO | - | - | DCSDGL | Distributed Generator Capacity < 1 MW | 10 | 10 | 10 | 10 | 10 | 10 | 10 | 10 | 10 | 10 | 10
2003 | US | MRO | - | - | DCSFP | Full-Responsibility Purchases (portion of total purchases) | 2065 | 1731 | 1654 | 1618 | 1623 | 1569 | 1526 | 1528 | 1530 | 1518 | 1520
2003 | US | MRO | - | - | DCSFS | Full-Responsibility Sales (portion of total sales) | 1638 | 1513 | 1418 | 1319 | 1329 | 1274 | 1154 | 1154 | 1154 | 1079 | 1079
2003 | US | MRO | - | - | DCSIC | Inoperable capacity | 100 | 0 | 0 | 0 | 0 | 0 | 0 | 0 | 0 | 0 | 0
2003 | US | MRO | - | - | DCSIN | Internal Demand | 29119 | 29957 | 30555 | 31156 | 31763 | 32413 | 33022 | 33640 | 34228 | 34811 | 35383
2003 | US | MRO | - | - | DCSIT | Interruptible Demand | 230 | 1259 | 1273 | 1311 | 1338 | 1368 | 1388 | 1407 | 1426 | 1445 | 1462
2003 | US | MRO | - | - | DCSLM | Direct Control Load Management | 64 | 74 | 75 | 76 | 78 | 79 | 80 | 81 | 82 | 84 | 85
2003 | US | MRO | - | - | DCSNC | Net Capacity Resources | 34259 | 34886 | 34465 | 34802 | 34750 | 36055 | 36267 | 36787 | 36783 | 36981 | 36998
2003 | US | MRO | - | - | DCSNI | Projected Net Internal Demand | 28825 | 28624 | 29207 | 29769 | 30347 | 30966 | 31554 | 32152 | 32720 | 33282 | 33836
2003 | US | MRO | - | - | DCSNO | Net Operable Capacity | 31612 | 32694 | 32907 | 33342 | 33348 | 34527 | 34528 | 35428 | 35428 | 35409 | 35401
2003 | US | MRO | - | - | DCSOTG | Other Generator Capacity >= 1 MW | 27822 | 28434 | 28497 | 28477 | 28474 | 28524 | 28524 | 29124 | 29124 | 29124 | 29117
2003 | US | MRO | - | - | DCSOTL | Other Capacity < 1 MW | 184 | 184 | 184 | 204 | 201 | 201 | 201 | 201 | 201 | 201 | 200
2003 | US | MRO | - | - | DCSPU | Purchases | 7755 | 6132 | 5043 | 3969 | 3777 | 3745 | 3726 | 3726 | 3682 | 3629 | 3654
2003 | US | MRO | - | - | DCSSA | Sales | 5114 | 3946 | 3491 | 2515 | 2381 | 2223 | 1993 | 2373 | 2333 | 2063 | 2063
2003 | US | MRO | - | - | DCSST | Standby Demand | 0 | 0 | 0 | 0 | 0 | 0 | 0 | 0 | 0 | 0 | 0
2003 | US | MRO | - | - | DCST | Total Internal Capacity | 31712 | 32694 | 32907 | 33342 | 33348 | 34527 | 34528 | 35428 | 35428 | 35409 | 35401
2003 | US | MRO | - | - | DCSTA | Committed Resources | 31522 | 32194 | 32267 | 32275 | 32269 | 32319 | 32320 | 32920 | 32920 | 32901 | 32893
2003 | US | MRO | - | - | DCSTB | Uncommitted Resources | 190 | 500 | 640 | 1067 | 1079 | 2208 | 2208 | 2508 | 2508 | 2508 | 2508
2003 | US | MRO | - | - | DCSTI | Projected Total Internal Demand | 29119 | 29957 | 30555 | 31156 | 31763 | 32413 | 33022 | 33640 | 34228 | 34811 | 35383
2003 | US | NPCC | - | - | CST | Total Capacity | 63937 | 69192 | 71126 | 74918 | 76258 | 77391 | 77928 | 77928 | 77928 | 77928 | 77928
2003 | US | NPCC | - | - | DCSAJ | Adjustments | 0 | 0 | 0 | 0 | 0 | 0 | 0 | 0 | 0 | 0 | 0
2003 | US | NPCC | - | - | DCSDGG | Distributed Generator Capacity >= 1 MW | 381 | 381 | 381 | 381 | 381 | 381 | 381 | 381 | 381 | 381 | 381
2003 | US | NPCC | - | - | DCSDGL | Distributed Generator Capacity < 1 MW | bar: 64 to 85
2003 | US | NPCC | - | - | DCSFP | Full-Responsibility Purchases (portion of total purchases) | 3532 | 1341 | 941 | 941 | 941 | 941 | 891 | 891 | 884 | 884 | 884
2003 | US | NPCC | - | - | DCSFS | Full-Responsibility Sales (portion of total sales) | 1261 | 305 | 305 | 305 | 305 | 305 | 305 | 305 | 298 | 298 | 298
2003 | US | NPCC | - | - | DCSIC | Inoperable capacity | 0 | 0 | 0 | 0 | 0 | 0 | 0 | 0 | 0 | 0 | 0
2003 | US | NPCC | - | - | DCSIN | Internal Demand | 56012 | 56550 | 57770 | 58520 | 59290 | 60080 | 60795 | 61531 | 62306 | 63111 | 63917
2003 | US | NPCC | - | - | DCSIT | Interruptible Demand | 835 | 0 | 0 | 0 | 0 | 0 | 0 | 0 | 0 | 0 | 0
2003 | US | NPCC | - | - | DCSLM | Direct Control Load Management | 13 | 10 | 10 | 9 | 8 | 6 | 4 | 3 | 1 | 0 | 0
2003 | US | NPCC | - | - | DCSNC | Net Capacity Resources | 66208 | 70228 | 71762 | 75554 | 76894 | 78027 | 78514 | 78514 | 78514 | 78514 | 78514
2003 | US | NPCC | - | - | DCSNI | Projected Net Internal Demand | 55164 | 56540 | 57760 | 58511 | 59282 | 60074 | 60791 | 61528 | 62305 | 63111 | 63917
2003 | US | NPCC | - | - | DCSNO | Net Operable Capacity | 63937 | 69192 | 71126 | 74918 | 76258 | 77391 | 77928 | 77928 | 77928 | 77928 | 77928
2003 | US | NPCC | - | - | DCSOTG | Other Generator Capacity >= 1 MW | 63532 | 68787 | 70721 | 74513 | 75853 | 76986 | 77523 | 77523 | 77523 | 77523 | 77523
2003 | US | NPCC | - | - | DCSOTL | Other Capacity < 1 MW | 23 | 23 | 23 | 23 | 23 | 23 | 23 | 23 | 23 | 23 | 23
2003 | US | NPCC | - | - | DCSPU | Purchases | 3532 | 1341 | 941 | 941 | 941 | 941 | 891 | 891 | 884 | 884 | 884
2003 | US | NPCC | - | - | DCSSA | Sales | 1261 | 305 | 305 | 305 | 305 | 305 | 305 | 305 | 298 | 298 | 298
2003 | US | NPCC | - | - | DCSST | Standby Demand | 0 | 0 | 0 | 0 | 0 | 0 | 0 | 0 | 0 | 0 | 0
2003 | US | NPCC | - | - | DCST | Total Internal Capacity | 63937 | 69192 | 71126 | 74918 | 76258 | 77391 | 77928 | 77928 | 77928 | 77928 | 77928
2003 | US | NPCC | - | - | DCSTA | Committed Resources | 63937 | 69192 | 71126 | 74918 | 76258 | 77391 | 77928 | 77928 | 77928 | 77928 | 77928
2003 | US | NPCC | - | - | DCSTB | Uncommitted Resources | 0 | 0 | 0 | 0 | 0 | 0 | 0 | 0 | 0 | 0 | 0
2003 | US | NPCC | - | - | DCSTI | Projected Total Internal Demand | 56012 | 56550 | 57770 | 58520 | 59290 | 60080 | 60795 | 61531 | 62306 | 63111 | 63917
2003 | US | NPCC | New England | New England | CST | Total Capacity | 27143 | 31188 | 31724 | 31991 | 31991 | 32526 | 33063 | 33063 | 33063 | 33063 | 33063
2003 | US | NPCC | New England | New England | DCSAJ | Adjustments | 0 | 0 | 0 | 0 | 0 | 0 | 0 | 0 | 0 | 0 | 0
2003 | US | NPCC | New England | New England | DCSDGG | Distributed Generator Capacity >= 1 MW | 381 | 381 | 381 | 381 | 381 | 381 | 381 | 381 | 381 | 381 | 381
2003 | US | NPCC | New England | New England | DCSDGL | Distributed Generator Capacity < 1 MW | bar: 64 to 85
2003 | US | NPCC | New England | New England | DCSFP | Full-Responsibility Purchases (portion of total purchases) | 2597 | 891 | 891 | 891 | 891 | 891 | 891 | 891 | 884 | 884 | 884
2003 | US | NPCC | New England | New England | DCSFS | Full-Responsibility Sales (portion of total sales) | 0 | 0 | 0 | 0 | 0 | 0 | 0 | 0 | 0 | 0 | 0
2003 | US | NPCC | New England | New England | DCSIC | Inoperable capacity | 0 | 0 | 0 | 0 | 0 | 0 | 0 | 0 | 0 | 0 | 0
2003 | US | NPCC | New England | New England | DCSIN | Internal Demand | 25348 | 25120 | 25690 | 26000 | 26290 | 26620 | 26990 | 27390 | 27820 | 28270 | 28710
2003 | US | NPCC | New England | New England | DCSIT | Interruptible Demand | 0 | 0 | 0 | 0 | 0 | 0 | 0 | 0 | 0 | 0 | 0
2003 | US | NPCC | New England | New England | DCSLM | Direct Control Load Management | 13 | 10 | 10 | 9 | 8 | 6 | 4 | 3 | 1 | 0 | 0
2003 | US | NPCC | New England | New England | DCSNC | Net Capacity Resources | 29740 | 32079 | 32615 | 32882 | 32882 | 33417 | 33954 | 33954 | 33947 | 33947 | 33947
2003 | US | NPCC | New England | New England | DCSNI | Projected Net Internal Demand | 25335 | 25110 | 25680 | 25991 | 26282 | 26614 | 26986 | 27387 | 27819 | 28270 | 28710
2003 | US | NPCC | New England | New England | DCSNO | Net Operable Capacity | 27143 | 31188 | 31724 | 31991 | 31991 | 32526 | 33063 | 33063 | 33063 | 33063 | 33063
2003 | US | NPCC | New England | New England | DCSOTG | Other Generator Capacity >= 1 MW | 26738 | 30783 | 31319 | 31586 | 31586 | 32121 | 32658 | 32658 | 32658 | 32658 | 32658
2003 | US | NPCC | New England | New England | DCSOTL | Other Capacity < 1 MW | 23 | 23 | 23 | 23 | 23 | 23 | 23 | 23 | 23 | 23 | 23
2003 | US | NPCC | New England | New England | DCSPU | Purchases | 2597 | 891 | 891 | 891 | 891 | 891 | 891 | 891 | 884 | 884 | 884
2003 | US | NPCC | New England | New England | DCSSA | Sales | 0 | 0 | 0 | 0 | 0 | 0 | 0 | 0 | 0 | 0 | 0
2003 | US | NPCC | New England | New England | DCSST | Standby Demand | 0 | 0 | 0 | 0 | 0 | 0 | 0 | 0 | 0 | 0 | 0
2003 | US | NPCC | New England | New England | DCST | Total Internal Capacity | 27143 | 31188 | 31724 | 31991 | 31991 | 32526 | 33063 | 33063 | 33063 | 33063 | 33063
2003 | US | NPCC | New England | New England | DCSTA | Committed Resources | 27143 | 31188 | 31724 | 31991 | 31991 | 32526 | 33063 | 33063 | 33063 | 33063 | 33063
2003 | US | NPCC | New England | New England | DCSTB | Uncommitted Resources | 0 | 0 | 0 | 0 | 0 | 0 | 0 | 0 | 0 | 0 | 0
2003 | US | NPCC | New England | New England | DCSTI | Projected Total Internal Demand | 25348 | 25120 | 25690 | 26000 | 26290 | 26620 | 26990 | 27390 | 27820 | 28270 | 28710
2003 | US | NPCC | New York | New York | CST | Total Capacity | 36794 | 38004 | 39402 | 42927 | 44267 | 44865 | 44865 | 44865 | 44865 | 44865 | 44865
2003 | US | NPCC | New York | New York | DCSAJ | Adjustments | 0 | 0 | 0 | 0 | 0 | 0 | 0 | 0 | 0 | 0 | 0
2003 | US | NPCC | New York | New York | DCSDGG | Distributed Generator Capacity >= 1 MW | 0 | 0 | 0 | 0 | 0 | 0 | 0 | 0 | 0 | 0 | 0
2003 | US | NPCC | New York | New York | DCSDGL | Distributed Generator Capacity < 1 MW | 0 | 0 | 0 | 0 | 0 | 0 | 0 | 0 | 0 | 0 | 0
2003 | US | NPCC | New York | New York | DCSFP | Full-Responsibility Purchases (portion of total purchases) | 935 | 450 | 50 | 50 | 50 | 50 | 0 | 0 | 0 | 0 | 0
2003 | US | NPCC | New York | New York | DCSFS | Full-Responsibility Sales (portion of total sales) | 1261 | 305 | 305 | 305 | 305 | 305 | 305 | 305 | 298 | 298 | 298
2003 | US | NPCC | New York | New York | DCSIC | Inoperable capacity | 0 | 0 | 0 | 0 | 0 | 0 | 0 | 0 | 0 | 0 | 0
2003 | US | NPCC | New York | New York | DCSIN | Internal Demand | 30664 | 31430 | 32080 | 32520 | 33000 | 33460 | 33805 | 34141 | 34486 | 34841 | 35207
2003 | US | NPCC | New York | New York | DCSIT | Interruptible Demand | 835 | 0 | 0 | 0 | 0 | 0 | 0 | 0 | 0 | 0 | 0
2003 | US | NPCC | New York | New York | DCSLM | Direct Control Load Management | 0 | 0 | 0 | 0 | 0 | 0 | 0 | 0 | 0 | 0 | 0
2003 | US | NPCC | New York | New York | DCSNC | Net Capacity Resources | 36468 | 38149 | 39147 | 42672 | 44012 | 44610 | 44560 | 44560 | 44567 | 44567 | 44567
2003 | US | NPCC | New York | New York | DCSNI | Projected Net Internal Demand | 29829 | 31430 | 32080 | 32520 | 33000 | 33460 | 33805 | 34141 | 34486 | 34841 | 35207
2003 | US | NPCC | New York | New York | DCSNO | Net Operable Capacity | 36794 | 38004 | 39402 | 42927 | 44267 | 44865 | 44865 | 44865 | 44865 | 44865 | 44865
2003 | US | NPCC | New York | New York | DCSOTG | Other Generator Capacity >= 1 MW | 36794 | 38004 | 39402 | 42927 | 44267 | 44865 | 44865 | 44865 | 44865 | 44865 | 44865
2003 | US | NPCC | New York | New York | DCSOTL | Other Capacity < 1 MW | 0 | 0 | 0 | 0 | 0 | 0 | 0 | 0 | 0 | 0 | 0
2003 | US | NPCC | New York | New York | DCSPU | Purchases | 935 | 450 | 50 | 50 | 50 | 50 | 0 | 0 | 0 | 0 | 0
2003 | US | NPCC | New York | New York | DCSSA | Sales | 1261 | 305 | 305 | 305 | 305 | 305 | 305 | 305 | 298 | 298 | 298
2003 | US | NPCC | New York | New York | DCSST | Standby Demand | 0 | 0 | 0 | 0 | 0 | 0 | 0 | 0 | 0 | 0 | 0
2003 | US | NPCC | New York | New York | DCST | Total Internal Capacity | 36794 | 38004 | 39402 | 42927 | 44267 | 44865 | 44865 | 44865 | 44865 | 44865 | 44865
2003 | US | NPCC | New York | New York | DCSTA | Committed Resources | 36794 | 38004 | 39402 | 42927 | 44267 | 44865 | 44865 | 44865 | 44865 | 44865 | 44865
2003 | US | NPCC | New York | New York | DCSTB | Uncommitted Resources | 0 | 0 | 0 | 0 | 0 | 0 | 0 | 0 | 0 | 0 | 0
2003 | US | NPCC | New York | New York | DCSTI | Projected Total Internal Demand | 30664 | 31430 | 32080 | 32520 | 33000 | 33460 | 33805 | 34141 | 34486 | 34841 | 35207
2003 | US | SERC | - | - | CST | Total Capacity | 165768 | 169156 | 172154 | 175897 | 176494 | 177487 | 178452 | 180020 | 181424 | 183291 | 184231
2003 | US | SERC | - | - | DCSAJ | Adjustments | -125 | -210 | -295 | -380 | -380 | -380 | -380 | -380 | -380 | -380 | -380
2003 | US | SERC | - | - | DCSDGG | Distributed Generator Capacity >= 1 MW | 154 | 154 | 154 | 154 | 154 | 154 | 154 | 154 | 154 | 154 | 154
2003 | US | SERC | - | - | DCSDGL | Distributed Generator Capacity < 1 MW | 0 | 0 | 0 | 0 | 0 | 0 | 0 | 0 | 0 | 0 | 0
2003 | US | SERC | - | - | DCSFP | Full-Responsibility Purchases (portion of total purchases) | 0 | 0 | 0 | 0 | 0 | 0 | 0 | 0 | 0 | 0 | 0
2003 | US | SERC | - | - | DCSFS | Full-Responsibility Sales (portion of total sales) | 0 | 0 | 0 | 0 | 0 | 0 | 0 | 0 | 0 | 0 | 0
2003 | US | SERC | - | - | DCSIC | Inoperable capacity | 1454 | 1454 | 1454 | 1454 | 1454 | 389 | 389 | 389 | 389 | 389 | 389
2003 | US | SERC | - | - | DCSIN | Internal Demand | 158767 | 157864 | 161650 | 165391 | 168746 | 172498 | 176350 | 180209 | 184295 | 188259 | 192176
2003 | US | SERC | - | - | DCSIT | Interruptible Demand | 3962 | 4679 | 4691 | 4484 | 4363 | 4233 | 4189 | 4102 | 3975 | 3915 | 3905
2003 | US | SERC | - | - | DCSLM | Direct Control Load Management | 346 | 883 | 877 | 871 | 868 | 864 | 861 | 859 | 856 | 855 | 854
2003 | US | SERC | - | - | DCSNC | Net Capacity Resources | 172485 | 177503 | 180620 | 186721 | 187409 | 190107 | 192458 | 195233 | 199004 | 200583 | 202187
2003 | US | SERC | - | - | DCSNI | Projected Net Internal Demand | 154459 | 152302 | 156082 | 160036 | 163515 | 167401 | 171300 | 175248 | 179464 | 183489 | 187417
2003 | US | SERC | - | - | DCSNO | Net Operable Capacity | 164314 | 167702 | 170700 | 174443 | 175040 | 177098 | 178063 | 179631 | 181035 | 182902 | 183842
2003 | US | SERC | - | - | DCSOTG | Other Generator Capacity >= 1 MW | 159309 | 162577 | 165725 | 168523 | 168820 | 169481 | 170161 | 170213 | 170428 | 171067 | 171463
2003 | US | SERC | - | - | DCSOTL | Other Capacity < 1 MW | 5955 | 6275 | 6275 | 6275 | 6275 | 6275 | 6275 | 6275 | 6275 | 6275 | 6275
2003 | US | SERC | - | - | DCSPU | Purchases | 12808 | 14716 | 14972 | 16317 | 16884 | 17424 | 18777 | 19984 | 20658 | 20110 | 20774
2003 | US | SERC | - | - | DCSSA | Sales | 4512 | 4705 | 4757 | 3659 | 4135 | 4035 | 4002 | 4002 | 2309 | 2049 | 2049
2003 | US | SERC | - | - | DCSST | Standby Demand | 0 | 0 | 0 | 0 | 0 | 0 | 0 | 0 | 0 | 0 | 0
2003 | US | SERC | - | - | DCST | Total Internal Capacity | 165768 | 169156 | 172154 | 175897 | 176494 | 177487 | 178452 | 180020 | 181424 | 183291 | 184231
2003 | US | SERC | - | - | DCSTA | Committed Resources | 165418 | 169006 | 172154 | 174952 | 175249 | 175910 | 176590 | 176642 | 176857 | 177496 | 177892
2003 | US | SERC | - | - | DCSTB | Uncommitted Resources | 350 | 150 | 0 | 945 | 1245 | 1577 | 1862 | 3378 | 4567 | 5795 | 6339
2003 | US | SERC | - | - | DCSTI | Projected Total Internal Demand | 158767 | 157864 | 161650 | 165391 | 168746 | 172498 | 176350 | 180209 | 184295 | 188259 | 192176
2003 | US | SERC | Central | - | CST | Total Capacity | 32034 | 32059 | 32172 | 32357 | 32547 | 32754 | 32782 | 33552 | 34571 | 35344 | 35861
2003 | US | SERC | Central | - | DCSAJ | Adjustments | 0 | 0 | 0 | 0 | 0 | 0 | 0 | 0 | 0 | 0 | 0
2003 | US | SERC | Central | - | DCSDGG | Distributed Generator Capacity >= 1 MW | 0 | 0 | 0 | 0 | 0 | 0 | 0 | 0 | 0 | 0 | 0
2003 | US | SERC | Central | - | DCSDGL | Distributed Generator Capacity < 1 MW | 0 | 0 | 0 | 0 | 0 | 0 | 0 | 0 | 0 | 0 | 0
2003 | US | SERC | Central | - | DCSFP | Full-Responsibility Purchases (portion of total purchases) | 0 | 0 | 0 | 0 | 0 | 0 | 0 | 0 | 0 | 0 | 0
2003 | US | SERC | Central | - | DCSFS | Full-Responsibility Sales (portion of total sales) | 0 | 0 | 0 | 0 | 0 | 0 | 0 | 0 | 0 | 0 | 0
2003 | US | SERC | Central | - | DCSIC | Inoperable capacity | 1289 | 1289 | 1289 | 1289 | 1289 | 224 | 224 | 224 | 224 | 224 | 224
2003 | US | SERC | Central | - | DCSIN | Internal Demand | 29156 | 29909 | 30549 | 31122 | 31962 | 32802 | 33713 | 34632 | 35627 | 36453 | 37200
2003 | US | SERC | Central | - | DCSIT | Interruptible Demand | 1987 | 2099 | 2110 | 2094 | 1973 | 1842 | 1811 | 1723 | 1595 | 1535 | 1524
2003 | US | SERC | Central | - | DCSLM | Direct Control Load Management | 0 | 0 | 0 | 0 | 0 | 0 | 0 | 0 | 0 | 0 | 0
2003 | US | SERC | Central | - | DCSNC | Net Capacity Resources | 30870 | 31009 | 31624 | 33211 | 34154 | 35178 | 36208 | 37231 | 38253 | 39279 | 40048
2003 | US | SERC | Central | - | DCSNI | Projected Net Internal Demand | 27169 | 27810 | 28439 | 29028 | 29989 | 30960 | 31902 | 32909 | 34032 | 34918 | 35676
2003 | US | SERC | Central | - | DCSNO | Net Operable Capacity | 30745 | 30770 | 30883 | 31068 | 31258 | 32530 | 32558 | 33328 | 34347 | 35120 | 35637
2003 | US | SERC | Central | - | DCSOTG | Other Generator Capacity >= 1 MW | 32034 | 32059 | 32172 | 32357 | 32547 | 32754 | 32782 | 32802 | 32821 | 32844 | 32861
2003 | US | SERC | Central | - | DCSOTL | Other Capacity < 1 MW | 0 | 0 | 0 | 0 | 0 | 0 | 0 | 0 | 0 | 0 | 0
2003 | US | SERC | Central | - | DCSPU | Purchases | 600 | 714 | 1216 | 2618 | 3371 | 3123 | 4125 | 4378 | 4381 | 4634 | 4886
2003 | US | SERC | Central | - | DCSSA | Sales | 475 | 475 | 475 | 475 | 475 | 475 | 475 | 475 | 475 | 475 | 475
2003 | US | SERC | Central | - | DCSST | Standby Demand | 0 | 0 | 0 | 0 | 0 | 0 | 0 | 0 | 0 | 0 | 0
2003 | US | SERC | Central | - | DCST | Total Internal Capacity | 32034 | 32059 | 32172 | 32357 | 32547 | 32754 | 32782 | 33552 | 34571 | 35344 | 35861
2003 | US | SERC | Central | - | DCSTA | Committed Resources | 32034 | 32059 | 32172 | 32357 | 32547 | 32754 | 32782 | 32802 | 32821 | 32844 | 32861
2003 | US | SERC | Central | - | DCSTB | Uncommitted Resources | 0 | 0 | 0 | 0 | 0 | 0 | 0 | 750 | 1750 | 2500 | 3000
2003 | US | SERC | Central | - | DCSTI | Projected Total Internal Demand | 29156 | 29909 | 30549 | 31122 | 31962 | 32802 | 33713 | 34632 | 35627 | 36453 | 37200
2003 | US | SERC | Delta | - | CST | Total Capacity | 27249 | 27511 | 27711 | 28279 | 28529 | 28616 | 29186 | 29275 | 29844 | 30412 | 30498
2003 | US | SERC | Delta | - | DCSAJ | Adjustments | 0 | 0 | 0 | 0 | 0 | 0 | 0 | 0 | 0 | 0 | 0
2003 | US | SERC | Delta | - | DCSDGG | Distributed Generator Capacity >= 1 MW | 0 | 0 | 0 | 0 | 0 | 0 | 0 | 0 | 0 | 0 | 0
2003 | US | SERC | Delta | - | DCSDGL | Distributed Generator Capacity < 1 MW | 0 | 0 | 0 | 0 | 0 | 0 | 0 | 0 | 0 | 0 | 0
2003 | US | SERC | Delta | - | DCSFP | Full-Responsibility Purchases (portion of total purchases) | 0 | 0 | 0 | 0 | 0 | 0 | 0 | 0 | 0 | 0 | 0
2003 | US | SERC | Delta | - | DCSFS | Full-Responsibility Sales (portion of total sales) | 0 | 0 | 0 | 0 | 0 | 0 | 0 | 0 | 0 | 0 | 0
2003 | US | SERC | Delta | - | DCSIC | Inoperable capacity | 0 | 0 | 0 | 0 | 0 | 0 | 0 | 0 | 0 | 0 | 0
2003 | US | SERC | Delta | - | DCSIN | Internal Demand | 26000 | 26170 | 26878 | 27219 | 27474 | 27897 | 28372 | 28769 | 29281 | 29817 | 30315
2003 | US | SERC | Delta | - | DCSIT | Interruptible Demand | 1117 | 778 | 778 | 656 | 656 | 656 | 643 | 643 | 643 | 643 | 643
2003 | US | SERC | Delta | - | DCSLM | Direct Control Load Management | 30 | 30 | 30 | 30 | 30 | 30 | 30 | 30 | 30 | 30 | 30
2003 | US | SERC | Delta | - | DCSNC | Net Capacity Resources | 27780 | 29610 | 29820 | 30728 | 30607 | 30999 | 31354 | 31728 | 32197 | 32650 | 33076
2003 | US | SERC | Delta | - | DCSNI | Projected Net Internal Demand | 24853 | 25362 | 26070 | 26533 | 26788 | 27211 | 27699 | 28096 | 28608 | 29144 | 29642
2003 | US | SERC | Delta | - | DCSNO | Net Operable Capacity | 27249 | 27511 | 27711 | 28279 | 28529 | 28616 | 29186 | 29275 | 29844 | 30412 | 30498
2003 | US | SERC | Delta | - | DCSOTG | Other Generator Capacity >= 1 MW | 21294 | 21236 | 21436 | 22004 | 22254 | 22254 | 22734 | 22734 | 23214 | 23694 | 23694
2003 | US | SERC | Delta | - | DCSOTL | Other Capacity < 1 MW | 5955 | 6275 | 6275 | 6275 | 6275 | 6275 | 6275 | 6275 | 6275 | 6275 | 6275
2003 | US | SERC | Delta | - | DCSPU | Purchases | 1056 | 2554 | 2514 | 2644 | 2273 | 2578 | 2363 | 2648 | 2528 | 2413 | 2753
2003 | US | SERC | Delta | - | DCSSA | Sales | 525 | 455 | 405 | 195 | 195 | 195 | 195 | 195 | 175 | 175 | 175
2003 | US | SERC | Delta | - | DCSST | Standby Demand | 0 | 0 | 0 | 0 | 0 | 0 | 0 | 0 | 0 | 0 | 0
2003 | US | SERC | Delta | - | DCST | Total Internal Capacity | 27249 | 27511 | 27711 | 28279 | 28529 | 28616 | 29186 | 29275 | 29844 | 30412 | 30498
2003 | US | SERC | Delta | - | DCSTA | Committed Resources | 27249 | 27511 | 27711 | 28279 | 28529 | 28529 | 29009 | 29009 | 29489 | 29969 | 29969
2003 | US | SERC | Delta | - | DCSTB | Uncommitted Resources | 0 | 0 | 0 | 0 | 0 | 87 | 177 | 266 | 355 | 443 | 529
2003 | US | SERC | Delta | - | DCSTI | Projected Total Internal Demand | 26000 | 26170 | 26878 | 27219 | 27474 | 27897 | 28372 | 28769 | 29281 | 29817 | 30315
2003 | US | SERC | Southeastern | - | CST | Total Capacity | 48693 | 50274 | 51477 | 53445 | 53471 | 53428 | 53428 | 53671 | 52805 | 52474 | 52416
2003 | US | SERC | Southeastern | - | DCSAJ | Adjustments | -125 | -210 | -295 | -380 | -380 | -380 | -380 | -380 | -380 | -380 | -380
2003 | US | SERC | Southeastern | - | DCSDGG | Distributed Generator Capacity >= 1 MW | 135 | 135 | 135 | 135 | 135 | 135 | 135 | 135 | 135 | 135 | 135
2003 | US | SERC | Southeastern | - | DCSDGL | Distributed Generator Capacity < 1 MW | 0 | 0 | 0 | 0 | 0 | 0 | 0 | 0 | 0 | 0 | 0
2003 | US | SERC | Southeastern | - | DCSFP | Full-Responsibility Purchases (portion of total purchases) | 0 | 0 | 0 | 0 | 0 | 0 | 0 | 0 | 0 | 0 | 0
2003 | US | SERC | Southeastern | - | DCSFS | Full-Responsibility Sales (portion of total sales) | 0 | 0 | 0 | 0 | 0 | 0 | 0 | 0 | 0 | 0 | 0
2003 | US | SERC | Southeastern | - | DCSIC | Inoperable capacity | 79 | 79 | 79 | 79 | 79 | 79 | 79 | 79 | 79 | 79 | 79
2003 | US | SERC | Southeastern | - | DCSIN | Internal Demand | 45370 | 45012 | 46570 | 47991 | 49176 | 50397 | 51622 | 52967 | 54293 | 55659 | 57080
2003 | US | SERC | Southeastern | - | DCSIT | Interruptible Demand | 176 | 211 | 211 | 141 | 141 | 141 | 141 | 141 | 141 | 141 | 141
2003 | US | SERC | Southeastern | - | DCSLM | Direct Control Load Management | 135 | 135 | 135 | 135 | 135 | 135 | 135 | 135 | 135 | 135 | 135
2003 | US | SERC | Southeastern | - | DCSNC | Net Capacity Resources | 50057 | 51827 | 53353 | 55660 | 55821 | 56383 | 57247 | 58166 | 59853 | 59301 | 59315
2003 | US | SERC | Southeastern | - | DCSNI | Projected Net Internal Demand | 45059 | 44666 | 46224 | 47715 | 48900 | 50121 | 51346 | 52691 | 54017 | 55383 | 56804
2003 | US | SERC | Southeastern | - | DCSNO | Net Operable Capacity | 48614 | 50195 | 51398 | 53366 | 53392 | 53349 | 53349 | 53592 | 52726 | 52395 | 52337
2003 | US | SERC | Southeastern | - | DCSOTG | Other Generator Capacity >= 1 MW | 48558 | 50139 | 51342 | 53165 | 53191 | 53148 | 53148 | 53131 | 52265 | 51819 | 51616
2003 | US | SERC | Southeastern | - | DCSOTL | Other Capacity < 1 MW | 0 | 0 | 0 | 0 | 0 | 0 | 0 | 0 | 0 | 0 | 0
2003 | US | SERC | Southeastern | - | DCSPU | Purchases | 4356 | 4534 | 5042 | 4853 | 5463 | 6068 | 6932 | 7608 | 8608 | 8127 | 8199
2003 | US | SERC | Southeastern | - | DCSSA | Sales | 2788 | 2692 | 2792 | 2179 | 2654 | 2654 | 2654 | 2654 | 1101 | 841 | 841
2003 | US | SERC | Southeastern | - | DCSST | Standby Demand | 0 | 0 | 0 | 0 | 0 | 0 | 0 | 0 | 0 | 0 | 0
2003 | US | SERC | Southeastern | - | DCST | Total Internal Capacity | 48693 | 50274 | 51477 | 53445 | 53471 | 53428 | 53428 | 53671 | 52805 | 52474 | 52416
2003 | US | SERC | Southeastern | - | DCSTA | Committed Resources | 48693 | 50274 | 51477 | 53300 | 53326 | 53283 | 53283 | 53266 | 52400 | 51954 | 51751
2003 | US | SERC | Southeastern | - | DCSTB | Uncommitted Resources | 0 | 0 | 0 | 145 | 145 | 145 | 145 | 405 | 405 | 520 | 665
2003 | US | SERC | Southeastern | - | DCSTI | Projected Total Internal Demand | 45370 | 45012 | 46570 | 47991 | 49176 | 50397 | 51622 | 52967 | 54293 | 55659 | 57080
2003 | US | SERC | VACAR | - | CST | Total Capacity | 57792 | 59312 | 60794 | 61816 | 61947 | 62689 | 63056 | 63522 | 64204 | 65061 | 65456
2003 | US | SERC | VACAR | - | DCSAJ | Adjustments | 0 | 0 | 0 | 0 | 0 | 0 | 0 | 0 | 0 | 0 | 0
2003 | US | SERC | VACAR | - | DCSDGG | Distributed Generator Capacity >= 1 MW | 19 | 19 | 19 | 19 | 19 | 19 | 19 | 19 | 19 | 19 | 19
2003 | US | SERC | VACAR | - | DCSDGL | Distributed Generator Capacity < 1 MW | 0 | 0 | 0 | 0 | 0 | 0 | 0 | 0 | 0 | 0 | 0
2003 | US | SERC | VACAR | - | DCSFP | Full-Responsibility Purchases (portion of total purchases) | 0 | 0 | 0 | 0 | 0 | 0 | 0 | 0 | 0 | 0 | 0
2003 | US | SERC | VACAR | - | DCSFS | Full-Responsibility Sales (portion of total sales) | 0 | 0 | 0 | 0 | 0 | 0 | 0 | 0 | 0 | 0 | 0
2003 | US | SERC | VACAR | - | DCSIC | Inoperable capacity | 86 | 86 | 86 | 86 | 86 | 86 | 86 | 86 | 86 | 86 | 86
2003 | US | SERC | VACAR | - | DCSIN | Internal Demand | 58241 | 56773 | 57653 | 59059 | 60134 | 61402 | 62643 | 63841 | 65094 | 66330 | 67581
2003 | US | SERC | VACAR | - | DCSIT | Interruptible Demand | 682 | 1591 | 1592 | 1593 | 1593 | 1594 | 1594 | 1595 | 1596 | 1596 | 1597
2003 | US | SERC | VACAR | - | DCSLM | Direct Control Load Management | 181 | 718 | 712 | 706 | 703 | 699 | 696 | 694 | 691 | 690 | 689
2003 | US | SERC | VACAR | - | DCSNC | Net Capacity Resources | 63778 | 65057 | 65823 | 67122 | 66827 | 67547 | 67649 | 68108 | 68701 | 69353 | 69748
2003 | US | SERC | VACAR | - | DCSNI | Projected Net Internal Demand | 57378 | 54464 | 55349 | 56760 | 57838 | 59109 | 60353 | 61552 | 62807 | 64044 | 65295
2003 | US | SERC | VACAR | - | DCSNO | Net Operable Capacity | 57706 | 59226 | 60708 | 61730 | 61861 | 62603 | 62970 | 63436 | 64118 | 64975 | 65370
2003 | US | SERC | VACAR | - | DCSOTG | Other Generator Capacity >= 1 MW | 57423 | 59143 | 60775 | 60997 | 60828 | 61325 | 61497 | 61546 | 62128 | 62710 | 63292
2003 | US | SERC | VACAR | - | DCSOTL | Other Capacity < 1 MW | 0 | 0 | 0 | 0 | 0 | 0 | 0 | 0 | 0 | 0 | 0
2003 | US | SERC | VACAR | - | DCSPU | Purchases | 6796 | 6914 | 6200 | 6202 | 5777 | 5655 | 5357 | 5350 | 5141 | 4936 | 4936
2003 | US | SERC | VACAR | - | DCSSA | Sales | 724 | 1083 | 1085 | 810 | 811 | 711 | 678 | 678 | 558 | 558 | 558
2003 | US | SERC | VACAR | - | DCSST | Standby Demand | 0 | 0 | 0 | 0 | 0 | 0 | 0 | 0 | 0 | 0 | 0
2003 | US | SERC | VACAR | - | DCST | Total Internal Capacity | 57792 | 59312 | 60794 | 61816 | 61947 | 62689 | 63056 | 63522 | 64204 | 65061 | 65456
2003 | US | SERC | VACAR | - | DCSTA | Committed Resources | 57442 | 59162 | 60794 | 61016 | 60847 | 61344 | 61516 | 61565 | 62147 | 62729 | 63311
2003 | US | SERC | VACAR | - | DCSTB | Uncommitted Resources | 350 | 150 | 0 | 800 | 1100 | 1345 | 1540 | 1957 | 2057 | 2332 | 2145
2003 | US | SERC | VACAR | - | DCSTI | Projected Total Internal Demand | 58241 | 56773 | 57653 | 59059 | 60134 | 61402 | 62643 | 63841 | 65094 | 66330 | 67581
2003 | US | SPP | - | - | CST | Total Capacity | 47773 | 47815 | 48668 | 49082 | 49162 | 49782 | 49964 | 50854 | 51450 | 51956 | 52759
2003 | US | SPP | - | - | DCSAJ | Adjustments | 0 | 0 | 0 | 0 | 0 | 0 | 0 | 0 | 0 | 0 | 0
2003 | US | SPP | - | - | DCSDGG | Distributed Generator Capacity >= 1 MW | 0 | 0 | 0 | 0 | 0 | 0 | 0 | 0 | 0 | 0 | 0
2003 | US | SPP | - | - | DCSDGL | Distributed Generator Capacity < 1 MW | 0 | 0 | 0 | 0 | 0 | 0 | 0 | 0 | 0 | 0 | 0
2003 | US | SPP | - | - | DCSFP | Full-Responsibility Purchases (portion of total purchases) | 951 | 900 | 1063 | 706 | 609 | 612 | 515 | 368 | 371 | 274 | 277
2003 | US | SPP | - | - | DCSFS | Full-Responsibility Sales (portion of total sales) | 1129 | 1320 | 1337 | 1079 | 834 | 834 | 834 | 834 | 834 | 834 | 834
2003 | US | SPP | - | - | DCSIC | Inoperable capacity | 362 | 362 | 71 | 170 | 201 | 201 | 178 | 178 | 178 | 155 | 155
2003 | US | SPP | - | - | DCSIN | Internal Demand | 39688 | 40564 | 41345 | 41826 | 42158 | 43012 | 43855 | 44736 | 45606 | 46500 | 47361
2003 | US | SPP | - | - | DCSIT | Interruptible Demand | 1065 | 1092 | 1094 | 1097 | 1099 | 1101 | 1104 | 1106 | 1108 | 1110 | 1113
2003 | US | SPP | - | - | DCSLM | Direct Control Load Management | 325 | 328 | 329 | 329 | 321 | 321 | 322 | 323 | 322 | 323 | 324
2003 | US | SPP | - | - | DCSNC | Net Capacity Resources | 47233 | 47033 | 48323 | 48539 | 48736 | 49359 | 49467 | 50210 | 50809 | 51241 | 52047
2003 | US | SPP | - | - | DCSNI | Projected Net Internal Demand | 38298 | 39144 | 39922 | 40400 | 40738 | 41590 | 42429 | 43307 | 44176 | 45067 | 45924
2003 | US | SPP | - | - | DCSNO | Net Operable Capacity | 47411 | 47453 | 48597 | 48912 | 48961 | 49581 | 49786 | 50676 | 51272 | 51801 | 52604
2003 | US | SPP | - | - | DCSOTG | Other Generator Capacity >= 1 MW | 47770 | 47804 | 48657 | 49071 | 48997 | 49617 | 49799 | 50689 | 51285 | 51791 | 52594
2003 | US | SPP | - | - | DCSOTL | Other Capacity < 1 MW | 3 | 3 | 3 | 3 | 3 | 3 | 3 | 3 | 3 | 3 | 3
2003 | US | SPP | - | - | DCSPU | Purchases | 951 | 900 | 1063 | 706 | 609 | 612 | 515 | 368 | 371 | 274 | 277
2003 | US | SPP | - | - | DCSSA | Sales | 1129 | 1320 | 1337 | 1079 | 834 | 834 | 834 | 834 | 834 | 834 | 834
2003 | US | SPP | - | - | DCSST | Standby Demand | 0 | 0 | 0 | 0 | 0 | 0 | 0 | 0 | 0 | 0 | 0
2003 | US | SPP | - | - | DCST | Total Internal Capacity | 47773 | 47815 | 48668 | 49082 | 49162 | 49782 | 49964 | 50854 | 51450 | 51956 | 52759
2003 | US | SPP | - | - | DCSTA | Committed Resources | 47773 | 47807 | 48660 | 49074 | 49000 | 49620 | 49802 | 50692 | 51288 | 51794 | 52597
2003 | US | SPP | - | - | DCSTB | Uncommitted Resources | 0 | 8 | 8 | 8 | 162 | 162 | 162 | 162 | 162 | 162 | 162
2003 | US | SPP | - | - | DCSTI | Projected Total Internal Demand | 39688 | 40564 | 41345 | 41826 | 42158 | 43012 | 43855 | 44736 | 45606 | 46500 | 47361
2003 | US | WECC | - | - | CST | Total Capacity | 147721 | 154115 | 158994 | 166244 | 167084 | 167195 | 168581 | 168596 | 168993 | 168835 | 169131
2003 | US | WECC | - | - | DCSAJ | Adjustments | 0 | 0 | 0 | 0 | 0 | 0 | 0 | 0 | 0 | 0 | 0
2003 | US | WECC | - | - | DCSDGG | Distributed Generator Capacity >= 1 MW | 0 | 0 | 0 | 0 | 0 | 0 | 0 | 0 | 0 | 0 | 0
2003 | US | WECC | - | - | DCSDGL | Distributed Generator Capacity < 1 MW | 0 | 0 | 0 | 0 | 0 | 0 | 0 | 0 | 0 | 0 | 0
2003 | US | WECC | - | - | DCSFP | Full-Responsibility Purchases (portion of total purchases) | 1472 | 438 | 438 | 438 | 366 | 356 | 357 | 357 | 357 | 208 | 198
2003 | US | WECC | - | - | DCSFS | Full-Responsibility Sales (portion of total sales) | 644 | 103 | 103 | 103 | 103 | 103 | 103 | 103 | 103 | 103 | 103
2003 | US | WECC | - | - | DCSIC | Inoperable capacity | 5925 | 1529 | 1301 | 1223 | 1137 | 902 | 1000 | 1000 | 902 | 902 | 902
2003 | US | WECC | - | - | DCSIN | Internal Demand | 119074 | 119320 | 123942 | 126386 | 128693 | 131003 | 133055 | 135559 | 138123 | 140638 | 143151
2003 | US | WECC | - | - | DCSIT | Interruptible Demand | 1981 | 1750 | 1764 | 1760 | 1761 | 1761 | 1764 | 1766 | 1767 | 1778 | 1779
2003 | US | WECC | - | - | DCSLM | Direct Control Load Management | 61 | 71 | 71 | 71 | 72 | 71 | 71 | 72 | 71 | 71 | 72
2003 | US | WECC | - | - | DCSNC | Net Capacity Resources | 142624 | 152921 | 158028 | 165356 | 166210 | 166546 | 167835 | 167850 | 168345 | 168038 | 168324
2003 | US | WECC | - | - | DCSNI | Projected Net Internal Demand | 117032 | 117499 | 122107 | 124555 | 126860 | 129171 | 131220 | 133721 | 136285 | 138789 | 141300
2003 | US | WECC | - | - | DCSNO | Net Operable Capacity | 141796 | 152586 | 157693 | 165021 | 165947 | 166293 | 167581 | 167596 | 168091 | 167933 | 168229
2003 | US | WECC | - | - | DCSOTG | Other Generator Capacity >= 1 MW | 147721 | 154115 | 157915 | 159887 | 158065 | 158056 | 158067 | 157552 | 157874 | 157716 | 158012
2003 | US | WECC | - | - | DCSOTL | Other Capacity < 1 MW | 0 | 0 | 0 | 0 | 0 | 0 | 0 | 0 | 0 | 0 | 0
2003 | US | WECC | - | - | DCSPU | Purchases | 1472 | 438 | 438 | 438 | 366 | 356 | 357 | 357 | 357 | 208 | 198
2003 | US | WECC | - | - | DCSSA | Sales | 644 | 103 | 103 | 103 | 103 | 103 | 103 | 103 | 103 | 103 | 103
2003 | US | WECC | - | - | DCSST | Standby Demand | 0 | 0 | 0 | 0 | 0 | 0 | 0 | 0 | 0 | 0 | 0
2003 | US | WECC | - | - | DCST | Total Internal Capacity | 147721 | 154115 | 158994 | 166244 | 167084 | 167195 | 168581 | 168596 | 168993 | 168835 | 169131
2003 | US | WECC | - | - | DCSTA | Committed Resources | 147721 | 154115 | 157915 | 159887 | 158065 | 158056 | 158067 | 157552 | 157874 | 157716 | 158012
2003 | US | WECC | - | - | DCSTB | Uncommitted Resources | 0 | 0 | 1079 | 6357 | 9019 | 9139 | 10514 | 11044 | 11119 | 11119 | 11119
2003 | US | WECC | - | - | DCSTI | Projected Total Internal Demand | 119074 | 119320 | 123942 | 126386 | 128693 | 131003 | 133055 | 135559 | 138123 | 140638 | 143151
2003 | US | WECC | AZN | - | CST | Total Capacity | 26158 | 30406 | 33609 | 35659 | 35691 | 35812 | 37198 | 37200 | 37276 | 37278 | 37278
2003 | US | WECC | AZN | - | DCSAJ | Adjustments | 3900 | 3900 | 3900 | 3914 | 4451 | 4451 | 4451 | 4451 | 4451 | 4451 | 4451
2003 | US | WECC | AZN | - | DCSDGG | Distributed Generator Capacity >= 1 MW | 0 | 0 | 0 | 0 | 0 | 0 | 0 | 0 | 0 | 0 | 0
2003 | US | WECC | AZN | - | DCSDGL | Distributed Generator Capacity < 1 MW | 0 | 0 | 0 | 0 | 0 | 0 | 0 | 0 | 0 | 0 | 0
2003 | US | WECC | AZN | - | DCSFP | Full-Responsibility Purchases (portion of total purchases) | 2176 | 812 | 812 | 702 | 630 | 630 | 630 | 630 | 630 | 480 | 480
2003 | US | WECC | AZN | - | DCSFS | Full-Responsibility Sales (portion of total sales) | 963 | 856 | 856 | 856 | 856 | 856 | 856 | 856 | 856 | 856 | 856
2003 | US | WECC | AZN | - | DCSIC | Inoperable capacity | 1261 | 31 | 31 | 31 | 31 | 31 | 31 | 31 | 31 | 31 | 31
2003 | US | WECC | AZN | - | DCSIN | Internal Demand | 24222 | 25406 | 26301 | 27138 | 27896 | 28600 | 29400 | 30197 | 31012 | 31782 | 32510
2003 | US | WECC | AZN | - | DCSIT | Interruptible Demand | 240 | 254 | 257 | 263 | 264 | 265 | 267 | 268 | 269 | 271 | 272
2003 | US | WECC | AZN | - | DCSLM | Direct Control Load Management | 0 | 1 | 1 | 1 | 2 | 1 | 1 | 2 | 1 | 1 | 2
2003 | US | WECC | AZN | - | DCSNC | Net Capacity Resources | 26110 | 30331 | 33534 | 35474 | 35434 | 35555 | 36941 | 36943 | 37019 | 36871 | 36871
2003 | US | WECC | AZN | - | DCSNI | Projected Net Internal Demand | 23982 | 25151 | 26043 | 26874 | 27630 | 28334 | 29132 | 29927 | 30742 | 31510 | 32236
2003 | US | WECC | AZN | - | DCSNO | Net Operable Capacity | 24897 | 30375 | 33578 | 35628 | 35660 | 35781 | 37167 | 37169 | 37245 | 37247 | 37247
2003 | US | WECC | AZN | - | DCSOTG | Other Generator Capacity >= 1 MW | 26158 | 30406 | 33609 | 33634 | 33146 | 33147 | 33158 | 33160 | 33161 | 33163 | 33163
2003 | US | WECC | AZN | - | DCSOTL | Other Capacity < 1 MW | 0 | 0 | 0 | 0 | 0 | 0 | 0 | 0 | 0 | 0 | 0
2003 | US | WECC | AZN | - | DCSPU | Purchases | 3102 | 1738 | 1738 | 1628 | 1019 | 1019 | 1019 | 1019 | 1019 | 869 | 869
2003 | US | WECC | AZN | - | DCSSA | Sales | 5789 | 5682 | 5682 | 5696 | 5696 | 5696 | 5696 | 5696 | 5696 | 5696 | 5696
2003 | US | WECC | AZN | - | DCSST | Standby Demand | 0 | 0 | 0 | 0 | 0 | 0 | 0 | 0 | 0 | 0 | 0
2003 | US | WECC | AZN | - | DCST | Total Internal Capacity | 26158 | 30406 | 33609 | 35659 | 35691 | 35812 | 37198 | 37200 | 37276 | 37278 | 37278
2003 | US | WECC | AZN | - | DCSTA | Committed Resources | 26158 | 30406 | 33609 | 33634 | 33146 | 33147 | 33158 | 33160 | 33161 | 33163 | 33163
2003 | US | WECC | AZN | - | DCSTB | Uncommitted Resources | 0 | 0 | 0 | 2025 | 2545 | 2665 | 4040 | 4040 | 4115 | 4115 | 4115
2003 | US | WECC | AZN | - | DCSTI | Projected Total Internal Demand | 24222 | 25406 | 26301 | 27138 | 27896 | 28600 | 29400 | 30197 | 31012 | 31782 | 32510
2003 | US | WECC | CNV | - | CST | Total Capacity | 59623 | 60020 | 59409 | 63024 | 62011 | 62021 | 62021 | 62034 | 62107 | 62107 | 62107
2003 | US | WECC | CNV | - | DCSAJ | Adjustments | -3845 | -3845 | -3845 | -3859 | -4396 | -4396 | -4396 | -4396 | -4396 | -4396 | -4396
2003 | US | WECC | CNV | - | DCSDGG | Distributed Generator Capacity >= 1 MW | 0 | 0 | 0 | 0 | 0 | 0 | 0 | 0 | 0 | 0 | 0
2003 | US | WECC | CNV | - | DCSDGL | Distributed Generator Capacity < 1 MW | 0 | 0 | 0 | 0 | 0 | 0 | 0 | 0 | 0 | 0 | 0
2003 | US | WECC | CNV | - | DCSFP | Full-Responsibility Purchases (portion of total purchases) | 9349 | 2023 | 2039 | 1596 | 1477 | 1540 | 1605 | 1647 | 1687 | 1705 | 1751
2003 | US | WECC | CNV | - | DCSFS | Full-Responsibility Sales (portion of total sales) | 4775 | 110 | 110 | 0 | 0 | 0 | 0 | 0 | 0 | 0 | 0
2003 | US | WECC | CNV | - | DCSIC | Inoperable capacity | 2959 | 813 | 813 | 813 | 813 | 610 | 610 | 610 | 610 | 610 | 610
2003 | US | WECC | CNV | - | DCSIN | Internal Demand | 50614 | 51580 | 54644 | 55507 | 56193 | 57068 | 57954 | 58822 | 59678 | 60524 | 61373
2003 | US | WECC | CNV | - | DCSIT | Interruptible Demand | 1459 | 1251 | 1251 | 1251 | 1251 | 1251 | 1251 | 1251 | 1251 | 1251 | 1251
2003 | US | WECC | CNV | - | DCSLM | Direct Control Load Management | 60 | 69 | 69 | 69 | 69 | 69 | 69 | 69 | 69 | 69 | 69
2003 | US | WECC | CNV | - | DCSNC | Net Capacity Resources | 61238 | 62312 | 61717 | 64999 | 63867 | 64143 | 64208 | 64798 | 65625 | 66456 | 67658
2003 | US | WECC | CNV | - | DCSNI | Projected Net Internal Demand | 49095 | 50260 | 53324 | 54187 | 54873 | 55748 | 56634 | 57502 | 58358 | 59204 | 60053
2003 | US | WECC | CNV | - | DCSNO | Net Operable Capacity | 56664 | 59207 | 58596 | 62211 | 61198 | 61411 | 61411 | 61424 | 61497 | 61497 | 61497
2003 | US | WECC | CNV | - | DCSOTG | Other Generator Capacity >= 1 MW | 59623 | 60020 | 58870 | 60817 | 59274 | 59284 | 59284 | 58767 | 58840 | 58840 | 58840
2003 | US | WECC | CNV | - | DCSOTL | Other Capacity < 1 MW | 0 | 0 | 0 | 0 | 0 | 0 | 0 | 0 | 0 | 0 | 0
2003 | US | WECC | CNV | - | DCSPU | Purchases | 14142 | 8008 | 8024 | 7595 | 7476 | 7539 | 7604 | 8181 | 8935 | 9766 | 10968
2003 | US | WECC | CNV | - | DCSSA | Sales | 5723 | 1058 | 1058 | 948 | 411 | 411 | 411 | 411 | 411 | 411 | 411
2003 | US | WECC | CNV | - | DCSST | Standby Demand | 0 | 0 | 0 | 0 | 0 | 0 | 0 | 0 | 0 | 0 | 0
2003 | US | WECC | CNV | - | DCST | Total Internal Capacity | 59623 | 60020 | 59409 | 63024 | 62011 | 62021 | 62021 | 62034 | 62107 | 62107 | 62107
2003 | US | WECC | CNV | - | DCSTA | Committed Resources | 59623 | 60020 | 58870 | 60817 | 59274 | 59284 | 59284 | 58767 | 58840 | 58840 | 58840
2003 | US | WECC | CNV | - | DCSTB | Uncommitted Resources | 0 | 0 | 539 | 2207 | 2737 | 2737 | 2737 | 3267 | 3267 | 3267 | 3267
2003 | US | WECC | CNV | - | DCSTI | Projected Total Internal Demand | 50614 | 51580 | 54644 | 55507 | 56193 | 57068 | 57954 | 58822 | 59678 | 60524 | 61373
2003 | US | WECC | NWPP | - | CST | Total Capacity | 51601 | 52265 | 54406 | 55571 | 57609 | 57589 | 57589 | 57589 | 57837 | 57677 | 57682
2003 | US | WECC | NWPP | - | DCSAJ | Adjustments | -647 | -647 | -647 | -647 | -647 | -647 | -647 | -647 | -647 | -647 | -647
2003 | US | WECC | NWPP | - | DCSDGG | Distributed Generator Capacity >= 1 MW | 0 | 0 | 0 | 0 | 0 | 0 | 0 | 0 | 0 | 0 | 0
2003 | US | WECC | NWPP | - | DCSDGL | Distributed Generator Capacity < 1 MW | 0 | 0 | 0 | 0 | 0 | 0 | 0 | 0 | 0 | 0 | 0
2003 | US | WECC | NWPP | - | DCSFP | Full-Responsibility Purchases (portion of total purchases) | 2979 | 627 | 627 | 627 | 627 | 627 | 628 | 628 | 628 | 629 | 629
2003 | US | WECC | NWPP | - | DCSFS | Full-Responsibility Sales (portion of total sales) | 7927 | 2609 | 2626 | 2186 | 2251 | 2320 | 2390 | 2436 | 2480 | 2499 | 2276
2003 | US | WECC | NWPP | - | DCSIC | Inoperable capacity | 1569 | 410 | 491 | 297 | 239 | 287 | 285 | 278 | 222 | 222 | 261
2003 | US | WECC | NWPP | - | DCSIN | Internal Demand | 34347 | 33142 | 33690 | 34344 | 35031 | 35679 | 36017 | 36632 | 37205 | 37774 | 38407
2003 | US | WECC | NWPP | - | DCSIT | Interruptible Demand | 277 | 249 | 249 | 249 | 249 | 249 | 249 | 249 | 249 | 249 | 234
2003 | US | WECC | NWPP | - | DCSLM | Direct Control Load Management | bar: 64 to 85
2003 | US | WECC | NWPP | - | DCSNC | Net Capacity Resources | 45084 | 48681 | 50724 | 52523 | 54554 | 54417 | 54350 | 54311 | 54571 | 54393 | 54582
2003 | US | WECC | NWPP | - | DCSNI | Projected Net Internal Demand | 34069 | 32892 | 33440 | 34094 | 34781 | 35429 | 35767 | 36382 | 36955 | 37524 | 38172
2003 | US | WECC | NWPP | - | DCSNO | Net Operable Capacity | 50032 | 51855 | 53915 | 55274 | 57370 | 57302 | 57304 | 57311 | 57615 | 57455 | 57421
2003 | US | WECC | NWPP | - | DCSOTG | Other Generator Capacity >= 1 MW | 51601 | 52265 | 53866 | 53946 | 54146 | 54126 | 54126 | 54126 | 54374 | 54214 | 54219
2003 | US | WECC | NWPP | - | DCSOTL | Other Capacity < 1 MW | 0 | 0 | 0 | 0 | 0 | 0 | 0 | 0 | 0 | 0 | 0
2003 | US | WECC | NWPP | - | DCSPU | Purchases | 4117 | 1765 | 1765 | 1765 | 1765 | 1765 | 1766 | 1766 | 1766 | 1767 | 1767
2003 | US | WECC | NWPP | - | DCSSA | Sales | 8418 | 4292 | 4309 | 3869 | 3934 | 4003 | 4073 | 4119 | 4163 | 4182 | 3959
2003 | US | WECC | NWPP | - | DCSST | Standby Demand | 0 | 0 | 0 | 0 | 0 | 0 | 0 | 0 | 0 | 0 | 0
2003 | US | WECC | NWPP | - | DCST | Total Internal Capacity | 51601 | 52265 | 54406 | 55571 | 57609 | 57589 | 57589 | 57589 | 57837 | 57677 | 57682
2003 | US | WECC | NWPP | - | DCSTA | Committed Resources | 51601 | 52265 | 53866 | 53946 | 54146 | 54126 | 54126 | 54126 | 54374 | 54214 | 54219
2003 | US | WECC | NWPP | - | DCSTB | Uncommitted Resources | 0 | 0 | 540 | 1625 | 3463 | 3463 | 3463 | 3463 | 3463 | 3463 | 3463
2003 | US | WECC | NWPP | - | DCSTI | Projected Total Internal Demand | 34347 | 33142 | 33690 | 34344 | 35031 | 35679 | 36017 | 36632 | 37205 | 37774 | 38407
2003 | US | WECC | RMPA | - | CST | Total Capacity | 10339 | 11204 | 11794 | 11794 | 12068 | 12068 | 12068 | 12068 | 12068 | 12068 | 12068
2003 | US | WECC | RMPA | - | DCSAJ | Adjustments | 592 | 592 | 592 | 592 | 592 | 592 | 592 | 592 | 592 | 592 | 592
2003 | US | WECC | RMPA | - | DCSDGG | Distributed Generator Capacity >= 1 MW | 0 | 0 | 0 | 0 | 0 | 0 | 0 | 0 | 0 | 0 | 0
2003 | US | WECC | RMPA | - | DCSDGL | Distributed Generator Capacity < 1 MW | 0 | 0 | 0 | 0 | 0 | 0 | 0 | 0 | 0 | 0 | 0
2003 | US | WECC | RMPA | - | DCSFP | Full-Responsibility Purchases (portion of total purchases) | 1457 | 536 | 536 | 536 | 536 | 526 | 527 | 527 | 527 | 528 | 519
2003 | US | WECC | RMPA | - | DCSFS | Full-Responsibility Sales (portion of total sales) | 266 | 150 | 150 | 150 | 150 | 150 | 151 | 151 | 151 | 152 | 152
2003 | US | WECC | RMPA | - | DCSIC | Inoperable capacity | 136 | 60 | 0 | 0 | 0 | 0 | 0 | 0 | 0 | 0 | 0
2003 | US | WECC | RMPA | - | DCSIN | Internal Demand | 9891 | 10089 | 10196 | 10284 | 10455 | 10577 | 10741 | 10986 | 11235 | 11492 | 11748
2003 | US | WECC | RMPA | - | DCSIT | Interruptible Demand | 5 | 5 | 15 | 5 | 6 | 6 | 6 | 6 | 6 | 6 | 6
2003 | US | WECC | RMPA | - | DCSLM | Direct Control Load Management | 0 | 0 | 0 | 0 | 0 | 0 | 0 | 0 | 0 | 0 | 0
2003 | US | WECC | RMPA | - | DCSNC | Net Capacity Resources | 11394 | 11530 | 12180 | 12180 | 12454 | 12444 | 12444 | 12483 | 12767 | 13061 | 13354
2003 | US | WECC | RMPA | - | DCSNI | Projected Net Internal Demand | 9886 | 10084 | 10181 | 10279 | 10449 | 10571 | 10735 | 10980 | 11229 | 11486 | 11742
2003 | US | WECC | RMPA | - | DCSNO | Net Operable Capacity | 10203 | 11144 | 11794 | 11794 | 12068 | 12068 | 12068 | 12068 | 12068 | 12068 | 12068
2003 | US | WECC | RMPA | - | DCSOTG | Other Generator Capacity >= 1 MW | 10339 | 11204 | 11794 | 11794 | 11794 | 11794 | 11794 | 11794 | 11794 | 11794 | 11794
2003 | US | WECC | RMPA | - | DCSOTL | Other Capacity < 1 MW | 0 | 0 | 0 | 0 | 0 | 0 | 0 | 0 | 0 | 0 | 0
2003 | US | WECC | RMPA | - | DCSPU | Purchases | 1565 | 644 | 644 | 644 | 644 | 634 | 635 | 674 | 958 | 1253 | 1546
2003 | US | WECC | RMPA | - | DCSSA | Sales | 966 | 850 | 850 | 850 | 850 | 850 | 851 | 851 | 851 | 852 | 852
2003 | US | WECC | RMPA | - | DCSST | Standby Demand | 0 | 0 | 0 | 0 | 0 | 0 | 0 | 0 | 0 | 0 | 0
2003 | US | WECC | RMPA | - | DCST | Total Internal Capacity | 10339 | 11204 | 11794 | 11794 | 12068 | 12068 | 12068 | 12068 | 12068 | 12068 | 12068
2003 | US | WECC | RMPA | - | DCSTA | Committed Resources | 10339 | 11204 | 11794 | 11794 | 11794 | 11794 | 11794 | 11794 | 11794 | 11794 | 11794
2003 | US | WECC | RMPA | - | DCSTB | Uncommitted Resources | 0 | 0 | 0 | 0 | 274 | 274 | 274 | 274 | 274 | 274 | 274
2003 | US | WECC | RMPA | - | DCSTI | Projected Total Internal Demand | 9891 | 10089 | 10196 | 10284 | 10455 | 10577 | 10741 | 10986 | 11235 | 11492 | 11748
2004 | CA | MRO | - | - | CST | Total Capacity | 8927 | 8932 | 8932 | 9107 | 9137 | 9169 | 9180 | 9391 | 9402 | 9413 | 9413
2004 | CA | MRO | - | - | DCSAJ | Adjustments | 0 | 0 | 0 | 0 | 0 | 0 | 0 | 0 | 0 | 0 | 0
2004 | CA | MRO | - | - | DCSDGG | Distributed Generator Capacity >= 1 MW | 0 | 0 | 0 | 0 | 0 | 0 | 0 | 0 | 0 | 0 | 0
2004 | CA | MRO | - | - | DCSDGL | Distributed Generator Capacity < 1 MW | 0 | 1 | 1 | 0 | 0 | 0 | 0 | 0 | 0 | 0 | 0
2004 | CA | MRO | - | - | DCSFP | Full-Responsibility Purchases (portion of total purchases) | 0 | 0 | 0 | 0 | 0 | 0 | 0 | 0 | 0 | 0 | 0
2004 | CA | MRO | - | - | DCSFS | Full-Responsibility Sales (portion of total sales) | 200 | 0 | 0 | 0 | 0 | 0 | 0 | 0 | 0 | 0 | 0
2004 | CA | MRO | - | - | DCSIC | Inoperable capacity | 85 | 127 | 250 | 259 | 123 | 124 | 298 | 57 | 186 | 208 | 15
2004 | CA | MRO | - | - | DCSIN | Internal Demand | 5603 | 5643 | 5717 | 5790 | 5849 | 5958 | 6065 | 6127 | 6186 | 6238 | 6296
2004 | CA | MRO | - | - | DCSIT | Interruptible Demand | 219 | 220 | 262 | 262 | 262 | 262 | 262 | 262 | 262 | 262 | 262
2004 | CA | MRO | - | - | DCSLM | Direct Control Load Management | 0 | 0 | 0 | 0 | 0 | 0 | 0 | 0 | 0 | 0 | 0
2004 | CA | MRO | - | - | DCSNC | Net Capacity Resources | 8542 | 8705 | 8582 | 8748 | 9014 | 9045 | 8882 | 9334 | 9216 | 9205 | 9398
2004 | CA | MRO | - | - | DCSNI | Projected Net Internal Demand | 5384 | 5423 | 5455 | 5528 | 5587 | 5696 | 5803 | 5865 | 5924 | 5976 | 6034
2004 | CA | MRO | - | - | DCSNO | Net Operable Capacity | 8842 | 8805 | 8682 | 8848 | 9014 | 9045 | 8882 | 9334 | 9216 | 9205 | 9398
2004 | CA | MRO | - | - | DCSOTG | Other Generator Capacity >= 1 MW | 8927 | 8931 | 8931 | 8942 | 8957 | 8974 | 8985 | 9196 | 9207 | 9218 | 9218
2004 | CA | MRO | - | - | DCSOTL | Other Capacity < 1 MW | 0 | 0 | 0 | 0 | 0 | 0 | 0 | 0 | 0 | 0 | 0
2004 | CA | MRO | - | - | DCSPU | Purchases | 0 | 0 | 0 | 0 | 0 | 0 | 0 | 0 | 0 | 0 | 0
2004 | CA | MRO | - | - | DCSSA | Sales | 300 | 100 | 100 | 100 | 0 | 0 | 0 | 0 | 0 | 0 | 0
2004 | CA | MRO | - | - | DCSST | Standby Demand | 0 | 0 | 0 | 0 | 0 | 0 | 0 | 0 | 0 | 0 | 0
2004 | CA | MRO | - | - | DCST | Total Internal Capacity | 8927 | 8932 | 8932 | 9107 | 9137 | 9169 | 9180 | 9391 | 9402 | 9413 | 9413
2004 | CA | MRO | - | - | DCSTA | Committed Resources | 8927 | 8932 | 8932 | 8942 | 8957 | 8974 | 8985 | 9196 | 9207 | 9218 | 9218
2004 | CA | MRO | - | - | DCSTB | Uncommitted Resources | 0 | 0 | 0 | 165 | 180 | 195 | 195 | 195 | 195 | 195 | 195
2004 | CA | MRO | - | - | DCSTI | Projected Total Internal Demand | 5603 | 5643 | 5717 | 5790 | 5849 | 5958 | 6065 | 6127 | 6186 | 6238 | 6296
2004 | CA | NPCC | - | - | CST | Total Capacity | 72116 | 73398 | 72366 | 72979 | 73644 | 73496 | 73994 | 74921 | 75448 | 75538 | 75544
2004 | CA | NPCC | - | - | DCSAJ | Adjustments | 0 | 0 | 0 | 0 | 0 | 0 | 0 | 0 | 0 | 0 | 0
2004 | CA | NPCC | - | - | DCSDGG | Distributed Generator Capacity >= 1 MW | 0 | 0 | 0 | 0 | 0 | 0 | 0 | 0 | 0 | 0 | 0
2004 | CA | NPCC | - | - | DCSDGL | Distributed Generator Capacity < 1 MW | 0 | 0 | 0 | 0 | 0 | 0 | 0 | 0 | 0 | 0 | 0
2004 | CA | NPCC | - | - | DCSFP | Full-Responsibility Purchases (portion of total purchases) | 4480 | 4122 | 4155 | 4150 | 4140 | 4215 | 4215 | 4215 | 4215 | 4015 | 4015
2004 | CA | NPCC | - | - | DCSFS | Full-Responsibility Sales (portion of total sales) | 3325 | 1792 | 1073 | 1023 | 990 | 963 | 963 | 993 | 993 | 793 | 793
2004 | CA | NPCC | - | - | DCSIC | Inoperable capacity | 17084 | 13162 | 11660 | 11496 | 11678 | 11684 | 12519 | 12276 | 13046 | 13096 | 12428
2004 | CA | NPCC | - | - | DCSIN | Internal Demand | 48793 | 47791 | 48646 | 50745 | 51277 | 51788 | 52430 | 53108 | 53761 | 54299 | 54840
2004 | CA | NPCC | - | - | DCSIT | Interruptible Demand | 836 | 1681 | 853 | 855 | 855 | 860 | 860 | 860 | 860 | 860 | 860
2004 | CA | NPCC | - | - | DCSLM | Direct Control Load Management | 0 | 0 | 0 | 0 | 0 | 0 | 0 | 0 | 0 | 0 | 0
2004 | CA | NPCC | - | - | DCSNC | Net Capacity Resources | 59493 | 62566 | 63788 | 64610 | 65116 | 65064 | 64727 | 65867 | 65624 | 65664 | 66338
2004 | CA | NPCC | - | - | DCSNI | Projected Net Internal Demand | 47957 | 46110 | 47793 | 49890 | 50422 | 50928 | 51570 | 52248 | 52901 | 53439 | 53980
2004 | CA | NPCC | - | - | DCSNO | Net Operable Capacity | 55032 | 60236 | 60706 | 61483 | 61966 | 61812 | 61475 | 62645 | 62402 | 62442 | 63116
2004 | CA | NPCC | - | - | DCSOTG | Other Generator Capacity >= 1 MW | 39702 | 40489 | 39301 | 39301 | 39292 | 38621 | 38621 | 39256 | 39256 | 39086 | 39086
2004 | CA | NPCC | - | - | DCSOTL | Other Capacity < 1 MW | 4 | 4 | 4 | 4 | 4 | 4 | 4 | 4 | 4 | 4 | 4
2004 | CA | NPCC | - | - | DCSPU | Purchases | 8144 | 4122 | 4155 | 4150 | 4140 | 4215 | 4215 | 4215 | 4215 | 4015 | 4015
2004 | CA | NPCC | - | - | DCSSA | Sales | 3682 | 1792 | 1073 | 1023 | 990 | 963 | 963 | 993 | 993 | 793 | 793
2004 | CA | NPCC | - | - | DCSST | Standby Demand | 0 | 0 | 0 | 0 | 0 | 0 | 0 | 0 | 0 | 0 | 0
2004 | CA | NPCC | - | - | DCST | Total Internal Capacity | 72116 | 73398 | 72366 | 72979 | 73644 | 73496 | 73994 | 74921 | 75448 | 75538 | 75544
2004 | CA | NPCC | - | - | DCSTA | Committed Resources | 72116 | 73398 | 72366 | 72939 | 73580 | 73432 | 73930 | 74582 | 75109 | 75199 | 75205
2004 | CA | NPCC | - | - | DCSTB | Uncommitted Resources | 0 | 0 | 0 | 40 | 64 | 64 | 64 | 339 | 339 | 339 | 339
2004 | CA | NPCC | - | - | DCSTI | Projected Total Internal Demand | 48793 | 47791 | 48646 | 50745 | 51277 | 51788 | 52430 | 53108 | 53761 | 54299 | 54840
2004 | CA | NPCC | Maritimes | Maritimes | CST | Total Capacity | 6278 | 6359 | 6319 | 6359 | 6374 | 5703 | 5703 | 6613 | 6613 | 6443 | 6443
2004 | CA | NPCC | Maritimes | Maritimes | DCSAJ | Adjustments | 0 | 0 | 0 | 0 | 0 | 0 | 0 | 0 | 0 | 0 | 0
2004 | CA | NPCC | Maritimes | Maritimes | DCSDGG | Distributed Generator Capacity >= 1 MW | 0 | 0 | 0 | 0 | 0 | 0 | 0 | 0 | 0 | 0 | 0
2004 | CA | NPCC | Maritimes | Maritimes | DCSDGL | Distributed Generator Capacity < 1 MW | 0 | 0 | 0 | 0 | 0 | 0 | 0 | 0 | 0 | 0 | 0
2004 | CA | NPCC | Maritimes | Maritimes | DCSFP | Full-Responsibility Purchases (portion of total purchases) | 155 | 135 | 140 | 90 | 80 | 80 | 80 | 80 | 80 | 80 | 80
2004 | CA | NPCC | Maritimes | Maritimes | DCSFS | Full-Responsibility Sales (portion of total sales) | 871 | 422 | 330 | 280 | 247 | 220 | 220 | 250 | 250 | 50 | 50
2004 | CA | NPCC | Maritimes | Maritimes | DCSIC | Inoperable capacity | 0 | 0 | 0 | 0 | 0 | 0 | 0 | 0 | 0 | 0 | 0
2004 | CA | NPCC | Maritimes | Maritimes | DCSIN | Internal Demand | 3492 | 3611 | 3656 | 3709 | 3775 | 3818 | 3875 | 3940 | 4007 | 4086 | 4160
2004 | CA | NPCC | Maritimes | Maritimes | DCSIT | Interruptible Demand | 536 | 551 | 553 | 555 | 555 | 560 | 560 | 560 | 560 | 560 | 560
2004 | CA | NPCC | Maritimes | Maritimes | DCSLM | Direct Control Load Management | 0 | 0 | 0 | 0 | 0 | 0 | 0 | 0 | 0 | 0 | 0
2004 | CA | NPCC | Maritimes | Maritimes | DCSNC | Net Capacity Resources | 5561 | 6072 | 6129 | 6169 | 6207 | 5563 | 5563 | 6443 | 6443 | 6473 | 6473
2004 | CA | NPCC | Maritimes | Maritimes | DCSNI | Projected Net Internal Demand | 2956 | 3060 | 3103 | 3154 | 3220 | 3258 | 3315 | 3380 | 3447 | 3526 | 3600
2004 | CA | NPCC | Maritimes | Maritimes | DCSNO | Net Operable Capacity | 6278 | 6359 | 6319 | 6359 | 6374 | 5703 | 5703 | 6613 | 6613 | 6443 | 6443
2004 | CA | NPCC | Maritimes | Maritimes | DCSOTG | Other Generator Capacity >= 1 MW | 6180 | 6263 | 6223 | 6223 | 6214 | 5543 | 5543 | 6178 | 6178 | 6008 | 6008
2004 | CA | NPCC | Maritimes | Maritimes | DCSOTL | Other Capacity < 1 MW | 4 | 4 | 4 | 4 | 4 | 4 | 4 | 4 | 4 | 4 | 4
2004 | CA | NPCC | Maritimes | Maritimes | DCSPU | Purchases | 155 | 135 | 140 | 90 | 80 | 80 | 80 | 80 | 80 | 80 | 80
2004 | CA | NPCC | Maritimes | Maritimes | DCSSA | Sales | 871 | 422 | 330 | 280 | 247 | 220 | 220 | 250 | 250 | 50 | 50
2004 | CA | NPCC | Maritimes | Maritimes | DCSST | Standby Demand | 0 | 0 | 0 | 0 | 0 | 0 | 0 | 0 | 0 | 0 | 0
2004 | CA | NPCC | Maritimes | Maritimes | DCST | Total Internal Capacity | 6278 | 6359 | 6319 | 6359 | 6374 | 5703 | 5703 | 6613 | 6613 | 6443 | 6443
2004 | CA | NPCC | Maritimes | Maritimes | DCSTA | Committed Resources | 6278 | 6359 | 6319 | 6319 | 6310 | 5639 | 5639 | 6274 | 6274 | 6104 | 6104
2004 | CA | NPCC | Maritimes | Maritimes | DCSTB | Uncommitted Resources | 0 | 0 | 0 | 40 | 64 | 64 | 64 | 339 | 339 | 339 | 339
2004 | CA | NPCC | Maritimes | Maritimes | DCSTI | Projected Total Internal Demand | 3492 | 3611 | 3656 | 3709 | 3775 | 3818 | 3875 | 3940 | 4007 | 4086 | 4160
2004 | CA | NPCC | Ontario | Ontario | CST | Total Capacity | 33522 | 34226 | 33078 | 33078 | 33078 | 33078 | 33078 | 33078 | 33078 | 33078 | 33078
2004 | CA | NPCC | Ontario | Ontario | DCSAJ | Adjustments | 0 | 0 | 0 | 0 | 0 | 0 | 0 | 0 | 0 | 0 | 0
2004 | CA | NPCC | Ontario | Ontario | DCSDGG | Distributed Generator Capacity >= 1 MW | 0 | 0 | 0 | 0 | 0 | 0 | 0 | 0 | 0 | 0 | 0
2004 | CA | NPCC | Ontario | Ontario | DCSDGL | Distributed Generator Capacity < 1 MW | 0 | 0 | 0 | 0 | 0 | 0 | 0 | 0 | 0 | 0 | 0
2004 | CA | NPCC | Ontario | Ontario | DCSFP | Full-Responsibility Purchases (portion of total purchases) | 0 | 0 | 0 | 0 | 0 | 0 | 0 | 0 | 0 | 0 | 0
2004 | CA | NPCC | Ontario | Ontario | DCSFS | Full-Responsibility Sales (portion of total sales) | 0 | 0 | 0 | 0 | 0 | 0 | 0 | 0 | 0 | 0 | 0
2004 | CA | NPCC | Ontario | Ontario | DCSIC | Inoperable capacity | 10496 | 6041 | 5865 | 5599 | 5667 | 5581 | 6329 | 6083 | 6085 | 6089 | 6095
2004 | CA | NPCC | Ontario | Ontario | DCSIN | Internal Demand | 24753 | 23668 | 24147 | 24446 | 24735 | 25027 | 25305 | 25605 | 25883 | 26139 | 26384
2004 | CA | NPCC | Ontario | Ontario | DCSIT | Interruptible Demand | 300 | 300 | 300 | 300 | 300 | 300 | 300 | 300 | 300 | 300 | 300
2004 | CA | NPCC | Ontario | Ontario | DCSLM | Direct Control Load Management | 0 | 0 | 0 | 0 | 0 | 0 | 0 | 0 | 0 | 0 | 0
2004 | CA | NPCC | Ontario | Ontario | DCSNC | Net Capacity Resources | 26333 | 28185 | 27213 | 27479 | 27411 | 27497 | 26749 | 26995 | 26993 | 26989 | 26983
2004 | CA | NPCC | Ontario | Ontario | DCSNI | Projected Net Internal Demand | 24453 | 23368 | 23847 | 24146 | 24435 | 24727 | 25005 | 25305 | 25583 | 25839 | 26084
2004 | CA | NPCC | Ontario | Ontario | DCSNO | Net Operable Capacity | 23026 | 28185 | 27213 | 27479 | 27411 | 27497 | 26749 | 26995 | 26993 | 26989 | 26983
2004 | CA | NPCC | Ontario | Ontario | DCSOTG | Other Generator Capacity >= 1 MW | 33522 | 34226 | 33078 | 33078 | 33078 | 33078 | 33078 | 33078 | 33078 | 33078 | 33078
2004 | CA | NPCC | Ontario | Ontario | DCSOTL | Other Capacity < 1 MW | 0 | 0 | 0 | 0 | 0 | 0 | 0 | 0 | 0 | 0 | 0
2004 | CA | NPCC | Ontario | Ontario | DCSPU | Purchases | 3664 | 0 | 0 | 0 | 0 | 0 | 0 | 0 | 0 | 0 | 0
2004 | CA | NPCC | Ontario | Ontario | DCSSA | Sales | 357 | 0 | 0 | 0 | 0 | 0 | 0 | 0 | 0 | 0 | 0
2004 | CA | NPCC | Ontario | Ontario | DCSST | Standby Demand | 0 | 0 | 0 | 0 | 0 | 0 | 0 | 0 | 0 | 0 | 0
2004 | CA | NPCC | Ontario | Ontario | DCST | Total Internal Capacity | 33522 | 34226 | 33078 | 33078 | 33078 | 33078 | 33078 | 33078 | 33078 | 33078 | 33078
2004 | CA | NPCC | Ontario | Ontario | DCSTA | Committed Resources | 33522 | 34226 | 33078 | 33078 | 33078 | 33078 | 33078 | 33078 | 33078 | 33078 | 33078
2004 | CA | NPCC | Ontario | Ontario | DCSTB | Uncommitted Resources | 0 | 0 | 0 | 0 | 0 | 0 | 0 | 0 | 0 | 0 | 0
2004 | CA | NPCC | Ontario | Ontario | DCSTI | Projected Total Internal Demand | 24753 | 23668 | 24147 | 24446 | 24735 | 25027 | 25305 | 25605 | 25883 | 26139 | 26384
2004 | CA | NPCC | Quebec | Quebec | CST | Total Capacity | 32316 | 32813 | 32969 | 33542 | 34192 | 34715 | 35213 | 35230 | 35757 | 36017 | 36023
2004 | CA | NPCC | Quebec | Quebec | DCSAJ | Adjustments | 0 | 0 | 0 | 0 | 0 | 0 | 0 | 0 | 0 | 0 | 0
2004 | CA | NPCC | Quebec | Quebec | DCSDGG | Distributed Generator Capacity >= 1 MW | 0 | 0 | 0 | 0 | 0 | 0 | 0 | 0 | 0 | 0 | 0
2004 | CA | NPCC | Quebec | Quebec | DCSDGL | Distributed Generator Capacity < 1 MW | 0 | 0 | 0 | 0 | 0 | 0 | 0 | 0 | 0 | 0 | 0
2004 | CA | NPCC | Quebec | Quebec | DCSFP | Full-Responsibility Purchases (portion of total purchases) | 4325 | 3987 | 4015 | 4060 | 4060 | 4135 | 4135 | 4135 | 4135 | 3935 | 3935
2004 | CA | NPCC | Quebec | Quebec | DCSFS | Full-Responsibility Sales (portion of total sales) | 2454 | 1370 | 743 | 743 | 743 | 743 | 743 | 743 | 743 | 743 | 743
2004 | CA | NPCC | Quebec | Quebec | DCSIC | Inoperable capacity | 6588 | 7121 | 5795 | 5897 | 6011 | 6103 | 6190 | 6193 | 6961 | 7007 | 6333
2004 | CA | NPCC | Quebec | Quebec | DCSIN | Internal Demand | 20548 | 20512 | 20843 | 22590 | 22767 | 22943 | 23250 | 23563 | 23871 | 24074 | 24296
2004 | CA | NPCC | Quebec | Quebec | DCSIT | Interruptible Demand | 0 | 830 | 0 | 0 | 0 | 0 | 0 | 0 | 0 | 0 | 0
2004 | CA | NPCC | Quebec | Quebec | DCSLM | Direct Control Load Management | 0 | 0 | 0 | 0 | 0 | 0 | 0 | 0 | 0 | 0 | 0
2004 | CA | NPCC | Quebec | Quebec | DCSNC | Net Capacity Resources | 27599 | 28309 | 30446 | 30962 | 31498 | 32004 | 32415 | 32429 | 32188 | 32202 | 32882
2004 | CA | NPCC | Quebec | Quebec | DCSNI | Projected Net Internal Demand | 20548 | 19682 | 20843 | 22590 | 22767 | 22943 | 23250 | 23563 | 23871 | 24074 | 24296
2004 | CA | NPCC | Quebec | Quebec | DCSNO | Net Operable Capacity | 25728 | 25692 | 27174 | 27645 | 28181 | 28612 | 29023 | 29037 | 28796 | 29010 | 29690
2004 | CA | NPCC | Quebec | Quebec | DCSOTG | Other Generator Capacity >= 1 MW | 0 | 0 | 0 | 0 | 0 | 0 | 0 | 0 | 0 | 0 | 0
2004 | CA | NPCC | Quebec | Quebec | DCSOTL | Other Capacity < 1 MW | 0 | 0 | 0 | 0 | 0 | 0 | 0 | 0 | 0 | 0 | 0
2004 | CA | NPCC | Quebec | Quebec | DCSPU | Purchases | 4325 | 3987 | 4015 | 4060 | 4060 | 4135 | 4135 | 4135 | 4135 | 3935 | 3935
2004 | CA | NPCC | Quebec | Quebec | DCSSA | Sales | 2454 | 1370 | 743 | 743 | 743 | 743 | 743 | 743 | 743 | 743 | 743
2004 | CA | NPCC | Quebec | Quebec | DCSST | Standby Demand | 0 | 0 | 0 | 0 | 0 | 0 | 0 | 0 | 0 | 0 | 0
2004 | CA | NPCC | Quebec | Quebec | DCST | Total Internal Capacity | 32316 | 32813 | 32969 | 33542 | 34192 | 34715 | 35213 | 35230 | 35757 | 36017 | 36023
2004 | CA | NPCC | Quebec | Quebec | DCSTA | Committed Resources | 32316 | 32813 | 32969 | 33542 | 34192 | 34715 | 35213 | 35230 | 35757 | 36017 | 36023
2004 | CA | NPCC | Quebec | Quebec | DCSTB | Uncommitted Resources | 0 | 0 | 0 | 0 | 0 | 0 | 0 | 0 | 0 | 0 | 0
2004 | CA | NPCC | Quebec | Quebec | DCSTI | Projected Total Internal Demand | 20548 | 20512 | 20843 | 22590 | 22767 | 22943 | 23250 | 23563 | 23871 | 24074 | 24296
2004 | CA | WECC | - | - | CST | Total Capacity | 23797 | 24279 | 25045 | 25067 | 25918 | 25918 | 25918 | 25918 | 26418 | 26418 | 26418
2004 | CA | WECC | - | - | DCSAJ | Adjustments | 0 | 0 | 0 | 0 | 0 | 0 | 0 | 0 | 0 | 0 | 0
2004 | CA | WECC | - | - | DCSDGG | Distributed Generator Capacity >= 1 MW | 0 | 0 | 0 | 0 | 0 | 0 | 0 | 0 | 0 | 0 | 0
2004 | CA | WECC | - | - | DCSDGL | Distributed Generator Capacity < 1 MW | 0 | 0 | 0 | 0 | 0 | 0 | 0 | 0 | 0 | 0 | 0
2004 | CA | WECC | - | - | DCSFP | Full-Responsibility Purchases (portion of total purchases) | 0 | 0 | 0 | 0 | 0 | 0 | 0 | 0 | 0 | 0 | 0
2004 | CA | WECC | - | - | DCSFS | Full-Responsibility Sales (portion of total sales) | 143 | 143 | 143 | 143 | 143 | 143 | 143 | 143 | 143 | 143 | 143
2004 | CA | WECC | - | - | DCSIC | Inoperable capacity | 1400 | 2437 | 2437 | 2437 | 1987 | 1987 | 1987 | 1987 | 1987 | 1987 | 1987
2004 | CA | WECC | - | - | DCSIN | Internal Demand | 15696 | 15804 | 15996 | 16247 | 16531 | 16818 | 17021 | 17356 | 17556 | 17889 | 18267
2004 | CA | WECC | - | - | DCSIT | Interruptible Demand | 119 | 119 | 119 | 119 | 119 | 119 | 119 | 119 | 119 | 119 | 119
2004 | CA | WECC | - | - | DCSLM | Direct Control Load Management | 0 | 0 | 0 | 0 | 0 | 0 | 0 | 0 | 0 | 0 | 0
2004 | CA | WECC | - | - | DCSNC | Net Capacity Resources | 22254 | 21699 | 22465 | 22487 | 23788 | 23788 | 23788 | 23788 | 24288 | 24288 | 24288
2004 | CA | WECC | - | - | DCSNI | Projected Net Internal Demand | 15577 | 15685 | 15877 | 16128 | 16412 | 16699 | 16902 | 17237 | 17437 | 17770 | 18148
2004 | CA | WECC | - | - | DCSNO | Net Operable Capacity | 22397 | 21842 | 22608 | 22630 | 23931 | 23931 | 23931 | 23931 | 24431 | 24431 | 24431
2004 | CA | WECC | - | - | DCSOTG | Other Generator Capacity >= 1 MW | 23797 | 24279 | 24895 | 24917 | 25038 | 25038 | 25038 | 25038 | 25038 | 25038 | 25038
2004 | CA | WECC | - | - | DCSOTL | Other Capacity < 1 MW | 0 | 0 | 0 | 0 | 0 | 0 | 0 | 0 | 0 | 0 | 0
2004 | CA | WECC | - | - | DCSPU | Purchases | 0 | 0 | 0 | 0 | 0 | 0 | 0 | 0 | 0 | 0 | 0
2004 | CA | WECC | - | - | DCSSA | Sales | 143 | 143 | 143 | 143 | 143 | 143 | 143 | 143 | 143 | 143 | 143
2004 | CA | WECC | - | - | DCSST | Standby Demand | 0 | 0 | 0 | 0 | 0 | 0 | 0 | 0 | 0 | 0 | 0
2004 | CA | WECC | - | - | DCST | Total Internal Capacity | 23797 | 24279 | 25045 | 25067 | 25918 | 25918 | 25918 | 25918 | 26418 | 26418 | 26418
2004 | CA | WECC | - | - | DCSTA | Committed Resources | 23797 | 24279 | 24895 | 24917 | 25038 | 25038 | 25038 | 25038 | 25038 | 25038 | 25038
2004 | CA | WECC | - | - | DCSTB | Uncommitted Resources | 0 | 0 | 150 | 150 | 880 | 880 | 880 | 880 | 1380 | 1380 | 1380
2004 | CA | WECC | - | - | DCSTI | Projected Total Internal Demand | 15696 | 15804 | 15996 | 16247 | 16531 | 16818 | 17021 | 17356 | 17556 | 17889 | 18267
2004 | MX | WECC | CA-MX | - | CST | Total Capacity | 2634 | 2634 | 2634 | 2634 | 2879 | 2879 | 3098 | 3098 | 3594 | 3594 | 3594
2004 | MX | WECC | CA-MX | - | DCSAJ | Adjustments | 0 | 0 | 0 | 0 | 0 | 0 | 0 | 0 | 0 | 0 | 0
2004 | MX | WECC | CA-MX | - | DCSDGG | Distributed Generator Capacity >= 1 MW | 0 | 0 | 0 | 0 | 0 | 0 | 0 | 0 | 0 | 0 | 0
2004 | MX | WECC | CA-MX | - | DCSDGL | Distributed Generator Capacity < 1 MW | 0 | 0 | 0 | 0 | 0 | 0 | 0 | 0 | 0 | 0 | 0
2004 | MX | WECC | CA-MX | - | DCSFP | Full-Responsibility Purchases (portion of total purchases) | 0 | 0 | 0 | 0 | 0 | 0 | 0 | 0 | 0 | 0 | 0
2004 | MX | WECC | CA-MX | - | DCSFS | Full-Responsibility Sales (portion of total sales) | 0 | 0 | 0 | 0 | 0 | 0 | 0 | 0 | 0 | 0 | 0
2004 | MX | WECC | CA-MX | - | DCSIC | Inoperable capacity | 58 | 0 | 0 | 2 | 2 | 2 | 2 | 2 | 2 | 2 | 2
2004 | MX | WECC | CA-MX | - | DCSIN | Internal Demand | 1692 | 1760 | 1845 | 1951 | 2048 | 2151 | 2258 | 2371 | 2490 | 2614 | 2745
2004 | MX | WECC | CA-MX | - | DCSIT | Interruptible Demand | 0 | 0 | 0 | 0 | 0 | 0 | 0 | 0 | 0 | 0 | 0
2004 | MX | WECC | CA-MX | - | DCSLM | Direct Control Load Management | 0 | 0 | 0 | 0 | 0 | 0 | 0 | 0 | 0 | 0 | 0
2004 | MX | WECC | CA-MX | - | DCSNC | Net Capacity Resources | 2576 | 2634 | 2634 | 2632 | 2877 | 2877 | 3096 | 3096 | 3592 | 3592 | 3592
2004 | MX | WECC | CA-MX | - | DCSNI | Projected Net Internal Demand | 1692 | 1760 | 1845 | 1951 | 2048 | 2151 | 2258 | 2371 | 2490 | 2614 | 2745
2004 | MX | WECC | CA-MX | - | DCSNO | Net Operable Capacity | 2576 | 2634 | 2634 | 2632 | 2877 | 2877 | 3096 | 3096 | 3592 | 3592 | 3592
2004 | MX | WECC | CA-MX | - | DCSOTG | Other Generator Capacity >= 1 MW | 2634 | 2634 | 2634 | 2634 | 2634 | 2634 | 2357 | 2357 | 2357 | 2357 | 2357
2004 | MX | WECC | CA-MX | - | DCSOTL | Other Capacity < 1 MW | 0 | 0 | 0 | 0 | 0 | 0 | 0 | 0 | 0 | 0 | 0
2004 | MX | WECC | CA-MX | - | DCSPU | Purchases | 0 | 0 | 0 | 0 | 0 | 0 | 0 | 0 | 0 | 0 | 0
2004 | MX | WECC | CA-MX | - | DCSSA | Sales | 0 | 0 | 0 | 0 | 0 | 0 | 0 | 0 | 0 | 0 | 0
2004 | MX | WECC | CA-MX | - | DCSST | Standby Demand | 0 | 0 | 0 | 0 | 0 | 0 | 0 | 0 | 0 | 0 | 0
2004 | MX | WECC | CA-MX | - | DCST | Total Internal Capacity | 2634 | 2634 | 2634 | 2634 | 2879 | 2879 | 3098 | 3098 | 3594 | 3594 | 3594
2004 | MX | WECC | CA-MX | - | DCSTA | Committed Resources | 2634 | 2634 | 2634 | 2634 | 2634 | 2634 | 2357 | 2357 | 2357 | 2357 | 2357
2004 | MX | WECC | CA-MX | - | DCSTB | Uncommitted Resources | 0 | 0 | 0 | 0 | 245 | 245 | 741 | 741 | 1237 | 1237 | 1237
2004 | MX | WECC | CA-MX | - | DCSTI | Projected Total Internal Demand | 1692 | 1760 | 1845 | 1951 | 2048 | 2151 | 2258 | 2371 | 2490 | 2614 | 2745
2004 | TL | WECC | - | - | CST | Total Capacity | 180722 | 185192 | 191191 | 198037 | 203386 | 204208 | 204425 | 205968 | 207150 | 207194 | 207238
2004 | TL | WECC | - | - | DCSAJ | Adjustments | 0 | 0 | 0 | 0 | 0 | 0 | 0 | 0 | 0 | 0 | 0
2004 | TL | WECC | - | - | DCSDGG | Distributed Generator Capacity >= 1 MW | 0 | 0 | 0 | 0 | 0 | 0 | 0 | 0 | 0 | 0 | 0
2004 | TL | WECC | - | - | DCSDGL | Distributed Generator Capacity < 1 MW | 0 | 0 | 0 | 0 | 0 | 0 | 0 | 0 | 0 | 0 | 0
2004 | TL | WECC | - | - | DCSFP | Full-Responsibility Purchases (portion of total purchases) | 473 | 286 | 285 | 213 | 203 | 204 | 204 | 204 | 55 | 46 | 46
2004 | TL | WECC | - | - | DCSFS | Full-Responsibility Sales (portion of total sales) | 155 | 103 | 103 | 103 | 103 | 103 | 103 | 103 | 103 | 103 | 103
2004 | TL | WECC | - | - | DCSIC | Inoperable capacity | 5926 | 3782 | 3741 | 3950 | 3505 | 3490 | 3490 | 3505 | 3492 | 3490 | 3408
2004 | TL | WECC | - | - | DCSIN | Internal Demand | 139914 | 140161 | 143345 | 147040 | 150438 | 153806 | 157146 | 160487 | 163930 | 167432 | 171133
2004 | TL | WECC | - | - | DCSIT | Interruptible Demand | 1692 | 2492 | 2517 | 2521 | 2523 | 2525 | 2528 | 2530 | 2532 | 2532 | 2535
2004 | TL | WECC | - | - | DCSLM | Direct Control Load Management | 70 | 69 | 69 | 71 | 70 | 70 | 69 | 70 | 70 | 71 | 70
2004 | TL | WECC | - | - | DCSNC | Net Capacity Resources | 175114 | 181593 | 187632 | 194197 | 199981 | 200819 | 201036 | 202564 | 203610 | 203647 | 203773
2004 | TL | WECC | - | - | DCSNI | Projected Net Internal Demand | 138152 | 137600 | 140759 | 144448 | 147845 | 151211 | 154549 | 157887 | 161328 | 164829 | 168528
2004 | TL | WECC | - | - | DCSNO | Net Operable Capacity | 174796 | 181410 | 187450 | 194087 | 199881 | 200718 | 200935 | 202463 | 203658 | 203704 | 203830
2004 | TL | WECC | - | - | DCSOTG | Other Generator Capacity >= 1 MW | 180722 | 185192 | 190191 | 191185 | 191685 | 191915 | 191640 | 191641 | 191643 | 191643 | 191643
2004 | TL | WECC | - | - | DCSOTL | Other Capacity < 1 MW | 0 | 0 | 0 | 0 | 0 | 0 | 0 | 0 | 0 | 0 | 0
2004 | TL | WECC | - | - | DCSPU | Purchases | 473 | 286 | 285 | 213 | 203 | 204 | 204 | 204 | 55 | 46 | 46
2004 | TL | WECC | - | - | DCSSA | Sales | 155 | 103 | 103 | 103 | 103 | 103 | 103 | 103 | 103 | 103 | 103
2004 | TL | WECC | - | - | DCSST | Standby Demand | 0 | 0 | 0 | 0 | 0 | 0 | 0 | 0 | 0 | 0 | 0
2004 | TL | WECC | - | - | DCST | Total Internal Capacity | 180722 | 185192 | 191191 | 198037 | 203386 | 204208 | 204425 | 205968 | 207150 | 207194 | 207238
2004 | TL | WECC | - | - | DCSTA | Committed Resources | 180722 | 185192 | 190191 | 191185 | 191685 | 191915 | 191640 | 191641 | 191643 | 191643 | 191643
2004 | TL | WECC | - | - | DCSTB | Uncommitted Resources | 0 | 0 | 1000 | 6852 | 11701 | 12293 | 12785 | 14327 | 15507 | 15551 | 15595
2004 | TL | WECC | - | - | DCSTI | Projected Total Internal Demand | 139914 | 140161 | 143345 | 147040 | 150438 | 153806 | 157146 | 160487 | 163930 | 167432 | 171133
2004 | US | ECAR | - | - | CST | Total Capacity | 125615 | 128406 | 130886 | 135414 | 136341 | 137841 | 138573 | 138573 | 138573 | 138573 | 138573
2004 | US | ECAR | - | - | DCSAJ | Adjustments | 0 | 0 | 0 | 0 | 0 | 0 | 0 | 0 | 0 | 0 | 0
2004 | US | ECAR | - | - | DCSDGG | Distributed Generator Capacity >= 1 MW | 0 | 0 | 0 | 0 | 0 | 0 | 0 | 0 | 0 | 0 | 0
2004 | US | ECAR | - | - | DCSDGL | Distributed Generator Capacity < 1 MW | 0 | 0 | 0 | 0 | 0 | 0 | 0 | 0 | 0 | 0 | 0
2004 | US | ECAR | - | - | DCSFP | Full-Responsibility Purchases (portion of total purchases) | 0 | 0 | 0 | 0 | 0 | 0 | 0 | 0 | 0 | 0 | 0
2004 | US | ECAR | - | - | DCSFS | Full-Responsibility Sales (portion of total sales) | 0 | 0 | 0 | 0 | 0 | 0 | 0 | 0 | 0 | 0 | 0
2004 | US | ECAR | - | - | DCSIC | Inoperable capacity | 1860 | 1943 | 1943 | 1943 | 1943 | 1943 | 1943 | 1943 | 1943 | 1943 | 1943
2004 | US | ECAR | - | - | DCSIN | Internal Demand | 98487 | 102423 | 104765 | 107689 | 109852 | 112007 | 113674 | 115579 | 117442 | 119254 | 120769
2004 | US | ECAR | - | - | DCSIT | Interruptible Demand | 0 | 2471 | 2426 | 2395 | 2385 | 2361 | 2302 | 2308 | 2216 | 2232 | 2240
2004 | US | ECAR | - | - | DCSLM | Direct Control Load Management | 0 | 172 | 207 | 240 | 274 | 289 | 290 | 291 | 291 | 293 | 294
2004 | US | ECAR | - | - | DCSNC | Net Capacity Resources | 123755 | 128165 | 128943 | 133471 | 134398 | 135898 | 136630 | 136630 | 136630 | 136630 | 136630
2004 | US | ECAR | - | - | DCSNI | Projected Net Internal Demand | 98487 | 99780 | 102132 | 105054 | 107193 | 109357 | 111082 | 112980 | 114935 | 116729 | 118235
2004 | US | ECAR | - | - | DCSNO | Net Operable Capacity | 123755 | 126463 | 128943 | 133471 | 134398 | 135898 | 136630 | 136630 | 136630 | 136630 | 136630
2004 | US | ECAR | - | - | DCSOTG | Other Generator Capacity >= 1 MW | 125579 | 128370 | 128370 | 128370 | 128370 | 128370 | 128370 | 128370 | 128370 | 128370 | 128370
2004 | US | ECAR | - | - | DCSOTL | Other Capacity < 1 MW | 36 | 36 | 36 | 36 | 36 | 36 | 36 | 36 | 36 | 36 | 36
2004 | US | ECAR | - | - | DCSPU | Purchases | 0 | 2902 | 0 | 0 | 0 | 0 | 0 | 0 | 0 | 0 | 0
2004 | US | ECAR | - | - | DCSSA | Sales | 0 | 1200 | 0 | 0 | 0 | 0 | 0 | 0 | 0 | 0 | 0
2004 | US | ECAR | - | - | DCSST | Standby Demand | 0 | 0 | 0 | 0 | 0 | 0 | 0 | 0 | 0 | 0 | 0
2004 | US | ECAR | - | - | DCST | Total Internal Capacity | 125615 | 128406 | 130886 | 135414 | 136341 | 137841 | 138573 | 138573 | 138573 | 138573 | 138573
2004 | US | ECAR | - | - | DCSTA | Committed Resources | 125615 | 128406 | 128406 | 128406 | 128406 | 128406 | 128406 | 128406 | 128406 | 128406 | 128406
2004 | US | ECAR | - | - | DCSTB | Uncommitted Resources | 0 | 0 | 2480 | 7008 | 7935 | 9435 | 10167 | 10167 | 10167 | 10167 | 10167
2004 | US | ECAR | - | - | DCSTI | Projected Total Internal Demand | 98487 | 102423 | 104765 | 107689 | 109852 | 112007 | 113674 | 115579 | 117442 | 119254 | 120769
2016 | US | TRE | - | ERCOT | MW | Energy Efficiency and Conservation |  | 275.0964 | 403.6452 | 533.7438 | 666.3372 | 800.0556 | 934.9944 | 1071.1824 | 1208.6124 | 1347.2772 | 1487.1948 | 1628.6235
2016 | US | TRE | - | ERCOT | MW | Behind the Meter Generation |  | 0 | 0 | 0 | 0 | 0 | 0 | 0 | 0 | 0 | 0 | 0
2016 | US | TRE | - | ERCOT | MW | Distributed Generation |  | 735.8939 | 824.2641 | 923.2463 | 1034.1148 | 1158.297 | 1297.3917 | 1453.1896 | 1627.6966 | 1823.1594 | 2042.0944 | 2287.3204
2016 | US | TRE | - | ERCOT | MW | Standby Load Under Contract |  | 0 | 0 | 0 | 0 | 0 | 0 | 0 | 0 | 0 | 0 | 0
2016 | US | TRE | - | ERCOT | MW | Total Internal Demand |  | 70588 | 71416 | 72277 | 73663 | 74288 | 74966 | 75660 | 76350 | 77036 | 77732 | 78571.5056
2016 | US | TRE | - | ERCOT | MW | Controllable and Dispatchable Demand Response - Available |  | 2525 | 2868 | 2868 | 2868 | 2868 | 2868 | 2868 | 2868 | 2868 | 2868 | 2868
2016 | US | TRE | - | ERCOT | MW | Net Internal Demand |  | 68063 | 68548 | 69409 | 70795 | 71420 | 72098 | 72792 | 73482 | 74168 | 74864 | 75703.5056
2016 | US | TRE | - | ERCOT | MW | Behind the Meter Generation - Capacity |  | 4258 | 4292 | 4540 | 4536 | 4465 | 4436 | 4496 | 4496 | 4486 | 4486 | 4486
2016 | US | TRE | - | ERCOT | MW | Other Capacity Adjustments - Additions |  | 0 | 0 | 0 | 0 | 0 | 0 | 0 | 0 | 0 | 0 | 0
2016 | US | TRE | - | ERCOT | MW | Other Capacity Adjustments - Reductions |  | 147 | 147 | 147 | 147 | 147 | 147 | 147 | 147 | 147 | 147 | 147
2016 | US | TRE | - | ERCOT | MW | Confirmed Retirements |  | 0 | 534 | 534 | 534 | 534 | 534 | 534 | 534 | 534 | 534 | 534
2016 | US | TRE | - | ERCOT | MW | Unconfirmed Retirements |  | 0 | 0 | 0 | 3300 | 3300 | 6300 | 6535 | 6902 | 6902 | 6902 | 6902
2016 | US | TRE | - | ERCOT | MW | Scheduled Outages |  | 483 | 0 | 0 | 0 | 0 | 0 | 0 | 0 | 0 | 0 | 0
2016 | US | TRE | - | ERCOT | MW | Transmission Limitations |  | 0 | 0 | 0 | 0 | 0 | 0 | 0 | 0 | 0 | 0 | 0
2016 | US | TRE | - | ERCOT | MW | Existing-Certain |  | 75786.3346 | 75803.3946 | 76051.3946 | 75207.3946 | 75136.3946 | 75107.3946 | 75167.3946 | 75167.3946 | 75157.3946 | 75157.3946 | 75157.3946
2016 | US | TRE | - | ERCOT | MW | Existing-Other |  | 0 | 0 | 0 | 0 | 0 | 0 | 0 | 0 | 0 | 0 | 0
2016 | US | TRE | - | ERCOT | MW | Additions - Tier 1 |  | 1731.656 | 4314.95 | 9869.776 | 10932.136 | 11172.136 | 11172.136 | 11172.136 | 11172.136 | 11172.136 | 11172.136 | 11172.136
2016 | US | TRE | - | ERCOT | MW | Additions - Tier 2 |  | 555.6 | 4539.746 | 14047.934 | 20775.574 | 21979.574 | 22059.574 | 22059.574 | 22059.574 | 22059.574 | 22059.574 | 22059.574
2016 | US | TRE | - | ERCOT | MW | Additions - Tier 3 |  | 0 | 200 | 447.695 | 599.695 | 599.695 | 599.695 | 599.695 | 599.695 | 599.695 | 599.695 | 599.695
2016 | US | TRE | - | ERCOT | MW | Firm Imports |  | 1796 | 1796 | 1796 | 1796 | 1346 | 1346 | 1346 | 1346 | 1346 | 1746 | 1746
2016 | US | TRE | - | ERCOT | MW | Firm Imports - Full-Responsibility Purchases |  | 0 | 0 | 0 | 0 | 0 | 0 | 0 | 0 | 0 | 0 | 0
2016 | US | TRE | - | ERCOT | MW | Firm Imports - Owned Capacity/Entitlement Located Outside the Area |  | 0 | 0 | 0 | 0 | 0 | 0 | 0 | 0 | 0 | 0 | 0
2004 | US | FRCC | - | FRCC | CST | Total Capacity | 45216 | 46705 | 48789 | 49016 | 49843 | 51364 | 52561 | 54307 | 55985 | 57974 | 59122
2004 | US | FRCC | - | FRCC | DCSAJ | Adjustments | 0 | 0 | 0 | 0 | 0 | 0 | 0 | 0 | 0 | 0 | 0
2004 | US | FRCC | - | FRCC | DCSDGG | Distributed Generator Capacity >= 1 MW | 0 | 0 | 0 | 0 | 0 | 0 | 0 | 0 | 0 | 0 | 0
2004 | US | FRCC | - | FRCC | DCSDGL | Distributed Generator Capacity < 1 MW | 0 | 0 | 0 | 0 | 0 | 0 | 0 | 0 | 0 | 0 | 0
2004 | US | FRCC | - | FRCC | DCSFP | Full-Responsibility Purchases (portion of total purchases) | 1590 | 1592 | 1552 | 1552 | 1552 | 1552 | 1552 | 931 | 931 | 931 | 931
2004 | US | FRCC | - | FRCC | DCSFS | Full-Responsibility Sales (portion of total sales) | 0 | 0 | 0 | 0 | 0 | 0 | 0 | 0 | 0 | 0 | 0
2004 | US | FRCC | - | FRCC | DCSIC | Inoperable capacity | 0 | 0 | 0 | 0 | 0 | 0 | 0 | 0 | 0 | 0 | 0
2004 | US | FRCC | - | FRCC | DCSIN | Internal Demand | 40475 | 42705 | 43753 | 44826 | 45896 | 46897 | 47990 | 49146 | 50297 | 51462 | 52640
2004 | US | FRCC | - | FRCC | DCSIT | Interruptible Demand | 79 | 865 | 880 | 858 | 864 | 854 | 843 | 829 | 836 | 845 | 852
2004 | US | FRCC | - | FRCC | DCSLM | Direct Control Load Management | 9 | 1957 | 1947 | 1938 | 1932 | 1933 | 1933 | 1925 | 1915 | 1906 | 1898
2004 | US | FRCC | - | FRCC | DCSNC | Net Capacity Resources | 46806 | 48297 | 50341 | 50568 | 51395 | 52916 | 54113 | 55238 | 56916 | 58905 | 60053
2004 | US | FRCC | - | FRCC | DCSNI | Projected Net Internal Demand | 40387 | 39883 | 40926 | 42030 | 43100 | 44110 | 45214 | 46392 | 47546 | 48711 | 49890
2004 | US | FRCC | - | FRCC | DCSNO | Net Operable Capacity | 45216 | 46705 | 48789 | 49016 | 49843 | 51364 | 52561 | 54307 | 55985 | 57974 | 59122
2004 | US | FRCC | - | FRCC | DCSOTG | Other Generator Capacity >= 1 MW | 45216 | 46705 | 48789 | 49016 | 49843 | 51364 | 52561 | 54307 | 55985 | 57974 | 59122
2004 | US | FRCC | - | FRCC | DCSOTL | Other Capacity < 1 MW | 0 | 0 | 0 | 0 | 0 | 0 | 0 | 0 | 0 | 0 | 0
2004 | US | FRCC | - | FRCC | DCSPU | Purchases | 1590 | 1592 | 1552 | 1552 | 1552 | 1552 | 1552 | 931 | 931 | 931 | 931
2004 | US | FRCC | - | FRCC | DCSSA | Sales | 0 | 0 | 0 | 0 | 0 | 0 | 0 | 0 | 0 | 0 | 0
2004 | US | FRCC | - | FRCC | DCSST | Standby Demand | 0 | 0 | 0 | 0 | 0 | 0 | 0 | 0 | 0 | 0 | 0
2004 | US | FRCC | - | FRCC | DCST | Total Internal Capacity | 45216 | 46705 | 48789 | 49016 | 49843 | 51364 | 52561 | 54307 | 55985 | 57974 | 59122
2004 | US | FRCC | - | FRCC | DCSTA | Committed Resources | 45216 | 46705 | 48789 | 49016 | 49843 | 51364 | 52561 | 54307 | 55985 | 57974 | 59122
2004 | US | FRCC | - | FRCC | DCSTB | Uncommitted Resources | 0 | 0 | 0 | 0 | 0 | 0 | 0 | 0 | 0 | 0 | 0
2004 | US | FRCC | - | FRCC | DCSTI | Projected Total Internal Demand | 40475 | 42705 | 43753 | 44826 | 45896 | 46897 | 47990 | 49146 | 50297 | 51462 | 52640
2004 | US | MAAC | - | - | CST | Total Capacity | 65409 | 66062 | 68103 | 68660 | 68660 | 68660 | 68660 | 68660 | 68660 | 68660 | 68660
2004 | US | MAAC | - | - | DCSAJ | Adjustments | 0 | 0 | 0 | 0 | 0 | 0 | 0 | 0 | 0 | 0 | 0
2004 | US | MAAC | - | - | DCSDGG | Distributed Generator Capacity >= 1 MW | 5 | 5 | 5 | 5 | 5 | 5 | 5 | 5 | 5 | 5 | 5
2004 | US | MAAC | - | - | DCSDGL | Distributed Generator Capacity < 1 MW | 0 | 0 | 0 | 0 | 0 | 0 | 0 | 0 | 0 | 0 | 0
2004 | US | MAAC | - | - | DCSFP | Full-Responsibility Purchases (portion of total purchases) | 0 | 0 | 0 | 0 | 0 | 0 | 0 | 0 | 0 | 0 | 0
2004 | US | MAAC | - | - | DCSFS | Full-Responsibility Sales (portion of total sales) | 0 | 0 | 0 | 0 | 0 | 0 | 0 | 0 | 0 | 0 | 0
2004 | US | MAAC | - | - | DCSIC | Inoperable capacity | 0 | 0 | 0 | 0 | 0 | 0 | 0 | 0 | 0 | 0 | 0
2004 | US | MAAC | - | - | DCSIN | Internal Demand | 53566 | 56886 | 58056 | 59126 | 60170 | 61224 | 62276 | 63339 | 64403 | 65455 | 66508
2004 | US | MAAC | - | - | DCSIT | Interruptible Demand | 0 | 463 | 453 | 453 | 453 | 453 | 453 | 453 | 453 | 453 | 453
2004 | US | MAAC | - | - | DCSLM | Direct Control Load Management | 0 | 619 | 619 | 619 | 619 | 619 | 619 | 619 | 619 | 619 | 619
2004 | US | MAAC | - | - | DCSNC | Net Capacity Resources | 65897 | 66550 | 68591 | 68698 | 68698 | 68698 | 68698 | 68698 | 68698 | 68698 | 68698
2004 | US | MAAC | - | - | DCSNI | Projected Net Internal Demand | 53566 | 55804 | 56984 | 58054 | 59098 | 60152 | 61204 | 62267 | 63331 | 64383 | 65436
2004 | US | MAAC | - | - | DCSNO | Net Operable Capacity | 65409 | 66062 | 68103 | 68660 | 68660 | 68660 | 68660 | 68660 | 68660 | 68660 | 68660
2004 | US | MAAC | - | - | DCSOTG | Other Generator Capacity >= 1 MW | 65404 | 66057 | 68098 | 68655 | 68655 | 68655 | 68655 | 68655 | 68655 | 68655 | 68655
2004 | US | MAAC | - | - | DCSOTL | Other Capacity < 1 MW | 0 | 0 | 0 | 0 | 0 | 0 | 0 | 0 | 0 | 0 | 0
2004 | US | MAAC | - | - | DCSPU | Purchases | 488 | 488 | 488 | 38 | 38 | 38 | 38 | 38 | 38 | 38 | 38
2004 | US | MAAC | - | - | DCSSA | Sales | 0 | 0 | 0 | 0 | 0 | 0 | 0 | 0 | 0 | 0 | 0
2004 | US | MAAC | - | - | DCSST | Standby Demand | 0 | 0 | 0 | 0 | 0 | 0 | 0 | 0 | 0 | 0 | 0
2004 | US | MAAC | - | - | DCST | Total Internal Capacity | 65409 | 66062 | 68103 | 68660 | 68660 | 68660 | 68660 | 68660 | 68660 | 68660 | 68660
2004 | US | MAAC | - | - | DCSTA | Committed Resources | 65409 | 66062 | 68103 | 68660 | 68660 | 68660 | 68660 | 68660 | 68660 | 68660 | 68660
2004 | US | MAAC | - | - | DCSTB | Uncommitted Resources | 0 | 0 | 0 | 0 | 0 | 0 | 0 | 0 | 0 | 0 | 0
2004 | US | MAAC | - | - | DCSTI | Projected Total Internal Demand | 53566 | 56886 | 58056 | 59126 | 60170 | 61224 | 62276 | 63339 | 64403 | 65455 | 66508
2004 | US | MAIN | - | - | CST | Total Capacity | 68103 | 68858 | 70977 | 72440 | 74457 | 75362 | 77479 | 78502 | 78699 | 78699 | 77996
2004 | US | MAIN | - | - | DCSAJ | Adjustments | 0 | 0 | 0 | 0 | 0 | 0 | 0 | 0 | 0 | 0 | 0
2004 | US | MAIN | - | - | DCSDGG | Distributed Generator Capacity >= 1 MW | 410 | 409 | 409 | 409 | 409 | 409 | 409 | 409 | 416 | 416 | 416
2004 | US | MAIN | - | - | DCSDGL | Distributed Generator Capacity < 1 MW | 34 | 35 | 35 | 35 | 35 | 35 | 35 | 35 | 35 | 35 | 35
2004 | US | MAIN | - | - | DCSFP | Full-Responsibility Purchases (portion of total purchases) | 383 | 319 | 249 | 254 | 261 | 191 | 221 | 227 | 233 | 240 | 247
2004 | US | MAIN | - | - | DCSFS | Full-Responsibility Sales (portion of total sales) | 70 | 208 | 260 | 287 | 358 | 352 | 196 | 198 | 200 | 202 | 204
2004 | US | MAIN | - | - | DCSIC | Inoperable capacity | 1391 | 1401 | 1409 | 1409 | 1409 | 1409 | 1409 | 1409 | 1409 | 1409 | 1409
2004 | US | MAIN | - | - | DCSIN | Internal Demand | 56987 | 57867 | 58666 | 59716 | 60468 | 61324 | 62235 | 63169 | 64293 | 65238 | 66144
2004 | US | MAIN | - | - | DCSIT | Interruptible Demand | 2591 | 2446 | 2350 | 2351 | 2356 | 2356 | 2356 | 2357 | 2357 | 2357 | 2360
2004 | US | MAIN | - | - | DCSLM | Direct Control Load Management | 780 | 817 | 823 | 826 | 830 | 833 | 838 | 842 | 847 | 849 | 853
2004 | US | MAIN | - | - | DCSNC | Net Capacity Resources | 67410 | 67780 | 69817 | 71454 | 73506 | 74252 | 76446 | 77491 | 77905 | 78372 | 78556
2004 | US | MAIN | - | - | DCSNI | Projected Net Internal Demand | 53617 | 54605 | 55494 | 56540 | 57283 | 58136 | 59042 | 59971 | 61090 | 62033 | 62932
2004 | US | MAIN | - | - | DCSNO | Net Operable Capacity | 66712 | 67457 | 69568 | 71031 | 73048 | 73953 | 76070 | 77093 | 77290 | 77290 | 76587
2004 | US | MAIN | - | - | DCSOTG | Other Generator Capacity >= 1 MW | 55632 | 57450 | 52775 | 52647 | 52825 | 53120 | 52763 | 53461 | 50410 | 50470 | 49057
2004 | US | MAIN | - | - | DCSOTL | Other Capacity < 1 MW | 20 | 20 | 20 | 20 | 20 | 20 | 20 | 20 | 20 | 20 | 20
2004 | US | MAIN | - | - | DCSPU | Purchases | 1475 | 1241 | 1208 | 2009 | 2115 | 1950 | 1895 | 1919 | 2138 | 2608 | 3432
2004 | US | MAIN | - | - | DCSSA | Sales | 777 | 918 | 959 | 1586 | 1657 | 1651 | 1519 | 1521 | 1523 | 1526 | 1463
2004 | US | MAIN | - | - | DCSST | Standby Demand | bar: 64 to 85
2004 | US | MAIN | - | - | DCST | Total Internal Capacity | 68103 | 68858 | 70977 | 72440 | 74457 | 75362 | 77479 | 78502 | 78699 | 78699 | 77996
2004 | US | MAIN | - | - | DCSTA | Committed Resources | 56096 | 57914 | 53239 | 53111 | 53289 | 53584 | 53227 | 53925 | 50881 | 50941 | 49528
2004 | US | MAIN | - | - | DCSTB | Uncommitted Resources | 12007 | 10944 | 17738 | 19329 | 21168 | 21778 | 24252 | 24577 | 27818 | 27758 | 28468
2004 | US | MAIN | - | - | DCSTI | Projected Total Internal Demand | 56988 | 57868 | 58667 | 59717 | 60469 | 61325 | 62236 | 63170 | 64294 | 65239 | 66145
2004 | US | MRO | - | - | CST | Total Capacity | 32708 | 33101 | 34019 | 34281 | 35058 | 35260 | 36223 | 36224 | 36224 | 36216 | 36216
2004 | US | MRO | - | - | DCSAJ | Adjustments | 0 | 0 | 0 | 0 | 0 | 0 | 0 | 0 | 0 | 0 | 0
2004 | US | MRO | - | - | DCSDGG | Distributed Generator Capacity >= 1 MW | 5098 | 5101 | 5102 | 5080 | 5057 | 5034 | 5010 | 5010 | 5010 | 5010 | 5010
2004 | US | MRO | - | - | DCSDGL | Distributed Generator Capacity < 1 MW | 7 | 7 | 7 | 7 | 7 | 7 | 7 | 7 | 7 | 7 | 7
2004 | US | MRO | - | - | DCSFP | Full-Responsibility Purchases (portion of total purchases) | 116 | 116 | 115 | 115 | 120 | 120 | 120 | 120 | 120 | 120 | 120
2004 | US | MRO | - | - | DCSFS | Full-Responsibility Sales (portion of total sales) | 166 | 163 | 87 | 87 | 87 | 12 | 12 | 12 | 12 | 12 | 12
2004 | US | MRO | - | - | DCSIC | Inoperable capacity | 0 | 0 | 0 | 0 | 0 | 0 | 0 | 0 | 0 | 0 | 0
2004 | US | MRO | - | - | DCSIN | Internal Demand | 28831 | 29244 | 30116 | 30857 | 31329 | 31956 | 32548 | 33172 | 33785 | 34393 | 34965
2004 | US | MRO | - | - | DCSIT | Interruptible Demand | 10 | 154 | 154 | 154 | 154 | 154 | 154 | 154 | 154 | 154 | 154
2004 | US | MRO | - | - | DCSLM | Direct Control Load Management | 46 | 75 | 76 | 79 | 80 | 80 | 81 | 83 | 85 | 86 | 86
2004 | US | MRO | - | - | DCSNC | Net Capacity Resources | 33287 | 33950 | 34308 | 34556 | 35409 | 35682 | 36527 | 36540 | 36613 | 36618 | 36630
2004 | US | MRO | - | - | DCSNI | Projected Net Internal Demand | 28775 | 29015 | 29886 | 30624 | 31095 | 31722 | 32313 | 32935 | 33546 | 34153 | 34725
2004 | US | MRO | - | - | DCSNO | Net Operable Capacity | 32708 | 33101 | 34019 | 34281 | 35058 | 35260 | 36223 | 36224 | 36224 | 36216 | 36216
2004 | US | MRO | - | - | DCSOTG | Other Generator Capacity >= 1 MW | 27559 | 27949 | 28860 | 29147 | 29923 | 30148 | 31134 | 31135 | 31135 | 31128 | 31128
2004 | US | MRO | - | - | DCSOTL | Other Capacity < 1 MW | 45 | 45 | 45 | 42 | 42 | 42 | 42 | 42 | 42 | 41 | 41
2004 | US | MRO | - | - | DCSPU | Purchases | 1174 | 1352 | 660 | 646 | 642 | 638 | 635 | 647 | 620 | 633 | 645
2004 | US | MRO | - | - | DCSSA | Sales | 595 | 503 | 371 | 371 | 291 | 216 | 331 | 331 | 231 | 231 | 231
2004 | US | MRO | - | - | DCSST | Standby Demand | 0 | 0 | 0 | 0 | 0 | 0 | 0 | 0 | 0 | 0 | 0
2004 | US | MRO | - | - | DCST | Total Internal Capacity | 32708 | 33101 | 34019 | 34281 | 35058 | 35260 | 36223 | 36224 | 36224 | 36216 | 36216
2004 | US | MRO | - | - | DCSTA | Committed Resources | 32708 | 33101 | 34014 | 34276 | 35028 | 35230 | 36193 | 36194 | 36194 | 36186 | 36186
2004 | US | MRO | - | - | DCSTB | Uncommitted Resources | 0 | 0 | 5 | 5 | 30 | 30 | 30 | 30 | 30 | 30 | 30
2004 | US | MRO | - | - | DCSTI | Projected Total Internal Demand | 28831 | 29244 | 30116 | 30857 | 31329 | 31956 | 32548 | 33172 | 33785 | 34393 | 34965
2004 | US | NPCC | - | - | CST | Total Capacity | 67298 | 69824 | 72552 | 75509 | 79742 | 80252 | 78751 | 78253 | 78253 | 78253 | 78253
2004 | US | NPCC | - | - | DCSAJ | Adjustments | 0 | 0 | 0 | 0 | 0 | 0 | 0 | 0 | 0 | 0 | 0
2004 | US | NPCC | - | - | DCSDGG | Distributed Generator Capacity >= 1 MW | 381 | 381 | 381 | 381 | 381 | 381 | 381 | 381 | 381 | 381 | 381
2004 | US | NPCC | - | - | DCSDGL | Distributed Generator Capacity < 1 MW | bar: 64 to 85
2004 | US | NPCC | - | - | DCSFP | Full-Responsibility Purchases (portion of total purchases) | 4062 | 533 | 533 | 533 | 533 | 453 | 453 | 446 | 446 | 446 | 446
2004 | US | NPCC | - | - | DCSFS | Full-Responsibility Sales (portion of total sales) | 458 | 305 | 305 | 305 | 305 | 305 | 305 | 298 | 298 | 298 | 298
2004 | US | NPCC | - | - | DCSIC | Inoperable capacity | 0 | 0 | 0 | 0 | 0 | 0 | 0 | 0 | 0 | 0 | 0
2004 | US | NPCC | - | - | DCSIN | Internal Demand | 55018 | 57535 | 58624 | 59336 | 60038 | 60720 | 61376 | 62151 | 62970 | 63601 | 64222
2004 | US | NPCC | - | - | DCSIT | Interruptible Demand | 1082 | 1141 | 1141 | 1151 | 1151 | 1161 | 1161 | 1161 | 1171 | 1171 | 1171
2004 | US | NPCC | - | - | DCSLM | Direct Control Load Management | 0 | 0 | 0 | 0 | 0 | 0 | 0 | 0 | 0 | 0 | 0
2004 | US | NPCC | - | - | DCSNC | Net Capacity Resources | 70902 | 70052 | 72780 | 75737 | 79970 | 80400 | 78899 | 78401 | 78401 | 78401 | 78401
2004 | US | NPCC | - | - | DCSNI | Projected Net Internal Demand | 53936 | 56394 | 57483 | 58185 | 58887 | 59559 | 60215 | 60990 | 61799 | 62430 | 63051
2004 | US | NPCC | - | - | DCSNO | Net Operable Capacity | 67298 | 69824 | 72552 | 75509 | 79742 | 80252 | 78751 | 78253 | 78253 | 78253 | 78253
2004 | US | NPCC | - | - | DCSOTG | Other Generator Capacity >= 1 MW | 66810 | 69336 | 72064 | 75021 | 79254 | 79764 | 78263 | 77765 | 77765 | 77765 | 77803
2004 | US | NPCC | - | - | DCSOTL | Other Capacity < 1 MW | 107 | 107 | 107 | 107 | 107 | 107 | 107 | 107 | 107 | 107 | 69
2004 | US | NPCC | - | - | DCSPU | Purchases | 4062 | 533 | 533 | 533 | 533 | 453 | 453 | 446 | 446 | 446 | 446
2004 | US | NPCC | - | - | DCSSA | Sales | 458 | 305 | 305 | 305 | 305 | 305 | 305 | 298 | 298 | 298 | 298
2004 | US | NPCC | - | - | DCSST | Standby Demand | 0 | 0 | 0 | 0 | 0 | 0 | 0 | 0 | 0 | 0 | 0
2004 | US | NPCC | - | - | DCST | Total Internal Capacity | 67298 | 69824 | 72552 | 75509 | 79742 | 80252 | 78751 | 78253 | 78253 | 78253 | 78253
2004 | US | NPCC | - | - | DCSTA | Committed Resources | 67298 | 69824 | 72552 | 75509 | 79742 | 80252 | 78751 | 78253 | 78253 | 78253 | 78253
2004 | US | NPCC | - | - | DCSTB | Uncommitted Resources | 0 | 0 | 0 | 0 | 0 | 0 | 0 | 0 | 0 | 0 | 0
2004 | US | NPCC | - | - | DCSTI | Projected Total Internal Demand | 55018 | 57535 | 58624 | 59336 | 60038 | 60720 | 61376 | 62151 | 62970 | 63601 | 64222
2004 | US | NPCC | New England | New England | CST | Total Capacity | 30260 | 31299 | 31505 | 31542 | 32697 | 32697 | 32697 | 32697 | 32697 | 32697 | 32697
2004 | US | NPCC | New England | New England | DCSAJ | Adjustments | 0 | 0 | 0 | 0 | 0 | 0 | 0 | 0 | 0 | 0 | 0
2004 | US | NPCC | New England | New England | DCSDGG | Distributed Generator Capacity >= 1 MW | 381 | 381 | 381 | 381 | 381 | 381 | 381 | 381 | 381 | 381 | 381
2004 | US | NPCC | New England | New England | DCSDGL | Distributed Generator Capacity < 1 MW | bar: 64 to 85
2004 | US | NPCC | New England | New England | DCSFP | Full-Responsibility Purchases (portion of total purchases) | 1441 | 453 | 453 | 453 | 453 | 453 | 453 | 446 | 446 | 446 | 446
2004 | US | NPCC | New England | New England | DCSFS | Full-Responsibility Sales (portion of total sales) | 154 | 0 | 0 | 0 | 0 | 0 | 0 | 0 | 0 | 0 | 0
2004 | US | NPCC | New England | New England | DCSIC | Inoperable capacity | 0 | 0 | 0 | 0 | 0 | 0 | 0 | 0 | 0 | 0 | 0
2004 | US | NPCC | New England | New England | DCSIN | Internal Demand | 24685 | 25735 | 26305 | 26570 | 26815 | 27085 | 27390 | 27740 | 28170 | 28550 | 28880
2004 | US | NPCC | New England | New England | DCSIT | Interruptible Demand | 229 | 229 | 229 | 229 | 229 | 229 | 229 | 229 | 229 | 229 | 229
2004 | US | NPCC | New England | New England | DCSLM | Direct Control Load Management | 0 | 0 | 0 | 0 | 0 | 0 | 0 | 0 | 0 | 0 | 0
2004 | US | NPCC | New England | New England | DCSNC | Net Capacity Resources | 31547 | 31752 | 31958 | 31995 | 33150 | 33150 | 33150 | 33143 | 33143 | 33143 | 33143
2004 | US | NPCC | New England | New England | DCSNI | Projected Net Internal Demand | 24456 | 25506 | 26076 | 26341 | 26586 | 26856 | 27161 | 27511 | 27941 | 28321 | 28651
2004 | US | NPCC | New England | New England | DCSNO | Net Operable Capacity | 30260 | 31299 | 31505 | 31542 | 32697 | 32697 | 32697 | 32697 | 32697 | 32697 | 32697
2004 | US | NPCC | New England | New England | DCSOTG | Other Generator Capacity >= 1 MW | 29841 | 30880 | 31086 | 31123 | 32278 | 32278 | 32278 | 32278 | 32278 | 32278 | 32316
2004 | US | NPCC | New England | New England | DCSOTL | Other Capacity < 1 MW | 38 | 38 | 38 | 38 | 38 | 38 | 38 | 38 | 38 | 38 | 0
2004 | US | NPCC | New England | New England | DCSPU | Purchases | 1441 | 453 | 453 | 453 | 453 | 453 | 453 | 446 | 446 | 446 | 446
2004 | US | NPCC | New England | New England | DCSSA | Sales | 154 | 0 | 0 | 0 | 0 | 0 | 0 | 0 | 0 | 0 | 0
2004 | US | NPCC | New England | New England | DCSST | Standby Demand | 0 | 0 | 0 | 0 | 0 | 0 | 0 | 0 | 0 | 0 | 0
2004 | US | NPCC | New England | New England | DCST | Total Internal Capacity | 30260 | 31299 | 31505 | 31542 | 32697 | 32697 | 32697 | 32697 | 32697 | 32697 | 32697
2004 | US | NPCC | New England | New England | DCSTA | Committed Resources | 30260 | 31299 | 31505 | 31542 | 32697 | 32697 | 32697 | 32697 | 32697 | 32697 | 32697
2004 | US | NPCC | New England | New England | DCSTB | Uncommitted Resources | 0 | 0 | 0 | 0 | 0 | 0 | 0 | 0 | 0 | 0 | 0
2004 | US | NPCC | New England | New England | DCSTI | Projected Total Internal Demand | 24685 | 25735 | 26305 | 26570 | 26815 | 27085 | 27390 | 27740 | 28170 | 28550 | 28880
2004 | US | NPCC | New York | New York | CST | Total Capacity | 37038 | 38525 | 41047 | 43967 | 47045 | 47555 | 46054 | 45556 | 45556 | 45556 | 45556
2004 | US | NPCC | New York | New York | DCSAJ | Adjustments | 0 | 0 | 0 | 0 | 0 | 0 | 0 | 0 | 0 | 0 | 0
2004 | US | NPCC | New York | New York | DCSDGG | Distributed Generator Capacity >= 1 MW | 0 | 0 | 0 | 0 | 0 | 0 | 0 | 0 | 0 | 0 | 0
2004 | US | NPCC | New York | New York | DCSDGL | Distributed Generator Capacity < 1 MW | 0 | 0 | 0 | 0 | 0 | 0 | 0 | 0 | 0 | 0 | 0
2004 | US | NPCC | New York | New York | DCSFP | Full-Responsibility Purchases (portion of total purchases) | 2621 | 80 | 80 | 80 | 80 | 0 | 0 | 0 | 0 | 0 | 0
2004 | US | NPCC | New York | New York | DCSFS | Full-Responsibility Sales (portion of total sales) | 304 | 305 | 305 | 305 | 305 | 305 | 305 | 298 | 298 | 298 | 298
2004 | US | NPCC | New York | New York | DCSIC | Inoperable capacity | 0 | 0 | 0 | 0 | 0 | 0 | 0 | 0 | 0 | 0 | 0
2004 | US | NPCC | New York | New York | DCSIN | Internal Demand | 30333 | 31800 | 32319 | 32766 | 33223 | 33635 | 33986 | 34411 | 34800 | 35051 | 35342
2004 | US | NPCC | New York | New York | DCSIT | Interruptible Demand | 853 | 912 | 912 | 922 | 922 | 932 | 932 | 932 | 942 | 942 | 942
2004 | US | NPCC | New York | New York | DCSLM | Direct Control Load Management | 0 | 0 | 0 | 0 | 0 | 0 | 0 | 0 | 0 | 0 | 0
2004 | US | NPCC | New York | New York | DCSNC | Net Capacity Resources | 39355 | 38300 | 40822 | 43742 | 46820 | 47250 | 45749 | 45258 | 45258 | 45258 | 45258
2004 | US | NPCC | New York | New York | DCSNI | Projected Net Internal Demand | 29480 | 30888 | 31407 | 31844 | 32301 | 32703 | 33054 | 33479 | 33858 | 34109 | 34400
2004 | US | NPCC | New York | New York | DCSNO | Net Operable Capacity | 37038 | 38525 | 41047 | 43967 | 47045 | 47555 | 46054 | 45556 | 45556 | 45556 | 45556
2004 | US | NPCC | New York | New York | DCSOTG | Other Generator Capacity >= 1 MW | 36969 | 38456 | 40978 | 43898 | 46976 | 47486 | 45985 | 45487 | 45487 | 45487 | 45487
2004 | US | NPCC | New York | New York | DCSOTL | Other Capacity < 1 MW | 69 | 69 | 69 | 69 | 69 | 69 | 69 | 69 | 69 | 69 | 69
2004 | US | NPCC | New York | New York | DCSPU | Purchases | 2621 | 80 | 80 | 80 | 80 | 0 | 0 | 0 | 0 | 0 | 0
2004 | US | NPCC | New York | New York | DCSSA | Sales | 304 | 305 | 305 | 305 | 305 | 305 | 305 | 298 | 298 | 298 | 298
2004 | US | NPCC | New York | New York | DCSST | Standby Demand | 0 | 0 | 0 | 0 | 0 | 0 | 0 | 0 | 0 | 0 | 0
2004 | US | NPCC | New York | New York | DCST | Total Internal Capacity | 37038 | 38525 | 41047 | 43967 | 47045 | 47555 | 46054 | 45556 | 45556 | 45556 | 45556
2004 | US | NPCC | New York | New York | DCSTA | Committed Resources | 37038 | 38525 | 41047 | 43967 | 47045 | 47555 | 46054 | 45556 | 45556 | 45556 | 45556
2004 | US | NPCC | New York | New York | DCSTB | Uncommitted Resources | 0 | 0 | 0 | 0 | 0 | 0 | 0 | 0 | 0 | 0 | 0
2004 | US | NPCC | New York | New York | DCSTI | Projected Total Internal Demand | 30333 | 31800 | 32319 | 32766 | 33223 | 33635 | 33986 | 34411 | 34800 | 35051 | 35342
2004 | US | SERC | - | - | CST | Total Capacity | 170343 | 173094 | 175601 | 176353 | 178679 | 179403 | 182875 | 184754 | 186973 | 189754 | 191704
2004 | US | SERC | - | - | DCSAJ | Adjustments | -86 | -171 | -256 | -256 | -256 | -256 | -256 | -256 | -256 | -256 | -256
2004 | US | SERC | - | - | DCSDGG | Distributed Generator Capacity >= 1 MW | 143 | 143 | 143 | 143 | 143 | 143 | 143 | 143 | 143 | 143 | 143
2004 | US | SERC | - | - | DCSDGL | Distributed Generator Capacity < 1 MW | 0 | 0 | 0 | 0 | 0 | 0 | 0 | 0 | 0 | 0 | 0
2004 | US | SERC | - | - | DCSFP | Full-Responsibility Purchases (portion of total purchases) | 0 | 0 | 0 | 0 | 0 | 0 | 0 | 0 | 0 | 0 | 0
2004 | US | SERC | - | - | DCSFS | Full-Responsibility Sales (portion of total sales) | 0 | 0 | 0 | 0 | 0 | 0 | 0 | 0 | 0 | 0 | 0
2004 | US | SERC | - | - | DCSIC | Inoperable capacity | 1352 | 1361 | 1361 | 1298 | 233 | 233 | 233 | 233 | 233 | 233 | 233
2004 | US | SERC | - | - | DCSIN | Internal Demand | 153110 | 157961 | 161634 | 165151 | 168830 | 172099 | 175730 | 179486 | 183194 | 187325 | 191459
2004 | US | SERC | - | - | DCSIT | Interruptible Demand | 4056 | 4675 | 4454 | 4372 | 4189 | 4167 | 4163 | 4158 | 4154 | 4149 | 4145
2004 | US | SERC | - | - | DCSLM | Direct Control Load Management | 674 | 1106 | 1101 | 978 | 974 | 971 | 969 | 967 | 966 | 965 | 964
2004 | US | SERC | - | - | DCSNC | Net Capacity Resources | 177231 | 180414 | 181734 | 184660 | 186743 | 188404 | 192620 | 198776 | 200982 | 203934 | 207312
2004 | US | SERC | - | - | DCSNI | Projected Net Internal Demand | 148380 | 152180 | 156079 | 159801 | 163667 | 166961 | 170598 | 174361 | 178074 | 182211 | 186350
2004 | US | SERC | - | - | DCSNO | Net Operable Capacity | 168991 | 171733 | 174240 | 175055 | 178446 | 179170 | 182642 | 184521 | 186740 | 189521 | 191471
2004 | US | SERC | - | - | DCSOTG | Other Generator Capacity >= 1 MW | 170200 | 172951 | 174508 | 174733 | 176531 | 176783 | 177846 | 177572 | 177405 | 177857 | 177564
2004 | US | SERC | - | - | DCSOTL | Other Capacity < 1 MW | 0 | 0 | 0 | 0 | 0 | 0 | 0 | 0 | 0 | 0 | 0
2004 | US | SERC | - | - | DCSPU | Purchases | 13698 | 14899 | 12694 | 14580 | 13173 | 14060 | 14666 | 17370 | 17236 | 17408 | 18725
2004 | US | SERC | - | - | DCSSA | Sales | 5372 | 6047 | 4944 | 4719 | 4620 | 4570 | 4432 | 2859 | 2738 | 2739 | 2628
2004 | US | SERC | - | - | DCSST | Standby Demand | 0 | 0 | 0 | 0 | 0 | 0 | 0 | 0 | 0 | 0 | 0
2004 | US | SERC | - | - | DCST | Total Internal Capacity | 170343 | 173094 | 175601 | 176353 | 178679 | 179403 | 182875 | 184754 | 186973 | 189754 | 191704
2004 | US | SERC | - | - | DCSTA | Committed Resources | 170343 | 173094 | 174651 | 174876 | 176674 | 176926 | 177989 | 177715 | 177548 | 178000 | 177707
2004 | US | SERC | - | - | DCSTB | Uncommitted Resources | 0 | 0 | 950 | 1477 | 2005 | 2477 | 4886 | 7039 | 9425 | 11754 | 13997
2004 | US | SERC | - | - | DCSTI | Projected Total Internal Demand | 153110 | 157961 | 161634 | 165151 | 168830 | 172099 | 175730 | 179486 | 183194 | 187325 | 191459
2004 | US | SERC | Central | - | CST | Total Capacity | 33555 | 33615 | 33696 | 33802 | 35260 | 35418 | 35441 | 36207 | 36984 | 37500 | 38014
2004 | US | SERC | Central | - | DCSAJ | Adjustments | 0 | 0 | 0 | 0 | 0 | 0 | 0 | 0 | 0 | 0 | 0
2004 | US | SERC | Central | - | DCSDGG | Distributed Generator Capacity >= 1 MW | 0 | 0 | 0 | 0 | 0 | 0 | 0 | 0 | 0 | 0 | 0
2004 | US | SERC | Central | - | DCSDGL | Distributed Generator Capacity < 1 MW | 0 | 0 | 0 | 0 | 0 | 0 | 0 | 0 | 0 | 0 | 0
2004 | US | SERC | Central | - | DCSFP | Full-Responsibility Purchases (portion of total purchases) | 0 | 0 | 0 | 0 | 0 | 0 | 0 | 0 | 0 | 0 | 0
2004 | US | SERC | Central | - | DCSFS | Full-Responsibility Sales (portion of total sales) | 0 | 0 | 0 | 0 | 0 | 0 | 0 | 0 | 0 | 0 | 0
2004 | US | SERC | Central | - | DCSIC | Inoperable capacity | 1289 | 1289 | 1289 | 1289 | 224 | 224 | 224 | 224 | 224 | 224 | 224
2004 | US | SERC | Central | - | DCSIN | Internal Demand | 28635 | 30123 | 30870 | 31659 | 32401 | 33224 | 34050 | 34932 | 35734 | 36616 | 37304
2004 | US | SERC | Central | - | DCSIT | Interruptible Demand | 2199 | 2210 | 2222 | 2155 | 1987 | 1981 | 1992 | 2002 | 2013 | 2024 | 2035
2004 | US | SERC | Central | - | DCSLM | Direct Control Load Management | 0 | 0 | 0 | 0 | 0 | 0 | 0 | 0 | 0 | 0 | 0
2004 | US | SERC | Central | - | DCSNC | Net Capacity Resources | 32415 | 32149 | 32260 | 34619 | 36144 | 37304 | 38080 | 39099 | 39379 | 40397 | 41414
2004 | US | SERC | Central | - | DCSNI | Projected Net Internal Demand | 26436 | 27913 | 28648 | 29504 | 30414 | 31243 | 32058 | 32930 | 33721 | 34592 | 35269
2004 | US | SERC | Central | - | DCSNO | Net Operable Capacity | 32266 | 32326 | 32407 | 32513 | 35036 | 35194 | 35217 | 35983 | 36760 | 37276 | 37790
2004 | US | SERC | Central | - | DCSOTG | Other Generator Capacity >= 1 MW | 33555 | 33615 | 33696 | 33802 | 35260 | 35418 | 35441 | 35457 | 35484 | 35500 | 35514
2004 | US | SERC | Central | - | DCSOTL | Other Capacity < 1 MW | 0 | 0 | 0 | 0 | 0 | 0 | 0 | 0 | 0 | 0 | 0
2004 | US | SERC | Central | - | DCSPU | Purchases | 1473 | 1147 | 1177 | 3430 | 2432 | 3434 | 4187 | 4440 | 3943 | 4445 | 4948
2004 | US | SERC | Central | - | DCSSA | Sales | 1324 | 1324 | 1324 | 1324 | 1324 | 1324 | 1324 | 1324 | 1324 | 1324 | 1324
2004 | US | SERC | Central | - | DCSST | Standby Demand | 0 | 0 | 0 | 0 | 0 | 0 | 0 | 0 | 0 | 0 | 0
2004 | US | SERC | Central | - | DCST | Total Internal Capacity | 33555 | 33615 | 33696 | 33802 | 35260 | 35418 | 35441 | 36207 | 36984 | 37500 | 38014
2004 | US | SERC | Central | - | DCSTA | Committed Resources | 33555 | 33615 | 33696 | 33802 | 35260 | 35418 | 35441 | 35457 | 35484 | 35500 | 35514
2004 | US | SERC | Central | - | DCSTB | Uncommitted Resources | 0 | 0 | 0 | 0 | 0 | 0 | 0 | 750 | 1500 | 2000 | 2500
2004 | US | SERC | Central | - | DCSTI | Projected Total Internal Demand | 28635 | 30123 | 30870 | 31659 | 32401 | 33224 | 34050 | 34932 | 35734 | 36616 | 37304
2004 | US | SERC | Delta | - | CST | Total Capacity | 26403 | 26403 | 26471 | 26471 | 26562 | 26562 | 27241 | 27641 | 27757 | 27874 | 28015
2004 | US | SERC | Delta | - | DCSAJ | Adjustments | 0 | 0 | 0 | 0 | 0 | 0 | 0 | 0 | 0 | 0 | 0
2004 | US | SERC | Delta | - | DCSDGG | Distributed Generator Capacity >= 1 MW | 0 | 0 | 0 | 0 | 0 | 0 | 0 | 0 | 0 | 0 | 0
2004 | US | SERC | Delta | - | DCSDGL | Distributed Generator Capacity < 1 MW | 0 | 0 | 0 | 0 | 0 | 0 | 0 | 0 | 0 | 0 | 0
2004 | US | SERC | Delta | - | DCSFP | Full-Responsibility Purchases (portion of total purchases) | 0 | 0 | 0 | 0 | 0 | 0 | 0 | 0 | 0 | 0 | 0
2004 | US | SERC | Delta | - | DCSFS | Full-Responsibility Sales (portion of total sales) | 0 | 0 | 0 | 0 | 0 | 0 | 0 | 0 | 0 | 0 | 0
2004 | US | SERC | Delta | - | DCSIC | Inoperable capacity | 0 | 0 | 0 | 0 | 0 | 0 | 0 | 0 | 0 | 0 | 0
2004 | US | SERC | Delta | - | DCSIN | Internal Demand | 25614 | 26239 | 26732 | 27060 | 27536 | 28067 | 28308 | 28854 | 29408 | 29931 | 30550
2004 | US | SERC | Delta | - | DCSIT | Interruptible Demand | 925 | 925 | 802 | 802 | 802 | 802 | 802 | 802 | 802 | 802 | 802
2004 | US | SERC | Delta | - | DCSLM | Direct Control Load Management | 30 | 30 | 30 | 30 | 30 | 30 | 30 | 30 | 30 | 30 | 30
2004 | US | SERC | Delta | - | DCSNC | Net Capacity Resources | 27948 | 29156 | 28753 | 28568 | 28269 | 28319 | 29073 | 29493 | 29609 | 29726 | 29867
2004 | US | SERC | Delta | - | DCSNI | Projected Net Internal Demand | 24659 | 25284 | 25900 | 26228 | 26704 | 27235 | 27476 | 28022 | 28576 | 29099 | 29718
2004 | US | SERC | Delta | - | DCSNO | Net Operable Capacity | 26403 | 26403 | 26471 | 26471 | 26562 | 26562 | 27241 | 27641 | 27757 | 27874 | 28015
2004 | US | SERC | Delta | - | DCSOTG | Other Generator Capacity >= 1 MW | 26403 | 26403 | 26471 | 26471 | 26471 | 26471 | 27150 | 27150 | 27150 | 27150 | 27150
2004 | US | SERC | Delta | - | DCSOTL | Other Capacity < 1 MW | 0 | 0 | 0 | 0 | 0 | 0 | 0 | 0 | 0 | 0 | 0
2004 | US | SERC | Delta | - | DCSPU | Purchases | 2000 | 3158 | 2477 | 2292 | 1902 | 1902 | 1902 | 1902 | 1902 | 1902 | 1902
2004 | US | SERC | Delta | - | DCSSA | Sales | 455 | 405 | 195 | 195 | 195 | 145 | 70 | 50 | 50 | 50 | 50
2004 | US | SERC | Delta | - | DCSST | Standby Demand | 0 | 0 | 0 | 0 | 0 | 0 | 0 | 0 | 0 | 0 | 0
2004 | US | SERC | Delta | - | DCST | Total Internal Capacity | 26403 | 26403 | 26471 | 26471 | 26562 | 26562 | 27241 | 27641 | 27757 | 27874 | 28015
2004 | US | SERC | Delta | - | DCSTA | Committed Resources | 26403 | 26403 | 26471 | 26471 | 26471 | 26471 | 27150 | 27150 | 27150 | 27150 | 27150
2004 | US | SERC | Delta | - | DCSTB | Uncommitted Resources | 0 | 0 | 0 | 0 | 91 | 91 | 91 | 491 | 607 | 724 | 865
2004 | US | SERC | Delta | - | DCSTI | Projected Total Internal Demand | 25614 | 26239 | 26732 | 27060 | 27536 | 28067 | 28308 | 28854 | 29408 | 29931 | 30550
2004 | US | SERC | Southeastern | - | CST | Total Capacity | 50436 | 51477 | 52813 | 52898 | 52704 | 52704 | 54019 | 53724 | 53306 | 54780 | 54808
2004 | US | SERC | Southeastern | - | DCSAJ | Adjustments | -86 | -171 | -256 | -256 | -256 | -256 | -256 | -256 | -256 | -256 | -256
2004 | US | SERC | Southeastern | - | DCSDGG | Distributed Generator Capacity >= 1 MW | 124 | 124 | 124 | 124 | 124 | 124 | 124 | 124 | 124 | 124 | 124
2004 | US | SERC | Southeastern | - | DCSDGL | Distributed Generator Capacity < 1 MW | 0 | 0 | 0 | 0 | 0 | 0 | 0 | 0 | 0 | 0 | 0
2004 | US | SERC | Southeastern | - | DCSFP | Full-Responsibility Purchases (portion of total purchases) | 0 | 0 | 0 | 0 | 0 | 0 | 0 | 0 | 0 | 0 | 0
2004 | US | SERC | Southeastern | - | DCSFS | Full-Responsibility Sales (portion of total sales) | 0 | 0 | 0 | 0 | 0 | 0 | 0 | 0 | 0 | 0 | 0
2004 | US | SERC | Southeastern | - | DCSIC | Inoperable capacity | 0 | 9 | 9 | 9 | 9 | 9 | 9 | 9 | 9 | 9 | 9
2004 | US | SERC | Southeastern | - | DCSIN | Internal Demand | 42875 | 44748 | 45947 | 47132 | 48346 | 49259 | 50554 | 51666 | 52777 | 54251 | 55802
2004 | US | SERC | Southeastern | - | DCSIT | Interruptible Demand | 135 | 135 | 135 | 135 | 135 | 135 | 135 | 135 | 135 | 135 | 135
2004 | US | SERC | Southeastern | - | DCSLM | Direct Control Load Management | 75 | 135 | 135 | 135 | 135 | 135 | 135 | 135 | 135 | 135 | 135
2004 | US | SERC | Southeastern | - | DCSNC | Net Capacity Resources | 51651 | 53515 | 53457 | 53778 | 53596 | 53609 | 54577 | 58152 | 59540 | 60574 | 61532
2004 | US | SERC | Southeastern | - | DCSNI | Projected Net Internal Demand | 42665 | 44478 | 45677 | 46862 | 48076 | 48989 | 50284 | 51396 | 52507 | 53981 | 55532
2004 | US | SERC | Southeastern | - | DCSNO | Net Operable Capacity | 50436 | 51468 | 52804 | 52889 | 52695 | 52695 | 54010 | 53715 | 53297 | 54771 | 54799
2004 | US | SERC | Southeastern | - | DCSOTG | Other Generator Capacity >= 1 MW | 50312 | 51353 | 52689 | 52774 | 52580 | 52580 | 52580 | 52100 | 51567 | 51571 | 51204
2004 | US | SERC | Southeastern | - | DCSOTL | Other Capacity < 1 MW | 0 | 0 | 0 | 0 | 0 | 0 | 0 | 0 | 0 | 0 | 0
2004 | US | SERC | Southeastern | - | DCSPU | Purchases | 3864 | 4521 | 2687 | 2698 | 2710 | 2723 | 2376 | 4693 | 6499 | 6059 | 6989
2004 | US | SERC | Southeastern | - | DCSSA | Sales | 2563 | 2303 | 1778 | 1553 | 1553 | 1553 | 1553 | 0 | 0 | 0 | 0
2004 | US | SERC | Southeastern | - | DCSST | Standby Demand | 0 | 0 | 0 | 0 | 0 | 0 | 0 | 0 | 0 | 0 | 0
2004 | US | SERC | Southeastern | - | DCST | Total Internal Capacity | 50436 | 51477 | 52813 | 52898 | 52704 | 52704 | 54019 | 53724 | 53306 | 54780 | 54808
2004 | US | SERC | Southeastern | - | DCSTA | Committed Resources | 50436 | 51477 | 52813 | 52898 | 52704 | 52704 | 52704 | 52224 | 51691 | 51695 | 51328
2004 | US | SERC | Southeastern | - | DCSTB | Uncommitted Resources | 0 | 0 | 0 | 0 | 0 | 0 | 1315 | 1500 | 1615 | 3085 | 3480
2004 | US | SERC | Southeastern | - | DCSTI | Projected Total Internal Demand | 42875 | 44748 | 45947 | 47132 | 48346 | 49259 | 50554 | 51666 | 52777 | 54251 | 55802
2004 | US | SERC | VACAR | - | CST | Total Capacity | 59949 | 61599 | 62621 | 63182 | 64153 | 64719 | 66174 | 67182 | 68926 | 69600 | 70867
2004 | US | SERC | VACAR | - | DCSAJ | Adjustments | 0 | 0 | 0 | 0 | 0 | 0 | 0 | 0 | 0 | 0 | 0
2004 | US | SERC | VACAR | - | DCSDGG | Distributed Generator Capacity >= 1 MW | 19 | 19 | 19 | 19 | 19 | 19 | 19 | 19 | 19 | 19 | 19
2004 | US | SERC | VACAR | - | DCSDGL | Distributed Generator Capacity < 1 MW | 0 | 0 | 0 | 0 | 0 | 0 | 0 | 0 | 0 | 0 | 0
2004 | US | SERC | VACAR | - | DCSFP | Full-Responsibility Purchases (portion of total purchases) | 0 | 0 | 0 | 0 | 0 | 0 | 0 | 0 | 0 | 0 | 0
2004 | US | SERC | VACAR | - | DCSFS | Full-Responsibility Sales (portion of total sales) | 0 | 0 | 0 | 0 | 0 | 0 | 0 | 0 | 0 | 0 | 0
2004 | US | SERC | VACAR | - | DCSIC | Inoperable capacity | 63 | 63 | 63 | 0 | 0 | 0 | 0 | 0 | 0 | 0 | 0
2004 | US | SERC | VACAR | - | DCSIN | Internal Demand | 55986 | 56851 | 58085 | 59300 | 60547 | 61549 | 62818 | 64034 | 65275 | 66527 | 67803
2004 | US | SERC | VACAR | - | DCSIT | Interruptible Demand | 797 | 1405 | 1295 | 1280 | 1265 | 1249 | 1234 | 1219 | 1204 | 1188 | 1173
2004 | US | SERC | VACAR | - | DCSLM | Direct Control Load Management | 569 | 941 | 936 | 813 | 809 | 806 | 804 | 802 | 801 | 800 | 799
2004 | US | SERC | VACAR | - | DCSNC | Net Capacity Resources | 65217 | 65594 | 67264 | 67695 | 68734 | 69172 | 70890 | 72032 | 72454 | 73237 | 74499
2004 | US | SERC | VACAR | - | DCSNI | Projected Net Internal Demand | 54620 | 54505 | 55854 | 57207 | 58473 | 59494 | 60780 | 62013 | 63270 | 64539 | 65831
2004 | US | SERC | VACAR | - | DCSNO | Net Operable Capacity | 59886 | 61536 | 62558 | 63182 | 64153 | 64719 | 66174 | 67182 | 68926 | 69600 | 70867
2004 | US | SERC | VACAR | - | DCSOTG | Other Generator Capacity >= 1 MW | 59930 | 61580 | 61652 | 61686 | 62220 | 62314 | 62675 | 62865 | 63204 | 63636 | 63696
2004 | US | SERC | VACAR | - | DCSOTL | Other Capacity < 1 MW | 0 | 0 | 0 | 0 | 0 | 0 | 0 | 0 | 0 | 0 | 0
2004 | US | SERC | VACAR | - | DCSPU | Purchases | 6361 | 6073 | 6353 | 6160 | 6129 | 6001 | 6201 | 6335 | 4892 | 5002 | 4886
2004 | US | SERC | VACAR | - | DCSSA | Sales | 1030 | 2015 | 1647 | 1647 | 1548 | 1548 | 1485 | 1485 | 1364 | 1365 | 1254
2004 | US | SERC | VACAR | - | DCSST | Standby Demand | 0 | 0 | 0 | 0 | 0 | 0 | 0 | 0 | 0 | 0 | 0
2004 | US | SERC | VACAR | - | DCST | Total Internal Capacity | 59949 | 61599 | 62621 | 63182 | 64153 | 64719 | 66174 | 67182 | 68926 | 69600 | 70867
2004 | US | SERC | VACAR | - | DCSTA | Committed Resources | 59949 | 61599 | 61671 | 61705 | 62239 | 62333 | 62694 | 62884 | 63223 | 63655 | 63715
2004 | US | SERC | VACAR | - | DCSTB | Uncommitted Resources | 0 | 0 | 950 | 1477 | 1914 | 2386 | 3480 | 4298 | 5703 | 5945 | 7152
2004 | US | SERC | VACAR | - | DCSTI | Projected Total Internal Demand | 55986 | 56851 | 58085 | 59300 | 60547 | 61549 | 62818 | 64034 | 65275 | 66527 | 67803
2004 | US | SPP | - | - | CST | Total Capacity | 45248 | 45517 | 45456 | 45607 | 45702 | 45372 | 45725 | 45620 | 45594 | 45896 | 45960
2004 | US | SPP | - | - | DCSAJ | Adjustments | 4 | -114 | -91 | -88 | -86 | -54 | 128 | 323 | 355 | 387 | 441
2004 | US | SPP | - | - | DCSDGG | Distributed Generator Capacity >= 1 MW | 0 | 0 | 0 | 0 | 0 | 0 | 0 | 0 | 0 | 0 | 0
2004 | US | SPP | - | - | DCSDGL | Distributed Generator Capacity < 1 MW | 5 | 5 | 5 | 5 | 5 | 5 | 5 | 5 | 5 | 5 | 5
2004 | US | SPP | - | - | DCSFP | Full-Responsibility Purchases (portion of total purchases) | 1391 | 1485 | 1227 | 1263 | 1178 | 1107 | 1106 | 1108 | 1025 | 1271 | 1230
2004 | US | SPP | - | - | DCSFS | Full-Responsibility Sales (portion of total sales) | 217 | 469 | 188 | 100 | 35 | 37 | 39 | 41 | 43 | 46 | 48
2004 | US | SPP | - | - | DCSIC | Inoperable capacity | 275 | 243 | 243 | 280 | 280 | 280 | 257 | 257 | 234 | 234 | 234
2004 | US | SPP | - | - | DCSIN | Internal Demand | 40317 | 40038 | 40764 | 41027 | 41536 | 42379 | 43248 | 44004 | 44620 | 45355 | 46035
2004 | US | SPP | - | - | DCSIT | Interruptible Demand | 446 | 603 | 610 | 612 | 614 | 616 | 618 | 620 | 621 | 623 | 625
2004 | US | SPP | - | - | DCSLM | Direct Control Load Management | 493 | 387 | 391 | 398 | 400 | 405 | 408 | 410 | 412 | 416 | 419
2004 | US | SPP | - | - | DCSNC | Net Capacity Resources | 45802 | 46271 | 45808 | 46049 | 46126 | 45755 | 46360 | 46450 | 46394 | 46971 | 47046
2004 | US | SPP | - | - | DCSNI | Projected Net Internal Demand | 39428 | 39097 | 39812 | 40066 | 40571 | 41407 | 42271 | 43023 | 43636 | 44365 | 45040
2004 | US | SPP | - | - | DCSNO | Net Operable Capacity | 44973 | 45275 | 45214 | 45327 | 45422 | 45092 | 45468 | 45363 | 45360 | 45662 | 45726
2004 | US | SPP | - | - | DCSOTG | Other Generator Capacity >= 1 MW | 45242 | 45511 | 45447 | 45454 | 45462 | 45041 | 45291 | 45117 | 45117 | 45117 | 45117
2004 | US | SPP | - | - | DCSOTL | Other Capacity < 1 MW | bar: 446 to 625
2004 | US | SPP | - | - | DCSPU | Purchases | 1978 | 2257 | 1546 | 1582 | 1497 | 1426 | 1475 | 1477 | 1394 | 1640 | 1599
2004 | US | SPP | - | - | DCSSA | Sales | 1153 | 1146 | 860 | 772 | 707 | 709 | 711 | 713 | 715 | 718 | 720
2004 | US | SPP | - | - | DCSST | Standby Demand | 49 | 49 | 49 | 49 | 49 | 49 | 49 | 49 | 49 | 49 | 49
2004 | US | SPP | - | - | DCST | Total Internal Capacity | 45248 | 45517 | 45456 | 45607 | 45702 | 45372 | 45725 | 45620 | 45594 | 45896 | 45960
2004 | US | SPP | - | - | DCSTA | Committed Resources | 45248 | 45517 | 45453 | 45460 | 45468 | 45047 | 45297 | 45123 | 45123 | 45123 | 45123
2004 | US | SPP | - | - | DCSTB | Uncommitted Resources | 0 | 0 | 3 | 147 | 234 | 325 | 428 | 497 | 471 | 773 | 837
2004 | US | SPP | - | - | DCSTI | Projected Total Internal Demand | 40366 | 40087 | 40813 | 41076 | 41585 | 42428 | 43297 | 44053 | 44669 | 45405 | 46084
2004 | US | WECC | - | - | CST | Total Capacity | 154291 | 158587 | 162625 | 170336 | 174589 | 175411 | 175409 | 176952 | 177138 | 177182 | 177226
2004 | US | WECC | - | - | DCSAJ | Adjustments | 0 | 0 | 0 | 0 | 0 | 0 | 0 | 0 | 0 | 0 | 0
2004 | US | WECC | - | - | DCSDGG | Distributed Generator Capacity >= 1 MW | 0 | 0 | 0 | 0 | 0 | 0 | 0 | 0 | 0 | 0 | 0
2004 | US | WECC | - | - | DCSDGL | Distributed Generator Capacity < 1 MW | 0 | 0 | 0 | 0 | 0 | 0 | 0 | 0 | 0 | 0 | 0
2004 | US | WECC | - | - | DCSFP | Full-Responsibility Purchases (portion of total purchases) | 616 | 429 | 429 | 356 | 346 | 347 | 347 | 347 | 198 | 189 | 189
2004 | US | WECC | - | - | DCSFS | Full-Responsibility Sales (portion of total sales) | 155 | 103 | 103 | 103 | 103 | 103 | 103 | 103 | 103 | 103 | 103
2004 | US | WECC | - | - | DCSIC | Inoperable capacity | 4475 | 1627 | 1558 | 1511 | 1516 | 1501 | 1501 | 1516 | 1503 | 1501 | 1419
2004 | US | WECC | - | - | DCSIN | Internal Demand | 122537 | 122870 | 125687 | 128864 | 131882 | 134861 | 137892 | 140786 | 143912 | 146958 | 150152
2004 | US | WECC | - | - | DCSIT | Interruptible Demand | 1573 | 2382 | 2397 | 2402 | 2404 | 2406 | 2409 | 2411 | 2413 | 2413 | 2416
2004 | US | WECC | - | - | DCSLM | Direct Control Load Management | 70 | 69 | 69 | 71 | 70 | 70 | 69 | 70 | 70 | 71 | 70
2004 | US | WECC | - | - | DCSNC | Net Capacity Resources | 150277 | 157286 | 161393 | 169078 | 173316 | 174154 | 174152 | 175680 | 175730 | 175767 | 175893
2004 | US | WECC | - | - | DCSNI | Projected Net Internal Demand | 120894 | 120419 | 123221 | 126391 | 129408 | 132385 | 135414 | 138305 | 141429 | 144474 | 147666
2004 | US | WECC | - | - | DCSNO | Net Operable Capacity | 149816 | 156960 | 161067 | 168825 | 173073 | 173910 | 173908 | 175436 | 175635 | 175681 | 175807
2004 | US | WECC | - | - | DCSOTG | Other Generator Capacity >= 1 MW | 154291 | 158587 | 161748 | 163634 | 164013 | 164243 | 164245 | 164246 | 164248 | 164248 | 164248
2004 | US | WECC | - | - | DCSOTL | Other Capacity < 1 MW | 0 | 0 | 0 | 0 | 0 | 0 | 0 | 0 | 0 | 0 | 0
2004 | US | WECC | - | - | DCSPU | Purchases | 616 | 429 | 429 | 356 | 346 | 347 | 347 | 347 | 198 | 189 | 189
2004 | US | WECC | - | - | DCSSA | Sales | 155 | 103 | 103 | 103 | 103 | 103 | 103 | 103 | 103 | 103 | 103
2004 | US | WECC | - | - | DCSST | Standby Demand | 0 | 0 | 0 | 0 | 0 | 0 | 0 | 0 | 0 | 0 | 0
2004 | US | WECC | - | - | DCST | Total Internal Capacity | 154291 | 158587 | 162625 | 170336 | 174589 | 175411 | 175409 | 176952 | 177138 | 177182 | 177226
2004 | US | WECC | - | - | DCSTA | Committed Resources | 154291 | 158587 | 161748 | 163634 | 164013 | 164243 | 164245 | 164246 | 164248 | 164248 | 164248
2004 | US | WECC | - | - | DCSTB | Uncommitted Resources | 0 | 0 | 877 | 6702 | 10576 | 11168 | 11164 | 12706 | 12890 | 12934 | 12978
2004 | US | WECC | - | - | DCSTI | Projected Total Internal Demand | 122537 | 122870 | 125687 | 128864 | 131882 | 134861 | 137892 | 140786 | 143912 | 146958 | 150152
2004 | US | WECC | AZN | - | CST | Total Capacity | 30235 | 33326 | 34221 | 35453 | 36540 | 37381 | 37379 | 37597 | 37783 | 37827 | 37871
2004 | US | WECC | AZN | - | DCSAJ | Adjustments | 3905 | 3929 | 3929 | 4489 | 4489 | 4512 | 4512 | 4512 | 4512 | 4512 | 4512
2004 | US | WECC | AZN | - | DCSDGG | Distributed Generator Capacity >= 1 MW | 0 | 0 | 0 | 0 | 0 | 0 | 0 | 0 | 0 | 0 | 0
2004 | US | WECC | AZN | - | DCSDGL | Distributed Generator Capacity < 1 MW | 0 | 0 | 0 | 0 | 0 | 0 | 0 | 0 | 0 | 0 | 0
2004 | US | WECC | AZN | - | DCSFP | Full-Responsibility Purchases (portion of total purchases) | 2555 | 812 | 702 | 630 | 630 | 630 | 630 | 630 | 480 | 480 | 480
2004 | US | WECC | AZN | - | DCSFS | Full-Responsibility Sales (portion of total sales) | 1171 | 856 | 856 | 856 | 856 | 856 | 856 | 856 | 856 | 856 | 856
2004 | US | WECC | AZN | - | DCSIC | Inoperable capacity | 818 | 31 | 31 | 31 | 31 | 31 | 31 | 31 | 31 | 31 | 31
2004 | US | WECC | AZN | - | DCSIN | Internal Demand | 25547 | 26357 | 27215 | 28075 | 28984 | 29910 | 30836 | 31664 | 32591 | 33386 | 34298
2004 | US | WECC | AZN | - | DCSIT | Interruptible Demand | 193 | 251 | 252 | 253 | 254 | 254 | 255 | 256 | 256 | 255 | 256
2004 | US | WECC | AZN | - | DCSLM | Direct Control Load Management | 0 | 1 | 1 | 3 | 2 | 2 | 1 | 2 | 2 | 3 | 2
2004 | US | WECC | AZN | - | DCSNC | Net Capacity Resources | 30801 | 33251 | 34036 | 35196 | 36283 | 37124 | 37122 | 37340 | 37376 | 37420 | 38402
2004 | US | WECC | AZN | - | DCSNI | Projected Net Internal Demand | 25354 | 26105 | 26962 | 27819 | 28728 | 29654 | 30580 | 31406 | 32333 | 33128 | 34040
2004 | US | WECC | AZN | - | DCSNO | Net Operable Capacity | 29417 | 33295 | 34190 | 35422 | 36509 | 37350 | 37348 | 37566 | 37752 | 37796 | 37840
2004 | US | WECC | AZN | - | DCSOTG | Other Generator Capacity >= 1 MW | 30235 | 33326 | 34161 | 33693 | 34046 | 34220 | 34222 | 34223 | 34225 | 34225 | 34225
2004 | US | WECC | AZN | - | DCSOTL | Other Capacity < 1 MW | 0 | 0 | 0 | 0 | 0 | 0 | 0 | 0 | 0 | 0 | 0
2004 | US | WECC | AZN | - | DCSPU | Purchases | 3481 | 1738 | 1628 | 1019 | 1019 | 1019 | 1019 | 1019 | 869 | 869 | 1807
2004 | US | WECC | AZN | - | DCSSA | Sales | 6002 | 5711 | 5711 | 5734 | 5734 | 5757 | 5757 | 5757 | 5757 | 5757 | 5757
2004 | US | WECC | AZN | - | DCSST | Standby Demand | 0 | 0 | 0 | 0 | 0 | 0 | 0 | 0 | 0 | 0 | 0
2004 | US | WECC | AZN | - | DCST | Total Internal Capacity | 30235 | 33326 | 34221 | 35453 | 36540 | 37381 | 37379 | 37597 | 37783 | 37827 | 37871
2004 | US | WECC | AZN | - | DCSTA | Committed Resources | 30235 | 33326 | 34161 | 33693 | 34046 | 34220 | 34222 | 34223 | 34225 | 34225 | 34225
2004 | US | WECC | AZN | - | DCSTB | Uncommitted Resources | 0 | 0 | 60 | 1760 | 2494 | 3161 | 3157 | 3374 | 3558 | 3602 | 3646
2004 | US | WECC | AZN | - | DCSTI | Projected Total Internal Demand | 25547 | 26357 | 27215 | 28075 | 28984 | 29910 | 30836 | 31664 | 32591 | 33386 | 34298
2004 | US | WECC | CNV | - | CST | Total Capacity | 58144 | 58640 | 60698 | 62759 | 63291 | 63315 | 63315 | 63315 | 63315 | 63315 | 63315
2004 | US | WECC | CNV | - | DCSAJ | Adjustments | -3568 | -3581 | -3581 | -4141 | -4141 | -4164 | -4164 | -4164 | -4164 | -4164 | -4164
2004 | US | WECC | CNV | - | DCSDGG | Distributed Generator Capacity >= 1 MW | 0 | 0 | 0 | 0 | 0 | 0 | 0 | 0 | 0 | 0 | 0
2004 | US | WECC | CNV | - | DCSDGL | Distributed Generator Capacity < 1 MW | 0 | 0 | 0 | 0 | 0 | 0 | 0 | 0 | 0 | 0 | 0
2004 | US | WECC | CNV | - | DCSFP | Full-Responsibility Purchases (portion of total purchases) | 528 | 694 | 538 | 538 | 238 | 202 | 202 | 202 | 202 | 202 | 202
2004 | US | WECC | CNV | - | DCSFS | Full-Responsibility Sales (portion of total sales) | 120 | 110 | 0 | 0 | 0 | 0 | 0 | 0 | 0 | 0 | 0
2004 | US | WECC | CNV | - | DCSIC | Inoperable capacity | 1586 | 960 | 1162 | 1162 | 1162 | 1162 | 1162 | 1162 | 1162 | 1162 | 1162
2004 | US | WECC | CNV | - | DCSIN | Internal Demand | 51390 | 53121 | 54110 | 55181 | 56249 | 57348 | 58450 | 59571 | 60703 | 61841 | 62997
2004 | US | WECC | CNV | - | DCSIT | Interruptible Demand | 1251 | 1693 | 1693 | 1693 | 1693 | 1693 | 1693 | 1693 | 1693 | 1693 | 1693
2004 | US | WECC | CNV | - | DCSLM | Direct Control Load Management | 69 | 67 | 67 | 67 | 67 | 67 | 67 | 67 | 67 | 67 | 67
2004 | US | WECC | CNV | - | DCSNC | Net Capacity Resources | 56966 | 58264 | 60074 | 62135 | 62367 | 62355 | 63405 | 64786 | 65690 | 67104 | 68546
2004 | US | WECC | CNV | - | DCSNI | Projected Net Internal Demand | 50070 | 51361 | 52350 | 53421 | 54489 | 55588 | 56690 | 57811 | 58943 | 60081 | 61237
2004 | US | WECC | CNV | - | DCSNO | Net Operable Capacity | 56558 | 57680 | 59536 | 61597 | 62129 | 62153 | 62153 | 62153 | 62153 | 62153 | 62153
2004 | US | WECC | CNV | - | DCSOTG | Other Generator Capacity >= 1 MW | 58144 | 58640 | 60656 | 61772 | 61783 | 61807 | 61807 | 61807 | 61807 | 61807 | 61807
2004 | US | WECC | CNV | - | DCSOTL | Other Capacity < 1 MW | 0 | 0 | 0 | 0 | 0 | 0 | 0 | 0 | 0 | 0 | 0
2004 | US | WECC | CNV | - | DCSPU | Purchases | 5022 | 5212 | 5056 | 5079 | 4779 | 4766 | 5816 | 7197 | 8101 | 9515 | 10957
2004 | US | WECC | CNV | - | DCSSA | Sales | 1046 | 1047 | 937 | 400 | 400 | 400 | 400 | 400 | 400 | 400 | 400
2004 | US | WECC | CNV | - | DCSST | Standby Demand | 0 | 0 | 0 | 0 | 0 | 0 | 0 | 0 | 0 | 0 | 0
2004 | US | WECC | CNV | - | DCST | Total Internal Capacity | 58144 | 58640 | 60698 | 62759 | 63291 | 63315 | 63315 | 63315 | 63315 | 63315 | 63315
2004 | US | WECC | CNV | - | DCSTA | Committed Resources | 58144 | 58640 | 60656 | 61772 | 61783 | 61807 | 61807 | 61807 | 61807 | 61807 | 61807
2004 | US | WECC | CNV | - | DCSTB | Uncommitted Resources | 0 | 0 | 42 | 987 | 1508 | 1508 | 1508 | 1508 | 1508 | 1508 | 1508
2004 | US | WECC | CNV | - | DCSTI | Projected Total Internal Demand | 51390 | 53121 | 54110 | 55181 | 56249 | 57348 | 58450 | 59571 | 60703 | 61841 | 62997
2004 | US | WECC | NWPP | - | CST | Total Capacity | 54501 | 55290 | 56403 | 59636 | 61670 | 62227 | 62227 | 62802 | 62802 | 62802 | 62802
2004 | US | WECC | NWPP | - | DCSAJ | Adjustments | -861 | -872 | -872 | -872 | -872 | -872 | -872 | -872 | -872 | -872 | -872
2004 | US | WECC | NWPP | - | DCSDGG | Distributed Generator Capacity >= 1 MW | 0 | 0 | 0 | 0 | 0 | 0 | 0 | 0 | 0 | 0 | 0
2004 | US | WECC | NWPP | - | DCSDGL | Distributed Generator Capacity < 1 MW | 0 | 0 | 0 | 0 | 0 | 0 | 0 | 0 | 0 | 0 | 0
2004 | US | WECC | NWPP | - | DCSFP | Full-Responsibility Purchases (portion of total purchases) | 2080 | 618 | 618 | 618 | 618 | 619 | 619 | 619 | 620 | 620 | 620
2004 | US | WECC | NWPP | - | DCSFS | Full-Responsibility Sales (portion of total sales) | 2039 | 1266 | 1110 | 1110 | 810 | 777 | 777 | 777 | 777 | 777 | 777
2004 | US | WECC | NWPP | - | DCSIC | Inoperable capacity | 2071 | 511 | 149 | 356 | 361 | 346 | 346 | 361 | 348 | 346 | 264
2004 | US | WECC | NWPP | - | DCSIN | Internal Demand | 35111 | 33827 | 34878 | 35585 | 36408 | 37143 | 37922 | 38633 | 39456 | 40331 | 41199
2004 | US | WECC | NWPP | - | DCSIT | Interruptible Demand | 0 | 249 | 249 | 249 | 249 | 249 | 249 | 249 | 249 | 249 | 249
2004 | US | WECC | NWPP | - | DCSLM | Direct Control Load Management | bar: 446 to 625
2004 | US | WECC | NWPP | - | DCSNC | Net Capacity Resources | 52471 | 54131 | 55762 | 58788 | 61117 | 61723 | 61698 | 61201 | 60381 | 58766 | 56193
2004 | US | WECC | NWPP | - | DCSNI | Projected Net Internal Demand | 35110 | 33577 | 34628 | 35335 | 36158 | 36893 | 37672 | 38383 | 39206 | 40081 | 40949
2004 | US | WECC | NWPP | - | DCSNO | Net Operable Capacity | 52430 | 54779 | 56254 | 59280 | 61309 | 61881 | 61881 | 62441 | 62454 | 62456 | 62538
2004 | US | WECC | NWPP | - | DCSOTG | Other Generator Capacity >= 1 MW | 54501 | 55290 | 55631 | 55955 | 55970 | 56002 | 56002 | 56002 | 56002 | 56002 | 56002
2004 | US | WECC | NWPP | - | DCSOTL | Other Capacity < 1 MW | 0 | 0 | 0 | 0 | 0 | 0 | 0 | 0 | 0 | 0 | 0
2004 | US | WECC | NWPP | - | DCSPU | Purchases | 3128 | 1677 | 1677 | 1677 | 1677 | 1678 | 1678 | 1678 | 1679 | 1679 | 1679
2004 | US | WECC | NWPP | - | DCSSA | Sales | 2226 | 1453 | 1297 | 1297 | 997 | 964 | 989 | 2046 | 2880 | 4497 | 7152
2004 | US | WECC | NWPP | - | DCSST | Standby Demand | 0 | 0 | 0 | 0 | 0 | 0 | 0 | 0 | 0 | 0 | 0
2004 | US | WECC | NWPP | - | DCST | Total Internal Capacity | 54501 | 55290 | 56403 | 59636 | 61670 | 62227 | 62227 | 62802 | 62802 | 62802 | 62802
2004 | US | WECC | NWPP | - | DCSTA | Committed Resources | 54501 | 55290 | 55631 | 55955 | 55970 | 56002 | 56002 | 56002 | 56002 | 56002 | 56002
2004 | US | WECC | NWPP | - | DCSTB | Uncommitted Resources | 0 | 0 | 772 | 3681 | 5700 | 6225 | 6225 | 6800 | 6800 | 6800 | 6800
2004 | US | WECC | NWPP | - | DCSTI | Projected Total Internal Demand | 35111 | 33827 | 34878 | 35585 | 36408 | 37143 | 37922 | 38633 | 39456 | 40331 | 41199
2004 | US | WECC | RMPA | - | CST | Total Capacity | 11411 | 12114 | 12114 | 12388 | 12388 | 12388 | 12388 | 13138 | 13138 | 13138 | 13138
2004 | US | WECC | RMPA | - | DCSAJ | Adjustments | 524 | 524 | 524 | 524 | 524 | 524 | 524 | 524 | 524 | 524 | 524
2004 | US | WECC | RMPA | - | DCSDGG | Distributed Generator Capacity >= 1 MW | 0 | 0 | 0 | 0 | 0 | 0 | 0 | 0 | 0 | 0 | 0
2004 | US | WECC | RMPA | - | DCSDGL | Distributed Generator Capacity < 1 MW | 0 | 0 | 0 | 0 | 0 | 0 | 0 | 0 | 0 | 0 | 0
2004 | US | WECC | RMPA | - | DCSFP | Full-Responsibility Purchases (portion of total purchases) | 536 | 586 | 586 | 586 | 576 | 577 | 577 | 577 | 578 | 569 | 569
2004 | US | WECC | RMPA | - | DCSFS | Full-Responsibility Sales (portion of total sales) | 150 | 150 | 150 | 150 | 150 | 151 | 151 | 151 | 152 | 152 | 152
2004 | US | WECC | RMPA | - | DCSIC | Inoperable capacity | 0 | 0 | 0 | 0 | 0 | 0 | 0 | 0 | 0 | 0 | 0
2004 | US | WECC | RMPA | - | DCSIN | Internal Demand | 10489 | 10268 | 10480 | 10754 | 11017 | 11295 | 11572 | 11862 | 12164 | 12461 | 12779
2004 | US | WECC | RMPA | - | DCSIT | Interruptible Demand | 129 | 191 | 204 | 207 | 208 | 210 | 212 | 213 | 215 | 216 | 218
2004 | US | WECC | RMPA | - | DCSLM | Direct Control Load Management | 0 | 0 | 0 | 0 | 0 | 0 | 0 | 0 | 0 | 0 | 0
2004 | US | WECC | RMPA | - | DCSNC | Net Capacity Resources | 11797 | 12550 | 12550 | 12824 | 12814 | 12814 | 12839 | 13564 | 13564 | 13830 | 14178
2004 | US | WECC | RMPA | - | DCSNI | Projected Net Internal Demand | 10360 | 10077 | 10276 | 10547 | 10809 | 11085 | 11360 | 11649 | 11949 | 12245 | 12561
2004 | US | WECC | RMPA | - | DCSNO | Net Operable Capacity | 11411 | 12114 | 12114 | 12388 | 12388 | 12388 | 12388 | 13138 | 13138 | 13138 | 13138
2004 | US | WECC | RMPA | - | DCSOTG | Other Generator Capacity >= 1 MW | 11411 | 12114 | 12114 | 12114 | 12114 | 12114 | 12114 | 12114 | 12114 | 12114 | 12114
2004 | US | WECC | RMPA | - | DCSOTL | Other Capacity < 1 MW | 0 | 0 | 0 | 0 | 0 | 0 | 0 | 0 | 0 | 0 | 0
2004 | US | WECC | RMPA | - | DCSPU | Purchases | 644 | 694 | 694 | 694 | 684 | 685 | 710 | 685 | 686 | 952 | 1300
2004 | US | WECC | RMPA | - | DCSSA | Sales | 782 | 782 | 782 | 782 | 782 | 783 | 783 | 783 | 784 | 784 | 784
2004 | US | WECC | RMPA | - | DCSST | Standby Demand | 0 | 0 | 0 | 0 | 0 | 0 | 0 | 0 | 0 | 0 | 0
2004 | US | WECC | RMPA | - | DCST | Total Internal Capacity | 11411 | 12114 | 12114 | 12388 | 12388 | 12388 | 12388 | 13138 | 13138 | 13138 | 13138
2004 | US | WECC | RMPA | - | DCSTA | Committed Resources | 11411 | 12114 | 12114 | 12114 | 12114 | 12114 | 12114 | 12114 | 12114 | 12114 | 12114
2004 | US | WECC | RMPA | - | DCSTB | Uncommitted Resources | 0 | 0 | 0 | 274 | 274 | 274 | 274 | 1024 | 1024 | 1024 | 1024
2004 | US | WECC | RMPA | - | DCSTI | Projected Total Internal Demand | 10489 | 10268 | 10480 | 10754 | 11017 | 11295 | 11572 | 11862 | 12164 | 12461 | 12779
2005 | CA | MRO | - | - | CST | Total Capacity | 8917 | 8917 | 9004 | 9031 | 9064 | 9075 | 9291 | 9302 | 9313 | 9313 | 9313
2005 | CA | MRO | - | - | DCSCC | Subtotal Committed Capacity | 8915 | 8915 | 9002 | 9031 | 9063 | 9074 | 9290 | 9301 | 9312 | 9312 | 9312
2005 | CA | MRO | - | - | DCSDGG | Distributed Generator Capacity >= 1 MW | 0 | 0 | 0 | 0 | 0 | 0 | 0 | 0 | 0 | 0 | 0
2005 | CA | MRO | - | - | DCSDGL | Distributed Generator Capacity < 1 MW | 0 | 0 | 0 | 0 | 0 | 0 | 0 | 0 | 0 | 0 | 0
2005 | CA | MRO | - | - | DCSFP | Full-Responsibility Purchases (portion of total purchases) | 0 | 0 | 0 | 0 | 0 | 0 | 0 | 0 | 0 | 0 | 0
2005 | CA | MRO | - | - | DCSFS | Full-Responsibility Sales (portion of total sales) | 515 | 515 | 515 | 500 | 500 | 500 | 500 | 500 | 500 | 500 | 500
2005 | CA | MRO | - | - | DCSGL | Generator Capacity <1MW | 0 | 0 | 0 | 0 | 0 | 0 | 0 | 0 | 0 | 0 | 0
2005 | CA | MRO | - | - | DCSIN | Internal Demand | 5589 | 5761 | 5906 | 5983 | 6057 | 6131 | 6212 | 6256 | 6301 | 6314 | 6367
2005 | CA | MRO | - | - | DCSIT | Interruptible Demand | 265 | 282 | 265 | 323 | 327 | 327 | 327 | 327 | 327 | 327 | 327
2005 | CA | MRO | - | - | DCSLM | Direct Control Load Management | 0 | 0 | 0 | 0 | 0 | 0 | 0 | 0 | 0 | 0 | 0
2005 | CA | MRO | - | - | DCSNC | Net Capacity Resources | 7130 | 7640 | 7727 | 7921 | 7953 | 7994 | 8260 | 8271 | 8312 | 8312 | 8312
2005 | CA | MRO | - | - | DCSNGC | Total Net Generator Capacity | 8915 | 8915 | 9002 | 9031 | 9063 | 9074 | 9290 | 9301 | 9312 | 9312 | 9312
2005 | CA | MRO | - | - | DCSNI | Projected Net Internal Demand | 5324 | 5479 | 5641 | 5660 | 5730 | 5804 | 5885 | 5929 | 5974 | 5987 | 6040
2005 | CA | MRO | - | - | DCSOTL | Other Capacity < 1 MW | 0 | 0 | 0 | 0 | 0 | 0 | 0 | 0 | 0 | 0 | 0
2005 | CA | MRO | - | - | DCSPU | Purchases | 0 | 0 | 0 | 0 | 0 | 0 | 0 | 0 | 0 | 0 | 0
2005 | CA | MRO | - | - | DCSSA | Sales | 1785 | 1275 | 1275 | 1110 | 1110 | 1080 | 1030 | 1030 | 1000 | 1000 | 1000
2005 | CA | MRO | - | - | DCSST | Standby Demand | 0 | 0 | 0 | 0 | 0 | 0 | 0 | 0 | 0 | 0 | 0
2005 | CA | MRO | - | - | DCSTI | Projected Total Internal Demand | 5589 | 5761 | 5906 | 5983 | 6057 | 6131 | 6212 | 6256 | 6301 | 6314 | 6367
2005 | CA | MRO | - | - | DCSUC | Uncommitted Resources (Operable) | 0 | 0 | 0 | 0 | 0 | 0 | 0 | 0 | 0 | 0 | 0
2005 | CA | NPCC | - | - | CST | Total Capacity | 65063 | 68023 | 69881 | 70617 | 72697 | 73178 | 73254 | 73848 | 75098 | 75107 | 75107
2005 | CA | NPCC | - | - | DCSCC | Subtotal Committed Capacity | 57760 | 61599 | 66187 | 65685 | 65648 | 66459 | 66040 | 66698 | 67980 | 68017 | 66461
2005 | CA | NPCC | - | - | DCSDGG | Distributed Generator Capacity >= 1 MW | 0 | 0 | 0 | 0 | 0 | 0 | 0 | 0 | 0 | 0 | 0
2005 | CA | NPCC | - | - | DCSDGL | Distributed Generator Capacity < 1 MW | 0 | 0 | 0 | 0 | 0 | 0 | 0 | 0 | 0 | 0 | 0
2005 | CA | NPCC | - | - | DCSFP | Full-Responsibility Purchases (portion of total purchases) | 110 | 110 | 60 | 50 | 50 | 50 | 50 | 50 | 50 | 50 | 50
2005 | CA | NPCC | - | - | DCSFS | Full-Responsibility Sales (portion of total sales) | 310 | 280 | 247 | 247 | 220 | 250 | 250 | 50 | 50 | 50 | 50
2005 | CA | NPCC | - | - | DCSGL | Generator Capacity <1MW | bar: 446 to 625
2005 | CA | NPCC | - | - | DCSIN | Internal Demand | 47306 | 49197 | 49955 | 50496 | 51018 | 51466 | 51937 | 52405 | 52874 | 53333 | 53770
2005 | CA | NPCC | - | - | DCSIT | Interruptible Demand | 581 | 923 | 1187 | 1192 | 1225 | 1234 | 1240 | 1246 | 1251 | 1257 | 1262
2005 | CA | NPCC | - | - | DCSLM | Direct Control Load Management | 0 | 0 | 0 | 0 | 0 | 0 | 0 | 0 | 0 | 0 | 0
2005 | CA | NPCC | - | - | DCSNC | Net Capacity Resources | 61634 | 64057 | 69564 | 69136 | 69162 | 69943 | 69524 | 70382 | 71464 | 71501 | 69945
2005 | CA | NPCC | - | - | DCSNGC | Total Net Generator Capacity | 57761 | 61600 | 66188 | 65686 | 65649 | 66460 | 66041 | 66699 | 67981 | 68018 | 66462
2005 | CA | NPCC | - | - | DCSNI | Projected Net Internal Demand | 46725 | 48273 | 48769 | 49304 | 49793 | 50232 | 50697 | 51160 | 51623 | 52076 | 52508
2005 | CA | NPCC | - | - | DCSOTL | Other Capacity < 1 MW | bar: 446 to 625
2005 | CA | NPCC | - | - | DCSPU | Purchases | 5165 | 4129 | 4079 | 4152 | 4188 | 4188 | 4188 | 4188 | 3988 | 3988 | 3988
2005 | CA | NPCC | - | - | DCSSA | Sales | 1292 | 1672 | 702 | 702 | 675 | 705 | 705 | 505 | 505 | 505 | 505
2005 | CA | NPCC | - | - | DCSST | Standby Demand | 0 | 0 | 0 | 0 | 0 | 0 | 0 | 0 | 0 | 0 | 0
2005 | CA | NPCC | - | - | DCSTI | Projected Total Internal Demand | 47306 | 49197 | 49955 | 50496 | 51018 | 51466 | 51937 | 52405 | 52874 | 53333 | 53770
2005 | CA | NPCC | - | - | DCSUC | Uncommitted Resources (Operable) | 0 | 4 | 4 | 0 | 50 | 8 | 0 | 8 | 243 | 0 | 0
2005 | CA | NPCC | Maritimes | Maritimes | CST | Total Capacity | 6517 | 6556 | 6592 | 6584 | 6068 | 5978 | 6556 | 6564 | 6807 | 6807 | 6807
2005 | CA | NPCC | Maritimes | Maritimes | DCSCC | Subtotal Committed Capacity | 6516 | 6555 | 6591 | 6583 | 6067 | 5977 | 6555 | 6563 | 6806 | 6806 | 6806
2005 | CA | NPCC | Maritimes | Maritimes | DCSDGG | Distributed Generator Capacity >= 1 MW | 0 | 0 | 0 | 0 | 0 | 0 | 0 | 0 | 0 | 0 | 0
2005 | CA | NPCC | Maritimes | Maritimes | DCSDGL | Distributed Generator Capacity < 1 MW | 0 | 0 | 0 | 0 | 0 | 0 | 0 | 0 | 0 | 0 | 0
2005 | CA | NPCC | Maritimes | Maritimes | DCSFP | Full-Responsibility Purchases (portion of total purchases) | 110 | 110 | 60 | 50 | 50 | 50 | 50 | 50 | 50 | 50 | 50
2005 | CA | NPCC | Maritimes | Maritimes | DCSFS | Full-Responsibility Sales (portion of total sales) | 310 | 280 | 247 | 247 | 220 | 250 | 250 | 50 | 50 | 50 | 50
2005 | CA | NPCC | Maritimes | Maritimes | DCSGL | Generator Capacity <1MW | bar: 446 to 625
2005 | CA | NPCC | Maritimes | Maritimes | DCSIN | Internal Demand | 3543 | 3616 | 3682 | 3717 | 3785 | 3805 | 3876 | 3940 | 4012 | 4093 | 4164
2005 | CA | NPCC | Maritimes | Maritimes | DCSIT | Interruptible Demand | 534 | 537 | 546 | 551 | 555 | 564 | 570 | 576 | 581 | 587 | 592
2005 | CA | NPCC | Maritimes | Maritimes | DCSLM | Direct Control Load Management | 0 | 0 | 0 | 0 | 0 | 0 | 0 | 0 | 0 | 0 | 0
2005 | CA | NPCC | Maritimes | Maritimes | DCSNC | Net Capacity Resources | 6317 | 6386 | 6404 | 6387 | 5898 | 5778 | 6356 | 6564 | 6807 | 6807 | 6807
2005 | CA | NPCC | Maritimes | Maritimes | DCSNGC | Total Net Generator Capacity | 6517 | 6556 | 6592 | 6584 | 6068 | 5978 | 6556 | 6564 | 6807 | 6807 | 6807
2005 | CA | NPCC | Maritimes | Maritimes | DCSNI | Projected Net Internal Demand | 3009 | 3078 | 3137 | 3166 | 3230 | 3241 | 3306 | 3365 | 3431 | 3506 | 3572
2005 | CA | NPCC | Maritimes | Maritimes | DCSOTL | Other Capacity < 1 MW | bar: 446 to 625
2005 | CA | NPCC | Maritimes | Maritimes | DCSPU | Purchases | 110 | 110 | 60 | 50 | 50 | 50 | 50 | 50 | 50 | 50 | 50
2005 | CA | NPCC | Maritimes | Maritimes | DCSSA | Sales | 310 | 280 | 247 | 247 | 220 | 250 | 250 | 50 | 50 | 50 | 50
2005 | CA | NPCC | Maritimes | Maritimes | DCSST | Standby Demand | 0 | 0 | 0 | 0 | 0 | 0 | 0 | 0 | 0 | 0 | 0
2005 | CA | NPCC | Maritimes | Maritimes | DCSTI | Projected Total Internal Demand | 3543 | 3616 | 3682 | 3717 | 3785 | 3805 | 3876 | 3940 | 4012 | 4093 | 4164
2005 | CA | NPCC | Maritimes | Maritimes | DCSUC | Uncommitted Resources (Operable) | 0 | 4 | 4 | 0 | 50 | 8 | 0 | 8 | 243 | 0 | 0
2005 | CA | NPCC | Ontario | Ontario | CST | Total Capacity | 34126 | 32978 | 33401 | 33472 | 35505 | 35505 | 35505 | 35505 | 35505 | 35505 | 35505
2005 | CA | NPCC | Ontario | Ontario | DCSCC | Subtotal Committed Capacity | 26824 | 26555 | 29708 | 28541 | 28457 | 28787 | 28292 | 28356 | 28388 | 28416 | 26860
2005 | CA | NPCC | Ontario | Ontario | DCSDGG | Distributed Generator Capacity >= 1 MW | 0 | 0 | 0 | 0 | 0 | 0 | 0 | 0 | 0 | 0 | 0
2005 | CA | NPCC | Ontario | Ontario | DCSDGL | Distributed Generator Capacity < 1 MW | 0 | 0 | 0 | 0 | 0 | 0 | 0 | 0 | 0 | 0 | 0
2005 | CA | NPCC | Ontario | Ontario | DCSFP | Full-Responsibility Purchases (portion of total purchases) | 0 | 0 | 0 | 0 | 0 | 0 | 0 | 0 | 0 | 0 | 0
2005 | CA | NPCC | Ontario | Ontario | DCSFS | Full-Responsibility Sales (portion of total sales) | 0 | 0 | 0 | 0 | 0 | 0 | 0 | 0 | 0 | 0 | 0
2005 | CA | NPCC | Ontario | Ontario | DCSGL | Generator Capacity <1MW | 0 | 0 | 0 | 0 | 0 | 0 | 0 | 0 | 0 | 0 | 0
2005 | CA | NPCC | Ontario | Ontario | DCSIN | Internal Demand | 23976 | 23897 | 24432 | 24735 | 25027 | 25305 | 25605 | 25883 | 26139 | 26384 | 26611
2005 | CA | NPCC | Ontario | Ontario | DCSIT | Interruptible Demand | 47 | 386 | 641 | 641 | 670 | 670 | 670 | 670 | 670 | 670 | 670
2005 | CA | NPCC | Ontario | Ontario | DCSLM | Direct Control Load Management | 0 | 0 | 0 | 0 | 0 | 0 | 0 | 0 | 0 | 0 | 0
2005 | CA | NPCC | Ontario | Ontario | DCSNC | Net Capacity Resources | 26824 | 26555 | 29708 | 28541 | 28457 | 28787 | 28292 | 28356 | 28388 | 28416 | 26860
2005 | CA | NPCC | Ontario | Ontario | DCSNGC | Total Net Generator Capacity | 26824 | 26555 | 29708 | 28541 | 28457 | 28787 | 28292 | 28356 | 28388 | 28416 | 26860
2005 | CA | NPCC | Ontario | Ontario | DCSNI | Projected Net Internal Demand | 23929 | 23511 | 23791 | 24094 | 24357 | 24635 | 24935 | 25213 | 25469 | 25714 | 25941
2005 | CA | NPCC | Ontario | Ontario | DCSOTL | Other Capacity < 1 MW | 0 | 0 | 0 | 0 | 0 | 0 | 0 | 0 | 0 | 0 | 0
2005 | CA | NPCC | Ontario | Ontario | DCSPU | Purchases | 0 | 0 | 0 | 0 | 0 | 0 | 0 | 0 | 0 | 0 | 0
2005 | CA | NPCC | Ontario | Ontario | DCSSA | Sales | 0 | 0 | 0 | 0 | 0 | 0 | 0 | 0 | 0 | 0 | 0
2005 | CA | NPCC | Ontario | Ontario | DCSST | Standby Demand | 0 | 0 | 0 | 0 | 0 | 0 | 0 | 0 | 0 | 0 | 0
2005 | CA | NPCC | Ontario | Ontario | DCSTI | Projected Total Internal Demand | 23976 | 23897 | 24432 | 24735 | 25027 | 25305 | 25605 | 25883 | 26139 | 26384 | 26611
2005 | CA | NPCC | Ontario | Ontario | DCSUC | Uncommitted Resources (Operable) | 0 | 0 | 0 | 0 | 0 | 0 | 0 | 0 | 0 | 0 | 0
2005 | CA | NPCC | Quebec | Quebec | CST | Total Capacity | 24420 | 28489 | 29888 | 30561 | 31124 | 31695 | 31193 | 31779 | 32786 | 32795 | 32795
2005 | CA | NPCC | Quebec | Quebec | DCSCC | Subtotal Committed Capacity | 24420 | 28489 | 29888 | 30561 | 31124 | 31695 | 31193 | 31779 | 32786 | 32795 | 32795
2005 | CA | NPCC | Quebec | Quebec | DCSDGG | Distributed Generator Capacity >= 1 MW | 0 | 0 | 0 | 0 | 0 | 0 | 0 | 0 | 0 | 0 | 0
2005 | CA | NPCC | Quebec | Quebec | DCSDGL | Distributed Generator Capacity < 1 MW | 0 | 0 | 0 | 0 | 0 | 0 | 0 | 0 | 0 | 0 | 0
2005 | CA | NPCC | Quebec | Quebec | DCSFP | Full-Responsibility Purchases (portion of total purchases) | 0 | 0 | 0 | 0 | 0 | 0 | 0 | 0 | 0 | 0 | 0
2005 | CA | NPCC | Quebec | Quebec | DCSFS | Full-Responsibility Sales (portion of total sales) | 0 | 0 | 0 | 0 | 0 | 0 | 0 | 0 | 0 | 0 | 0
2005 | CA | NPCC | Quebec | Quebec | DCSGL | Generator Capacity <1MW | 0 | 0 | 0 | 0 | 0 | 0 | 0 | 0 | 0 | 0 | 0
2005 | CA | NPCC | Quebec | Quebec | DCSIN | Internal Demand | 19787 | 21684 | 21841 | 22044 | 22206 | 22356 | 22456 | 22582 | 22723 | 22856 | 22995
2005 | CA | NPCC | Quebec | Quebec | DCSIT | Interruptible Demand | 0 | 0 | 0 | 0 | 0 | 0 | 0 | 0 | 0 | 0 | 0
2005 | CA | NPCC | Quebec | Quebec | DCSLM | Direct Control Load Management | 0 | 0 | 0 | 0 | 0 | 0 | 0 | 0 | 0 | 0 | 0
2005 | CA | NPCC | Quebec | Quebec | DCSNC | Net Capacity Resources | 28493 | 31116 | 33452 | 34208 | 34807 | 35378 | 34876 | 35462 | 36269 | 36278 | 36278
2005 | CA | NPCC | Quebec | Quebec | DCSNGC | Total Net Generator Capacity | 24420 | 28489 | 29888 | 30561 | 31124 | 31695 | 31193 | 31779 | 32786 | 32795 | 32795
2005 | CA | NPCC | Quebec | Quebec | DCSNI | Projected Net Internal Demand | 19787 | 21684 | 21841 | 22044 | 22206 | 22356 | 22456 | 22582 | 22723 | 22856 | 22995
2005 | CA | NPCC | Quebec | Quebec | DCSOTL | Other Capacity < 1 MW | 0 | 0 | 0 | 0 | 0 | 0 | 0 | 0 | 0 | 0 | 0
2005 | CA | NPCC | Quebec | Quebec | DCSPU | Purchases | 5055 | 4019 | 4019 | 4102 | 4138 | 4138 | 4138 | 4138 | 3938 | 3938 | 3938
2005 | CA | NPCC | Quebec | Quebec | DCSSA | Sales | 982 | 1392 | 455 | 455 | 455 | 455 | 455 | 455 | 455 | 455 | 455
2005 | CA | NPCC | Quebec | Quebec | DCSST | Standby Demand | 0 | 0 | 0 | 0 | 0 | 0 | 0 | 0 | 0 | 0 | 0
2005 | CA | NPCC | Quebec | Quebec | DCSTI | Projected Total Internal Demand | 19787 | 21684 | 21841 | 22044 | 22206 | 22356 | 22456 | 22582 | 22723 | 22856 | 22995
2005 | CA | NPCC | Quebec | Quebec | DCSUC | Uncommitted Resources (Operable) | 0 | 0 | 0 | 0 | 0 | 0 | 0 | 0 | 0 | 0 | 0
2005 | CA | WECC | - | - | CST | Total Capacity | 23162 | 23667 | 23873 | 24067 | 24067 | 24067 | 24167 | 24667 | 24667 | 24667 | 24667
2005 | CA | WECC | - | - | DCSCC | Subtotal Committed Capacity | 21756 | 22099 | 21787 | 22431 | 22431 | 22431 | 22531 | 23031 | 23031 | 23031 | 23031
2005 | CA | WECC | - | - | DCSDGG | Distributed Generator Capacity >= 1 MW | 0 | 0 | 0 | 0 | 0 | 0 | 0 | 0 | 0 | 0 | 0
2005 | CA | WECC | - | - | DCSDGL | Distributed Generator Capacity < 1 MW | 0 | 0 | 0 | 0 | 0 | 0 | 0 | 0 | 0 | 0 | 0
2005 | CA | WECC | - | - | DCSFP | Full-Responsibility Purchases (portion of total purchases) | 0 | 0 | 0 | 0 | 0 | 0 | 0 | 0 | 0 | 0 | 0
2005 | CA | WECC | - | - | DCSFS | Full-Responsibility Sales (portion of total sales) | 97 | 90 | 97 | 97 | 97 | 97 | 97 | 97 | 97 | 97 | 152
2005 | CA | WECC | - | - | DCSGL | Generator Capacity <1MW | 0 | 0 | 0 | 0 | 0 | 0 | 0 | 0 | 0 | 0 | 0
2005 | CA | WECC | - | - | DCSIN | Internal Demand | 16201 | 16511 | 16733 | 17015 | 17460 | 17654 | 18014 | 18304 | 18664 | 18968 | 19274
2005 | CA | WECC | - | - | DCSIT | Interruptible Demand | 0 | 0 | 0 | 0 | 0 | 0 | 0 | 0 | 0 | 0 | 0
2005 | CA | WECC | - | - | DCSLM | Direct Control Load Management | 0 | 0 | 0 | 0 | 0 | 0 | 0 | 0 | 0 | 0 | 0
2005 | CA | WECC | - | - | DCSNC | Net Capacity Resources | 21659 | 22009 | 21690 | 22334 | 22334 | 22334 | 22434 | 22934 | 22934 | 22934 | 22879
2005 | CA | WECC | - | - | DCSNGC | Total Net Generator Capacity | 21756 | 22099 | 21787 | 22431 | 22431 | 22431 | 22531 | 23031 | 23031 | 23031 | 23031
2005 | CA | WECC | - | - | DCSNI | Projected Net Internal Demand | 16201 | 16511 | 16733 | 17015 | 17460 | 17654 | 18014 | 18304 | 18664 | 18968 | 19274
2005 | CA | WECC | - | - | DCSOTL | Other Capacity < 1 MW | 0 | 0 | 0 | 0 | 0 | 0 | 0 | 0 | 0 | 0 | 0
2005 | CA | WECC | - | - | DCSPU | Purchases | 0 | 0 | 0 | 0 | 0 | 0 | 0 | 0 | 0 | 0 | 0
2005 | CA | WECC | - | - | DCSSA | Sales | 97 | 90 | 97 | 97 | 97 | 97 | 97 | 97 | 97 | 97 | 152
2005 | CA | WECC | - | - | DCSST | Standby Demand | 0 | 0 | 0 | 0 | 0 | 0 | 0 | 0 | 0 | 0 | 0
2005 | CA | WECC | - | - | DCSTI | Projected Total Internal Demand | 16201 | 16511 | 16733 | 17015 | 17460 | 17654 | 18014 | 18304 | 18664 | 18968 | 19274
2005 | CA | WECC | - | - | DCSUC | Uncommitted Resources (Operable) | 0 | 0 | 0 | 0 | 0 | 0 | 0 | 0 | 0 | 0 | 0
2005 | MX | WECC | CA-MX | - | CST | Total Capacity | 2634 | 2634 | 2634 | 2720 | 2879 | 2810 | 3065 | 3318 | 3573 | 3684 | 3684
2005 | MX | WECC | CA-MX | - | DCSCC | Subtotal Committed Capacity | 2383 | 2634 | 2634 | 2720 | 2879 | 2810 | 3065 | 3318 | 3573 | 3684 | 3684
2005 | MX | WECC | CA-MX | - | DCSDGG | Distributed Generator Capacity >= 1 MW | 0 | 0 | 0 | 0 | 0 | 0 | 0 | 0 | 0 | 0 | 0
2005 | MX | WECC | CA-MX | - | DCSDGL | Distributed Generator Capacity < 1 MW | 0 | 0 | 0 | 0 | 0 | 0 | 0 | 0 | 0 | 0 | 0
2005 | MX | WECC | CA-MX | - | DCSFP | Full-Responsibility Purchases (portion of total purchases) | 31 | 0 | 0 | 0 | 0 | 0 | 0 | 0 | 0 | 0 | 0
2005 | MX | WECC | CA-MX | - | DCSFS | Full-Responsibility Sales (portion of total sales) | 0 | 0 | 0 | 0 | 0 | 0 | 0 | 0 | 0 | 0 | 0
2005 | MX | WECC | CA-MX | - | DCSGL | Generator Capacity <1MW | 0 | 0 | 0 | 0 | 0 | 0 | 0 | 0 | 0 | 0 | 0
2005 | MX | WECC | CA-MX | - | DCSIN | Internal Demand | 1799 | 1898 | 2002 | 2113 | 2229 | 2352 | 2482 | 2619 | 2763 | 2915 | 3060
2005 | MX | WECC | CA-MX | - | DCSIT | Interruptible Demand | 0 | 0 | 0 | 0 | 0 | 0 | 0 | 0 | 0 | 0 | 0
2005 | MX | WECC | CA-MX | - | DCSLM | Direct Control Load Management | 0 | 0 | 0 | 0 | 0 | 0 | 0 | 0 | 0 | 0 | 0
2005 | MX | WECC | CA-MX | - | DCSNC | Net Capacity Resources | 2414 | 2634 | 2634 | 2720 | 2879 | 2810 | 3065 | 3318 | 3573 | 3684 | 3684
2005 | MX | WECC | CA-MX | - | DCSNGC | Total Net Generator Capacity | 2383 | 2634 | 2634 | 2720 | 2879 | 2810 | 3065 | 3318 | 3573 | 3684 | 3684
2005 | MX | WECC | CA-MX | - | DCSNI | Projected Net Internal Demand | 1799 | 1898 | 2002 | 2113 | 2229 | 2352 | 2482 | 2619 | 2763 | 2915 | 3060
2005 | MX | WECC | CA-MX | - | DCSOTL | Other Capacity < 1 MW | 0 | 0 | 0 | 0 | 0 | 0 | 0 | 0 | 0 | 0 | 0
2005 | MX | WECC | CA-MX | - | DCSPU | Purchases | 31 | 0 | 0 | 0 | 0 | 0 | 0 | 0 | 0 | 0 | 0
2005 | MX | WECC | CA-MX | - | DCSSA | Sales | 0 | 0 | 0 | 0 | 0 | 0 | 0 | 0 | 0 | 0 | 0
2005 | MX | WECC | CA-MX | - | DCSST | Standby Demand | 0 | 0 | 0 | 0 | 0 | 0 | 0 | 0 | 0 | 0 | 0
2005 | MX | WECC | CA-MX | - | DCSTI | Projected Total Internal Demand | 1799 | 1898 | 2002 | 2113 | 2229 | 2352 | 2482 | 2619 | 2763 | 2915 | 3060
2005 | MX | WECC | CA-MX | - | DCSUC | Uncommitted Resources (Operable) | 0 | 0 | 0 | 0 | 0 | 0 | 0 | 0 | 0 | 0 | 0
2005 | TL | WECC | - | - | CST | Total Capacity | 192020 | 189361 | 195125 | 199524 | 204887 | 206152 | 208512 | 209805 | 210107 | 210481 | 211195
2005 | TL | WECC | - | - | DCSCC | Subtotal Committed Capacity | 179124 | 185255 | 191017 | 195958 | 201239 | 202504 | 204695 | 206156 | 206459 | 206915 | 207644
2005 | TL | WECC | - | - | DCSDGG | Distributed Generator Capacity >= 1 MW | 0 | 0 | 0 | 0 | 0 | 0 | 0 | 0 | 0 | 0 | 0
2005 | TL | WECC | - | - | DCSDGL | Distributed Generator Capacity < 1 MW | 0 | 0 | 0 | 0 | 0 | 0 | 0 | 0 | 0 | 0 | 0
2005 | TL | WECC | - | - | DCSFP | Full-Responsibility Purchases (portion of total purchases) | 683 | 559 | 474 | 476 | 474 | 470 | 479 | 337 | 344 | 350 | 354
2005 | TL | WECC | - | - | DCSFS | Full-Responsibility Sales (portion of total sales) | 204 | 221 | 221 | 221 | 195 | 195 | 195 | 195 | 195 | 195 | 195
2005 | TL | WECC | - | - | DCSGL | Generator Capacity <1MW | 0 | 0 | 0 | 0 | 0 | 0 | 0 | 0 | 0 | 0 | 0
2005 | TL | WECC | - | - | DCSIN | Internal Demand | 141100 | 146246 | 149847 | 153895 | 157788 | 161505 | 165363 | 169203 | 172987 | 176996 | 181023
2005 | TL | WECC | - | - | DCSIT | Interruptible Demand | 1764 | 1946 | 1910 | 1912 | 1914 | 1922 | 1922 | 1923 | 1924 | 1925 | 1926
2005 | TL | WECC | - | - | DCSLM | Direct Control Load Management | 167 | 514 | 526 | 538 | 548 | 549 | 548 | 548 | 548 | 549 | 549
2005 | TL | WECC | - | - | DCSNC | Net Capacity Resources | 179603 | 185593 | 191270 | 196213 | 201518 | 202779 | 204979 | 206298 | 206608 | 207070 | 207803
2005 | TL | WECC | - | - | DCSNGC | Total Net Generator Capacity | 179124 | 185255 | 191017 | 195958 | 201239 | 202504 | 204695 | 206156 | 206459 | 206915 | 207644
2005 | TL | WECC | - | - | DCSNI | Projected Net Internal Demand | 139169 | 143786 | 147411 | 151445 | 155326 | 159034 | 162893 | 166732 | 170515 | 174522 | 178548
2005 | TL | WECC | - | - | DCSOTL | Other Capacity < 1 MW | 0 | 0 | 0 | 0 | 0 | 0 | 0 | 0 | 0 | 0 | 0
2005 | TL | WECC | - | - | DCSPU | Purchases | 683 | 559 | 474 | 476 | 474 | 470 | 479 | 337 | 344 | 350 | 354
2005 | TL | WECC | - | - | DCSSA | Sales | 204 | 221 | 221 | 221 | 195 | 195 | 195 | 195 | 195 | 195 | 195
2005 | TL | WECC | - | - | DCSST | Standby Demand | 0 | 0 | 0 | 0 | 0 | 0 | 0 | 0 | 0 | 0 | 0
2005 | TL | WECC | - | - | DCSTI | Projected Total Internal Demand | 141100 | 146246 | 149847 | 153895 | 157788 | 161505 | 165363 | 169203 | 172987 | 176996 | 181023
2005 | TL | WECC | - | - | DCSUC | Uncommitted Resources (Operable) | 0 | 0 | 0 | 0 | 0 | 0 | 0 | 0 | 0 | 0 | 0
2005 | US | ECAR | - | - | CST | Total Capacity | 126449 | 126943 | 126943 | 126943 | 126943 | 126943 | 126943 | 126943 | 126943 | 126943 | 126943
2005 | US | ECAR | - | - | DCSCC | Subtotal Committed Capacity | 126449 | 126943 | 126943 | 126943 | 126943 | 126943 | 126943 | 126943 | 126943 | 126943 | 126943
2005 | US | ECAR | - | - | DCSDGG | Distributed Generator Capacity >= 1 MW | 0 | 0 | 0 | 0 | 0 | 0 | 0 | 0 | 0 | 0 | 0
2005 | US | ECAR | - | - | DCSDGL | Distributed Generator Capacity < 1 MW | 0 | 0 | 0 | 0 | 0 | 0 | 0 | 0 | 0 | 0 | 0
2005 | US | ECAR | - | - | DCSFP | Full-Responsibility Purchases (portion of total purchases) | 0 | 0 | 0 | 0 | 0 | 0 | 0 | 0 | 0 | 0 | 0
2005 | US | ECAR | - | - | DCSFS | Full-Responsibility Sales (portion of total sales) | 0 | 0 | 0 | 0 | 0 | 0 | 0 | 0 | 0 | 0 | 0
2005 | US | ECAR | - | - | DCSGL | Generator Capacity <1MW | 0 | 0 | 0 | 0 | 0 | 0 | 0 | 0 | 0 | 0 | 0
2005 | US | ECAR | - | - | DCSIN | Internal Demand | 95300 | 103679 | 106753 | 108749 | 110942 | 112867 | 114598 | 116432 | 118241 | 119880 | 121783
2005 | US | ECAR | - | - | DCSIT | Interruptible Demand | 0 | 2310 | 2294 | 2238 | 2231 | 2215 | 2154 | 2059 | 2063 | 2067 | 2071
2005 | US | ECAR | - | - | DCSLM | Direct Control Load Management | 0 | 198 | 229 | 261 | 288 | 305 | 321 | 336 | 340 | 340 | 340
2005 | US | ECAR | - | - | DCSNC | Net Capacity Resources | 127919 | 128700 | 128326 | 128326 | 128326 | 128326 | 128326 | 128326 | 128326 | 128326 | 128326
2005 | US | ECAR | - | - | DCSNGC | Total Net Generator Capacity | 126449 | 126943 | 126943 | 126943 | 126943 | 126943 | 126943 | 126943 | 126943 | 126943 | 126943
2005 | US | ECAR | - | - | DCSNI | Projected Net Internal Demand | 95300 | 101171 | 104230 | 106250 | 108423 | 110347 | 112123 | 114037 | 115838 | 117473 | 119372
2005 | US | ECAR | - | - | DCSOTL | Other Capacity < 1 MW | 0 | 0 | 0 | 0 | 0 | 0 | 0 | 0 | 0 | 0 | 0
2005 | US | ECAR | - | - | DCSPU | Purchases | 1470 | 3419 | 1445 | 1445 | 1445 | 1445 | 1445 | 1445 | 1445 | 1445 | 1445
2005 | US | ECAR | - | - | DCSSA | Sales | 0 | 1662 | 62 | 62 | 62 | 62 | 62 | 62 | 62 | 62 | 62
2005 | US | ECAR | - | - | DCSST | Standby Demand | 0 | 0 | 0 | 0 | 0 | 0 | 0 | 0 | 0 | 0 | 0
2005 | US | ECAR | - | - | DCSTI | Projected Total Internal Demand | 95300 | 103679 | 106753 | 108749 | 110942 | 112867 | 114598 | 116432 | 118241 | 119880 | 121783
2005 | US | ECAR | - | - | DCSUC | Uncommitted Resources (Operable) | 0 | 0 | 780 | 2014 | 2555 | 2555 | 3287 | 3287 | 3287 | 3287 | 3287
2016 | US | TRE | - | ERCOT | MW | Firm Exports |  | 1404 | 1404 | 1404 | 1404 | 1404 | 1104 | 1104 | 1104 | 1104 | 1104 | 1104
2016 | US | TRE | - | ERCOT | MW | Firm Exports - Full-Responsibility Sales |  | 0 | 0 | 0 | 0 | 0 | 0 | 0 | 0 | 0 | 0 | 0
2016 | US | TRE | - | ERCOT | MW | Firm Exports - Owned Capacity/Entitlement Located Inside the Area |  | 0 | 0 | 0 | 0 | 0 | 0 | 0 | 0 | 0 | 0 | 0
2016 | US | TRE | - | ERCOT | MW | Net Firm Capacity Transfers |  | 392 | 392 | 392 | 392 | -58 | 242 | 242 | 242 | 242 | 642 | 642
2016 | US | TRE | - | ERCOT | MW | Expected Imports |  | 0 | 0 | 0 | 0 | 0 | 0 | 0 | 0 | 0 | 0 | 0
2016 | US | TRE | - | ERCOT | MW | Expected Exports |  | 0 | 0 | 0 | 0 | 0 | 0 | 0 | 0 | 0 | 0 | 0
2016 | US | TRE | - | ERCOT | MW | Net Expected Transfers |  | 0 | 0 | 0 | 0 | 0 | 0 | 0 | 0 | 0 | 0 | 0
2016 | US | TRE | - | ERCOT | MW | Existing-Certain & Net Firm Transfers |  | 76178.3346 | 76195.3946 | 76443.3946 | 75599.3946 | 75078.3946 | 75349.3946 | 75409.3946 | 75409.3946 | 75399.3946 | 75799.3946 | 75799.3946
2016 | US | TRE | - | ERCOT | MW | Anticipated Resources |  | 77909.9906 | 80510.3446 | 86313.1706 | 86531.5306 | 86250.5306 | 86521.5306 | 86581.5306 | 86581.5306 | 86571.5306 | 86971.5306 | 86971.5306
2016 | US | TRE | - | ERCOT | MW | Prospective Resources |  | 78465.5906 | 85050.0906 | 100361.1046 | 104007.1046 | 104930.1046 | 102281.1046 | 102106.1046 | 101739.1046 | 101729.1046 | 102129.1046 | 102129.1046
2016 | US | TRE | - | ERCOT | MW | Existing-Certain and Net Firm Transfers Excess/Shortfall |  | -1243.3279 | -1777.9554 | -2509.3429 | -4929.9179 | -6161.8554 | -6662.0804 | -7391.5054 | -8176.3804 | -8966.7054 | -9358.4054 | -10313.343
2016 | US | TRE | - | ERCOT | MW | Anticipated Excess/Shortfall |  | 488.3281 | 2536.9946 | 7360.4331 | 6002.2181 | 5010.2806 | 4510.0556 | 3780.6306 | 2995.7556 | 2205.4306 | 1813.7306 | 858.793
2016 | US | TRE | - | ERCOT | MW | Prospective Excess/Shortfall |  | 1043.9281 | 7076.7406 | 21408.3671 | 23477.7921 | 23689.8546 | 20269.6296 | 19305.2046 | 18153.3296 | 17363.0046 | 16971.3046 | 16016.367
2016 | US | TRE | - | ERCOT | % | Existing-Certain and Net Firm Transfers Reserve Margin |  | 0.11923 | 0.11156 | 0.10135 | 0.067863 | 0.051224 | 0.045097 | 0.035957 | 0.026229 | 0.016603 | 0.012495 | 0.0012666
2016 | US | TRE | - | ERCOT | % | Anticipated Reserve Margin |  | 0.14467 | 0.17451 | 0.24354 | 0.22228 | 0.20765 | 0.20005 | 0.18944 | 0.17827 | 0.16724 | 0.16173 | 0.14884
2016 | US | TRE | - | ERCOT | % | Prospective Reserve Margin |  | 0.15284 | 0.24074 | 0.44594 | 0.46913 | 0.4692 | 0.41864 | 0.40271 | 0.38454 | 0.3716 | 0.3642 | 0.34907
2016 | US | TRE | - | ERCOT | % | Reference Margin Level |  | 13.75% | 13.75% | 13.75% | 13.75% | 13.75% | 13.75% | 13.75% | 13.75% | 13.75% | 13.75% | 13.75%
2017 | US | TRE | - | ERCOT | MW | Energy Efficiency and Conservation |  | 822.5572 | 1092.7485 | 1362.9399 | 1633.1312 | 1903.3225 | 2173.5139 | 2443.7052 | 2713.8966 | 2984.0879 | 3254.2792 | 3524.5889
2017 | US | TRE | - | ERCOT | MW | Total Installed Photovoltaic |  | 306.8965 | 345.5655 | 389.1067 | 438.1342 | 493.3391 | 555.4998 | 625.4927 | 704.3048 | 793.0472 | 892.9712 | 1005.4856
2005 | US | FRCC | - | FRCC | CST | Total Capacity | 46987 | 48917 | 49554 | 50232 | 51357 | 52697 | 54559 | 56098 | 58561 | 60672 | 61640
2005 | US | FRCC | - | FRCC | DCSCC | Subtotal Committed Capacity | 46987 | 48917 | 49554 | 50232 | 51357 | 52697 | 54559 | 56098 | 58561 | 60672 | 61640
2005 | US | FRCC | - | FRCC | DCSDGG | Distributed Generator Capacity >= 1 MW | 0 | 0 | 0 | 0 | 0 | 0 | 0 | 0 | 0 | 0 | 0
2005 | US | FRCC | - | FRCC | DCSDGL | Distributed Generator Capacity < 1 MW | 0 | 0 | 0 | 0 | 0 | 0 | 0 | 0 | 0 | 0 | 0
2005 | US | FRCC | - | FRCC | DCSFP | Full-Responsibility Purchases (portion of total purchases) | 1592 | 1577 | 1552 | 1552 | 1552 | 1552 | 1355 | 1355 | 1355 | 1355 | 1355
2005 | US | FRCC | - | FRCC | DCSFS | Full-Responsibility Sales (portion of total sales) | 0 | 0 | 0 | 0 | 0 | 0 | 0 | 0 | 0 | 0 | 0
2005 | US | FRCC | - | FRCC | DCSGL | Generator Capacity <1MW | 0 | 0 | 0 | 0 | 0 | 0 | 0 | 0 | 0 | 0 | 0
2005 | US | FRCC | - | FRCC | DCSIN | Internal Demand | 42383 | 43495 | 44680 | 45962 | 47108 | 48344 | 49556 | 50796 | 52055 | 53270 | 54524
2005 | US | FRCC | - | FRCC | DCSIT | Interruptible Demand | 61 | 1088 | 854 | 853 | 851 | 852 | 841 | 847 | 851 | 855 | 859
2005 | US | FRCC | - | FRCC | DCSLM | Direct Control Load Management | 79 | 1902 | 1892 | 1890 | 1893 | 1902 | 1912 | 1928 | 1946 | 1966 | 1992
2005 | US | FRCC | - | FRCC | DCSNC | Net Capacity Resources | 48579 | 50494 | 51106 | 51784 | 52909 | 54249 | 55914 | 57453 | 59916 | 62027 | 62995
2005 | US | FRCC | - | FRCC | DCSNGC | Total Net Generator Capacity | 46987 | 48917 | 49554 | 50232 | 51357 | 52697 | 54559 | 56098 | 58561 | 60672 | 61640
2005 | US | FRCC | - | FRCC | DCSNI | Projected Net Internal Demand | 42243 | 40505 | 41934 | 43219 | 44364 | 45590 | 46803 | 48021 | 49258 | 50449 | 51673
2005 | US | FRCC | - | FRCC | DCSOTL | Other Capacity < 1 MW | 0 | 0 | 0 | 0 | 0 | 0 | 0 | 0 | 0 | 0 | 0
2005 | US | FRCC | - | FRCC | DCSPU | Purchases | 1592 | 1577 | 1552 | 1552 | 1552 | 1552 | 1355 | 1355 | 1355 | 1355 | 1355
2005 | US | FRCC | - | FRCC | DCSSA | Sales | 0 | 0 | 0 | 0 | 0 | 0 | 0 | 0 | 0 | 0 | 0
2005 | US | FRCC | - | FRCC | DCSST | Standby Demand | 0 | 0 | 0 | 0 | 0 | 0 | 0 | 0 | 0 | 0 | 0
2005 | US | FRCC | - | FRCC | DCSTI | Projected Total Internal Demand | 42383 | 43495 | 44680 | 45962 | 47108 | 48344 | 49556 | 50796 | 52055 | 53270 | 54524
2005 | US | FRCC | - | FRCC | DCSUC | Uncommitted Resources (Operable) | 2082 | 2082 | 2082 | 2082 | 2082 | 2082 | 2082 | 2082 | 2082 | 2082 | 2082
2005 | US | MAAC | - | - | CST | Total Capacity | 67003 | 67813 | 69818 | 69169 | 71762 | 71762 | 71762 | 71762 | 71762 | 71762 | 71762
2005 | US | MAAC | - | - | DCSCC | Subtotal Committed Capacity | 67002 | 67812 | 69817 | 69168 | 71761 | 71761 | 71761 | 71761 | 71761 | 71761 | 71761
2005 | US | MAAC | - | - | DCSDGG | Distributed Generator Capacity >= 1 MW | 0 | 0 | 0 | 0 | 0 | 0 | 0 | 0 | 0 | 0 | 0
2005 | US | MAAC | - | - | DCSDGL | Distributed Generator Capacity < 1 MW | 0 | 0 | 0 | 0 | 0 | 0 | 0 | 0 | 0 | 0 | 0
2005 | US | MAAC | - | - | DCSFP | Full-Responsibility Purchases (portion of total purchases) | 0 | 0 | 0 | 0 | 0 | 0 | 0 | 0 | 0 | 0 | 0
2005 | US | MAAC | - | - | DCSFS | Full-Responsibility Sales (portion of total sales) | 0 | 0 | 0 | 0 | 0 | 0 | 0 | 0 | 0 | 0 | 0
2005 | US | MAAC | - | - | DCSGL | Generator Capacity <1MW | 0 | 0 | 0 | 0 | 0 | 0 | 0 | 0 | 0 | 0 | 0
2005 | US | MAAC | - | - | DCSIN | Internal Demand | 52049 | 57630 | 58784 | 59909 | 61025 | 62136 | 63244 | 64368 | 65496 | 66619 | 67751
2005 | US | MAAC | - | - | DCSIT | Interruptible Demand | 0 | 384 | 374 | 364 | 364 | 364 | 364 | 364 | 364 | 364 | 364
2005 | US | MAAC | - | - | DCSLM | Direct Control Load Management | 0 | 429 | 429 | 429 | 429 | 429 | 429 | 429 | 429 | 429 | 429
2005 | US | MAAC | - | - | DCSNC | Net Capacity Resources | 66167 | 68300 | 69855 | 69206 | 71799 | 71799 | 71799 | 71799 | 71799 | 71799 | 71799
2005 | US | MAAC | - | - | DCSNGC | Total Net Generator Capacity | 67002 | 67812 | 69817 | 69168 | 71761 | 71761 | 71761 | 71761 | 71761 | 71761 | 71761
2005 | US | MAAC | - | - | DCSNI | Projected Net Internal Demand | 52049 | 56817 | 57981 | 59116 | 60232 | 61343 | 62451 | 63575 | 64703 | 65826 | 66958
2005 | US | MAAC | - | - | DCSOTL | Other Capacity < 1 MW | 0 | 0 | 0 | 0 | 0 | 0 | 0 | 0 | 0 | 0 | 0
2005 | US | MAAC | - | - | DCSPU | Purchases | 495 | 488 | 38 | 38 | 38 | 38 | 38 | 38 | 38 | 38 | 38
2005 | US | MAAC | - | - | DCSSA | Sales | 1330 | 0 | 0 | 0 | 0 | 0 | 0 | 0 | 0 | 0 | 0
2005 | US | MAAC | - | - | DCSST | Standby Demand | 0 | 0 | 0 | 0 | 0 | 0 | 0 | 0 | 0 | 0 | 0
2005 | US | MAAC | - | - | DCSTI | Projected Total Internal Demand | 52049 | 57630 | 58784 | 59909 | 61025 | 62136 | 63244 | 64368 | 65496 | 66619 | 67751
2005 | US | MAAC | - | - | DCSUC | Uncommitted Resources (Operable) | 0 | 0 | 0 | 0 | 0 | 0 | 0 | 0 | 0 | 0 | 0
2005 | US | MAIN | - | - | CST | Total Capacity | 69545 | 67848 | 68049 | 68278 | 69493 | 71609 | 72749 | 73059 | 73354 | 73451 | 73451
2005 | US | MAIN | - | - | DCSCC | Subtotal Committed Capacity | 65734 | 65567 | 65800 | 66017 | 67260 | 67956 | 69139 | 69507 | 69858 | 69992 | 69992
2005 | US | MAIN | - | - | DCSDGG | Distributed Generator Capacity >= 1 MW | 360 | 360 | 360 | 360 | 360 | 360 | 360 | 360 | 360 | 360 | 360
2005 | US | MAIN | - | - | DCSDGL | Distributed Generator Capacity < 1 MW | 104 | 104 | 104 | 104 | 104 | 104 | 104 | 104 | 104 | 104 | 104
2005 | US | MAIN | - | - | DCSFP | Full-Responsibility Purchases (portion of total purchases) | 188 | 216 | 216 | 216 | 141 | 141 | 233 | 233 | 233 | 233 | 233
2005 | US | MAIN | - | - | DCSFS | Full-Responsibility Sales (portion of total sales) | 273 | 275 | 277 | 285 | 282 | 284 | 287 | 289 | 292 | 294 | 297
2005 | US | MAIN | - | - | DCSGL | Generator Capacity <1MW | 112 | 112 | 112 | 112 | 113 | 113 | 113 | 113 | 113 | 113 | 113
2005 | US | MAIN | - | - | DCSIN | Internal Demand | 53438 | 59153 | 60183 | 61517 | 62607 | 63644 | 64640 | 65643 | 66670 | 67619 | 68631
2005 | US | MAIN | - | - | DCSIT | Interruptible Demand | 2161 | 2598 | 2621 | 2630 | 2632 | 2634 | 2634 | 2635 | 2637 | 2638 | 2639
2005 | US | MAIN | - | - | DCSLM | Direct Control Load Management | 779 | 831 | 832 | 836 | 839 | 842 | 845 | 848 | 851 | 856 | 859
2005 | US | MAIN | - | - | DCSNC | Net Capacity Resources | 65677 | 66070 | 66729 | 67119 | 68290 | 68967 | 70238 | 70878 | 71684 | 72900 | 72628
2005 | US | MAIN | - | - | DCSNGC | Total Net Generator Capacity | 65846 | 65679 | 65912 | 66129 | 67373 | 68069 | 69252 | 69620 | 69971 | 70105 | 70105
2005 | US | MAIN | - | - | DCSNI | Projected Net Internal Demand | 50499 | 55725 | 56731 | 58052 | 59137 | 60169 | 61162 | 62161 | 63183 | 64126 | 65134
2005 | US | MAIN | - | - | DCSOTL | Other Capacity < 1 MW | 8 | 8 | 8 | 8 | 9 | 9 | 9 | 9 | 9 | 9 | 9
2005 | US | MAIN | - | - | DCSPU | Purchases | 2080 | 1876 | 2279 | 2460 | 2540 | 2867 | 2963 | 3242 | 3705 | 4794 | 4530
2005 | US | MAIN | - | - | DCSSA | Sales | 2249 | 1485 | 1462 | 1470 | 1623 | 1969 | 1977 | 1984 | 1992 | 1999 | 2007
2005 | US | MAIN | - | - | DCSST | Standby Demand | bar: 446 to 625
2005 | US | MAIN | - | - | DCSTI | Projected Total Internal Demand | 53439 | 59154 | 60184 | 61518 | 62608 | 63645 | 64641 | 65644 | 66671 | 67620 | 68632
2005 | US | MAIN | - | - | DCSUC | Uncommitted Resources (Operable) | 3661 | 2121 | 2130 | 2090 | 2060 | 3480 | 3437 | 3380 | 3323 | 3286 | 3286
2005 | US | MRO | - | - | CST | Total Capacity | 33039 | 34018 | 34180 | 35009 | 35392 | 36115 | 36188 | 36144 | 36193 | 36138 | 36193
2005 | US | MRO | - | - | DCSCC | Subtotal Committed Capacity | 32370 | 33348 | 33511 | 34340 | 34723 | 35447 | 35448 | 35476 | 35526 | 35471 | 35471
2005 | US | MRO | - | - | DCSDGG | Distributed Generator Capacity >= 1 MW | 19 | 18 | 21 | 21 | 21 | 21 | 21 | 21 | 21 | 21 | 21
2005 | US | MRO | - | - | DCSDGL | Distributed Generator Capacity < 1 MW | 6 | 6 | 6 | 6 | 6 | 6 | 6 | 6 | 6 | 6 | 6
2005 | US | MRO | - | - | DCSFP | Full-Responsibility Purchases (portion of total purchases) | 1765 | 1714 | 1707 | 1688 | 1684 | 1679 | 1691 | 1703 | 1716 | 1727 | 1737
2005 | US | MRO | - | - | DCSFS | Full-Responsibility Sales (portion of total sales) | 614 | 556 | 556 | 556 | 481 | 481 | 481 | 481 | 481 | 481 | 481
2005 | US | MRO | - | - | DCSGL | Generator Capacity <1MW | 51 | 51 | 51 | 51 | 51 | 51 | 51 | 51 | 50 | 50 | 50
2005 | US | MRO | - | - | DCSIN | Internal Demand | 29351 | 30134 | 30712 | 31288 | 31939 | 32492 | 33070 | 33722 | 34385 | 34946 | 35557
2005 | US | MRO | - | - | DCSIT | Interruptible Demand | 183 | 191 | 191 | 191 | 191 | 191 | 191 | 191 | 191 | 191 | 191
2005 | US | MRO | - | - | DCSLM | Direct Control Load Management | 74 | 78 | 79 | 80 | 81 | 82 | 83 | 84 | 85 | 85 | 86
2005 | US | MRO | - | - | DCSNC | Net Capacity Resources | 35830 | 35633 | 35965 | 36660 | 37099 | 37649 | 37611 | 37711 | 37743 | 37699 | 37784
2005 | US | MRO | - | - | DCSNGC | Total Net Generator Capacity | 32421 | 33399 | 33562 | 34391 | 34774 | 35498 | 35499 | 35527 | 35576 | 35521 | 35521
2005 | US | MRO | - | - | DCSNI | Projected Net Internal Demand | 29094 | 29865 | 30442 | 31017 | 31667 | 32219 | 32796 | 33447 | 34109 | 34670 | 35280
2005 | US | MRO | - | - | DCSOTL | Other Capacity < 1 MW | 45 | 45 | 45 | 45 | 45 | 45 | 45 | 45 | 44 | 44 | 44
2005 | US | MRO | - | - | DCSPU | Purchases | 4584 | 3286 | 3403 | 3189 | 3170 | 3085 | 3046 | 3018 | 3001 | 3012 | 3022
2005 | US | MRO | - | - | DCSSA | Sales | 1175 | 1052 | 1000 | 920 | 845 | 934 | 934 | 834 | 834 | 834 | 759
2005 | US | MRO | - | - | DCSST | Standby Demand | 0 | 0 | 0 | 0 | 0 | 0 | 0 | 0 | 0 | 0 | 0
2005 | US | MRO | - | - | DCSTI | Projected Total Internal Demand | 29351 | 30134 | 30712 | 31288 | 31939 | 32492 | 33070 | 33722 | 34385 | 34946 | 35557
2005 | US | MRO | - | - | DCSUC | Uncommitted Resources (Operable) | 0 | 0 | 0 | 75 | 75 | 75 | 75 | 107 | 107 | 107 | 107
2005 | US | NPCC | - | - | CST | Total Capacity | 69208 | 68461 | 69680 | 71149 | 70968 | 70488 | 69603 | 69603 | 69603 | 69603 | 69603
2005 | US | NPCC | - | - | DCSCC | Subtotal Committed Capacity | 69175 | 68429 | 69648 | 71118 | 70937 | 70456 | 69571 | 69571 | 69571 | 69571 | 69571
2005 | US | NPCC | - | - | DCSDGG | Distributed Generator Capacity >= 1 MW | 0 | 0 | 0 | 0 | 0 | 0 | 0 | 0 | 0 | 0 | 0
2005 | US | NPCC | - | - | DCSDGL | Distributed Generator Capacity < 1 MW | 0 | 0 | 0 | 0 | 0 | 0 | 0 | 0 | 0 | 0 | 0
2005 | US | NPCC | - | - | DCSFP | Full-Responsibility Purchases (portion of total purchases) | 2583 | 80 | 80 | 80 | 0 | 0 | 0 | 0 | 0 | 0 | 0
2005 | US | NPCC | - | - | DCSFS | Full-Responsibility Sales (portion of total sales) | 306 | 305 | 305 | 305 | 305 | 305 | 298 | 298 | 298 | 298 | 298
2005 | US | NPCC | - | - | DCSGL | Generator Capacity <1MW | 31 | 31 | 31 | 31 | 31 | 31 | 31 | 31 | 31 | 31 | 31
2005 | US | NPCC | - | - | DCSIN | Internal Demand | 52549 | 58315 | 59370 | 60190 | 61080 | 61915 | 62765 | 63630 | 64400 | 65025 | 65600
2005 | US | NPCC | - | - | DCSIT | Interruptible Demand | 969 | 1292 | 1292 | 1292 | 1292 | 1292 | 1292 | 1292 | 1292 | 1292 | 1292
2005 | US | NPCC | - | - | DCSLM | Direct Control Load Management | 0 | 0 | 0 | 0 | 0 | 0 | 0 | 0 | 0 | 0 | 0
2005 | US | NPCC | - | - | DCSNC | Net Capacity Resources | 71532 | 68798 | 69917 | 71386 | 71126 | 70645 | 69760 | 69760 | 69760 | 69760 | 69760
2005 | US | NPCC | - | - | DCSNGC | Total Net Generator Capacity | 69206 | 68460 | 69679 | 71149 | 70968 | 70487 | 69602 | 69602 | 69602 | 69602 | 69602
2005 | US | NPCC | - | - | DCSNI | Projected Net Internal Demand | 51580 | 57023 | 58078 | 58898 | 59788 | 60623 | 61473 | 62338 | 63108 | 63733 | 64308
2005 | US | NPCC | - | - | DCSOTL | Other Capacity < 1 MW | 31 | 31 | 31 | 31 | 31 | 31 | 31 | 31 | 31 | 31 | 31
2005 | US | NPCC | - | - | DCSPU | Purchases | 3255 | 643 | 543 | 543 | 463 | 463 | 456 | 456 | 456 | 456 | 456
2005 | US | NPCC | - | - | DCSSA | Sales | 929 | 305 | 305 | 305 | 305 | 305 | 298 | 298 | 298 | 298 | 298
2005 | US | NPCC | - | - | DCSST | Standby Demand | 0 | 0 | 0 | 0 | 0 | 0 | 0 | 0 | 0 | 0 | 0
2005 | US | NPCC | - | - | DCSTI | Projected Total Internal Demand | 52549 | 58315 | 59370 | 60190 | 61080 | 61915 | 62765 | 63630 | 64400 | 65025 | 65600
2005 | US | NPCC | - | - | DCSUC | Uncommitted Resources (Operable) | 0 | 0 | 0 | 0 | 0 | 0 | 0 | 0 | 0 | 0 | 0
2005 | US | NPCC | New England | New England | CST | Total Capacity | 31095 | 30912 | 31101 | 31746 | 32281 | 32281 | 32281 | 32281 | 32281 | 32281 | 32281
2005 | US | NPCC | New England | New England | DCSCC | Subtotal Committed Capacity | 31064 | 30881 | 31070 | 31715 | 32250 | 32250 | 32250 | 32250 | 32250 | 32250 | 32250
2005 | US | NPCC | New England | New England | DCSDGG | Distributed Generator Capacity >= 1 MW | 0 | 0 | 0 | 0 | 0 | 0 | 0 | 0 | 0 | 0 | 0
2005 | US | NPCC | New England | New England | DCSDGL | Distributed Generator Capacity < 1 MW | 0 | 0 | 0 | 0 | 0 | 0 | 0 | 0 | 0 | 0 | 0
2005 | US | NPCC | New England | New England | DCSFP | Full-Responsibility Purchases (portion of total purchases) | 0 | 0 | 0 | 0 | 0 | 0 | 0 | 0 | 0 | 0 | 0
2005 | US | NPCC | New England | New England | DCSFS | Full-Responsibility Sales (portion of total sales) | 0 | 0 | 0 | 0 | 0 | 0 | 0 | 0 | 0 | 0 | 0
2005 | US | NPCC | New England | New England | DCSGL | Generator Capacity <1MW | 31 | 31 | 31 | 31 | 31 | 31 | 31 | 31 | 31 | 31 | 31
2005 | US | NPCC | New England | New England | DCSIN | Internal Demand | 24116 | 26355 | 26970 | 27350 | 27750 | 28145 | 28565 | 29050 | 29500 | 29845 | 30180
2005 | US | NPCC | New England | New England | DCSIT | Interruptible Demand | 317 | 317 | 317 | 317 | 317 | 317 | 317 | 317 | 317 | 317 | 317
2005 | US | NPCC | New England | New England | DCSLM | Direct Control Load Management | 0 | 0 | 0 | 0 | 0 | 0 | 0 | 0 | 0 | 0 | 0
2005 | US | NPCC | New England | New England | DCSNC | Net Capacity Resources | 31144 | 31475 | 31564 | 32208 | 32744 | 32744 | 32737 | 32737 | 32737 | 32737 | 32737
2005 | US | NPCC | New England | New England | DCSNGC | Total Net Generator Capacity | 31095 | 30912 | 31101 | 31746 | 32281 | 32281 | 32281 | 32281 | 32281 | 32281 | 32281
2005 | US | NPCC | New England | New England | DCSNI | Projected Net Internal Demand | 23799 | 26038 | 26653 | 27033 | 27433 | 27828 | 28248 | 28733 | 29183 | 29528 | 29863
2005 | US | NPCC | New England | New England | DCSOTL | Other Capacity < 1 MW | 31 | 31 | 31 | 31 | 31 | 31 | 31 | 31 | 31 | 31 | 31
2005 | US | NPCC | New England | New England | DCSPU | Purchases | 672 | 563 | 463 | 463 | 463 | 463 | 456 | 456 | 456 | 456 | 456
2005 | US | NPCC | New England | New England | DCSSA | Sales | 623 | 0 | 0 | 0 | 0 | 0 | 0 | 0 | 0 | 0 | 0
2005 | US | NPCC | New England | New England | DCSST | Standby Demand | 0 | 0 | 0 | 0 | 0 | 0 | 0 | 0 | 0 | 0 | 0
2005 | US | NPCC | New England | New England | DCSTI | Projected Total Internal Demand | 24116 | 26355 | 26970 | 27350 | 27750 | 28145 | 28565 | 29050 | 29500 | 29845 | 30180
2005 | US | NPCC | New England | New England | DCSUC | Uncommitted Resources (Operable) | 0 | 0 | 0 | 0 | 0 | 0 | 0 | 0 | 0 | 0 | 0
2005 | US | NPCC | New York | New York | CST | Total Capacity | 38113 | 37549 | 38579 | 39403 | 38687 | 38207 | 37322 | 37322 | 37322 | 37322 | 37322
2005 | US | NPCC | New York | New York | DCSCC | Subtotal Committed Capacity | 38111 | 37548 | 38578 | 39403 | 38687 | 38206 | 37321 | 37321 | 37321 | 37321 | 37321
2005 | US | NPCC | New York | New York | DCSDGG | Distributed Generator Capacity >= 1 MW | 0 | 0 | 0 | 0 | 0 | 0 | 0 | 0 | 0 | 0 | 0
2005 | US | NPCC | New York | New York | DCSDGL | Distributed Generator Capacity < 1 MW | 0 | 0 | 0 | 0 | 0 | 0 | 0 | 0 | 0 | 0 | 0
2005 | US | NPCC | New York | New York | DCSFP | Full-Responsibility Purchases (portion of total purchases) | 2583 | 80 | 80 | 80 | 0 | 0 | 0 | 0 | 0 | 0 | 0
2005 | US | NPCC | New York | New York | DCSFS | Full-Responsibility Sales (portion of total sales) | 306 | 305 | 305 | 305 | 305 | 305 | 298 | 298 | 298 | 298 | 298
2005 | US | NPCC | New York | New York | DCSGL | Generator Capacity <1MW | 0 | 0 | 0 | 0 | 0 | 0 | 0 | 0 | 0 | 0 | 0
2005 | US | NPCC | New York | New York | DCSIN | Internal Demand | 28433 | 31960 | 32400 | 32840 | 33330 | 33770 | 34200 | 34580 | 34900 | 35180 | 35420
2005 | US | NPCC | New York | New York | DCSIT | Interruptible Demand | 652 | 975 | 975 | 975 | 975 | 975 | 975 | 975 | 975 | 975 | 975
2005 | US | NPCC | New York | New York | DCSLM | Direct Control Load Management | 0 | 0 | 0 | 0 | 0 | 0 | 0 | 0 | 0 | 0 | 0
2005 | US | NPCC | New York | New York | DCSNC | Net Capacity Resources | 40388 | 37323 | 38353 | 39178 | 38382 | 37901 | 37023 | 37023 | 37023 | 37023 | 37023
2005 | US | NPCC | New York | New York | DCSNGC | Total Net Generator Capacity | 38111 | 37548 | 38578 | 39403 | 38687 | 38206 | 37321 | 37321 | 37321 | 37321 | 37321
2005 | US | NPCC | New York | New York | DCSNI | Projected Net Internal Demand | 27781 | 30985 | 31425 | 31865 | 32355 | 32795 | 33225 | 33605 | 33925 | 34205 | 34445
2005 | US | NPCC | New York | New York | DCSOTL | Other Capacity < 1 MW | 0 | 0 | 0 | 0 | 0 | 0 | 0 | 0 | 0 | 0 | 0
2005 | US | NPCC | New York | New York | DCSPU | Purchases | 2583 | 80 | 80 | 80 | 0 | 0 | 0 | 0 | 0 | 0 | 0
2005 | US | NPCC | New York | New York | DCSSA | Sales | 306 | 305 | 305 | 305 | 305 | 305 | 298 | 298 | 298 | 298 | 298
2005 | US | NPCC | New York | New York | DCSST | Standby Demand | 0 | 0 | 0 | 0 | 0 | 0 | 0 | 0 | 0 | 0 | 0
2005 | US | NPCC | New York | New York | DCSTI | Projected Total Internal Demand | 28433 | 31960 | 32400 | 32840 | 33330 | 33770 | 34200 | 34580 | 34900 | 35180 | 35420
2005 | US | NPCC | New York | New York | DCSUC | Uncommitted Resources (Operable) | 0 | 0 | 0 | 0 | 0 | 0 | 0 | 0 | 0 | 0 | 0
2005 | US | SERC | - | - | CST | Total Capacity | 171719 | 174215 | 174434 | 176586 | 177742 | 179474 | 180456 | 183655 | 185402 | 187078 | 188302
2005 | US | SERC | - | - | DCSCC | Subtotal Committed Capacity | 170221 | 172717 | 172936 | 176153 | 177309 | 179041 | 180023 | 183222 | 184969 | 186645 | 187869
2005 | US | SERC | - | - | DCSDGG | Distributed Generator Capacity >= 1 MW | 0 | 0 | 0 | 0 | 0 | 0 | 0 | 0 | 0 | 0 | 0
2005 | US | SERC | - | - | DCSDGL | Distributed Generator Capacity < 1 MW | 0 | 0 | 0 | 0 | 0 | 0 | 0 | 0 | 0 | 0 | 0
2005 | US | SERC | - | - | DCSFP | Full-Responsibility Purchases (portion of total purchases) | 0 | 0 | 0 | 0 | 0 | 0 | 0 | 0 | 0 | 0 | 0
2005 | US | SERC | - | - | DCSFS | Full-Responsibility Sales (portion of total sales) | 0 | 0 | 0 | 0 | 0 | 0 | 0 | 0 | 0 | 0 | 0
2005 | US | SERC | - | - | DCSGL | Generator Capacity <1MW | 0 | 0 | 0 | 0 | 0 | 0 | 0 | 0 | 0 | 0 | 0
2005 | US | SERC | - | - | DCSIN | Internal Demand | 157615 | 165144 | 168565 | 173410 | 176862 | 180305 | 183647 | 187627 | 191673 | 195942 | 199047
2005 | US | SERC | - | - | DCSIT | Interruptible Demand | 4104 | 4145 | 4085 | 3906 | 3902 | 3908 | 3904 | 3915 | 3921 | 3938 | 3954
2005 | US | SERC | - | - | DCSLM | Direct Control Load Management | 487 | 900 | 901 | 902 | 902 | 902 | 899 | 897 | 894 | 894 | 892
2005 | US | SERC | - | - | DCSNC | Net Capacity Resources | 182861 | 183152 | 182569 | 184522 | 186711 | 190275 | 193909 | 198232 | 201412 | 204463 | 207062
2005 | US | SERC | - | - | DCSNGC | Total Net Generator Capacity | 170221 | 172717 | 172936 | 176153 | 177309 | 179041 | 180023 | 183222 | 184969 | 186645 | 187869
2005 | US | SERC | - | - | DCSNI | Projected Net Internal Demand | 153024 | 160099 | 163579 | 168602 | 172058 | 175495 | 178844 | 182815 | 186858 | 191110 | 194201
2005 | US | SERC | - | - | DCSOTL | Other Capacity < 1 MW | 0 | 0 | 0 | 0 | 0 | 0 | 0 | 0 | 0 | 0 | 0
2005 | US | SERC | - | - | DCSPU | Purchases | 15080 | 13939 | 12911 | 11632 | 12480 | 14313 | 16774 | 17898 | 19332 | 20707 | 22083
2005 | US | SERC | - | - | DCSSA | Sales | 2440 | 3504 | 3278 | 3263 | 3078 | 3079 | 2888 | 2888 | 2889 | 2889 | 2890
2005 | US | SERC | - | - | DCSST | Standby Demand | 0 | 0 | 0 | 0 | 0 | 0 | 0 | 0 | 0 | 0 | 0
2005 | US | SERC | - | - | DCSTI | Projected Total Internal Demand | 157615 | 165144 | 168565 | 173410 | 176862 | 180305 | 183647 | 187627 | 191673 | 195942 | 199047
2005 | US | SERC | - | - | DCSUC | Uncommitted Resources (Operable) | 38574 | 42022 | 41027 | 41740 | 42438 | 38392 | 32993 | 33504 | 29868 | 28083 | 26553
2005 | US | SERC | Central | - | CST | Total Capacity | 31901 | 31949 | 32050 | 32205 | 32376 | 32388 | 32411 | 32680 | 33451 | 34434 | 34932
2005 | US | SERC | Central | - | DCSCC | Subtotal Committed Capacity | 30612 | 30660 | 30761 | 31981 | 32152 | 32164 | 32187 | 32456 | 33227 | 34210 | 34708
2005 | US | SERC | Central | - | DCSDGG | Distributed Generator Capacity >= 1 MW | 0 | 0 | 0 | 0 | 0 | 0 | 0 | 0 | 0 | 0 | 0
2005 | US | SERC | Central | - | DCSDGL | Distributed Generator Capacity < 1 MW | 0 | 0 | 0 | 0 | 0 | 0 | 0 | 0 | 0 | 0 | 0
2005 | US | SERC | Central | - | DCSFP | Full-Responsibility Purchases (portion of total purchases) | 0 | 0 | 0 | 0 | 0 | 0 | 0 | 0 | 0 | 0 | 0
2005 | US | SERC | Central | - | DCSFS | Full-Responsibility Sales (portion of total sales) | 0 | 0 | 0 | 0 | 0 | 0 | 0 | 0 | 0 | 0 | 0
2005 | US | SERC | Central | - | DCSGL | Generator Capacity <1MW | 0 | 0 | 0 | 0 | 0 | 0 | 0 | 0 | 0 | 0 | 0
2005 | US | SERC | Central | - | DCSIN | Internal Demand | 30063 | 31119 | 31757 | 32411 | 32848 | 33641 | 34176 | 35035 | 35938 | 36827 | 37590
2005 | US | SERC | Central | - | DCSIT | Interruptible Demand | 2222 | 2222 | 2155 | 1987 | 1981 | 1992 | 2002 | 2013 | 2024 | 2035 | 2046
2005 | US | SERC | Central | - | DCSLM | Direct Control Load Management | 0 | 0 | 0 | 0 | 0 | 0 | 0 | 0 | 0 | 0 | 0
2005 | US | SERC | Central | - | DCSNC | Net Capacity Resources | 32444 | 32522 | 32763 | 33236 | 33660 | 34675 | 35201 | 36973 | 37996 | 38982 | 39733
2005 | US | SERC | Central | - | DCSNGC | Total Net Generator Capacity | 30612 | 30660 | 30761 | 31981 | 32152 | 32164 | 32187 | 32456 | 33227 | 34210 | 34708
2005 | US | SERC | Central | - | DCSNI | Projected Net Internal Demand | 27841 | 28897 | 29602 | 30424 | 30867 | 31649 | 32174 | 33022 | 33914 | 34792 | 35544
2005 | US | SERC | Central | - | DCSOTL | Other Capacity < 1 MW | 0 | 0 | 0 | 0 | 0 | 0 | 0 | 0 | 0 | 0 | 0
2005 | US | SERC | Central | - | DCSPU | Purchases | 2307 | 2337 | 2477 | 1730 | 1983 | 2986 | 3489 | 4992 | 5244 | 5247 | 5500
2005 | US | SERC | Central | - | DCSSA | Sales | 475 | 475 | 475 | 475 | 475 | 475 | 475 | 475 | 475 | 475 | 475
2005 | US | SERC | Central | - | DCSST | Standby Demand | 0 | 0 | 0 | 0 | 0 | 0 | 0 | 0 | 0 | 0 | 0
2005 | US | SERC | Central | - | DCSTI | Projected Total Internal Demand | 30063 | 31119 | 31757 | 32411 | 32848 | 33641 | 34176 | 35035 | 35938 | 36827 | 37590
2005 | US | SERC | Central | - | DCSUC | Uncommitted Resources (Operable) | 8705 | 9372 | 9149 | 8584 | 8334 | 7333 | 6833 | 5333 | 5083 | 5083 | 4833
2005 | US | SERC | Delta | - | CST | Total Capacity | 27258 | 27558 | 27558 | 28138 | 28138 | 28138 | 28817 | 29442 | 29442 | 29442 | 29442
2005 | US | SERC | Delta | - | DCSCC | Subtotal Committed Capacity | 27121 | 27421 | 27421 | 28001 | 28001 | 28001 | 28680 | 29305 | 29305 | 29305 | 29305
2005 | US | SERC | Delta | - | DCSDGG | Distributed Generator Capacity >= 1 MW | 0 | 0 | 0 | 0 | 0 | 0 | 0 | 0 | 0 | 0 | 0
2005 | US | SERC | Delta | - | DCSDGL | Distributed Generator Capacity < 1 MW | 0 | 0 | 0 | 0 | 0 | 0 | 0 | 0 | 0 | 0 | 0
2005 | US | SERC | Delta | - | DCSFP | Full-Responsibility Purchases (portion of total purchases) | 0 | 0 | 0 | 0 | 0 | 0 | 0 | 0 | 0 | 0 | 0
2005 | US | SERC | Delta | - | DCSFS | Full-Responsibility Sales (portion of total sales) | 0 | 0 | 0 | 0 | 0 | 0 | 0 | 0 | 0 | 0 | 0
2005 | US | SERC | Delta | - | DCSGL | Generator Capacity <1MW | 0 | 0 | 0 | 0 | 0 | 0 | 0 | 0 | 0 | 0 | 0
2005 | US | SERC | Delta | - | DCSIN | Internal Demand | 26877 | 28018 | 28360 | 28858 | 29422 | 29654 | 30090 | 30742 | 31281 | 31990 | 31683
2005 | US | SERC | Delta | - | DCSIT | Interruptible Demand | 403 | 422 | 435 | 430 | 439 | 442 | 434 | 441 | 443 | 455 | 459
2005 | US | SERC | Delta | - | DCSLM | Direct Control Load Management | 30 | 30 | 30 | 30 | 30 | 30 | 30 | 30 | 30 | 30 | 30
2005 | US | SERC | Delta | - | DCSNC | Net Capacity Resources | 30426 | 30797 | 29401 | 29596 | 29652 | 29732 | 30436 | 31066 | 31071 | 31076 | 31081
2005 | US | SERC | Delta | - | DCSNGC | Total Net Generator Capacity | 27121 | 27421 | 27421 | 28001 | 28001 | 28001 | 28680 | 29305 | 29305 | 29305 | 29305
2005 | US | SERC | Delta | - | DCSNI | Projected Net Internal Demand | 26444 | 27566 | 27895 | 28398 | 28953 | 29182 | 29626 | 30271 | 30808 | 31505 | 31194
2005 | US | SERC | Delta | - | DCSOTL | Other Capacity < 1 MW | 0 | 0 | 0 | 0 | 0 | 0 | 0 | 0 | 0 | 0 | 0
2005 | US | SERC | Delta | - | DCSPU | Purchases | 3653 | 3574 | 2178 | 1793 | 1798 | 1803 | 1808 | 1813 | 1818 | 1823 | 1828
2005 | US | SERC | Delta | - | DCSSA | Sales | 348 | 198 | 198 | 198 | 147 | 72 | 52 | 52 | 52 | 52 | 52
2005 | US | SERC | Delta | - | DCSST | Standby Demand | 0 | 0 | 0 | 0 | 0 | 0 | 0 | 0 | 0 | 0 | 0
2005 | US | SERC | Delta | - | DCSTI | Projected Total Internal Demand | 26877 | 28018 | 28360 | 28858 | 29422 | 29654 | 30090 | 30742 | 31281 | 31990 | 31683
2005 | US | SERC | Delta | - | DCSUC | Uncommitted Resources (Operable) | 16355 | 19882 | 21823 | 21382 | 21590 | 22215 | 20382 | 21442 | 20482 | 19882 | 19882
2005 | US | SERC | Southeastern | - | CST | Total Capacity | 51461 | 52549 | 52565 | 52548 | 52562 | 52824 | 52103 | 52972 | 52867 | 52535 | 52182
2005 | US | SERC | Southeastern | - | DCSCC | Subtotal Committed Capacity | 51452 | 52540 | 52556 | 52539 | 52553 | 52815 | 52094 | 52963 | 52858 | 52526 | 52173
2005 | US | SERC | Southeastern | - | DCSDGG | Distributed Generator Capacity >= 1 MW | 0 | 0 | 0 | 0 | 0 | 0 | 0 | 0 | 0 | 0 | 0
2005 | US | SERC | Southeastern | - | DCSDGL | Distributed Generator Capacity < 1 MW | 0 | 0 | 0 | 0 | 0 | 0 | 0 | 0 | 0 | 0 | 0
2005 | US | SERC | Southeastern | - | DCSFP | Full-Responsibility Purchases (portion of total purchases) | 0 | 0 | 0 | 0 | 0 | 0 | 0 | 0 | 0 | 0 | 0
2005 | US | SERC | Southeastern | - | DCSFS | Full-Responsibility Sales (portion of total sales) | 0 | 0 | 0 | 0 | 0 | 0 | 0 | 0 | 0 | 0 | 0
2005 | US | SERC | Southeastern | - | DCSGL | Generator Capacity <1MW | 0 | 0 | 0 | 0 | 0 | 0 | 0 | 0 | 0 | 0 | 0
2005 | US | SERC | Southeastern | - | DCSIN | Internal Demand | 45171 | 46960 | 48312 | 49629 | 50857 | 52066 | 53240 | 54448 | 55772 | 57151 | 58492
2005 | US | SERC | Southeastern | - | DCSIT | Interruptible Demand | 138 | 138 | 138 | 138 | 138 | 138 | 138 | 138 | 138 | 138 | 138
2005 | US | SERC | Southeastern | - | DCSLM | Direct Control Load Management | 0 | 0 | 0 | 0 | 0 | 0 | 0 | 0 | 0 | 0 | 0
2005 | US | SERC | Southeastern | - | DCSNC | Net Capacity Resources | 52738 | 53031 | 53233 | 53244 | 53801 | 54628 | 56319 | 57601 | 58546 | 59514 | 60231
2005 | US | SERC | Southeastern | - | DCSNGC | Total Net Generator Capacity | 51452 | 52540 | 52556 | 52539 | 52553 | 52815 | 52094 | 52963 | 52858 | 52526 | 52173
2005 | US | SERC | Southeastern | - | DCSNI | Projected Net Internal Demand | 45033 | 46822 | 48174 | 49491 | 50719 | 51928 | 53102 | 54310 | 55634 | 57013 | 58354
2005 | US | SERC | Southeastern | - | DCSOTL | Other Capacity < 1 MW | 0 | 0 | 0 | 0 | 0 | 0 | 0 | 0 | 0 | 0 | 0
2005 | US | SERC | Southeastern | - | DCSPU | Purchases | 3064 | 3088 | 3049 | 3111 | 3654 | 4219 | 6460 | 6823 | 7873 | 9173 | 10243
2005 | US | SERC | Southeastern | - | DCSSA | Sales | 1778 | 2597 | 2372 | 2406 | 2406 | 2406 | 2235 | 2185 | 2185 | 2185 | 2185
2005 | US | SERC | Southeastern | - | DCSST | Standby Demand | 0 | 0 | 0 | 0 | 0 | 0 | 0 | 0 | 0 | 0 | 0
2005 | US | SERC | Southeastern | - | DCSTI | Projected Total Internal Demand | 45171 | 46960 | 48312 | 49629 | 50857 | 52066 | 53240 | 54448 | 55772 | 57151 | 58492
2005 | US | SERC | Southeastern | - | DCSUC | Uncommitted Resources (Operable) | 9048 | 8581 | 8651 | 8594 | 9318 | 6696 | 4143 | 4182 | 2564 | 1412 | 194
2005 | US | SERC | VACAR | - | CST | Total Capacity | 61099 | 62159 | 62261 | 63695 | 64666 | 66124 | 67125 | 68561 | 69642 | 70667 | 71746
2005 | US | SERC | VACAR | - | DCSCC | Subtotal Committed Capacity | 61036 | 62096 | 62198 | 63632 | 64603 | 66061 | 67062 | 68498 | 69579 | 70604 | 71683
2005 | US | SERC | VACAR | - | DCSDGG | Distributed Generator Capacity >= 1 MW | 0 | 0 | 0 | 0 | 0 | 0 | 0 | 0 | 0 | 0 | 0
2005 | US | SERC | VACAR | - | DCSDGL | Distributed Generator Capacity < 1 MW | 0 | 0 | 0 | 0 | 0 | 0 | 0 | 0 | 0 | 0 | 0
2005 | US | SERC | VACAR | - | DCSFP | Full-Responsibility Purchases (portion of total purchases) | 0 | 0 | 0 | 0 | 0 | 0 | 0 | 0 | 0 | 0 | 0
2005 | US | SERC | VACAR | - | DCSFS | Full-Responsibility Sales (portion of total sales) | 0 | 0 | 0 | 0 | 0 | 0 | 0 | 0 | 0 | 0 | 0
2005 | US | SERC | VACAR | - | DCSGL | Generator Capacity <1MW | 0 | 0 | 0 | 0 | 0 | 0 | 0 | 0 | 0 | 0 | 0
2005 | US | SERC | VACAR | - | DCSIN | Internal Demand | 55504 | 60122 | 61224 | 62512 | 63735 | 64944 | 66141 | 67402 | 68682 | 69974 | 71282
2005 | US | SERC | VACAR | - | DCSIT | Interruptible Demand | 1341 | 1363 | 1357 | 1351 | 1344 | 1336 | 1330 | 1323 | 1316 | 1310 | 1311
2005 | US | SERC | VACAR | - | DCSLM | Direct Control Load Management | 457 | 870 | 871 | 872 | 872 | 872 | 869 | 867 | 864 | 864 | 862
2005 | US | SERC | VACAR | - | DCSNC | Net Capacity Resources | 67253 | 66802 | 67172 | 68446 | 69598 | 71240 | 71953 | 72592 | 73799 | 74891 | 76017
2005 | US | SERC | VACAR | - | DCSNGC | Total Net Generator Capacity | 61036 | 62096 | 62198 | 63632 | 64603 | 66061 | 67062 | 68498 | 69579 | 70604 | 71683
2005 | US | SERC | VACAR | - | DCSNI | Projected Net Internal Demand | 53706 | 57889 | 58996 | 60289 | 61519 | 62736 | 63942 | 65212 | 66502 | 67800 | 69109
2005 | US | SERC | VACAR | - | DCSOTL | Other Capacity < 1 MW | 0 | 0 | 0 | 0 | 0 | 0 | 0 | 0 | 0 | 0 | 0
2005 | US | SERC | VACAR | - | DCSPU | Purchases | 7164 | 5765 | 5807 | 5648 | 5695 | 5880 | 5592 | 4795 | 4922 | 4989 | 5037
2005 | US | SERC | VACAR | - | DCSSA | Sales | 947 | 1059 | 833 | 834 | 700 | 701 | 701 | 701 | 702 | 702 | 703
2005 | US | SERC | VACAR | - | DCSST | Standby Demand | 0 | 0 | 0 | 0 | 0 | 0 | 0 | 0 | 0 | 0 | 0
2005 | US | SERC | VACAR | - | DCSTI | Projected Total Internal Demand | 55504 | 60122 | 61224 | 62512 | 63735 | 64944 | 66141 | 67402 | 68682 | 69974 | 71282
2005 | US | SERC | VACAR | - | DCSUC | Uncommitted Resources (Operable) | 4466 | 4187 | 1404 | 3180 | 3196 | 2148 | 1635 | 2547 | 1739 | 1706 | 1644
2005 | US | SPP | - | - | CST | Total Capacity | 47526 | 47821 | 48078 | 48937 | 49349 | 49678 | 50983 | 51584 | 52549 | 52699 | 53134
2005 | US | SPP | - | - | DCSCC | Subtotal Committed Capacity | 45239 | 45934 | 46191 | 47038 | 47451 | 47779 | 49084 | 49685 | 50650 | 50800 | 51315
2005 | US | SPP | - | - | DCSDGG | Distributed Generator Capacity >= 1 MW | 358 | 370 | 375 | 375 | 375 | 375 | 375 | 375 | 375 | 375 | 375
2005 | US | SPP | - | - | DCSDGL | Distributed Generator Capacity < 1 MW | 3 | 3 | 3 | 3 | 3 | 3 | 3 | 3 | 3 | 3 | 3
2005 | US | SPP | - | - | DCSFP | Full-Responsibility Purchases (portion of total purchases) | 3152 | 2313 | 2425 | 2397 | 2356 | 2231 | 2263 | 2161 | 2174 | 2136 | 1999
2005 | US | SPP | - | - | DCSFS | Full-Responsibility Sales (portion of total sales) | 2010 | 2093 | 1975 | 1912 | 1914 | 1912 | 2214 | 2201 | 2204 | 2206 | 2209
2005 | US | SPP | - | - | DCSGL | Generator Capacity <1MW | 3 | 3 | 3 | 3 | 3 | 3 | 3 | 3 | 3 | 3 | 3
2005 | US | SPP | - | - | DCSIN | Internal Demand | 40106 | 41369 | 42196 | 42893 | 43465 | 44312 | 45274 | 45579 | 45995 | 46842 | 47659
2005 | US | SPP | - | - | DCSIT | Interruptible Demand | 710 | 888 | 898 | 903 | 919 | 947 | 943 | 944 | 945 | 946 | 947
2005 | US | SPP | - | - | DCSLM | Direct Control Load Management | 13 | 32 | 36 | 40 | 48 | 60 | 61 | 61 | 61 | 61 | 61
2005 | US | SPP | - | - | DCSNC | Net Capacity Resources | 48000 | 47972 | 48710 | 49243 | 49599 | 49767 | 50859 | 51289 | 52018 | 52268 | 52758
2005 | US | SPP | - | - | DCSNGC | Total Net Generator Capacity | 45242 | 45937 | 46194 | 47041 | 47454 | 47782 | 49087 | 49688 | 50653 | 50803 | 51318
2005 | US | SPP | - | - | DCSNI | Projected Net Internal Demand | 39383 | 40449 | 41262 | 41950 | 42498 | 43305 | 44270 | 44574 | 44989 | 45835 | 46651
2005 | US | SPP | - | - | DCSOTL | Other Capacity < 1 MW | 0 | 0 | 0 | 0 | 0 | 0 | 0 | 0 | 0 | 0 | 0
2005 | US | SPP | - | - | DCSPU | Purchases | 4958 | 4318 | 4659 | 4282 | 4264 | 4067 | 4245 | 3999 | 4095 | 4317 | 4228
2005 | US | SPP | - | - | DCSSA | Sales | 2200 | 2283 | 2143 | 2080 | 2119 | 2082 | 2473 | 2398 | 2730 | 2852 | 2788
2005 | US | SPP | - | - | DCSST | Standby Demand | 0 | 0 | 0 | 0 | 0 | 0 | 0 | 0 | 0 | 0 | 0
2005 | US | SPP | - | - | DCSTI | Projected Total Internal Demand | 40106 | 41369 | 42196 | 42893 | 43465 | 44312 | 45274 | 45579 | 45995 | 46842 | 47659
2005 | US | SPP | - | - | DCSUC | Uncommitted Resources (Operable) | 9271 | 9271 | 9271 | 9271 | 9271 | 9271 | 9271 | 9271 | 9271 | 9271 | 9271
2005 | US | WECC | - | - | CST | Total Capacity | 166197 | 162913 | 168618 | 172737 | 177941 | 179275 | 181280 | 181820 | 181867 | 182130 | 182844
2005 | US | WECC | - | - | DCSCC | Subtotal Committed Capacity | 154804 | 160893 | 166596 | 170807 | 175929 | 177263 | 179099 | 179807 | 179855 | 180200 | 180929
2005 | US | WECC | - | - | DCSDGG | Distributed Generator Capacity >= 1 MW | 0 | 0 | 0 | 0 | 0 | 0 | 0 | 0 | 0 | 0 | 0
2005 | US | WECC | - | - | DCSDGL | Distributed Generator Capacity < 1 MW | 0 | 0 | 0 | 0 | 0 | 0 | 0 | 0 | 0 | 0 | 0
2005 | US | WECC | - | - | DCSFP | Full-Responsibility Purchases (portion of total purchases) | 855 | 656 | 571 | 573 | 571 | 567 | 576 | 434 | 441 | 447 | 506
2005 | US | WECC | - | - | DCSFS | Full-Responsibility Sales (portion of total sales) | 204 | 221 | 221 | 221 | 195 | 195 | 195 | 195 | 195 | 195 | 195
2005 | US | WECC | - | - | DCSGL | Generator Capacity <1MW | 0 | 0 | 0 | 0 | 0 | 0 | 0 | 0 | 0 | 0 | 0
2005 | US | WECC | - | - | DCSIN | Internal Demand | 123136 | 127935 | 131128 | 134784 | 138117 | 141518 | 144887 | 148302 | 151583 | 155137 | 158698
2005 | US | WECC | - | - | DCSIT | Interruptible Demand | 1764 | 1946 | 1910 | 1912 | 1914 | 1922 | 1922 | 1923 | 1924 | 1925 | 1926
2005 | US | WECC | - | - | DCSLM | Direct Control Load Management | 167 | 514 | 526 | 538 | 548 | 549 | 548 | 548 | 548 | 549 | 549
2005 | US | WECC | - | - | DCSNC | Net Capacity Resources | 155455 | 161328 | 166946 | 171159 | 176305 | 177635 | 179480 | 180046 | 180101 | 180452 | 181240
2005 | US | WECC | - | - | DCSNGC | Total Net Generator Capacity | 154804 | 160893 | 166596 | 170807 | 175929 | 177263 | 179099 | 179807 | 179855 | 180200 | 180929
2005 | US | WECC | - | - | DCSNI | Projected Net Internal Demand | 121205 | 125475 | 128692 | 132334 | 135655 | 139047 | 142417 | 145831 | 149111 | 152663 | 156223
2005 | US | WECC | - | - | DCSOTL | Other Capacity < 1 MW | 0 | 0 | 0 | 0 | 0 | 0 | 0 | 0 | 0 | 0 | 0
2005 | US | WECC | - | - | DCSPU | Purchases | 855 | 656 | 571 | 573 | 571 | 567 | 576 | 434 | 441 | 447 | 506
2005 | US | WECC | - | - | DCSSA | Sales | 204 | 221 | 221 | 221 | 195 | 195 | 195 | 195 | 195 | 195 | 195
2005 | US | WECC | - | - | DCSST | Standby Demand | 0 | 0 | 0 | 0 | 0 | 0 | 0 | 0 | 0 | 0 | 0
2005 | US | WECC | - | - | DCSTI | Projected Total Internal Demand | 123136 | 127935 | 131128 | 134784 | 138117 | 141518 | 144887 | 148302 | 151583 | 155137 | 158698
2005 | US | WECC | - | - | DCSUC | Uncommitted Resources (Operable) | 0 | 0 | 0 | 0 | 0 | 0 | 0 | 0 | 0 | 0 | 0
2005 | US | WECC | AZN | - | CST | Total Capacity | 37672 | 37638 | 40182 | 41394 | 42082 | 42650 | 42949 | 42913 | 42959 | 43223 | 43360
2005 | US | WECC | AZN | - | DCSCC | Subtotal Committed Capacity | 37344 | 37607 | 40151 | 41363 | 42051 | 42619 | 42918 | 42882 | 42928 | 43192 | 43329
2005 | US | WECC | AZN | - | DCSDGG | Distributed Generator Capacity >= 1 MW | 0 | 0 | 0 | 0 | 0 | 0 | 0 | 0 | 0 | 0 | 0
2005 | US | WECC | AZN | - | DCSDGL | Distributed Generator Capacity < 1 MW | 0 | 0 | 0 | 0 | 0 | 0 | 0 | 0 | 0 | 0 | 0
2005 | US | WECC | AZN | - | DCSFP | Full-Responsibility Purchases (portion of total purchases) | 2963 | 1781 | 1202 | 1152 | 1152 | 1152 | 1152 | 1002 | 1002 | 1002 | 1326
2005 | US | WECC | AZN | - | DCSFS | Full-Responsibility Sales (portion of total sales) | 6195 | 5106 | 5105 | 5255 | 5274 | 5274 | 5274 | 5274 | 5274 | 5274 | 5274
2005 | US | WECC | AZN | - | DCSGL | Generator Capacity <1MW | 0 | 0 | 0 | 0 | 0 | 0 | 0 | 0 | 0 | 0 | 0
2005 | US | WECC | AZN | - | DCSIN | Internal Demand | 25634 | 26972 | 27880 | 28778 | 29706 | 30654 | 31624 | 32512 | 33313 | 34211 | 35060
2005 | US | WECC | AZN | - | DCSIT | Interruptible Demand | 219 | 280 | 252 | 251 | 253 | 254 | 254 | 255 | 256 | 257 | 258
2005 | US | WECC | AZN | - | DCSLM | Direct Control Load Management | 0 | 1 | 2 | 3 | 2 | 3 | 2 | 2 | 2 | 3 | 3
2005 | US | WECC | AZN | - | DCSNC | Net Capacity Resources | 34112 | 34282 | 36248 | 37260 | 37929 | 38497 | 38796 | 38610 | 38656 | 38920 | 39381
2005 | US | WECC | AZN | - | DCSNGC | Total Net Generator Capacity | 37344 | 37607 | 40151 | 41363 | 42051 | 42619 | 42918 | 42882 | 42928 | 43192 | 43329
2005 | US | WECC | AZN | - | DCSNI | Projected Net Internal Demand | 25415 | 26691 | 27626 | 28524 | 29451 | 30397 | 31368 | 32255 | 33055 | 33951 | 34799
2005 | US | WECC | AZN | - | DCSOTL | Other Capacity < 1 MW | 0 | 0 | 0 | 0 | 0 | 0 | 0 | 0 | 0 | 0 | 0
2005 | US | WECC | AZN | - | DCSPU | Purchases | 2963 | 1781 | 1202 | 1152 | 1152 | 1152 | 1152 | 1002 | 1002 | 1002 | 1326
2005 | US | WECC | AZN | - | DCSSA | Sales | 6195 | 5106 | 5105 | 5255 | 5274 | 5274 | 5274 | 5274 | 5274 | 5274 | 5274
2005 | US | WECC | AZN | - | DCSST | Standby Demand | 0 | 0 | 0 | 0 | 0 | 0 | 0 | 0 | 0 | 0 | 0
2005 | US | WECC | AZN | - | DCSTI | Projected Total Internal Demand | 25634 | 26972 | 27880 | 28778 | 29706 | 30654 | 31624 | 32512 | 33313 | 34211 | 35060
2005 | US | WECC | AZN | - | DCSUC | Uncommitted Resources (Operable) | 0 | 0 | 0 | 0 | 0 | 0 | 0 | 0 | 0 | 0 | 0
2005 | US | WECC | CNV | - | CST | Total Capacity | 59257 | 58560 | 59524 | 61333 | 62083 | 62083 | 62583 | 62583 | 62583 | 62583 | 63155
2005 | US | WECC | CNV | - | DCSCC | Subtotal Committed Capacity | 51502 | 56770 | 57945 | 59773 | 60523 | 60523 | 61023 | 61023 | 61023 | 61023 | 61595
2005 | US | WECC | CNV | - | DCSDGG | Distributed Generator Capacity >= 1 MW | 0 | 0 | 0 | 0 | 0 | 0 | 0 | 0 | 0 | 0 | 0
2005 | US | WECC | CNV | - | DCSDGL | Distributed Generator Capacity < 1 MW | 0 | 0 | 0 | 0 | 0 | 0 | 0 | 0 | 0 | 0 | 0
2005 | US | WECC | CNV | - | DCSFP | Full-Responsibility Purchases (portion of total purchases) | 5678 | 5355 | 5727 | 5547 | 6259 | 8064 | 9102 | 10672 | 12273 | 14061 | 15440
2005 | US | WECC | CNV | - | DCSFS | Full-Responsibility Sales (portion of total sales) | 1099 | 989 | 452 | 452 | 452 | 452 | 452 | 452 | 452 | 452 | 452
2005 | US | WECC | CNV | - | DCSGL | Generator Capacity <1MW | 0 | 0 | 0 | 0 | 0 | 0 | 0 | 0 | 0 | 0 | 0
2005 | US | WECC | CNV | - | DCSIN | Internal Demand | 54160 | 56242 | 57200 | 58472 | 59852 | 61252 | 62695 | 64157 | 65638 | 67148 | 68694
2005 | US | WECC | CNV | - | DCSIT | Interruptible Demand | 906 | 1352 | 1352 | 1352 | 1352 | 1352 | 1352 | 1352 | 1352 | 1352 | 1352
2005 | US | WECC | CNV | - | DCSLM | Direct Control Load Management | 449 | 458 | 458 | 458 | 458 | 458 | 458 | 458 | 458 | 458 | 458
2005 | US | WECC | CNV | - | DCSNC | Net Capacity Resources | 56081 | 61136 | 63220 | 64868 | 66330 | 68135 | 69673 | 71243 | 72844 | 74632 | 76583
2005 | US | WECC | CNV | - | DCSNGC | Total Net Generator Capacity | 51502 | 56770 | 57945 | 59773 | 60523 | 60523 | 61023 | 61023 | 61023 | 61023 | 61595
2005 | US | WECC | CNV | - | DCSNI | Projected Net Internal Demand | 52805 | 54432 | 55390 | 56662 | 58042 | 59442 | 60885 | 62347 | 63828 | 65338 | 66884
2005 | US | WECC | CNV | - | DCSOTL | Other Capacity < 1 MW | 0 | 0 | 0 | 0 | 0 | 0 | 0 | 0 | 0 | 0 | 0
2005 | US | WECC | CNV | - | DCSPU | Purchases | 5678 | 5355 | 5727 | 5547 | 6259 | 8064 | 9102 | 10672 | 12273 | 14061 | 15440
2005 | US | WECC | CNV | - | DCSSA | Sales | 1099 | 989 | 452 | 452 | 452 | 452 | 452 | 452 | 452 | 452 | 452
2005 | US | WECC | CNV | - | DCSST | Standby Demand | 0 | 0 | 0 | 0 | 0 | 0 | 0 | 0 | 0 | 0 | 0
2005 | US | WECC | CNV | - | DCSTI | Projected Total Internal Demand | 54160 | 56242 | 57200 | 58472 | 59852 | 61252 | 62695 | 64157 | 65638 | 67148 | 68694
2005 | US | WECC | CNV | - | DCSUC | Uncommitted Resources (Operable) | 0 | 0 | 0 | 0 | 0 | 0 | 0 | 0 | 0 | 0 | 0
2005 | US | WECC | NWPP | - | CST | Total Capacity | 56779 | 53090 | 55287 | 57434 | 61200 | 61966 | 62422 | 62998 | 62999 | 62998 | 63003
2005 | US | WECC | NWPP | - | DCSCC | Subtotal Committed Capacity | 53393 | 52873 | 54856 | 57095 | 60779 | 61545 | 61832 | 62576 | 62578 | 62659 | 62679
2005 | US | WECC | NWPP | - | DCSDGG | Distributed Generator Capacity >= 1 MW | 0 | 0 | 0 | 0 | 0 | 0 | 0 | 0 | 0 | 0 | 0
2005 | US | WECC | NWPP | - | DCSDGL | Distributed Generator Capacity < 1 MW | 0 | 0 | 0 | 0 | 0 | 0 | 0 | 0 | 0 | 0 | 0
2005 | US | WECC | NWPP | - | DCSFP | Full-Responsibility Purchases (portion of total purchases) | 1924 | 1786 | 1749 | 1749 | 1745 | 1734 | 1753 | 1759 | 1764 | 1769 | 1827
2005 | US | WECC | NWPP | - | DCSFS | Full-Responsibility Sales (portion of total sales) | 1950 | 2091 | 2091 | 1692 | 1624 | 1590 | 1506 | 1375 | 1339 | 1214 | 1214
2005 | US | WECC | NWPP | - | DCSGL | Generator Capacity <1MW | 0 | 0 | 0 | 0 | 0 | 0 | 0 | 0 | 0 | 0 | 0
2005 | US | WECC | NWPP | - | DCSIN | Internal Demand | 34868 | 34237 | 34982 | 36092 | 36835 | 37612 | 38286 | 39072 | 39765 | 40618 | 41437
2005 | US | WECC | NWPP | - | DCSIT | Interruptible Demand | 160 | 160 | 160 | 160 | 160 | 160 | 160 | 160 | 160 | 160 | 160
2005 | US | WECC | NWPP | - | DCSLM | Direct Control Load Management | 6 | 55 | 66 | 77 | 88 | 88 | 88 | 88 | 88 | 88 | 88
2005 | US | WECC | NWPP | - | DCSNC | Net Capacity Resources | 53367 | 52568 | 54514 | 57152 | 60900 | 61689 | 62079 | 62960 | 63003 | 63214 | 63292
2005 | US | WECC | NWPP | - | DCSNGC | Total Net Generator Capacity | 53393 | 52873 | 54856 | 57095 | 60779 | 61545 | 61832 | 62576 | 62578 | 62659 | 62679
2005 | US | WECC | NWPP | - | DCSNI | Projected Net Internal Demand | 34702 | 34022 | 34756 | 35855 | 36587 | 37364 | 38038 | 38824 | 39517 | 40370 | 41189
2005 | US | WECC | NWPP | - | DCSOTL | Other Capacity < 1 MW | 0 | 0 | 0 | 0 | 0 | 0 | 0 | 0 | 0 | 0 | 0
2005 | US | WECC | NWPP | - | DCSPU | Purchases | 1924 | 1786 | 1749 | 1749 | 1745 | 1734 | 1753 | 1759 | 1764 | 1769 | 1827
2005 | US | WECC | NWPP | - | DCSSA | Sales | 1950 | 2091 | 2091 | 1692 | 1624 | 1590 | 1506 | 1375 | 1339 | 1214 | 1214
2005 | US | WECC | NWPP | - | DCSST | Standby Demand | 0 | 0 | 0 | 0 | 0 | 0 | 0 | 0 | 0 | 0 | 0
2005 | US | WECC | NWPP | - | DCSTI | Projected Total Internal Demand | 34868 | 34237 | 34982 | 36092 | 36835 | 37612 | 38286 | 39072 | 39765 | 40618 | 41437
2005 | US | WECC | NWPP | - | DCSUC | Uncommitted Resources (Operable) | 0 | 0 | 0 | 0 | 0 | 0 | 0 | 0 | 0 | 0 | 0
2005 | US | WECC | RMPA | - | CST | Total Capacity | 12576 | 12576 | 12576 | 12576 | 12576 | 12576 | 13326 | 13326 | 13326 | 13326 | 13326
2005 | US | WECC | RMPA | - | DCSCC | Subtotal Committed Capacity | 12375 | 12576 | 12576 | 12576 | 12576 | 12576 | 13326 | 13326 | 13326 | 13326 | 13326
2005 | US | WECC | RMPA | - | DCSDGG | Distributed Generator Capacity >= 1 MW | 0 | 0 | 0 | 0 | 0 | 0 | 0 | 0 | 0 | 0 | 0
2005 | US | WECC | RMPA | - | DCSDGL | Distributed Generator Capacity < 1 MW | 0 | 0 | 0 | 0 | 0 | 0 | 0 | 0 | 0 | 0 | 0
2005 | US | WECC | RMPA | - | DCSFP | Full-Responsibility Purchases (portion of total purchases) | 854 | 823 | 1212 | 1550 | 1819 | 2118 | 1714 | 2039 | 2385 | 2719 | 3124
2005 | US | WECC | RMPA | - | DCSFS | Full-Responsibility Sales (portion of total sales) | 1000 | 1121 | 1084 | 1084 | 1054 | 1043 | 1062 | 1068 | 1073 | 1078 | 1081
2005 | US | WECC | RMPA | - | DCSGL | Generator Capacity <1MW | 0 | 0 | 0 | 0 | 0 | 0 | 0 | 0 | 0 | 0 | 0
2005 | US | WECC | RMPA | - | DCSIN | Internal Demand | 10400 | 10854 | 11147 | 11442 | 11724 | 12000 | 12282 | 12561 | 12867 | 13160 | 13507
2005 | US | WECC | RMPA | - | DCSIT | Interruptible Demand | 178 | 154 | 146 | 149 | 149 | 156 | 156 | 156 | 156 | 156 | 156
2005 | US | WECC | RMPA | - | DCSLM | Direct Control Load Management | 0 | 0 | 0 | 0 | 0 | 0 | 0 | 0 | 0 | 0 | 0
2005 | US | WECC | RMPA | - | DCSNC | Net Capacity Resources | 12229 | 12278 | 12704 | 13042 | 13341 | 13651 | 13978 | 14297 | 14638 | 14967 | 15369
2005 | US | WECC | RMPA | - | DCSNGC | Total Net Generator Capacity | 12375 | 12576 | 12576 | 12576 | 12576 | 12576 | 13326 | 13326 | 13326 | 13326 | 13326
2005 | US | WECC | RMPA | - | DCSNI | Projected Net Internal Demand | 10222 | 10700 | 11001 | 11293 | 11575 | 11844 | 12126 | 12405 | 12711 | 13004 | 13351
2005 | US | WECC | RMPA | - | DCSOTL | Other Capacity < 1 MW | 0 | 0 | 0 | 0 | 0 | 0 | 0 | 0 | 0 | 0 | 0
2005 | US | WECC | RMPA | - | DCSPU | Purchases | 854 | 823 | 1212 | 1550 | 1819 | 2118 | 1714 | 2039 | 2385 | 2719 | 3124
2005 | US | WECC | RMPA | - | DCSSA | Sales | 1000 | 1121 | 1084 | 1084 | 1054 | 1043 | 1062 | 1068 | 1073 | 1078 | 1081
2005 | US | WECC | RMPA | - | DCSST | Standby Demand | 0 | 0 | 0 | 0 | 0 | 0 | 0 | 0 | 0 | 0 | 0
2005 | US | WECC | RMPA | - | DCSTI | Projected Total Internal Demand | 10400 | 10854 | 11147 | 11442 | 11724 | 12000 | 12282 | 12561 | 12867 | 13160 | 13507
2005 | US | WECC | RMPA | - | DCSUC | Uncommitted Resources (Operable) | 0 | 0 | 0 | 0 | 0 | 0 | 0 | 0 | 0 | 0 | 0
2006 | CA | MRO | - | - | CSTF | Total | 8915 | 8951 | 8986 | 9024 | 9071 | 9109 | 9245 | 9314 | 9344 | 9358 | 9358
2006 | CA | MRO | - | - | DCSAI | Owned Capacity/Entitlement Located Externally | 0 | 0 | 0 | 0 | 0 | 0 | 0 | 0 | 0 | 0 | 0
2006 | CA | MRO | - | - | DCSAO | Capacity Owned by/Entitlement Held by External Entity | 0 | 0 | 0 | 0 | 0 | 0 | 0 | 0 | 0 | 0 | 0
2006 | CA | MRO | - | - | DCSCD | Conditional derates | 0 | 0 | 0 | 0 | 0 | 0 | 0 | 0 | 0 | 0 | 0
2006 | CA | MRO | - | - | DCSDGG | Distributed Generator Capacity >= 1 MW | 0 | 0 | 0 | 0 | 0 | 0 | 0 | 0 | 0 | 0 | 0
2006 | CA | MRO | - | - | DCSDGL | Distributed Generator Capacity < 1 MW | 0 | 0 | 1 | 0 | 0 | 0 | 0 | 0 | 0 | 0 | 0
2006 | CA | MRO | - | - | DCSDIC | Deliverable Internal Capacity | 8685 | 8950 | 9078 | 9135 | 9163 | 9188 | 9243 | 9312 | 9342 | 9356 | 9356
2006 | CA | MRO | - | - | DCSDRT | Summation of Derates | 0 | 0 | 0 | 0 | 0 | 0 | 0 | 0 | 0 | 0 | 0
2006 | CA | MRO | - | - | DCSDTO | Derated Operable Total Internal Capacity | 8685 | 8950 | 9078 | 9135 | 9163 | 9188 | 9243 | 9312 | 9342 | 9356 | 9356
2006 | CA | MRO | - | - | DCSEO | Energy-Only Resources (Operable) | 0 | 0 | 0 | 0 | 0 | 0 | 0 | 0 | 0 | 0 | 0
2006 | CA | MRO | - | - | DCSEU | Summation of Energy Only/Uncommitted | 0 | 0 | 0 | 0 | 0 | 0 | 0 | 0 | 0 | 0 | 0
2006 | CA | MRO | - | - | DCSFP | Full-Responsibility Purchases (portion of total purchases) | 0 | 0 | 0 | 0 | 0 | 0 | 0 | 0 | 0 | 0 | 0
2006 | CA | MRO | - | - | DCSFS | Full-Responsibility Sales (portion of total sales) | 515 | 515 | 500 | 500 | 500 | 500 | 500 | 500 | 500 | 500 | 200
2006 | CA | MRO | - | - | DCSIC | Inoperable capacity | 197 | 0 | 0 | 0 | 0 | 0 | 0 | 0 | 0 | 0 | 0
2006 | CA | MRO | - | - | DCSIN | Internal Demand | 5769 | 5841 | 5958 | 6042 | 6118 | 6184 | 6240 | 6280 | 6286 | 6319 | 6282
2006 | CA | MRO | - | - | DCSIT | Interruptible Demand | 261 | 256 | 256 | 256 | 256 | 256 | 256 | 256 | 256 | 256 | 256
2006 | CA | MRO | - | - | DCSLM | Direct Control Load Management | 0 | 0 | 0 | 0 | 0 | 0 | 0 | 0 | 0 | 0 | 0
2006 | CA | MRO | - | - | DCSNC | Net Capacity Resources | 7310 | 7625 | 7918 | 7975 | 8083 | 8158 | 8213 | 8312 | 8342 | 8356 | 9156
2006 | CA | MRO | - | - | DCSNI | Projected Net Internal Demand | 5508 | 5585 | 5702 | 5786 | 5862 | 5928 | 5984 | 6024 | 6030 | 6063 | 6026
2006 | CA | MRO | - | - | DCSOIC | Derated Operable Internal Capacity | 8685 | 8950 | 9078 | 9135 | 9163 | 9188 | 9243 | 9312 | 9342 | 9356 | 9356
2006 | CA | MRO | - | - | DCSOTL | Other Capacity < 1 MW | 228 | 0 | 0 | 0 | 0 | 0 | 0 | 0 | 0 | 0 | 0
2006 | CA | MRO | - | - | DCSPU | Purchases | 0 | 0 | 0 | 0 | 0 | 0 | 0 | 0 | 0 | 0 | 0
2006 | CA | MRO | - | - | DCSPUA | Summation of Purchases and Adjustments | 0 | 0 | 0 | 0 | 0 | 0 | 0 | 0 | 0 | 0 | 0
2006 | CA | MRO | - | - | DCSSA | Sales | 1375 | 1325 | 1160 | 1160 | 1080 | 1030 | 1030 | 1000 | 1000 | 1000 | 200
2006 | CA | MRO | - | - | DCSSAA | Summation of Sales and Adjustments | 1375 | 1325 | 1160 | 1160 | 1080 | 1030 | 1030 | 1000 | 1000 | 1000 | 200
2006 | CA | MRO | - | - | DCSSM | Planned Outage or Scheduled Maintenance | 0 | 0 | 0 | 0 | 0 | 0 | 0 | 0 | 0 | 0 | 0
2006 | CA | MRO | - | - | DCSST | Standby Demand | 0 | 0 | 0 | 0 | 0 | 0 | 0 | 0 | 0 | 0 | 0
2006 | CA | MRO | - | - | DCST | Total Internal Capacity | 8882 | 8950 | 9078 | 9135 | 9163 | 9188 | 9243 | 9312 | 9342 | 9356 | 9356
2006 | CA | MRO | - | - | DCSTEX | Existing Capacity | 8882 | 8940 | 8940 | 8940 | 8940 | 8940 | 8940 | 8940 | 8940 | 8940 | 8940
2006 | CA | MRO | - | - | DCSTI | Projected Total Internal Demand | 5769 | 5841 | 5958 | 6042 | 6118 | 6184 | 6240 | 6280 | 6286 | 6319 | 6282
2006 | CA | MRO | - | - | DCSTL | Transmission-Limited Resources | 0 | 0 | 0 | 0 | 0 | 0 | 0 | 0 | 0 | 0 | 0
2006 | CA | MRO | - | - | DCSTO | Operable Total Internal Capacity | 8685 | 8950 | 9078 | 9135 | 9163 | 9188 | 9243 | 9312 | 9342 | 9356 | 9356
2006 | CA | MRO | - | - | DCSTP | Total Potential Resources | 7310 | 7625 | 7918 | 7975 | 8083 | 8158 | 8213 | 8312 | 8342 | 8356 | 9156
2006 | CA | MRO | - | - | DCSTPN | Planned – NOT under construction & positive rerating | 0 | 10 | 138 | 195 | 223 | 248 | 303 | 372 | 461 | 475 | 475
2006 | CA | MRO | - | - | DCSTPU | Planned Additions of New Capacity and Planned Uprates to Existing Capacity | 0 | 0 | 0 | 0 | 0 | 0 | 0 | 0 | 0 | 0 | 0
2006 | CA | MRO | - | - | DCSTRE | Planned Retirements and Planned Deratings | 0 | 0 | 0 | 0 | 0 | 0 | 0 | 0 | 59 | 59 | 59
2006 | CA | MRO | - | - | DCSUC | Uncommitted Resources (Operable) | 0 | 0 | 0 | 0 | 0 | 0 | 0 | 0 | 0 | 0 | 0
2006 | CA | NPCC | - | - | CSTF | Total | 63744 | 66864 | 67839 | 69866 | 71184 | 72752 | 72372 | 72059 | 73504 | 74271 | 74271
2006 | CA | NPCC | - | - | DCSAI | Owned Capacity/Entitlement Located Externally | 50 | 50 | 50 | 50 | 50 | 50 | 50 | 50 | 50 | 50 | 50
2006 | CA | NPCC | - | - | DCSAO | Capacity Owned by/Entitlement Held by External Entity | 0 | 0 | 0 | 0 | 0 | 0 | 0 | 0 | 0 | 0 | 0
2006 | CA | NPCC | - | - | DCSCD | Conditional derates | 70 | 70 | 70 | 70 | 70 | 70 | 70 | 70 | 70 | 70 | 70
2006 | CA | NPCC | - | - | DCSDGG | Distributed Generator Capacity >= 1 MW | 0 | 3 | 3 | 3 | 3 | 3 | 3 | 3 | 3 | 3 | 3
2006 | CA | NPCC | - | - | DCSDGL | Distributed Generator Capacity < 1 MW | 0 | 0 | 0 | 0 | 0 | 0 | 0 | 0 | 0 | 0 | 0
2006 | CA | NPCC | - | - | DCSDIC | Deliverable Internal Capacity | 63700 | 66834 | 67766 | 69805 | 71112 | 72617 | 72237 | 71925 | 73370 | 73866 | 73866
2006 | CA | NPCC | - | - | DCSDRT | Summation of Derates | 2899 | 3689 | 4122 | 4195 | 4693 | 4693 | 4693 | 4693 | 4693 | 4693 | 4693
2006 | CA | NPCC | - | - | DCSDTO | Derated Operable Total Internal Capacity | 63713 | 66847 | 67818 | 69857 | 71183 | 72738 | 72358 | 72046 | 73491 | 74257 | 74257
2006 | CA | NPCC | - | - | DCSEO | Energy-Only Resources (Operable) | 13 | 13 | 52 | 52 | 52 | 52 | 52 | 52 | 52 | 52 | 52
2006 | CA | NPCC | - | - | DCSEU | Summation of Energy Only/Uncommitted | 13 | 13 | 52 | 52 | 71 | 121 | 121 | 121 | 121 | 391 | 391
2006 | CA | NPCC | - | - | DCSFP | Full-Responsibility Purchases (portion of total purchases) | 0 | 0 | 0 | 0 | 0 | 0 | 0 | 0 | 0 | 0 | 0
2006 | CA | NPCC | - | - | DCSFS | Full-Responsibility Sales (portion of total sales) | 0 | 0 | 0 | 0 | 0 | 0 | 0 | 0 | 0 | 0 | 0
2006 | CA | NPCC | - | - | DCSIC | Inoperable capacity | 8055 | 5857 | 6864 | 6628 | 7208 | 7311 | 7624 | 7897 | 7463 | 6967 | 7567
2006 | CA | NPCC | - | - | DCSIN | Internal Demand | 51847 | 51836 | 52371 | 53155 | 53828 | 54325 | 54886 | 55447 | 56008 | 56562 | 57186
2006 | CA | NPCC | - | - | DCSIT | Interruptible Demand | 1130 | 901 | 976 | 545 | 551 | 555 | 558 | 562 | 566 | 569 | 573
2006 | CA | NPCC | - | - | DCSLM | Direct Control Load Management | 0 | 0 | 0 | 0 | 0 | 0 | 0 | 0 | 0 | 0 | 0
2006 | CA | NPCC | - | - | DCSNC | Net Capacity Resources | 62280 | 66405 | 67362 | 69408 | 70741 | 72216 | 72036 | 71581 | 73026 | 73744 | 73769
2006 | CA | NPCC | - | - | DCSNI | Projected Net Internal Demand | 50717 | 50935 | 51395 | 52610 | 53277 | 53770 | 54328 | 54885 | 55442 | 55993 | 56613
2006 | CA | NPCC | - | - | DCSOIC | Derated Operable Internal Capacity | 63700 | 66834 | 67766 | 69805 | 71112 | 72617 | 72237 | 71925 | 73370 | 73866 | 73866
2006 | CA | NPCC | - | - | DCSOTL | Other Capacity < 1 MW | 0 | 0 | 0 | 0 | 0 | 0 | 0 | 0 | 0 | 0 | 0
2006 | CA | NPCC | - | - | DCSPU | Purchases | 301 | 255 | 248 | 254 | 254 | 254 | 254 | 54 | 54 | 54 | 54
2006 | CA | NPCC | - | - | DCSPUA | Summation of Purchases and Adjustments | 351 | 305 | 298 | 304 | 304 | 304 | 304 | 104 | 104 | 104 | 104
2006 | CA | NPCC | - | - | DCSSA | Sales | 1771 | 734 | 702 | 701 | 675 | 705 | 505 | 448 | 448 | 226 | 201
2006 | CA | NPCC | - | - | DCSSAA | Summation of Sales and Adjustments | 1771 | 734 | 702 | 701 | 675 | 705 | 505 | 448 | 448 | 226 | 201
2006 | CA | NPCC | - | - | DCSSM | Planned Outage or Scheduled Maintenance | 947 | 386 | 361 | 675 | 675 | 675 | 675 | 675 | 675 | 675 | 675
2006 | CA | NPCC | - | - | DCSST | Standby Demand | 0 | 0 | 0 | 0 | 0 | 0 | 0 | 0 | 0 | 0 | 0
2006 | CA | NPCC | - | - | DCST | Total Internal Capacity | 75614 | 76779 | 79165 | 81356 | 83759 | 85417 | 85350 | 85311 | 86322 | 86592 | 87192
2006 | CA | NPCC | - | - | DCSTEX | Existing Capacity | 75686 | 76117 | 76823 | 77319 | 77309 | 77299 | 77289 | 76698 | 77373 | 77373 | 77373
2006 | CA | NPCC | - | - | DCSTI | Projected Total Internal Demand | 51847 | 51836 | 52371 | 53155 | 53828 | 54325 | 54886 | 55447 | 56008 | 56562 | 57186
2006 | CA | NPCC | - | - | DCSTL | Transmission-Limited Resources | 0 | 0 | 0 | 0 | 0 | 0 | 0 | 0 | 0 | 0 | 0
2006 | CA | NPCC | - | - | DCSTO | Operable Total Internal Capacity | 67559 | 70922 | 72301 | 74728 | 76551 | 78106 | 77726 | 77414 | 78859 | 79625 | 79625
2006 | CA | NPCC | - | - | DCSTP | Total Potential Resources | 62293 | 66418 | 67414 | 69460 | 70812 | 72337 | 72157 | 71702 | 73147 | 74135 | 74160
2006 | CA | NPCC | - | - | DCSTPN | Planned – NOT under construction & positive rerating | 0 | 0 | 856 | 3345 | 5127 | 6167 | 6167 | 6719 | 7055 | 7325 | 7925
2006 | CA | NPCC | - | - | DCSTPU | Planned Additions of New Capacity and Planned Uprates to Existing Capacity | 0 | 734 | 1569 | 1862 | 2493 | 3218 | 3218 | 3218 | 3218 | 3218 | 3218
2006 | CA | NPCC | - | - | DCSTRE | Planned Retirements and Planned Deratings | 72 | 72 | 83 | 1170 | 1170 | 1267 | 1324 | 1324 | 1324 | 1324 | 1324
2006 | CA | NPCC | - | - | DCSUC | Uncommitted Resources (Operable) | 0 | 0 | 0 | 0 | 19 | 69 | 69 | 69 | 69 | 339 | 339
2006 | CA | NPCC | Maritimes | Maritimes | CSTF | Total | 6414 | 6458 | 6489 | 5925 | 5944 | 6532 | 6475 | 6475 | 6475 | 6745 | 6745
2006 | CA | NPCC | Maritimes | Maritimes | DCSAI | Owned Capacity/Entitlement Located Externally | 50 | 50 | 50 | 50 | 50 | 50 | 50 | 50 | 50 | 50 | 50
2006 | CA | NPCC | Maritimes | Maritimes | DCSAO | Capacity Owned by/Entitlement Held by External Entity | 0 | 0 | 0 | 0 | 0 | 0 | 0 | 0 | 0 | 0 | 0
2006 | CA | NPCC | Maritimes | Maritimes | DCSCD | Conditional derates | 70 | 70 | 70 | 70 | 70 | 70 | 70 | 70 | 70 | 70 | 70
2006 | CA | NPCC | Maritimes | Maritimes | DCSDGG | Distributed Generator Capacity >= 1 MW | 0 | 0 | 0 | 0 | 0 | 0 | 0 | 0 | 0 | 0 | 0
2006 | CA | NPCC | Maritimes | Maritimes | DCSDGL | Distributed Generator Capacity < 1 MW | 0 | 0 | 0 | 0 | 0 | 0 | 0 | 0 | 0 | 0 | 0
2006 | CA | NPCC | Maritimes | Maritimes | DCSDIC | Deliverable Internal Capacity | 6370 | 6410 | 6399 | 5829 | 5829 | 6367 | 6310 | 6310 | 6310 | 6310 | 6310
2006 | CA | NPCC | Maritimes | Maritimes | DCSDRT | Summation of Derates | 70 | 70 | 70 | 70 | 70 | 70 | 70 | 70 | 70 | 70 | 70
2006 | CA | NPCC | Maritimes | Maritimes | DCSDTO | Derated Operable Total Internal Capacity | 6383 | 6423 | 6451 | 5881 | 5900 | 6488 | 6431 | 6431 | 6431 | 6701 | 6701
2006 | CA | NPCC | Maritimes | Maritimes | DCSEO | Energy-Only Resources (Operable) | 13 | 13 | 52 | 52 | 52 | 52 | 52 | 52 | 52 | 52 | 52
2006 | CA | NPCC | Maritimes | Maritimes | DCSEU | Summation of Energy Only/Uncommitted | 13 | 13 | 52 | 52 | 71 | 121 | 121 | 121 | 121 | 391 | 391
2006 | CA | NPCC | Maritimes | Maritimes | DCSFP | Full-Responsibility Purchases (portion of total purchases) | 0 | 0 | 0 | 0 | 0 | 0 | 0 | 0 | 0 | 0 | 0
2006 | CA | NPCC | Maritimes | Maritimes | DCSFS | Full-Responsibility Sales (portion of total sales) | 0 | 0 | 0 | 0 | 0 | 0 | 0 | 0 | 0 | 0 | 0
2006 | CA | NPCC | Maritimes | Maritimes | DCSIC | Inoperable capacity | 0 | 0 | 0 | 0 | 0 | 0 | 0 | 0 | 0 | 0 | 0
2006 | CA | NPCC | Maritimes | Maritimes | DCSIN | Internal Demand | 3476 | 3645 | 3658 | 3746 | 3753 | 3811 | 3866 | 3929 | 4000 | 4060 | 4122
2006 | CA | NPCC | Maritimes | Maritimes | DCSIT | Interruptible Demand | 551 | 538 | 541 | 545 | 551 | 555 | 558 | 562 | 566 | 569 | 573
2006 | CA | NPCC | Maritimes | Maritimes | DCSLM | Direct Control Load Management | 0 | 0 | 0 | 0 | 0 | 0 | 0 | 0 | 0 | 0 | 0
2006 | CA | NPCC | Maritimes | Maritimes | DCSNC | Net Capacity Resources | 6142 | 6236 | 6250 | 5687 | 5713 | 6221 | 6364 | 6364 | 6364 | 6364 | 6364
2006 | CA | NPCC | Maritimes | Maritimes | DCSNI | Projected Net Internal Demand | 2925 | 3107 | 3117 | 3201 | 3202 | 3256 | 3308 | 3367 | 3434 | 3491 | 3549
2006 | CA | NPCC | Maritimes | Maritimes | DCSOIC | Derated Operable Internal Capacity | 6370 | 6410 | 6399 | 5829 | 5829 | 6367 | 6310 | 6310 | 6310 | 6310 | 6310
2006 | CA | NPCC | Maritimes | Maritimes | DCSOTL | Other Capacity < 1 MW | 0 | 0 | 0 | 0 | 0 | 0 | 0 | 0 | 0 | 0 | 0
2006 | CA | NPCC | Maritimes | Maritimes | DCSPU | Purchases | 101 | 55 | 48 | 54 | 54 | 54 | 54 | 54 | 54 | 54 | 54
2006 | CA | NPCC | Maritimes | Maritimes | DCSPUA | Summation of Purchases and Adjustments | 151 | 105 | 98 | 104 | 104 | 104 | 104 | 104 | 104 | 104 | 104
2006 | CA | NPCC | Maritimes | Maritimes | DCSSA | Sales | 379 | 279 | 247 | 246 | 220 | 250 | 50 | 50 | 50 | 50 | 50
2006 | CA | NPCC | Maritimes | Maritimes | DCSSAA | Summation of Sales and Adjustments | 379 | 279 | 247 | 246 | 220 | 250 | 50 | 50 | 50 | 50 | 50
2006 | CA | NPCC | Maritimes | Maritimes | DCSSM | Planned Outage or Scheduled Maintenance | 150 | 150 | 150 | 150 | 150 | 150 | 150 | 150 | 150 | 150 | 150
2006 | CA | NPCC | Maritimes | Maritimes | DCSST | Standby Demand | 0 | 0 | 0 | 0 | 0 | 0 | 0 | 0 | 0 | 0 | 0
2006 | CA | NPCC | Maritimes | Maritimes | DCST | Total Internal Capacity | 6603 | 6643 | 6671 | 6101 | 6120 | 6708 | 6651 | 6651 | 6651 | 6921 | 6921
2006 | CA | NPCC | Maritimes | Maritimes | DCSTEX | Existing Capacity | 6675 | 6715 | 6715 | 6715 | 6715 | 6715 | 6715 | 6715 | 6715 | 6715 | 6715
2006 | CA | NPCC | Maritimes | Maritimes | DCSTI | Projected Total Internal Demand | 3476 | 3645 | 3658 | 3746 | 3753 | 3811 | 3866 | 3929 | 4000 | 4060 | 4122
2006 | CA | NPCC | Maritimes | Maritimes | DCSTL | Transmission-Limited Resources | 0 | 0 | 0 | 0 | 0 | 0 | 0 | 0 | 0 | 0 | 0
2006 | CA | NPCC | Maritimes | Maritimes | DCSTO | Operable Total Internal Capacity | 6603 | 6643 | 6671 | 6101 | 6120 | 6708 | 6651 | 6651 | 6651 | 6921 | 6921
2006 | CA | NPCC | Maritimes | Maritimes | DCSTP | Total Potential Resources | 6155 | 6249 | 6302 | 5739 | 5784 | 6342 | 6485 | 6485 | 6485 | 6755 | 6755
2006 | CA | NPCC | Maritimes | Maritimes | DCSTPN | Planned – NOT under construction & positive rerating | 0 | 0 | 0 | 0 | 19 | 69 | 69 | 69 | 69 | 339 | 339
2006 | CA | NPCC | Maritimes | Maritimes | DCSTPU | Planned Additions of New Capacity and Planned Uprates to Existing Capacity | 0 | 0 | 39 | 39 | 39 | 674 | 674 | 674 | 674 | 674 | 674
2006 | CA | NPCC | Maritimes | Maritimes | DCSTRE | Planned Retirements and Planned Deratings | 72 | 72 | 83 | 653 | 653 | 750 | 807 | 807 | 807 | 807 | 807
2006 | CA | NPCC | Maritimes | Maritimes | DCSUC | Uncommitted Resources (Operable) | 0 | 0 | 0 | 0 | 19 | 69 | 69 | 69 | 69 | 339 | 339
2006 | CA | NPCC | Ontario | Ontario | CSTF | Total | 27398 | 28073 | 28728 | 30757 | 31973 | 32963 | 32193 | 32193 | 32963 | 32963 | 32963
2006 | CA | NPCC | Ontario | Ontario | DCSAI | Owned Capacity/Entitlement Located Externally | 0 | 0 | 0 | 0 | 0 | 0 | 0 | 0 | 0 | 0 | 0
2006 | CA | NPCC | Ontario | Ontario | DCSAO | Capacity Owned by/Entitlement Held by External Entity | 0 | 0 | 0 | 0 | 0 | 0 | 0 | 0 | 0 | 0 | 0
2006 | CA | NPCC | Ontario | Ontario | DCSCD | Conditional derates | 0 | 0 | 0 | 0 | 0 | 0 | 0 | 0 | 0 | 0 | 0
2006 | CA | NPCC | Ontario | Ontario | DCSDGG | Distributed Generator Capacity >= 1 MW | 0 | 3 | 3 | 3 | 3 | 3 | 3 | 3 | 3 | 3 | 3
2006 | CA | NPCC | Ontario | Ontario | DCSDGL | Distributed Generator Capacity < 1 MW | 0 | 0 | 0 | 0 | 0 | 0 | 0 | 0 | 0 | 0 | 0
2006 | CA | NPCC | Ontario | Ontario | DCSDIC | Deliverable Internal Capacity | 27398 | 28072 | 28727 | 30756 | 31972 | 32962 | 32192 | 32192 | 32962 | 32962 | 32962
2006 | CA | NPCC | Ontario | Ontario | DCSDRT | Summation of Derates | 1055 | 1995 | 2428 | 2501 | 2999 | 2999 | 2999 | 2999 | 2999 | 2999 | 2999
2006 | CA | NPCC | Ontario | Ontario | DCSDTO | Derated Operable Total Internal Capacity | 27398 | 28072 | 28727 | 30756 | 31972 | 32962 | 32192 | 32192 | 32962 | 32962 | 32962
2006 | CA | NPCC | Ontario | Ontario | DCSEO | Energy-Only Resources (Operable) | 0 | 0 | 0 | 0 | 0 | 0 | 0 | 0 | 0 | 0 | 0
2006 | CA | NPCC | Ontario | Ontario | DCSEU | Summation of Energy Only/Uncommitted | 0 | 0 | 0 | 0 | 0 | 0 | 0 | 0 | 0 | 0 | 0
2006 | CA | NPCC | Ontario | Ontario | DCSFP | Full-Responsibility Purchases (portion of total purchases) | 0 | 0 | 0 | 0 | 0 | 0 | 0 | 0 | 0 | 0 | 0
2006 | CA | NPCC | Ontario | Ontario | DCSFS | Full-Responsibility Sales (portion of total sales) | 0 | 0 | 0 | 0 | 0 | 0 | 0 | 0 | 0 | 0 | 0
2006 | CA | NPCC | Ontario | Ontario | DCSIC | Inoperable capacity | 1158 | 0 | 0 | 0 | 0 | 0 | 770 | 770 | 0 | 0 | 0
2006 | CA | NPCC | Ontario | Ontario | DCSIN | Internal Demand | 26160 | 25502 | 25858 | 26391 | 26817 | 27122 | 27490 | 27850 | 28211 | 28574 | 29004
2006 | CA | NPCC | Ontario | Ontario | DCSIT | Interruptible Demand | 579 | 363 | 435 | 0 | 0 | 0 | 0 | 0 | 0 | 0 | 0
2006 | CA | NPCC | Ontario | Ontario | DCSLM | Direct Control Load Management | 0 | 0 | 0 | 0 | 0 | 0 | 0 | 0 | 0 | 0 | 0
2006 | CA | NPCC | Ontario | Ontario | DCSNC | Net Capacity Resources | 27398 | 28072 | 28727 | 30756 | 31972 | 32962 | 32192 | 32192 | 32962 | 32962 | 32962
2006 | CA | NPCC | Ontario | Ontario | DCSNI | Projected Net Internal Demand | 25581 | 25139 | 25423 | 26391 | 26817 | 27122 | 27490 | 27850 | 28211 | 28574 | 29004
2006 | CA | NPCC | Ontario | Ontario | DCSOIC | Derated Operable Internal Capacity | 27398 | 28072 | 28727 | 30756 | 31972 | 32962 | 32192 | 32192 | 32962 | 32962 | 32962
2006 | CA | NPCC | Ontario | Ontario | DCSOTL | Other Capacity < 1 MW | 0 | 0 | 0 | 0 | 0 | 0 | 0 | 0 | 0 | 0 | 0
2006 | CA | NPCC | Ontario | Ontario | DCSPU | Purchases | 0 | 0 | 0 | 0 | 0 | 0 | 0 | 0 | 0 | 0 | 0
2006 | CA | NPCC | Ontario | Ontario | DCSPUA | Summation of Purchases and Adjustments | 0 | 0 | 0 | 0 | 0 | 0 | 0 | 0 | 0 | 0 | 0
2006 | CA | NPCC | Ontario | Ontario | DCSSA | Sales | 0 | 0 | 0 | 0 | 0 | 0 | 0 | 0 | 0 | 0 | 0
2006 | CA | NPCC | Ontario | Ontario | DCSSAA | Summation of Sales and Adjustments | 0 | 0 | 0 | 0 | 0 | 0 | 0 | 0 | 0 | 0 | 0
2006 | CA | NPCC | Ontario | Ontario | DCSSM | Planned Outage or Scheduled Maintenance | 797 | 236 | 211 | 525 | 525 | 525 | 525 | 525 | 525 | 525 | 525
2006 | CA | NPCC | Ontario | Ontario | DCSST | Standby Demand | 0 | 0 | 0 | 0 | 0 | 0 | 0 | 0 | 0 | 0 | 0
2006 | CA | NPCC | Ontario | Ontario | DCST | Total Internal Capacity | 30408 | 30303 | 31366 | 33783 | 35496 | 36486 | 36486 | 36486 | 36486 | 36486 | 36486
2006 | CA | NPCC | Ontario | Ontario | DCSTEX | Existing Capacity | 30408 | 30096 | 30043 | 30545 | 30545 | 30545 | 30545 | 30545 | 30545 | 30545 | 30545
2006 | CA | NPCC | Ontario | Ontario | DCSTI | Projected Total Internal Demand | 26160 | 25502 | 25858 | 26391 | 26817 | 27122 | 27490 | 27850 | 28211 | 28574 | 29004
2006 | CA | NPCC | Ontario | Ontario | DCSTL | Transmission-Limited Resources | 0 | 0 | 0 | 0 | 0 | 0 | 0 | 0 | 0 | 0 | 0
2006 | CA | NPCC | Ontario | Ontario | DCSTO | Operable Total Internal Capacity | 29250 | 30303 | 31366 | 33783 | 35496 | 36486 | 35716 | 35716 | 36486 | 36486 | 36486
2006 | CA | NPCC | Ontario | Ontario | DCSTP | Total Potential Resources | 27398 | 28072 | 28727 | 30756 | 31972 | 32962 | 32192 | 32192 | 32962 | 32962 | 32962
2006 | CA | NPCC | Ontario | Ontario | DCSTPN | Planned – NOT under construction & positive rerating | 0 | 0 | 817 | 3249 | 4962 | 5952 | 5952 | 5952 | 5952 | 5952 | 5952
2006 | CA | NPCC | Ontario | Ontario | DCSTPU | Planned Additions of New Capacity and Planned Uprates to Existing Capacity | 0 | 207 | 506 | 506 | 506 | 506 | 506 | 506 | 506 | 506 | 506
2006 | CA | NPCC | Ontario | Ontario | DCSTRE | Planned Retirements and Planned Deratings | 0 | 0 | 0 | 517 | 517 | 517 | 517 | 517 | 517 | 517 | 517
2006 | CA | NPCC | Ontario | Ontario | DCSUC | Uncommitted Resources (Operable) | 0 | 0 | 0 | 0 | 0 | 0 | 0 | 0 | 0 | 0 | 0
2006 | CA | NPCC | Quebec | Quebec | CSTF | Total | 29932 | 32333 | 32622 | 33184 | 33267 | 33257 | 33704 | 33391 | 34066 | 34563 | 34563
2006 | CA | NPCC | Quebec | Quebec | DCSAI | Owned Capacity/Entitlement Located Externally | 0 | 0 | 0 | 0 | 0 | 0 | 0 | 0 | 0 | 0 | 0
2006 | CA | NPCC | Quebec | Quebec | DCSAO | Capacity Owned by/Entitlement Held by External Entity | 0 | 0 | 0 | 0 | 0 | 0 | 0 | 0 | 0 | 0 | 0
2006 | CA | NPCC | Quebec | Quebec | DCSCD | Conditional derates | 0 | 0 | 0 | 0 | 0 | 0 | 0 | 0 | 0 | 0 | 0
2006 | CA | NPCC | Quebec | Quebec | DCSDGG | Distributed Generator Capacity >= 1 MW | 0 | 0 | 0 | 0 | 0 | 0 | 0 | 0 | 0 | 0 | 0
2006 | CA | NPCC | Quebec | Quebec | DCSDGL | Distributed Generator Capacity < 1 MW | 0 | 0 | 0 | 0 | 0 | 0 | 0 | 0 | 0 | 0 | 0
2006 | CA | NPCC | Quebec | Quebec | DCSDIC | Deliverable Internal Capacity | 29932 | 32352 | 32640 | 33220 | 33311 | 33288 | 33735 | 33423 | 34098 | 34594 | 34594
2006 | CA | NPCC | Quebec | Quebec | DCSDRT | Summation of Derates | 1774 | 1624 | 1624 | 1624 | 1624 | 1624 | 1624 | 1624 | 1624 | 1624 | 1624
2006 | CA | NPCC | Quebec | Quebec | DCSDTO | Derated Operable Total Internal Capacity | 29932 | 32352 | 32640 | 33220 | 33311 | 33288 | 33735 | 33423 | 34098 | 34594 | 34594
2006 | CA | NPCC | Quebec | Quebec | DCSEO | Energy-Only Resources (Operable) | 0 | 0 | 0 | 0 | 0 | 0 | 0 | 0 | 0 | 0 | 0
2006 | CA | NPCC | Quebec | Quebec | DCSEU | Summation of Energy Only/Uncommitted | 0 | 0 | 0 | 0 | 0 | 0 | 0 | 0 | 0 | 0 | 0
2006 | CA | NPCC | Quebec | Quebec | DCSFP | Full-Responsibility Purchases (portion of total purchases) | 0 | 0 | 0 | 0 | 0 | 0 | 0 | 0 | 0 | 0 | 0
2006 | CA | NPCC | Quebec | Quebec | DCSFS | Full-Responsibility Sales (portion of total sales) | 0 | 0 | 0 | 0 | 0 | 0 | 0 | 0 | 0 | 0 | 0
2006 | CA | NPCC | Quebec | Quebec | DCSIC | Inoperable capacity | 6897 | 5857 | 6864 | 6628 | 7208 | 7311 | 6854 | 7127 | 7463 | 6967 | 7567
2006 | CA | NPCC | Quebec | Quebec | DCSIN | Internal Demand | 22211 | 22689 | 22855 | 23018 | 23258 | 23392 | 23530 | 23668 | 23797 | 23928 | 24060
2006 | CA | NPCC | Quebec | Quebec | DCSIT | Interruptible Demand | 0 | 0 | 0 | 0 | 0 | 0 | 0 | 0 | 0 | 0 | 0
2006 | CA | NPCC | Quebec | Quebec | DCSLM | Direct Control Load Management | 0 | 0 | 0 | 0 | 0 | 0 | 0 | 0 | 0 | 0 | 0
2006 | CA | NPCC | Quebec | Quebec | DCSNC | Net Capacity Resources | 28740 | 32097 | 32385 | 32965 | 33056 | 33033 | 33480 | 33025 | 33700 | 34418 | 34443
2006 | CA | NPCC | Quebec | Quebec | DCSNI | Projected Net Internal Demand | 22211 | 22689 | 22855 | 23018 | 23258 | 23392 | 23530 | 23668 | 23797 | 23928 | 24060
2006 | CA | NPCC | Quebec | Quebec | DCSOIC | Derated Operable Internal Capacity | 29932 | 32352 | 32640 | 33220 | 33311 | 33288 | 33735 | 33423 | 34098 | 34594 | 34594
2006 | CA | NPCC | Quebec | Quebec | DCSOTL | Other Capacity < 1 MW | 0 | 0 | 0 | 0 | 0 | 0 | 0 | 0 | 0 | 0 | 0
2006 | CA | NPCC | Quebec | Quebec | DCSPU | Purchases | 200 | 200 | 200 | 200 | 200 | 200 | 200 | 0 | 0 | 0 | 0
2006 | CA | NPCC | Quebec | Quebec | DCSPUA | Summation of Purchases and Adjustments | 200 | 200 | 200 | 200 | 200 | 200 | 200 | 0 | 0 | 0 | 0
2006 | CA | NPCC | Quebec | Quebec | DCSSA | Sales | 1392 | 455 | 455 | 455 | 455 | 455 | 455 | 398 | 398 | 176 | 151
2006 | CA | NPCC | Quebec | Quebec | DCSSAA | Summation of Sales and Adjustments | 1392 | 455 | 455 | 455 | 455 | 455 | 455 | 398 | 398 | 176 | 151
2006 | CA | NPCC | Quebec | Quebec | DCSSM | Planned Outage or Scheduled Maintenance | 0 | 0 | 0 | 0 | 0 | 0 | 0 | 0 | 0 | 0 | 0
2006 | CA | NPCC | Quebec | Quebec | DCSST | Standby Demand | 0 | 0 | 0 | 0 | 0 | 0 | 0 | 0 | 0 | 0 | 0
2006 | CA | NPCC | Quebec | Quebec | DCST | Total Internal Capacity | 38603 | 39833 | 41128 | 41472 | 42143 | 42223 | 42213 | 42174 | 43185 | 43185 | 43785
2006 | CA | NPCC | Quebec | Quebec | DCSTEX | Existing Capacity | 38603 | 39306 | 40065 | 40059 | 40049 | 40039 | 40029 | 39438 | 40113 | 40113 | 40113
2006 | CA | NPCC | Quebec | Quebec | DCSTI | Projected Total Internal Demand | 22211 | 22689 | 22855 | 23018 | 23258 | 23392 | 23530 | 23668 | 23797 | 23928 | 24060
2006 | CA | NPCC | Quebec | Quebec | DCSTL | Transmission-Limited Resources | 0 | 0 | 0 | 0 | 0 | 0 | 0 | 0 | 0 | 0 | 0
2006 | CA | NPCC | Quebec | Quebec | DCSTO | Operable Total Internal Capacity | 31706 | 33976 | 34264 | 34844 | 34935 | 34912 | 35359 | 35047 | 35722 | 36218 | 36218
2006 | CA | NPCC | Quebec | Quebec | DCSTP | Total Potential Resources | 28740 | 32097 | 32385 | 32965 | 33056 | 33033 | 33480 | 33025 | 33700 | 34418 | 34443
2006 | CA | NPCC | Quebec | Quebec | DCSTPN | Planned – NOT under construction & positive rerating | 0 | 0 | 39 | 96 | 146 | 146 | 146 | 698 | 1034 | 1034 | 1634
2006 | CA | NPCC | Quebec | Quebec | DCSTPU | Planned Additions of New Capacity and Planned Uprates to Existing Capacity | 0 | 527 | 1024 | 1317 | 1948 | 2038 | 2038 | 2038 | 2038 | 2038 | 2038
2006 | CA | NPCC | Quebec | Quebec | DCSTRE | Planned Retirements and Planned Deratings | 0 | 0 | 0 | 0 | 0 | 0 | 0 | 0 | 0 | 0 | 0
2006 | CA | NPCC | Quebec | Quebec | DCSUC | Uncommitted Resources (Operable) | 0 | 0 | 0 | 0 | 0 | 0 | 0 | 0 | 0 | 0 | 0
2006 | CA | WECC | - | - | CSTF | Total | 25151 | 24934 | 25792 | 26175 | 26207 | 26267 | 27202 | 27202 | 27202 | 27202 | 27202
2006 | CA | WECC | - | - | DCSAI | Owned Capacity/Entitlement Located Externally | 0 | 0 | 0 | 0 | 0 | 0 | 0 | 0 | 0 | 0 | 0
2006 | CA | WECC | - | - | DCSAO | Capacity Owned by/Entitlement Held by External Entity | 0 | 0 | 0 | 0 | 0 | 0 | 0 | 0 | 0 | 0 | 0
2006 | CA | WECC | - | - | DCSCD | Conditional derates | 4 | 2 | 2 | 2 | 2 | 2 | 2 | 2 | 2 | 2 | 2
2006 | CA | WECC | - | - | DCSDGG | Distributed Generator Capacity >= 1 MW | 0 | 0 | 0 | 0 | 0 | 0 | 0 | 0 | 0 | 0 | 0
2006 | CA | WECC | - | - | DCSDGL | Distributed Generator Capacity < 1 MW | 0 | 0 | 0 | 0 | 0 | 0 | 0 | 0 | 0 | 0 | 0
2006 | CA | WECC | - | - | DCSDIC | Deliverable Internal Capacity | 22077 | 22098 | 22274 | 22255 | 22223 | 22166 | 22166 | 22166 | 22166 | 22166 | 22166
2006 | CA | WECC | - | - | DCSDRT | Summation of Derates | 449 | 506 | 736 | 1115 | 1147 | 1204 | 1204 | 1204 | 1204 | 1204 | 1204
2006 | CA | WECC | - | - | DCSDTO | Derated Operable Total Internal Capacity | 22077 | 22098 | 22726 | 22730 | 22730 | 22733 | 23668 | 23668 | 23668 | 23668 | 23668
2006 | CA | WECC | - | - | DCSEO | Energy-Only Resources (Operable) | 0 | 0 | 0 | 0 | 0 | 0 | 0 | 0 | 0 | 0 | 0
2006 | CA | WECC | - | - | DCSEU | Summation of Energy Only/Uncommitted | 0 | 0 | 452 | 475 | 507 | 567 | 1502 | 1502 | 1502 | 1502 | 1502
2006 | CA | WECC | - | - | DCSFP | Full-Responsibility Purchases (portion of total purchases) | 0 | 0 | 0 | 0 | 0 | 0 | 0 | 0 | 0 | 0 | 0
2006 | CA | WECC | - | - | DCSFS | Full-Responsibility Sales (portion of total sales) | 0 | 0 | 0 | 0 | 0 | 0 | 0 | 0 | 0 | 0 | 0
2006 | CA | WECC | - | - | DCSIC | Inoperable capacity | 1303 | 623 | 623 | 623 | 623 | 623 | 623 | 623 | 623 | 623 | 623
2006 | CA | WECC | - | - | DCSIN | Internal Demand | 16533 | 17265 | 17611 | 18075 | 18392 | 18874 | 19263 | 19680 | 20063 | 20369 | 20621
2006 | CA | WECC | - | - | DCSIT | Interruptible Demand | 0 | 0 | 0 | 0 | 0 | 0 | 0 | 0 | 0 | 0 | 0
2006 | CA | WECC | - | - | DCSLM | Direct Control Load Management | 299 | 299 | 299 | 299 | 299 | 299 | 299 | 299 | 299 | 299 | 299
2006 | CA | WECC | - | - | DCSNC | Net Capacity Resources | 22029 | 21955 | 22131 | 22112 | 22080 | 22023 | 22023 | 22023 | 22023 | 22023 | 22023
2006 | CA | WECC | - | - | DCSNI | Projected Net Internal Demand | 16234 | 16966 | 17312 | 17776 | 18093 | 18575 | 18964 | 19381 | 19764 | 20070 | 20322
2006 | CA | WECC | - | - | DCSOIC | Derated Operable Internal Capacity | 22077 | 22098 | 22274 | 22255 | 22223 | 22166 | 22166 | 22166 | 22166 | 22166 | 22166
2006 | CA | WECC | - | - | DCSOTL | Other Capacity < 1 MW | 0 | 0 | 0 | 0 | 0 | 0 | 0 | 0 | 0 | 0 | 0
2006 | CA | WECC | - | - | DCSPU | Purchases | 0 | 0 | 0 | 0 | 0 | 0 | 0 | 0 | 0 | 0 | 0
2006 | CA | WECC | - | - | DCSPUA | Summation of Purchases and Adjustments | 0 | 0 | 0 | 0 | 0 | 0 | 0 | 0 | 0 | 0 | 0
2006 | CA | WECC | - | - | DCSSA | Sales | 48 | 143 | 143 | 143 | 143 | 143 | 143 | 143 | 143 | 143 | 143
2006 | CA | WECC | - | - | DCSSAA | Summation of Sales and Adjustments | 48 | 143 | 143 | 143 | 143 | 143 | 143 | 143 | 143 | 143 | 143
2006 | CA | WECC | - | - | DCSSM | Planned Outage or Scheduled Maintenance | 1322 | 1707 | 1707 | 1707 | 1707 | 1707 | 1707 | 1707 | 1707 | 1707 | 1707
2006 | CA | WECC | - | - | DCSST | Standby Demand | 0 | 0 | 0 | 0 | 0 | 0 | 0 | 0 | 0 | 0 | 0
2006 | CA | WECC | - | - | DCST | Total Internal Capacity | 25151 | 24934 | 25792 | 26175 | 26207 | 26267 | 27202 | 27202 | 27202 | 27202 | 27202
2006 | CA | WECC | - | - | DCSTEX | Existing Capacity | 25151 | 25151 | 25151 | 25151 | 25151 | 25151 | 25151 | 25151 | 25151 | 25151 | 25151
2006 | CA | WECC | - | - | DCSTI | Projected Total Internal Demand | 16533 | 17265 | 17611 | 18075 | 18392 | 18874 | 19263 | 19680 | 20063 | 20369 | 20621
2006 | CA | WECC | - | - | DCSTL | Transmission-Limited Resources | 0 | 0 | 0 | 0 | 0 | 0 | 0 | 0 | 0 | 0 | 0
2006 | CA | WECC | - | - | DCSTO | Operable Total Internal Capacity | 23848 | 24311 | 25169 | 25552 | 25584 | 25644 | 26579 | 26579 | 26579 | 26579 | 26579
2006 | CA | WECC | - | - | DCSTP | Total Potential Resources | 22029 | 21955 | 22583 | 22587 | 22587 | 22590 | 23525 | 23525 | 23525 | 23525 | 23525
2006 | CA | WECC | - | - | DCSTPN | Planned – NOT under construction & positive rerating | 0 | 95 | 802 | 1185 | 1217 | 1277 | 2212 | 2212 | 2212 | 2212 | 2212
2006 | CA | WECC | - | - | DCSTPU | Planned Additions of New Capacity and Planned Uprates to Existing Capacity | 0 | 348 | 499 | 499 | 499 | 499 | 499 | 499 | 499 | 499 | 499
2006 | CA | WECC | - | - | DCSTRE | Planned Retirements and Planned Deratings | 0 | 660 | 660 | 660 | 660 | 660 | 660 | 660 | 660 | 660 | 660
2006 | CA | WECC | - | - | DCSUC | Uncommitted Resources (Operable) | 0 | 0 | 452 | 475 | 507 | 567 | 1502 | 1502 | 1502 | 1502 | 1502
2006 | MX | WECC | CA-MX | - | CSTF | Total | 2634 | 2357 | 2443 | 2671 | 2671 | 2926 | 3179 | 3434 | 3684 | 3684 | 3684
2006 | MX | WECC | CA-MX | - | DCSAI | Owned Capacity/Entitlement Located Externally | 0 | 0 | 0 | 0 | 0 | 0 | 0 | 0 | 0 | 0 | 0
2006 | MX | WECC | CA-MX | - | DCSAO | Capacity Owned by/Entitlement Held by External Entity | 0 | 0 | 0 | 0 | 0 | 0 | 0 | 0 | 0 | 0 | 0
2006 | MX | WECC | CA-MX | - | DCSCD | Conditional derates | 0 | 0 | 0 | 0 | 0 | 0 | 0 | 0 | 0 | 0 | 0
2006 | MX | WECC | CA-MX | - | DCSDGG | Distributed Generator Capacity >= 1 MW | 0 | 0 | 0 | 0 | 0 | 0 | 0 | 0 | 0 | 0 | 0
2006 | MX | WECC | CA-MX | - | DCSDGL | Distributed Generator Capacity < 1 MW | 0 | 0 | 0 | 0 | 0 | 0 | 0 | 0 | 0 | 0 | 0
2006 | MX | WECC | CA-MX | - | DCSDIC | Deliverable Internal Capacity | 2502 | 2355 | 2355 | 2355 | 2355 | 2355 | 2355 | 2355 | 2355 | 2355 | 2355
2006 | MX | WECC | CA-MX | - | DCSDRT | Summation of Derates | 0 | 0 | 0 | 0 | 0 | 0 | 0 | 0 | 0 | 0 | 0
2006 | MX | WECC | CA-MX | - | DCSDTO | Derated Operable Total Internal Capacity | 2502 | 2355 | 2441 | 2669 | 2669 | 2924 | 3177 | 3432 | 3682 | 3682 | 3682
2006 | MX | WECC | CA-MX | - | DCSEO | Energy-Only Resources (Operable) | 0 | 0 | 0 | 0 | 0 | 0 | 0 | 0 | 0 | 0 | 0
2006 | MX | WECC | CA-MX | - | DCSEU | Summation of Energy Only/Uncommitted | 0 | 0 | 86 | 314 | 314 | 569 | 822 | 1077 | 1327 | 1327 | 1327
2006 | MX | WECC | CA-MX | - | DCSFP | Full-Responsibility Purchases (portion of total purchases) | 0 | 0 | 0 | 0 | 0 | 0 | 0 | 0 | 0 | 0 | 0
2006 | MX | WECC | CA-MX | - | DCSFS | Full-Responsibility Sales (portion of total sales) | 0 | 0 | 0 | 0 | 0 | 0 | 0 | 0 | 0 | 0 | 0
2006 | MX | WECC | CA-MX | - | DCSIC | Inoperable capacity | 75 | 0 | 0 | 0 | 0 | 0 | 0 | 0 | 0 | 0 | 0
2006 | MX | WECC | CA-MX | - | DCSIN | Internal Demand | 1854 | 1965 | 2065 | 2155 | 2255 | 2359 | 2467 | 2601 | 2721 | 2820 | 2920
2006 | MX | WECC | CA-MX | - | DCSIT | Interruptible Demand | 0 | 0 | 0 | 0 | 0 | 0 | 0 | 0 | 0 | 0 | 0
2006 | MX | WECC | CA-MX | - | DCSLM | Direct Control Load Management | 0 | 0 | 0 | 0 | 0 | 0 | 0 | 0 | 0 | 0 | 0
2006 | MX | WECC | CA-MX | - | DCSNC | Net Capacity Resources | 2642 | 2355 | 2355 | 2355 | 2355 | 2355 | 2355 | 2355 | 2355 | 2355 | 2355
2006 | MX | WECC | CA-MX | - | DCSNI | Projected Net Internal Demand | 1854 | 1965 | 2065 | 2155 | 2255 | 2359 | 2467 | 2601 | 2721 | 2820 | 2920
2006 | MX | WECC | CA-MX | - | DCSOIC | Derated Operable Internal Capacity | 2502 | 2355 | 2355 | 2355 | 2355 | 2355 | 2355 | 2355 | 2355 | 2355 | 2355
2006 | MX | WECC | CA-MX | - | DCSOTL | Other Capacity < 1 MW | 0 | 0 | 0 | 0 | 0 | 0 | 0 | 0 | 0 | 0 | 0
2006 | MX | WECC | CA-MX | - | DCSPU | Purchases | 140 | 0 | 0 | 0 | 0 | 0 | 0 | 0 | 0 | 0 | 0
2006 | MX | WECC | CA-MX | - | DCSPUA | Summation of Purchases and Adjustments | 140 | 0 | 0 | 0 | 0 | 0 | 0 | 0 | 0 | 0 | 0
2006 | MX | WECC | CA-MX | - | DCSSA | Sales | 0 | 0 | 0 | 0 | 0 | 0 | 0 | 0 | 0 | 0 | 0
2006 | MX | WECC | CA-MX | - | DCSSAA | Summation of Sales and Adjustments | 0 | 0 | 0 | 0 | 0 | 0 | 0 | 0 | 0 | 0 | 0
2006 | MX | WECC | CA-MX | - | DCSSM | Planned Outage or Scheduled Maintenance | 57 | 2 | 2 | 2 | 2 | 2 | 2 | 2 | 2 | 2 | 2
2006 | MX | WECC | CA-MX | - | DCSST | Standby Demand | 0 | 0 | 0 | 0 | 0 | 0 | 0 | 0 | 0 | 0 | 0
2006 | MX | WECC | CA-MX | - | DCST | Total Internal Capacity | 2634 | 2357 | 2443 | 2671 | 2671 | 2926 | 3179 | 3434 | 3684 | 3684 | 3684
2006 | MX | WECC | CA-MX | - | DCSTEX | Existing Capacity | 2634 | 2634 | 2634 | 2634 | 2634 | 2634 | 2634 | 2634 | 2634 | 2634 | 2634
2006 | MX | WECC | CA-MX | - | DCSTI | Projected Total Internal Demand | 1854 | 1965 | 2065 | 2155 | 2255 | 2359 | 2467 | 2601 | 2721 | 2820 | 2920
2006 | MX | WECC | CA-MX | - | DCSTL | Transmission-Limited Resources | 0 | 0 | 0 | 0 | 0 | 0 | 0 | 0 | 0 | 0 | 0
2006 | MX | WECC | CA-MX | - | DCSTO | Operable Total Internal Capacity | 2559 | 2357 | 2443 | 2671 | 2671 | 2926 | 3179 | 3434 | 3684 | 3684 | 3684
2006 | MX | WECC | CA-MX | - | DCSTP | Total Potential Resources | 2642 | 2355 | 2441 | 2669 | 2669 | 2924 | 3177 | 3432 | 3682 | 3682 | 3682
2006 | MX | WECC | CA-MX | - | DCSTPN | Planned – NOT under construction & positive rerating | 0 | 0 | 86 | 314 | 314 | 569 | 822 | 1077 | 1327 | 1327 | 1327
2006 | MX | WECC | CA-MX | - | DCSTPU | Planned Additions of New Capacity and Planned Uprates to Existing Capacity | 0 | 0 | 0 | 0 | 0 | 0 | 0 | 0 | 0 | 0 | 0
2006 | MX | WECC | CA-MX | - | DCSTRE | Planned Retirements and Planned Deratings | 0 | 277 | 277 | 277 | 277 | 277 | 277 | 277 | 277 | 277 | 277
2006 | MX | WECC | CA-MX | - | DCSUC | Uncommitted Resources (Operable) | 0 | 0 | 86 | 314 | 314 | 569 | 822 | 1077 | 1327 | 1327 | 1327
2006 | TL | MRO | - | - | CSTF | Total | 52121 | 51949 | 52891 | 53706 | 54460 | 54628 | 54924 | 55688 | 55718 | 56018 | 55777
2006 | TL | MRO | - | - | DCSAI | Owned Capacity/Entitlement Located Externally | 493 | 1239 | 1239 | 1239 | 1239 | 1239 | 1239 | 1239 | 1239 | 1239 | 1239
2006 | TL | MRO | - | - | DCSAO | Capacity Owned by/Entitlement Held by External Entity | 0 | 0 | 0 | 0 | 0 | 0 | 0 | 0 | 0 | 0 | 0
2006 | TL | MRO | - | - | DCSCD | Conditional derates | 3081 | 0 | 0 | 0 | 0 | 0 | 0 | 0 | 0 | 0 | 0
2006 | TL | MRO | - | - | DCSDGG | Distributed Generator Capacity >= 1 MW | 105 | 116 | 116 | 116 | 116 | 116 | 116 | 116 | 116 | 116 | 116
2006 | TL | MRO | - | - | DCSDGL | Distributed Generator Capacity < 1 MW | 254 | 256 | 259 | 259 | 258 | 258 | 258 | 258 | 258 | 258 | 258
2006 | TL | MRO | - | - | DCSDIC | Deliverable Internal Capacity | 51807 | 51587 | 52527 | 53342 | 54098 | 54266 | 54563 | 55328 | 55358 | 55658 | 55417
2006 | TL | MRO | - | - | DCSDRT | Summation of Derates | 3081 | 0 | 0 | 0 | 0 | 0 | 0 | 0 | 0 | 0 | 0
2006 | TL | MRO | - | - | DCSDTO | Derated Operable Total Internal Capacity | 51807 | 51632 | 53572 | 55387 | 57143 | 58311 | 59608 | 61373 | 62403 | 63703 | 64478
2006 | TL | MRO | - | - | DCSEO | Energy-Only Resources (Operable) | 0 | 0 | 0 | 0 | 0 | 0 | 0 | 0 | 0 | 0 | 0
2006 | TL | MRO | - | - | DCSEU | Summation of Energy Only/Uncommitted | 0 | 45 | 1045 | 2045 | 3045 | 4045 | 5045 | 6045 | 7045 | 8045 | 9061
2006 | TL | MRO | - | - | DCSFP | Full-Responsibility Purchases (portion of total purchases) | 677 | 952 | 902 | 852 | 852 | 852 | 852 | 852 | 852 | 852 | 852
2006 | TL | MRO | - | - | DCSFS | Full-Responsibility Sales (portion of total sales) | 34 | 34 | 34 | 34 | 34 | 34 | 34 | 34 | 34 | 34 | 34
2006 | TL | MRO | - | - | DCSIC | Inoperable capacity | 354 | 0 | 0 | 0 | 0 | 0 | 0 | 0 | 0 | 0 | 0
2006 | TL | MRO | - | - | DCSIN | Internal Demand | 45682 | 47459 | 48254 | 49243 | 50138 | 51023 | 51940 | 52833 | 53670 | 54598 | 55514
2006 | TL | MRO | - | - | DCSIT | Interruptible Demand | 1626 | 1626 | 1630 | 1632 | 1631 | 1645 | 1645 | 1645 | 1645 | 1646 | 1646
2006 | TL | MRO | - | - | DCSLM | Direct Control Load Management | 286 | 294 | 296 | 303 | 307 | 312 | 315 | 321 | 324 | 328 | 332
2006 | TL | MRO | - | - | DCSNC | Net Capacity Resources | 54330 | 54579 | 55263 | 55978 | 56149 | 56388 | 56785 | 57500 | 56974 | 57114 | 56873
2006 | TL | MRO | - | - | DCSNI | Projected Net Internal Demand | 43774 | 45543 | 46332 | 47312 | 48204 | 49070 | 49984 | 50871 | 51705 | 52628 | 53540
2006 | TL | MRO | - | - | DCSOIC | Derated Operable Internal Capacity | 51807 | 51587 | 52527 | 53342 | 54098 | 54266 | 54563 | 55328 | 55358 | 55658 | 55417
2006 | TL | MRO | - | - | DCSOTL | Other Capacity < 1 MW | 59 | 58 | 58 | 58 | 58 | 58 | 58 | 58 | 58 | 58 | 58
2006 | TL | MRO | - | - | DCSPU | Purchases | 2291 | 2235 | 1777 | 1677 | 1202 | 1202 | 1202 | 1152 | 596 | 361 | 361
2006 | TL | MRO | - | - | DCSPUA | Summation of Purchases and Adjustments | 2784 | 3474 | 3016 | 2916 | 2441 | 2441 | 2441 | 2391 | 1835 | 1600 | 1600
2006 | TL | MRO | - | - | DCSSA | Sales | 261 | 482 | 280 | 280 | 390 | 319 | 219 | 219 | 219 | 144 | 144
2006 | TL | MRO | - | - | DCSSAA | Summation of Sales and Adjustments | 261 | 482 | 280 | 280 | 390 | 319 | 219 | 219 | 219 | 144 | 144
2006 | TL | MRO | - | - | DCSSM | Planned Outage or Scheduled Maintenance | 0 | 0 | 0 | 0 | 0 | 0 | 0 | 0 | 0 | 0 | 0
2006 | TL | MRO | - | - | DCSST | Standby Demand | 4 | 4 | 4 | 4 | 4 | 4 | 4 | 4 | 4 | 4 | 4
2006 | TL | MRO | - | - | DCST | Total Internal Capacity | 55242 | 51632 | 53572 | 55387 | 57143 | 58311 | 59608 | 61373 | 62403 | 63703 | 64478
2006 | TL | MRO | - | - | DCSTEX | Existing Capacity | 55242 | 51459 | 51459 | 51459 | 51459 | 51459 | 51459 | 51459 | 51459 | 51459 | 51459
2006 | TL | MRO | - | - | DCSTI | Projected Total Internal Demand | 45686 | 47463 | 48258 | 49247 | 50142 | 51027 | 51944 | 52837 | 53674 | 54602 | 55518
2006 | TL | MRO | - | - | DCSTL | Transmission-Limited Resources | 0 | 0 | 0 | 0 | 0 | 0 | 0 | 0 | 0 | 0 | 0
2006 | TL | MRO | - | - | DCSTO | Operable Total Internal Capacity | 54888 | 51632 | 53572 | 55387 | 57143 | 58311 | 59608 | 61373 | 62403 | 63703 | 64478
2006 | TL | MRO | - | - | DCSTP | Total Potential Resources | 54330 | 54624 | 56308 | 58023 | 59194 | 60433 | 61830 | 63545 | 64019 | 65159 | 65934
2006 | TL | MRO | - | - | DCSTPN | Planned – NOT under construction & positive rerating | 0 | 101 | 1151 | 2263 | 3253 | 4408 | 5705 | 7478 | 8567 | 9867 | 10642
2006 | TL | MRO | - | - | DCSTPU | Planned Additions of New Capacity and Planned Uprates to Existing Capacity | 0 | 72 | 962 | 1665 | 2431 | 2444 | 2444 | 2444 | 2444 | 2444 | 2444
2006 | TL | MRO | - | - | DCSTRE | Planned Retirements and Planned Deratings | 0 | 0 | 0 | 0 | 0 | 0 | 0 | 8 | 67 | 67 | 67
2006 | TL | MRO | - | - | DCSUC | Uncommitted Resources (Operable) | 0 | 45 | 1045 | 2045 | 3045 | 4045 | 5045 | 6045 | 7045 | 8045 | 9061
2006 | TL | WECC | - | - | CSTF | Total | 197368 | 202418 | 205537 | 211410 | 212833 | 215375 | 217398 | 220234 | 220506 | 221588 | 222338
2006 | TL | WECC | - | - | DCSAI | Owned Capacity/Entitlement Located Externally | 0 | 0 | 0 | 0 | 0 | 0 | 0 | 0 | 0 | 0 | 0
2006 | TL | WECC | - | - | DCSAO | Capacity Owned by/Entitlement Held by External Entity | 0 | 0 | 0 | 0 | 0 | 0 | 0 | 0 | 0 | 0 | 0
2006 | TL | WECC | - | - | DCSCD | Conditional derates | 218 | 179 | 154 | 157 | 156 | 181 | 180 | 179 | 179 | 178 | 178
2006 | TL | WECC | - | - | DCSDGG | Distributed Generator Capacity >= 1 MW | 0 | 0 | 0 | 0 | 0 | 0 | 0 | 0 | 0 | 0 | 0
2006 | TL | WECC | - | - | DCSDGL | Distributed Generator Capacity < 1 MW | 0 | 0 | 0 | 0 | 0 | 0 | 0 | 0 | 0 | 0 | 0
2006 | TL | WECC | - | - | DCSDIC | Deliverable Internal Capacity | 184160 | 186042 | 186793 | 186772 | 186769 | 186673 | 186466 | 186735 | 186854 | 186846 | 186849
2006 | TL | WECC | - | - | DCSDRT | Summation of Derates | 6687 | 11475 | 11961 | 14091 | 14122 | 14204 | 14384 | 14383 | 14383 | 14382 | 14382
2006 | TL | WECC | - | - | DCSDTO | Derated Operable Total Internal Capacity | 184160 | 186257 | 188916 | 192648 | 194080 | 196532 | 198156 | 201261 | 201652 | 202726 | 203479
2006 | TL | WECC | - | - | DCSEO | Energy-Only Resources (Operable) | 0 | 0 | 0 | 0 | 0 | 0 | 0 | 0 | 0 | 0 | 0
2006 | TL | WECC | - | - | DCSEU | Summation of Energy Only/Uncommitted | 0 | 215 | 2123 | 5876 | 7311 | 9859 | 11690 | 14526 | 14798 | 15880 | 16630
2006 | TL | WECC | - | - | DCSFP | Full-Responsibility Purchases (portion of total purchases) | 0 | 0 | 0 | 0 | 0 | 0 | 0 | 0 | 0 | 0 | 0
2006 | TL | WECC | - | - | DCSFS | Full-Responsibility Sales (portion of total sales) | 0 | 0 | 0 | 0 | 0 | 0 | 0 | 0 | 0 | 0 | 0
2006 | TL | WECC | - | - | DCSIC | Inoperable capacity | 2498 | 1422 | 1401 | 1401 | 1285 | 1285 | 1277 | 1277 | 1277 | 1277 | 1277
2006 | TL | WECC | - | - | DCSIN | Internal Demand | 149147 | 150177 | 153848 | 157587 | 161410 | 165068 | 168624 | 172123 | 175855 | 179541 | 183148
2006 | TL | WECC | - | - | DCSIT | Interruptible Demand | 1837 | 2314 | 2336 | 2359 | 2385 | 2408 | 2409 | 2410 | 2411 | 2412 | 2413
2006 | TL | WECC | - | - | DCSLM | Direct Control Load Management | 758 | 759 | 760 | 760 | 761 | 761 | 762 | 762 | 762 | 762 | 762
2006 | TL | WECC | - | - | DCSNC | Net Capacity Resources | 184660 | 186319 | 187052 | 187062 | 187023 | 186931 | 186585 | 186859 | 186979 | 186973 | 186979
2006 | TL | WECC | - | - | DCSNI | Projected Net Internal Demand | 146552 | 147104 | 150752 | 154468 | 158264 | 161899 | 165453 | 168951 | 172682 | 176367 | 179973
2006 | TL | WECC | - | - | DCSOIC | Derated Operable Internal Capacity | 184160 | 186042 | 186793 | 186772 | 186769 | 186673 | 186466 | 186735 | 186854 | 186846 | 186849
2006 | TL | WECC | - | - | DCSOTL | Other Capacity < 1 MW | 0 | 0 | 0 | 0 | 0 | 0 | 0 | 0 | 0 | 0 | 0
2006 | TL | WECC | - | - | DCSPU | Purchases | 694 | 501 | 498 | 503 | 467 | 471 | 332 | 337 | 338 | 340 | 343
2006 | TL | WECC | - | - | DCSPUA | Summation of Purchases and Adjustments | 694 | 501 | 498 | 503 | 467 | 471 | 332 | 337 | 338 | 340 | 343
2006 | TL | WECC | - | - | DCSSA | Sales | 194 | 224 | 239 | 213 | 213 | 213 | 213 | 213 | 213 | 213 | 213
2006 | TL | WECC | - | - | DCSSAA | Summation of Sales and Adjustments | 194 | 224 | 239 | 213 | 213 | 213 | 213 | 213 | 213 | 213 | 213
2006 | TL | WECC | - | - | DCSSM | Planned Outage or Scheduled Maintenance | 4023 | 3264 | 3259 | 3270 | 3346 | 3354 | 3581 | 3313 | 3194 | 3203 | 3200
2006 | TL | WECC | - | - | DCSST | Standby Demand | 0 | 0 | 0 | 0 | 0 | 0 | 0 | 0 | 0 | 0 | 0
2006 | TL | WECC | - | - | DCST | Total Internal Capacity | 197368 | 202418 | 205537 | 211410 | 212833 | 215375 | 217398 | 220234 | 220506 | 221588 | 222338
2006 | TL | WECC | - | - | DCSTEX | Existing Capacity | 197368 | 197368 | 197368 | 197368 | 197368 | 197368 | 197368 | 197368 | 197368 | 197368 | 197368
2006 | TL | WECC | - | - | DCSTI | Projected Total Internal Demand | 149147 | 150177 | 153848 | 157587 | 161410 | 165068 | 168624 | 172123 | 175855 | 179541 | 183148
2006 | TL | WECC | - | - | DCSTL | Transmission-Limited Resources | 0 | 0 | 0 | 0 | 0 | 0 | 0 | 0 | 0 | 0 | 0
2006 | TL | WECC | - | - | DCSTO | Operable Total Internal Capacity | 194870 | 200996 | 204136 | 210009 | 211548 | 214090 | 216121 | 218957 | 219229 | 220311 | 221061
2006 | TL | WECC | - | - | DCSTP | Total Potential Resources | 184660 | 186534 | 189175 | 192938 | 194334 | 196790 | 198275 | 201385 | 201777 | 202853 | 203609
2006 | TL | WECC | - | - | DCSTPN | Planned – NOT under construction & positive rerating | 0 | 668 | 2929 | 8213 | 9641 | 12177 | 14189 | 17025 | 17297 | 18379 | 19129
2006 | TL | WECC | - | - | DCSTPU | Planned Additions of New Capacity and Planned Uprates to Existing Capacity | 0 | 7114 | 7972 | 8579 | 8593 | 8605 | 8617 | 8617 | 8617 | 8617 | 8617
2006 | TL | WECC | - | - | DCSTRE | Planned Retirements and Planned Deratings | 0 | 2732 | 2732 | 2750 | 2769 | 2775 | 2776 | 2776 | 2776 | 2776 | 2776
2006 | TL | WECC | - | - | DCSUC | Uncommitted Resources (Operable) | 0 | 215 | 2123 | 5876 | 7311 | 9859 | 11690 | 14526 | 14798 | 15880 | 16630
2017 | US | TRE | - | ERCOT | MW | Photovoltaic On-Peak |  | 178 | 200.428 | 225.6819 | 254.1178 | 286.1367 | 322.1899 | 362.7858 | 408.4968 | 459.9674 | 517.9233 | 583.1816
2017 | US | TRE | - | ERCOT | MW | Total Internal Demand |  | 72933.5504 | 74149.3873 | 75588.3302 | 76510.2932 | 77417.2496 | 78377.2801 | 79347.6336 | 80315.2207 | 81260.6643 | 82285.7788 | 83931.4943
2017 | US | TRE | - | ERCOT | MW | Controllable and Dispatchable Demand Response - Available |  | 3137 | 3137 | 3137 | 3137 | 3137 | 3137 | 3137 | 3137 | 3137 | 3137 | 3137
2017 | US | TRE | - | ERCOT | MW | Net Internal Demand |  | 69796.5504 | 71012.3873 | 72451.3302 | 73373.2932 | 74280.2496 | 75240.2801 | 76210.6336 | 77178.2207 | 78123.6643 | 79148.7788 | 80794.4943
2017 | US | TRE | - | ERCOT | MW | Behind the Meter Generation - Capacity |  | 4201.3 | 4197.3 | 4126.3 | 4097.3 | 4157.3 | 4157.3 | 4157.3 | 4157.3 | 4157.3 | 4157.3 | 4157.3
2017 | US | TRE | - | ERCOT | MW | Other Capacity Adjustments - Additions |  | 0 | 0 | 0 | 0 | 0 | 0 | 0 | 0 | 0 | 0 | 0
2017 | US | TRE | - | ERCOT | MW | Other Capacity Adjustments - Reductions |  | 112.3 | 112.3 | 112.3 | 112.3 | 112.3 | 112.3 | 112.3 | 112.3 | 112.3 | 112.3 | 112.3
2017 | US | TRE | - | ERCOT | MW | Confirmed Retirements |  | 0 | 10 | 116 | 116 | 116 | 116 | 116 | 116 | 116 | 116 | 116
2017 | US | TRE | - | ERCOT | MW | Unconfirmed Retirements |  | 0 | 0 | 0 | 0 | 235 | 235 | 602 | 602 | 602 | 602 | 602
2017 | US | TRE | - | ERCOT | MW | Scheduled Outages |  | 0 | 0 | 0 | 0 | 0 | 0 | 0 | 0 | 0 | 0 | 0
2017 | US | TRE | - | ERCOT | MW | Transmission Limitations |  | 0 | 0 | 0 | 0 | 0 | 0 | 0 | 0 | 0 | 0 | 0
2017 | US | TRE | - | ERCOT | MW | Existing-Certain |  | 80172.653 | 80168.653 | 79257.653 | 79228.653 | 79288.653 | 79288.653 | 79288.653 | 79288.653 | 79288.653 | 79288.653 | 79288.653
2017 | US | TRE | - | ERCOT | MW | Existing-Other |  | 0 | 0 | 840 | 840 | 840 | 840 | 840 | 840 | 840 | 840 | 840
2017 | US | TRE | - | ERCOT | MW | Additions - Tier 1 |  | 792.732 | 3064.411 | 5561.079 | 6615.299 | 7093.299 | 7093.299 | 7093.299 | 7093.299 | 7093.299 | 7093.299 | 7093.299
2017 | US | TRE | - | ERCOT | MW | Additions - Tier 2 |  | 88 | 3775.584 | 15419.721 | 21682.88 | 23616.894 | 24416.894 | 24416.894 | 24416.894 | 24416.894 | 24416.894 | 24416.894
2017 | US | TRE | - | ERCOT | MW | Additions - Tier 3 |  | 0 | 0 | 300 | 2494.99 | 2550.99 | 2550.99 | 2550.99 | 2550.99 | 2550.99 | 2550.99 | 2550.99
2017 | US | TRE | - | ERCOT | MW | Firm Imports |  | 1796 | 1796 | 1796 | 1796 | 1346 | 1296 | 1296 | 1296 | 1296 | 1296 | 1296
2017 | US | TRE | - | ERCOT | MW | Firm Exports |  | 1021 | 1076 | 1076 | 1076 | 776 | 776 | 776 | 776 | 776 | 776 | 776
2017 | US | TRE | - | ERCOT | MW | Net Firm Capacity Transfers |  | 775 | 720 | 720 | 720 | 570 | 520 | 520 | 520 | 520 | 520 | 520
2017 | US | TRE | - | ERCOT | MW | Expected Imports |  | 0 | 0 | 0 | 0 | 0 | 0 | 0 | 0 | 0 | 0 | 0
2017 | US | TRE | - | ERCOT | MW | Expected Exports |  | 0 | 0 | 0 | 0 | 0 | 0 | 0 | 0 | 0 | 0 | 0
2017 | US | TRE | - | ERCOT | MW | Net Expected Transfers |  | 0 | 0 | 0 | 0 | 0 | 0 | 0 | 0 | 0 | 0 | 0
2017 | US | TRE | - | ERCOT | MW | Existing-Certain & Net Firm Transfers |  | 80947.653 | 80888.653 | 79977.653 | 79948.653 | 79858.653 | 79808.653 | 79808.653 | 79808.653 | 79808.653 | 79808.653 | 79808.653
2017 | US | TRE | - | ERCOT | MW | Anticipated Resources |  | 81740.385 | 83953.064 | 85538.732 | 86563.952 | 86951.952 | 86901.952 | 86901.952 | 86901.952 | 86901.952 | 86901.952 | 86901.952
2017 | US | TRE | - | ERCOT | MW | Prospective Resources |  | 81828.385 | 87728.648 | 101798.453 | 109086.832 | 111173.846 | 111923.846 | 111556.846 | 111556.846 | 111556.846 | 111556.846 | 111556.846
2017 | US | TRE | - | ERCOT | MW | Existing-Certain and Net Firm Transfers Excess/Shortfall |  | 0 | 0 | -2435.7351 | -3513.468 | -4635.1309 | -5777.1656 | -6880.9427 | -7981.5731 | -9057.0151 | -10223.0828 | -12095.0843
2017 | US | TRE | - | ERCOT | MW | Anticipated Excess/Shortfall |  | 0 | 0 | 0 | 0 | 0 | 0 | 0 | -888.2741 | -1963.7161 | -3129.7838 | -5001.7853
2017 | US | TRE | - | ERCOT | MW | Prospective Excess/Shortfall |  | 0 | 0 | 0 | 0 | 0 | 0 | 0 | 0 | 0 | 0 | 0
2017 | US | TRE | - | ERCOT | % | Existing-Certain and Net Firm Transfers Reserve Margin |  | 15.98% | 13.91% | 10.39% | 8.962% | 7.51% | 6.072% | 4.721% | 3.408% | 2.157% | 0.8337% | -1.22%
2017 | US | TRE | - | ERCOT | % | Anticipated Reserve Margin |  | 17.11% | 18.22% | 18.06% | 17.98% | 17.06% | 15.5% | 14.03% | 12.6% | 11.24% | 9.796% | 7.559%
2017 | US | TRE | - | ERCOT | % | Prospective Reserve Margin |  | 17.24% | 23.54% | 40.51% | 48.67% | 49.67% | 48.76% | 46.38% | 44.54% | 42.8% | 40.95% | 38.07%
2017 | US | TRE | - | ERCOT | % | Reference Margin Level |  | 13.75% | 13.75% | 13.75% | 13.75% | 13.75% | 13.75% | 13.75% | 13.75% | 13.75% | 13.75% | 13.75%
2018 | US | TRE | - | ERCOT | MW | Energy Efficiency and Conservation |  | 1270.2481 | 1543.7865 | 1822.0386 | 2103.9244 | 2389.4438 | 2678.597 | 2973.5438 | 3272.1243 | 3577.3074 | 3889.7949 | 4177.1981
2018 | US | TRE | - | ERCOT | MW | Total Installed Photovoltaic |  | 481.25 | 601.5625 | 751.9531 | 939.9414 | 1174.9268 | 1468.6584 | 1835.8231 | 2294.7788 | 2868.4735 | 3585.5919 | 4481.9899
2018 | US | TRE | - | ERCOT | MW | Photovoltaic On-Peak |  | 134.75 | 168.4375 | 210.5469 | 263.1836 | 328.9795 | 411.2244 | 514.0305 | 642.5381 | 803.1726 | 1003.9657 | 1254.9572
2018 | US | TRE | - | ERCOT | MW | Total Internal Demand |  | 72756 | 74202.654 | 75878.5907 | 77595.0519 | 79026.7677 | 80430.5515 | 81673.0179 | 82849.5316 | 84178.6219 | 85511.2776 | 86849.8046
2018 | US | TRE | - | ERCOT | MW | Controllable and Dispatchable Demand Response - Available |  | 2194 | 2173 | 2173 | 2173 | 2173 | 2173 | 2173 | 2173 | 2173 | 2173 | 2173
2006 | US | FRCC | - | FRCC | CSTF | Total | 47786 | 48858 | 50422 | 51526 | 54063 | 55384 | 56176 | 58556 | 60327 | 61794 | 63419
2006 | US | FRCC | - | FRCC | DCSAI | Owned Capacity/Entitlement Located Externally | 837 | 837 | 856 | 856 | 856 | 856 | 856 | 856 | 856 | 856 | 856
2006 | US | FRCC | - | FRCC | DCSAO | Capacity Owned by/Entitlement Held by External Entity | 0 | 0 | 0 | 0 | 0 | 0 | 0 | 0 | 0 | 0 | 0
2006 | US | FRCC | - | FRCC | DCSCD | Conditional derates | 0 | 0 | 0 | 0 | 0 | 0 | 0 | 0 | 0 | 0 | 0
2006 | US | FRCC | - | FRCC | DCSDGG | Distributed Generator Capacity >= 1 MW | 0 | 0 | 0 | 0 | 0 | 0 | 0 | 0 | 0 | 0 | 0
2006 | US | FRCC | - | FRCC | DCSDGL | Distributed Generator Capacity < 1 MW | 0 | 0 | 0 | 0 | 0 | 0 | 0 | 0 | 0 | 0 | 0
2006 | US | FRCC | - | FRCC | DCSDIC | Deliverable Internal Capacity | 46636 | 47708 | 49272 | 50376 | 52912 | 54231 | 55024 | 57404 | 59175 | 60642 | 62267
2006 | US | FRCC | - | FRCC | DCSDRT | Summation of Derates | 0 | 0 | 0 | 0 | 0 | 0 | 0 | 0 | 0 | 0 | 0
2006 | US | FRCC | - | FRCC | DCSDTO | Derated Operable Total Internal Capacity | 47786 | 48858 | 50422 | 51526 | 54062 | 55381 | 56174 | 58554 | 60325 | 61792 | 63417
2006 | US | FRCC | - | FRCC | DCSEO | Energy-Only Resources (Operable) | 0 | 0 | 0 | 0 | 0 | 0 | 0 | 0 | 0 | 0 | 0
2006 | US | FRCC | - | FRCC | DCSEU | Summation of Energy Only/Uncommitted | 1150 | 1150 | 1150 | 1150 | 1150 | 1150 | 1150 | 1150 | 1150 | 1150 | 1150
2006 | US | FRCC | - | FRCC | DCSFP | Full-Responsibility Purchases (portion of total purchases) | 2414 | 2389 | 2408 | 2408 | 2408 | 2198 | 2198 | 2198 | 2198 | 2198 | 2198
2006 | US | FRCC | - | FRCC | DCSFS | Full-Responsibility Sales (portion of total sales) | 0 | 0 | 0 | 0 | 0 | 0 | 0 | 0 | 0 | 0 | 0
2006 | US | FRCC | - | FRCC | DCSIC | Inoperable capacity | 58 | 163 | 163 | 163 | 214 | 214 | 214 | 214 | 214 | 214 | 214
2006 | US | FRCC | - | FRCC | DCSIN | Internal Demand | 46396 | 45520 | 46725 | 48030 | 49233 | 50221 | 51343 | 52490 | 53686 | 54830 | 56130
2006 | US | FRCC | - | FRCC | DCSIT | Interruptible Demand | 254 | 857 | 875 | 884 | 884 | 855 | 859 | 863 | 867 | 871 | 875
2006 | US | FRCC | - | FRCC | DCSLM | Direct Control Load Management | 192 | 1902 | 2072 | 2117 | 2139 | 2151 | 2166 | 2185 | 2208 | 2233 | 2237
2006 | US | FRCC | - | FRCC | DCSNC | Net Capacity Resources | 49050 | 50097 | 51680 | 52784 | 55320 | 56429 | 57222 | 59602 | 61373 | 62840 | 64465
2006 | US | FRCC | - | FRCC | DCSNI | Projected Net Internal Demand | 45950 | 42761 | 43778 | 45029 | 46210 | 47215 | 48318 | 49442 | 50611 | 51726 | 53018
2006 | US | FRCC | - | FRCC | DCSOIC | Derated Operable Internal Capacity | 46636 | 47708 | 49272 | 50376 | 52912 | 54231 | 55024 | 57404 | 59175 | 60642 | 62267
2006 | US | FRCC | - | FRCC | DCSOTL | Other Capacity < 1 MW | 0 | 0 | 0 | 0 | 0 | 0 | 0 | 0 | 0 | 0 | 0
2006 | US | FRCC | - | FRCC | DCSPU | Purchases | 1577 | 1552 | 1552 | 1552 | 1552 | 1342 | 1342 | 1342 | 1342 | 1342 | 1342
2006 | US | FRCC | - | FRCC | DCSPUA | Summation of Purchases and Adjustments | 2414 | 2389 | 2408 | 2408 | 2408 | 2198 | 2198 | 2198 | 2198 | 2198 | 2198
2006 | US | FRCC | - | FRCC | DCSSA | Sales | 0 | 0 | 0 | 0 | 0 | 0 | 0 | 0 | 0 | 0 | 0
2006 | US | FRCC | - | FRCC | DCSSAA | Summation of Sales and Adjustments | 0 | 0 | 0 | 0 | 0 | 0 | 0 | 0 | 0 | 0 | 0
2006 | US | FRCC | - | FRCC | DCSSM | Planned Outage or Scheduled Maintenance | 294 | 10 | 0 | 0 | 0 | 0 | 0 | 0 | 0 | 0 | 0
2006 | US | FRCC | - | FRCC | DCSST | Standby Demand | 0 | 0 | 0 | 0 | 0 | 0 | 0 | 0 | 0 | 0 | 0
2006 | US | FRCC | - | FRCC | DCST | Total Internal Capacity | 48138 | 49031 | 50585 | 51689 | 54276 | 55595 | 56388 | 58768 | 60539 | 62006 | 63631
2006 | US | FRCC | - | FRCC | DCSTEX | Existing Capacity | 46005 | 49301 | 49012 | 50585 | 51740 | 54486 | 55595 | 56387 | 58768 | 60539 | 62006
2006 | US | FRCC | - | FRCC | DCSTI | Projected Total Internal Demand | 46396 | 45520 | 46725 | 48030 | 49233 | 50221 | 51343 | 52490 | 53686 | 54830 | 56130
2006 | US | FRCC | - | FRCC | DCSTL | Transmission-Limited Resources | 0 | 0 | 0 | 0 | 0 | 0 | 0 | 0 | 0 | 0 | 0
2006 | US | FRCC | - | FRCC | DCSTO | Operable Total Internal Capacity | 48080 | 48868 | 50422 | 51526 | 54062 | 55381 | 56174 | 58554 | 60325 | 61792 | 63417
2006 | US | FRCC | - | FRCC | DCSTP | Total Potential Resources | 50200 | 51247 | 52830 | 53934 | 56470 | 57579 | 58372 | 60752 | 62523 | 63990 | 65615
2006 | US | FRCC | - | FRCC | DCSTPN | Planned – NOT under construction & positive rerating | 0 | 0 | 0 | 0 | 0 | 0 | 0 | 0 | 0 | 0 | 0
2006 | US | FRCC | - | FRCC | DCSTPU | Planned Additions of New Capacity and Planned Uprates to Existing Capacity | 2823 | 266 | 3532 | 1930 | 4118 | 1909 | 1232 | 2554 | 2580 | 2182 | 1783
2006 | US | FRCC | - | FRCC | DCSTRE | Planned Retirements and Planned Deratings | 690 | 536 | 1959 | 826 | 1581 | 800 | 439 | 174 | 809 | 715 | 158
2006 | US | FRCC | - | FRCC | DCSUC | Uncommitted Resources (Operable) | 1150 | 1150 | 1150 | 1150 | 1150 | 1150 | 1150 | 1150 | 1150 | 1150 | 1150
2006 | US | MRO | - | - | CSTF | Total | 43206 | 42998 | 43905 | 44682 | 45389 | 45519 | 45679 | 46374 | 46374 | 46660 | 46419
2006 | US | MRO | - | - | DCSAI | Owned Capacity/Entitlement Located Externally | 493 | 1239 | 1239 | 1239 | 1239 | 1239 | 1239 | 1239 | 1239 | 1239 | 1239
2006 | US | MRO | - | - | DCSAO | Capacity Owned by/Entitlement Held by External Entity | 0 | 0 | 0 | 0 | 0 | 0 | 0 | 0 | 0 | 0 | 0
2006 | US | MRO | - | - | DCSCD | Conditional derates | 3336 | 0 | 0 | 0 | 0 | 0 | 0 | 0 | 0 | 0 | 0
2006 | US | MRO | - | - | DCSDGG | Distributed Generator Capacity >= 1 MW | 105 | 116 | 116 | 116 | 116 | 116 | 116 | 116 | 116 | 116 | 116
2006 | US | MRO | - | - | DCSDGL | Distributed Generator Capacity < 1 MW | 254 | 256 | 259 | 259 | 258 | 258 | 258 | 258 | 258 | 258 | 258
2006 | US | MRO | - | - | DCSDIC | Deliverable Internal Capacity | 42894 | 42637 | 43544 | 44321 | 45029 | 45159 | 45320 | 46016 | 46016 | 46302 | 46045
2006 | US | MRO | - | - | DCSDRT | Summation of Derates | 3336 | 0 | 0 | 0 | 0 | 0 | 0 | 0 | 0 | 0 | 0
2006 | US | MRO | - | - | DCSDTO | Derated Operable Total Internal Capacity | 42894 | 42682 | 44589 | 46366 | 48074 | 49204 | 50365 | 52061 | 53061 | 54347 | 55106
2006 | US | MRO | - | - | DCSEO | Energy-Only Resources (Operable) | 0 | 0 | 0 | 0 | 0 | 0 | 0 | 0 | 0 | 0 | 0
2006 | US | MRO | - | - | DCSEU | Summation of Energy Only/Uncommitted | 0 | 45 | 1045 | 2045 | 3045 | 4045 | 5045 | 6045 | 7045 | 8045 | 9061
2006 | US | MRO | - | - | DCSFP | Full-Responsibility Purchases (portion of total purchases) | 1192 | 1467 | 1402 | 1352 | 1352 | 1352 | 1352 | 1352 | 1352 | 1352 | 1052
2006 | US | MRO | - | - | DCSFS | Full-Responsibility Sales (portion of total sales) | 34 | 34 | 34 | 34 | 34 | 34 | 34 | 34 | 34 | 34 | 34
2006 | US | MRO | - | - | DCSIC | Inoperable capacity | 157 | 0 | 0 | 0 | 0 | 0 | 0 | 0 | 0 | 0 | 0
2006 | US | MRO | - | - | DCSIN | Internal Demand | 39913 | 41618 | 42296 | 43201 | 44020 | 44839 | 45700 | 46553 | 47384 | 48279 | 49232
2006 | US | MRO | - | - | DCSIT | Interruptible Demand | 1365 | 1370 | 1374 | 1376 | 1375 | 1389 | 1389 | 1389 | 1389 | 1390 | 1390
2006 | US | MRO | - | - | DCSLM | Direct Control Load Management | 286 | 294 | 296 | 303 | 307 | 312 | 315 | 321 | 324 | 328 | 332
2006 | US | MRO | - | - | DCSNC | Net Capacity Resources | 46792 | 46954 | 47440 | 48117 | 48160 | 48311 | 48572 | 49188 | 48632 | 48758 | 47701
2006 | US | MRO | - | - | DCSNI | Projected Net Internal Demand | 38266 | 39958 | 40630 | 41526 | 42342 | 43142 | 44000 | 44847 | 45675 | 46565 | 47514
2006 | US | MRO | - | - | DCSOIC | Derated Operable Internal Capacity | 42894 | 42637 | 43544 | 44321 | 45029 | 45159 | 45320 | 46016 | 46016 | 46302 | 46045
2006 | US | MRO | - | - | DCSOTL | Other Capacity < 1 MW | 59 | 58 | 58 | 58 | 58 | 58 | 58 | 58 | 58 | 58 | 58
2006 | US | MRO | - | - | DCSPU | Purchases | 3666 | 3560 | 2937 | 2837 | 2282 | 2232 | 2232 | 2152 | 1596 | 1361 | 561
2006 | US | MRO | - | - | DCSPUA | Summation of Purchases and Adjustments | 4159 | 4799 | 4176 | 4076 | 3521 | 3471 | 3471 | 3391 | 2835 | 2600 | 1800
2006 | US | MRO | - | - | DCSSA | Sales | 261 | 482 | 280 | 280 | 390 | 319 | 219 | 219 | 219 | 144 | 144
2006 | US | MRO | - | - | DCSSAA | Summation of Sales and Adjustments | 261 | 482 | 280 | 280 | 390 | 319 | 219 | 219 | 219 | 144 | 144
2006 | US | MRO | - | - | DCSSM | Planned Outage or Scheduled Maintenance | 0 | 0 | 0 | 0 | 0 | 0 | 0 | 0 | 0 | 0 | 0
2006 | US | MRO | - | - | DCSST | Standby Demand | 4 | 4 | 4 | 4 | 4 | 4 | 4 | 4 | 4 | 4 | 4
2006 | US | MRO | - | - | DCST | Total Internal Capacity | 46387 | 42682 | 44589 | 46366 | 48074 | 49204 | 50365 | 52061 | 53061 | 54347 | 55106
2006 | US | MRO | - | - | DCSTEX | Existing Capacity | 46387 | 42519 | 42519 | 42519 | 42519 | 42519 | 42519 | 42519 | 42519 | 42519 | 42519
2006 | US | MRO | - | - | DCSTI | Projected Total Internal Demand | 39917 | 41622 | 42300 | 43205 | 44024 | 44843 | 45704 | 46557 | 47388 | 48283 | 49236
2006 | US | MRO | - | - | DCSTL | Transmission-Limited Resources | 0 | 0 | 0 | 0 | 0 | 0 | 0 | 0 | 0 | 0 | 0
2006 | US | MRO | - | - | DCSTO | Operable Total Internal Capacity | 46230 | 42682 | 44589 | 46366 | 48074 | 49204 | 50365 | 52061 | 53061 | 54347 | 55106
2006 | US | MRO | - | - | DCSTP | Total Potential Resources | 46792 | 46999 | 48485 | 50162 | 51205 | 52356 | 53617 | 55233 | 55677 | 56803 | 56762
2006 | US | MRO | - | - | DCSTPN | Planned – NOT under construction & positive rerating | 0 | 101 | 1128 | 2218 | 3163 | 4280 | 5441 | 7145 | 8145 | 9431 | 10190
2006 | US | MRO | - | - | DCSTPU | Planned Additions of New Capacity and Planned Uprates to Existing Capacity | 0 | 62 | 942 | 1629 | 2392 | 2405 | 2405 | 2405 | 2405 | 2405 | 2405
2006 | US | MRO | - | - | DCSTRE | Planned Retirements and Planned Deratings | 0 | 0 | 0 | 0 | 0 | 0 | 0 | 8 | 8 | 8 | 8
2006 | US | MRO | - | - | DCSUC | Uncommitted Resources (Operable) | 0 | 45 | 1045 | 2045 | 3045 | 4045 | 5045 | 6045 | 7045 | 8045 | 9061
2006 | US | NPCC | - | - | CSTF | Total | 68428 | 70000 | 71745 | 72265 | 72496 | 72496 | 72496 | 72496 | 72496 | 72496 | 72496
2006 | US | NPCC | - | - | DCSAI | Owned Capacity/Entitlement Located Externally | 0 | 0 | 0 | 0 | 0 | 0 | 0 | 0 | 0 | 0 | 0
2006 | US | NPCC | - | - | DCSAO | Capacity Owned by/Entitlement Held by External Entity | 0 | 0 | 0 | 0 | 0 | 0 | 0 | 0 | 0 | 0 | 0
2006 | US | NPCC | - | - | DCSCD | Conditional derates | 0 | 0 | 0 | 0 | 0 | 0 | 0 | 0 | 0 | 0 | 0
2006 | US | NPCC | - | - | DCSDGG | Distributed Generator Capacity >= 1 MW | 0 | 0 | 0 | 0 | 0 | 0 | 0 | 0 | 0 | 0 | 0
2006 | US | NPCC | - | - | DCSDGL | Distributed Generator Capacity < 1 MW | 0 | 0 | 0 | 0 | 0 | 0 | 0 | 0 | 0 | 0 | 0
2006 | US | NPCC | - | - | DCSDIC | Deliverable Internal Capacity | 69651 | 69997 | 71742 | 72262 | 72494 | 72494 | 72494 | 72494 | 72494 | 72494 | 72494
2006 | US | NPCC | - | - | DCSDRT | Summation of Derates | 0 | 0 | 0 | 0 | 0 | 0 | 0 | 0 | 0 | 0 | 0
2006 | US | NPCC | - | - | DCSDTO | Derated Operable Total Internal Capacity | 71703 | 72145 | 74377 | 74740 | 73973 | 73742 | 73742 | 73742 | 73742 | 73742 | 73742
2006 | US | NPCC | - | - | DCSEO | Energy-Only Resources (Operable) | 0 | 0 | 0 | 0 | 0 | 0 | 0 | 0 | 0 | 0 | 0
2006 | US | NPCC | - | - | DCSEU | Summation of Energy Only/Uncommitted | 2052 | 2148 | 2635 | 2478 | 1479 | 1248 | 1248 | 1248 | 1248 | 1248 | 1248
2006 | US | NPCC | - | - | DCSFP | Full-Responsibility Purchases (portion of total purchases) | 507 | 401 | 401 | 401 | 401 | 391 | 391 | 391 | 334 | 334 | 112
2006 | US | NPCC | - | - | DCSFS | Full-Responsibility Sales (portion of total sales) | 303 | 0 | 0 | 0 | 0 | 0 | 0 | 0 | 0 | 0 | 0
2006 | US | NPCC | - | - | DCSIC | Inoperable capacity | 0 | 0 | 0 | 0 | 0 | 0 | 0 | 0 | 0 | 0 | 0
2006 | US | NPCC | - | - | DCSIN | Internal Demand | 58960 | 60320 | 61186 | 62214 | 63228 | 64227 | 65233 | 66108 | 66823 | 67557 | 68275
2006 | US | NPCC | - | - | DCSIT | Interruptible Demand | 1289 | 1394 | 1394 | 1394 | 1394 | 1394 | 1394 | 1394 | 1394 | 1394 | 1394
2006 | US | NPCC | - | - | DCSLM | Direct Control Load Management | 269 | 210 | 210 | 210 | 210 | 210 | 210 | 210 | 210 | 210 | 210
2006 | US | NPCC | - | - | DCSNC | Net Capacity Resources | 72258 | 70205 | 71950 | 72390 | 72622 | 72622 | 72622 | 72622 | 72565 | 72565 | 72343
2006 | US | NPCC | - | - | DCSNI | Projected Net Internal Demand | 57402 | 58716 | 59582 | 60610 | 61624 | 62623 | 63629 | 64504 | 65219 | 65953 | 66671
2006 | US | NPCC | - | - | DCSOIC | Derated Operable Internal Capacity | 69651 | 69997 | 71742 | 72262 | 72494 | 72494 | 72494 | 72494 | 72494 | 72494 | 72494
2006 | US | NPCC | - | - | DCSOTL | Other Capacity < 1 MW | 0 | 0 | 0 | 0 | 0 | 0 | 0 | 0 | 0 | 0 | 0
2006 | US | NPCC | - | - | DCSPU | Purchases | 3207 | 481 | 481 | 401 | 401 | 391 | 391 | 391 | 334 | 334 | 112
2006 | US | NPCC | - | - | DCSPUA | Summation of Purchases and Adjustments | 3207 | 481 | 481 | 401 | 401 | 391 | 391 | 391 | 334 | 334 | 112
2006 | US | NPCC | - | - | DCSSA | Sales | 601 | 273 | 273 | 273 | 273 | 263 | 263 | 263 | 263 | 263 | 263
2006 | US | NPCC | - | - | DCSSAA | Summation of Sales and Adjustments | 601 | 273 | 273 | 273 | 273 | 263 | 263 | 263 | 263 | 263 | 263
2006 | US | NPCC | - | - | DCSSM | Planned Outage or Scheduled Maintenance | 200 | 100 | 0 | 0 | 0 | 0 | 0 | 0 | 0 | 0 | 0
2006 | US | NPCC | - | - | DCSST | Standby Demand | 0 | 0 | 0 | 0 | 0 | 0 | 0 | 0 | 0 | 0 | 0
2006 | US | NPCC | - | - | DCST | Total Internal Capacity | 71903 | 72245 | 74377 | 74740 | 73973 | 73742 | 73742 | 73742 | 73742 | 73742 | 73742
2006 | US | NPCC | - | - | DCSTEX | Existing Capacity | 70678 | 72086 | 72586 | 72616 | 71498 | 71498 | 71498 | 71498 | 71498 | 71498 | 71498
2006 | US | NPCC | - | - | DCSTI | Projected Total Internal Demand | 58960 | 60320 | 61186 | 62214 | 63228 | 64227 | 65233 | 66108 | 66823 | 67557 | 68275
2006 | US | NPCC | - | - | DCSTL | Transmission-Limited Resources | 0 | 0 | 0 | 0 | 0 | 0 | 0 | 0 | 0 | 0 | 0
2006 | US | NPCC | - | - | DCSTO | Operable Total Internal Capacity | 71903 | 72245 | 74377 | 74740 | 73973 | 73742 | 73742 | 73742 | 73742 | 73742 | 73742
2006 | US | NPCC | - | - | DCSTP | Total Potential Resources | 74310 | 72353 | 74585 | 74868 | 74101 | 73870 | 73870 | 73870 | 73813 | 73813 | 73591
2006 | US | NPCC | - | - | DCSTPN | Planned – NOT under construction & positive rerating | 0 | 45 | 1604 | 2244 | 2244 | 2244 | 2244 | 2244 | 2244 | 2244 | 2244
2006 | US | NPCC | - | - | DCSTPU | Planned Additions of New Capacity and Planned Uprates to Existing Capacity | 1392 | 515 | 270 | 999 | 231 | 0 | 0 | 0 | 0 | 0 | 0
2006 | US | NPCC | - | - | DCSTRE | Planned Retirements and Planned Deratings | 167 | 401 | 83 | 1119 | 0 | 0 | 0 | 0 | 0 | 0 | 0
2006 | US | NPCC | - | - | DCSUC | Uncommitted Resources (Operable) | 2052 | 2148 | 2635 | 2478 | 1479 | 1248 | 1248 | 1248 | 1248 | 1248 | 1248
2006 | US | NPCC | New England | New England | CSTF | Total | 30879 | 30496 | 30652 | 31651 | 31882 | 31882 | 31882 | 31882 | 31882 | 31882 | 31882
2006 | US | NPCC | New England | New England | DCSAI | Owned Capacity/Entitlement Located Externally | 0 | 0 | 0 | 0 | 0 | 0 | 0 | 0 | 0 | 0 | 0
2006 | US | NPCC | New England | New England | DCSAO | Capacity Owned by/Entitlement Held by External Entity | 0 | 0 | 0 | 0 | 0 | 0 | 0 | 0 | 0 | 0 | 0
2006 | US | NPCC | New England | New England | DCSCD | Conditional derates | 0 | 0 | 0 | 0 | 0 | 0 | 0 | 0 | 0 | 0 | 0
2006 | US | NPCC | New England | New England | DCSDGG | Distributed Generator Capacity >= 1 MW | 0 | 0 | 0 | 0 | 0 | 0 | 0 | 0 | 0 | 0 | 0
2006 | US | NPCC | New England | New England | DCSDGL | Distributed Generator Capacity < 1 MW | 0 | 0 | 0 | 0 | 0 | 0 | 0 | 0 | 0 | 0 | 0
2006 | US | NPCC | New England | New England | DCSDIC | Deliverable Internal Capacity | 30878 | 30496 | 30652 | 31651 | 31882 | 31882 | 31882 | 31882 | 31882 | 31882 | 31882
2006 | US | NPCC | New England | New England | DCSDRT | Summation of Derates | 0 | 0 | 0 | 0 | 0 | 0 | 0 | 0 | 0 | 0 | 0
2006 | US | NPCC | New England | New England | DCSDTO | Derated Operable Total Internal Capacity | 32930 | 32644 | 33287 | 34129 | 33361 | 33130 | 33130 | 33130 | 33130 | 33130 | 33130
2006 | US | NPCC | New England | New England | DCSEO | Energy-Only Resources (Operable) | 0 | 0 | 0 | 0 | 0 | 0 | 0 | 0 | 0 | 0 | 0
2006 | US | NPCC | New England | New England | DCSEU | Summation of Energy Only/Uncommitted | 2052 | 2148 | 2635 | 2478 | 1479 | 1248 | 1248 | 1248 | 1248 | 1248 | 1248
2006 | US | NPCC | New England | New England | DCSFP | Full-Responsibility Purchases (portion of total purchases) | 507 | 401 | 401 | 401 | 401 | 391 | 391 | 391 | 334 | 334 | 112
2006 | US | NPCC | New England | New England | DCSFS | Full-Responsibility Sales (portion of total sales) | 303 | 0 | 0 | 0 | 0 | 0 | 0 | 0 | 0 | 0 | 0
2006 | US | NPCC | New England | New England | DCSIC | Inoperable capacity | 0 | 0 | 0 | 0 | 0 | 0 | 0 | 0 | 0 | 0 | 0
2006 | US | NPCC | New England | New England | DCSIN | Internal Demand | 26885 | 27025 | 27355 | 27900 | 28540 | 29185 | 29885 | 30515 | 31020 | 31480 | 31895
2006 | US | NPCC | New England | New England | DCSIT | Interruptible Demand | 314 | 314 | 314 | 314 | 314 | 314 | 314 | 314 | 314 | 314 | 314
2006 | US | NPCC | New England | New England | DCSLM | Direct Control Load Management | 0 | 0 | 0 | 0 | 0 | 0 | 0 | 0 | 0 | 0 | 0
2006 | US | NPCC | New England | New England | DCSNC | Net Capacity Resources | 31083 | 30897 | 31053 | 32052 | 32283 | 32273 | 32273 | 32273 | 32216 | 32216 | 31994
2006 | US | NPCC | New England | New England | DCSNI | Projected Net Internal Demand | 26571 | 26711 | 27041 | 27586 | 28226 | 28871 | 29571 | 30201 | 30706 | 31166 | 31581
2006 | US | NPCC | New England | New England | DCSOIC | Derated Operable Internal Capacity | 30878 | 30496 | 30652 | 31651 | 31882 | 31882 | 31882 | 31882 | 31882 | 31882 | 31882
2006 | US | NPCC | New England | New England | DCSOTL | Other Capacity < 1 MW | 0 | 0 | 0 | 0 | 0 | 0 | 0 | 0 | 0 | 0 | 0
2006 | US | NPCC | New England | New England | DCSPU | Purchases | 507 | 401 | 401 | 401 | 401 | 391 | 391 | 391 | 334 | 334 | 112
2006 | US | NPCC | New England | New England | DCSPUA | Summation of Purchases and Adjustments | 507 | 401 | 401 | 401 | 401 | 391 | 391 | 391 | 334 | 334 | 112
2006 | US | NPCC | New England | New England | DCSSA | Sales | 303 | 0 | 0 | 0 | 0 | 0 | 0 | 0 | 0 | 0 | 0
2006 | US | NPCC | New England | New England | DCSSAA | Summation of Sales and Adjustments | 303 | 0 | 0 | 0 | 0 | 0 | 0 | 0 | 0 | 0 | 0
2006 | US | NPCC | New England | New England | DCSSM | Planned Outage or Scheduled Maintenance | 200 | 100 | 0 | 0 | 0 | 0 | 0 | 0 | 0 | 0 | 0
2006 | US | NPCC | New England | New England | DCSST | Standby Demand | 0 | 0 | 0 | 0 | 0 | 0 | 0 | 0 | 0 | 0 | 0
2006 | US | NPCC | New England | New England | DCST | Total Internal Capacity | 33130 | 32744 | 33287 | 34129 | 33361 | 33130 | 33130 | 33130 | 33130 | 33130 | 33130
2006 | US | NPCC | New England | New England | DCSTEX | Existing Capacity | 33130 | 33130 | 33130 | 33130 | 33130 | 33130 | 33130 | 33130 | 33130 | 33130 | 33130
2006 | US | NPCC | New England | New England | DCSTI | Projected Total Internal Demand | 26885 | 27025 | 27355 | 27900 | 28540 | 29185 | 29885 | 30515 | 31020 | 31480 | 31895
2006 | US | NPCC | New England | New England | DCSTL | Transmission-Limited Resources | 0 | 0 | 0 | 0 | 0 | 0 | 0 | 0 | 0 | 0 | 0
2006 | US | NPCC | New England | New England | DCSTO | Operable Total Internal Capacity | 33130 | 32744 | 33287 | 34129 | 33361 | 33130 | 33130 | 33130 | 33130 | 33130 | 33130
2006 | US | NPCC | New England | New England | DCSTP | Total Potential Resources | 33135 | 33045 | 33688 | 34530 | 33762 | 33521 | 33521 | 33521 | 33464 | 33464 | 33242
2006 | US | NPCC | New England | New England | DCSTPN | Planned – NOT under construction & positive rerating | 0 | 0 | 0 | 0 | 0 | 0 | 0 | 0 | 0 | 0 | 0
2006 | US | NPCC | New England | New England | DCSTPU | Planned Additions of New Capacity and Planned Uprates to Existing Capacity | 0 | 15 | 75 | 999 | 231 | 0 | 0 | 0 | 0 | 0 | 0
2006 | US | NPCC | New England | New England | DCSTRE | Planned Retirements and Planned Deratings | 0 | 401 | -82 | 0 | 0 | 0 | 0 | 0 | 0 | 0 | 0
2006 | US | NPCC | New England | New England | DCSUC | Uncommitted Resources (Operable) | 2052 | 2148 | 2635 | 2478 | 1479 | 1248 | 1248 | 1248 | 1248 | 1248 | 1248
2006 | US | NPCC | New York | New York | CSTF | Total | 37549 | 39504 | 41093 | 40614 | 40614 | 40614 | 40614 | 40614 | 40614 | 40614 | 40614
2006 | US | NPCC | New York | New York | DCSAI | Owned Capacity/Entitlement Located Externally | 0 | 0 | 0 | 0 | 0 | 0 | 0 | 0 | 0 | 0 | 0
2006 | US | NPCC | New York | New York | DCSAO | Capacity Owned by/Entitlement Held by External Entity | 0 | 0 | 0 | 0 | 0 | 0 | 0 | 0 | 0 | 0 | 0
2006 | US | NPCC | New York | New York | DCSCD | Conditional derates | 0 | 0 | 0 | 0 | 0 | 0 | 0 | 0 | 0 | 0 | 0
2006 | US | NPCC | New York | New York | DCSDGG | Distributed Generator Capacity >= 1 MW | 0 | 0 | 0 | 0 | 0 | 0 | 0 | 0 | 0 | 0 | 0
2006 | US | NPCC | New York | New York | DCSDGL | Distributed Generator Capacity < 1 MW | 0 | 0 | 0 | 0 | 0 | 0 | 0 | 0 | 0 | 0 | 0
2006 | US | NPCC | New York | New York | DCSDIC | Deliverable Internal Capacity | 38773 | 39501 | 41090 | 40611 | 40612 | 40612 | 40612 | 40612 | 40612 | 40612 | 40612
2006 | US | NPCC | New York | New York | DCSDRT | Summation of Derates | 0 | 0 | 0 | 0 | 0 | 0 | 0 | 0 | 0 | 0 | 0
2006 | US | NPCC | New York | New York | DCSDTO | Derated Operable Total Internal Capacity | 38773 | 39501 | 41090 | 40611 | 40612 | 40612 | 40612 | 40612 | 40612 | 40612 | 40612
2006 | US | NPCC | New York | New York | DCSEO | Energy-Only Resources (Operable) | 0 | 0 | 0 | 0 | 0 | 0 | 0 | 0 | 0 | 0 | 0
2006 | US | NPCC | New York | New York | DCSEU | Summation of Energy Only/Uncommitted | 0 | 0 | 0 | 0 | 0 | 0 | 0 | 0 | 0 | 0 | 0
2006 | US | NPCC | New York | New York | DCSFP | Full-Responsibility Purchases (portion of total purchases) | 0 | 0 | 0 | 0 | 0 | 0 | 0 | 0 | 0 | 0 | 0
2006 | US | NPCC | New York | New York | DCSFS | Full-Responsibility Sales (portion of total sales) | 0 | 0 | 0 | 0 | 0 | 0 | 0 | 0 | 0 | 0 | 0
2006 | US | NPCC | New York | New York | DCSIC | Inoperable capacity | 0 | 0 | 0 | 0 | 0 | 0 | 0 | 0 | 0 | 0 | 0
2006 | US | NPCC | New York | New York | DCSIN | Internal Demand | 32075 | 33295 | 33831 | 34314 | 34688 | 35042 | 35348 | 35593 | 35803 | 36077 | 36380
2006 | US | NPCC | New York | New York | DCSIT | Interruptible Demand | 975 | 1080 | 1080 | 1080 | 1080 | 1080 | 1080 | 1080 | 1080 | 1080 | 1080
2006 | US | NPCC | New York | New York | DCSLM | Direct Control Load Management | 269 | 210 | 210 | 210 | 210 | 210 | 210 | 210 | 210 | 210 | 210
2006 | US | NPCC | New York | New York | DCSNC | Net Capacity Resources | 41175 | 39308 | 40897 | 40338 | 40339 | 40349 | 40349 | 40349 | 40349 | 40349 | 40349
2006 | US | NPCC | New York | New York | DCSNI | Projected Net Internal Demand | 30831 | 32005 | 32541 | 33024 | 33398 | 33752 | 34058 | 34303 | 34513 | 34787 | 35090
2006 | US | NPCC | New York | New York | DCSOIC | Derated Operable Internal Capacity | 38773 | 39501 | 41090 | 40611 | 40612 | 40612 | 40612 | 40612 | 40612 | 40612 | 40612
2006 | US | NPCC | New York | New York | DCSOTL | Other Capacity < 1 MW | 0 | 0 | 0 | 0 | 0 | 0 | 0 | 0 | 0 | 0 | 0
2006 | US | NPCC | New York | New York | DCSPU | Purchases | 2700 | 80 | 80 | 0 | 0 | 0 | 0 | 0 | 0 | 0 | 0
2006 | US | NPCC | New York | New York | DCSPUA | Summation of Purchases and Adjustments | 2700 | 80 | 80 | 0 | 0 | 0 | 0 | 0 | 0 | 0 | 0
2006 | US | NPCC | New York | New York | DCSSA | Sales | 298 | 273 | 273 | 273 | 273 | 263 | 263 | 263 | 263 | 263 | 263
2006 | US | NPCC | New York | New York | DCSSAA | Summation of Sales and Adjustments | 298 | 273 | 273 | 273 | 273 | 263 | 263 | 263 | 263 | 263 | 263
2006 | US | NPCC | New York | New York | DCSSM | Planned Outage or Scheduled Maintenance | 0 | 0 | 0 | 0 | 0 | 0 | 0 | 0 | 0 | 0 | 0
2006 | US | NPCC | New York | New York | DCSST | Standby Demand | 0 | 0 | 0 | 0 | 0 | 0 | 0 | 0 | 0 | 0 | 0
2006 | US | NPCC | New York | New York | DCST | Total Internal Capacity | 38773 | 39501 | 41090 | 40611 | 40612 | 40612 | 40612 | 40612 | 40612 | 40612 | 40612
2006 | US | NPCC | New York | New York | DCSTEX | Existing Capacity | 37548 | 38956 | 39456 | 39486 | 38368 | 38368 | 38368 | 38368 | 38368 | 38368 | 38368
2006 | US | NPCC | New York | New York | DCSTI | Projected Total Internal Demand | 32075 | 33295 | 33831 | 34314 | 34688 | 35042 | 35348 | 35593 | 35803 | 36077 | 36380
2006 | US | NPCC | New York | New York | DCSTL | Transmission-Limited Resources | 0 | 0 | 0 | 0 | 0 | 0 | 0 | 0 | 0 | 0 | 0
2006 | US | NPCC | New York | New York | DCSTO | Operable Total Internal Capacity | 38773 | 39501 | 41090 | 40611 | 40612 | 40612 | 40612 | 40612 | 40612 | 40612 | 40612
2006 | US | NPCC | New York | New York | DCSTP | Total Potential Resources | 41175 | 39308 | 40897 | 40338 | 40339 | 40349 | 40349 | 40349 | 40349 | 40349 | 40349
2006 | US | NPCC | New York | New York | DCSTPN | Planned – NOT under construction & positive rerating | 0 | 45 | 1604 | 2244 | 2244 | 2244 | 2244 | 2244 | 2244 | 2244 | 2244
2006 | US | NPCC | New York | New York | DCSTPU | Planned Additions of New Capacity and Planned Uprates to Existing Capacity | 1392 | 500 | 195 | 0 | 0 | 0 | 0 | 0 | 0 | 0 | 0
2006 | US | NPCC | New York | New York | DCSTRE | Planned Retirements and Planned Deratings | 167 | 0 | 165 | 1119 | 0 | 0 | 0 | 0 | 0 | 0 | 0
2006 | US | NPCC | New York | New York | DCSUC | Uncommitted Resources (Operable) | 0 | 0 | 0 | 0 | 0 | 0 | 0 | 0 | 0 | 0 | 0
2006 | US | RF | - | - | CSTF | Total | 222000 | 224220 | 223736 | 224290 | 225005 | 226192 | 225967 | 225907 | 225729 | 225729 | 225729
2006 | US | RF | - | - | DCSAI | Owned Capacity/Entitlement Located Externally | 0 | 1035 | 1035 | 1035 | 1035 | 1035 | 1035 | 1035 | 1035 | 1035 | 1035
2006 | US | RF | - | - | DCSAO | Capacity Owned by/Entitlement Held by External Entity | 0 | 0 | 0 | 0 | 0 | 0 | 0 | 0 | 0 | 0 | 0
2006 | US | RF | - | - | DCSCD | Conditional derates | 0 | 0 | 0 | 0 | 0 | 0 | 0 | 0 | 0 | 0 | 0
2006 | US | RF | - | - | DCSDGG | Distributed Generator Capacity >= 1 MW | 0 | 0 | 0 | 0 | 0 | 0 | 0 | 0 | 0 | 0 | 0
2006 | US | RF | - | - | DCSDGL | Distributed Generator Capacity < 1 MW | 0 | 0 | 0 | 0 | 0 | 0 | 0 | 0 | 0 | 0 | 0
2006 | US | RF | - | - | DCSDIC | Deliverable Internal Capacity | 220000 | 222220 | 220945 | 220109 | 220109 | 220031 | 219806 | 219746 | 219568 | 219568 | 219568
2006 | US | RF | - | - | DCSDRT | Summation of Derates | 74 | 256 | 799 | 2801 | 3681 | 3681 | 3681 | 3681 | 3681 | 3681 | 3681
2006 | US | RF | - | - | DCSDTO | Derated Operable Total Internal Capacity | 220000 | 229520 | 230367 | 234208 | 236318 | 239905 | 239680 | 239620 | 239442 | 239442 | 239442
2006 | US | RF | - | - | DCSEO | Energy-Only Resources (Operable) | 0 | 4500 | 4500 | 4500 | 4500 | 4500 | 4500 | 4500 | 4500 | 4500 | 4500
2006 | US | RF | - | - | DCSEU | Summation of Energy Only/Uncommitted | 0 | 5300 | 7422 | 12099 | 14209 | 17874 | 17874 | 17874 | 17874 | 17874 | 17874
2006 | US | RF | - | - | DCSFP | Full-Responsibility Purchases (portion of total purchases) | 0 | 0 | 0 | 0 | 0 | 0 | 0 | 0 | 0 | 0 | 0
2006 | US | RF | - | - | DCSFS | Full-Responsibility Sales (portion of total sales) | 0 | 0 | 0 | 0 | 0 | 0 | 0 | 0 | 0 | 0 | 0
2006 | US | RF | - | - | DCSIC | Inoperable capacity | 11501 | 0 | 0 | 0 | 0 | 0 | 0 | 0 | 0 | 0 | 0
2006 | US | RF | - | - | DCSIN | Internal Demand | 190200 | 191600 | 193900 | 198600 | 201900 | 204800 | 207800 | 210700 | 214500 | 217600 | 220400
2006 | US | RF | - | - | DCSIT | Interruptible Demand | 0 | 3300 | 3200 | 3200 | 3200 | 3200 | 3100 | 3100 | 3100 | 3100 | 3100
2006 | US | RF | - | - | DCSLM | Direct Control Load Management | 0 | 800 | 800 | 900 | 900 | 900 | 900 | 900 | 900 | 900 | 900
2006 | US | RF | - | - | DCSNC | Net Capacity Resources | 220000 | 223395 | 221980 | 221144 | 221144 | 221066 | 220841 | 220781 | 220603 | 220603 | 220603
2006 | US | RF | - | - | DCSNI | Projected Net Internal Demand | 190200 | 187500 | 189900 | 194500 | 197800 | 200700 | 203800 | 206700 | 210500 | 213600 | 216400
2006 | US | RF | - | - | DCSOIC | Derated Operable Internal Capacity | 220000 | 224220 | 222945 | 222109 | 222109 | 222031 | 221806 | 221746 | 221568 | 221568 | 221568
2006 | US | RF | - | - | DCSOTL | Other Capacity < 1 MW | 0 | 0 | 0 | 0 | 0 | 0 | 0 | 0 | 0 | 0 | 0
2006 | US | RF | - | - | DCSPU | Purchases | 0 | 1732 | 0 | 0 | 0 | 0 | 0 | 0 | 0 | 0 | 0
2006 | US | RF | - | - | DCSPUA | Summation of Purchases and Adjustments | 0 | 2767 | 1035 | 1035 | 1035 | 1035 | 1035 | 1035 | 1035 | 1035 | 1035
2006 | US | RF | - | - | DCSSA | Sales | 0 | 1592 | 0 | 0 | 0 | 0 | 0 | 0 | 0 | 0 | 0
2006 | US | RF | - | - | DCSSAA | Summation of Sales and Adjustments | 0 | 1592 | 0 | 0 | 0 | 0 | 0 | 0 | 0 | 0 | 0
2006 | US | RF | - | - | DCSSM | Planned Outage or Scheduled Maintenance | 0 | 0 | 0 | 0 | 0 | 0 | 0 | 0 | 0 | 0 | 0
2006 | US | RF | - | - | DCSST | Standby Demand | 0 | 0 | 0 | 0 | 0 | 0 | 0 | 0 | 0 | 0 | 0
2006 | US | RF | - | - | DCST | Total Internal Capacity | 231575 | 229776 | 231166 | 237009 | 239999 | 243586 | 243361 | 243301 | 243123 | 243123 | 243123
2006 | US | RF | - | - | DCSTEX | Existing Capacity | 231575 | 228255 | 228255 | 228255 | 228255 | 228255 | 228255 | 228255 | 228255 | 228255 | 228255
2006 | US | RF | - | - | DCSTI | Projected Total Internal Demand | 190200 | 191600 | 193900 | 198600 | 201900 | 204800 | 207800 | 210700 | 214500 | 217600 | 220400
2006 | US | RF | - | - | DCSTL | Transmission-Limited Resources | 0 | 2000 | 2000 | 2000 | 2000 | 2000 | 2000 | 2000 | 2000 | 2000 | 2000
2006 | US | RF | - | - | DCSTO | Operable Total Internal Capacity | 220074 | 229776 | 231166 | 237009 | 239999 | 243586 | 243361 | 243301 | 243123 | 243123 | 243123
2006 | US | RF | - | - | DCSTP | Total Potential Resources | 220000 | 230695 | 231402 | 235243 | 237353 | 240940 | 240715 | 240655 | 240477 | 240477 | 240477
2006 | US | RF | - | - | DCSTPN | Planned – NOT under construction & positive rerating | 0 | 0 | 2122 | 8801 | 11791 | 15456 | 15456 | 15456 | 15456 | 15456 | 15456
2006 | US | RF | - | - | DCSTPU | Planned Additions of New Capacity and Planned Uprates to Existing Capacity | 0 | 1529 | 1529 | 1529 | 1529 | 1529 | 1529 | 1529 | 1529 | 1529 | 1529
2006 | US | RF | - | - | DCSTRE | Planned Retirements and Planned Deratings | 0 | 8 | 740 | 1576 | 1576 | 1654 | 1879 | 1939 | 2117 | 2117 | 2117
2006 | US | RF | - | - | DCSUC | Uncommitted Resources (Operable) | 0 | 800 | 2922 | 7599 | 9709 | 13374 | 13374 | 13374 | 13374 | 13374 | 13374
2006 | US | SERC | - | - | CSTF | Total | 200914 | 202246 | 205019 | 207431 | 211892 | 216180 | 221410 | 224360 | 226684 | 229713 | 232203
2006 | US | SERC | - | - | DCSAI | Owned Capacity/Entitlement Located Externally | 0 | 0 | 0 | 0 | 0 | 0 | 0 | 0 | 0 | 0 | 0
2006 | US | SERC | - | - | DCSAO | Capacity Owned by/Entitlement Held by External Entity | 0 | 0 | 0 | 0 | 0 | 0 | 0 | 0 | 0 | 0 | 0
2006 | US | SERC | - | - | DCSCD | Conditional derates | 0 | 0 | 0 | 0 | 0 | 0 | 0 | 0 | 0 | 0 | 0
2006 | US | SERC | - | - | DCSDGG | Distributed Generator Capacity >= 1 MW | 127 | 144 | 144 | 144 | 144 | 144 | 144 | 144 | 144 | 144 | 144
2006 | US | SERC | - | - | DCSDGL | Distributed Generator Capacity < 1 MW | 0 | 0 | 0 | 0 | 0 | 0 | 0 | 0 | 0 | 0 | 0
2006 | US | SERC | - | - | DCSDIC | Deliverable Internal Capacity | 220163 | 221468 | 223526 | 226566 | 231426 | 236784 | 242651 | 246737 | 251028 | 255213 | 260109
2006 | US | SERC | - | - | DCSDRT | Summation of Derates | 0 | 0 | 0 | 0 | 0 | 0 | 0 | 0 | 0 | 0 | 0
2006 | US | SERC | - | - | DCSDTO | Derated Operable Total Internal Capacity | 252848 | 254968 | 258526 | 266067 | 272918 | 280251 | 286868 | 290954 | 295245 | 299430 | 306646
2006 | US | SERC | - | - | DCSEO | Energy-Only Resources (Operable) | 0 | 0 | 0 | 0 | 0 | 0 | 0 | 0 | 0 | 0 | 0
2006 | US | SERC | - | - | DCSEU | Summation of Energy Only/Uncommitted | 32685 | 33500 | 35000 | 39501 | 41492 | 43467 | 44217 | 44217 | 44217 | 44217 | 46537
2006 | US | SERC | - | - | DCSFP | Full-Responsibility Purchases (portion of total purchases) | 0 | 0 | 0 | 0 | 0 | 0 | 0 | 0 | 0 | 0 | 0
2006 | US | SERC | - | - | DCSFS | Full-Responsibility Sales (portion of total sales) | 0 | 0 | 0 | 0 | 0 | 0 | 0 | 0 | 0 | 0 | 0
2006 | US | SERC | - | - | DCSIC | Inoperable capacity | 6129 | 7060 | 5995 | 5995 | 7309 | 7384 | 7424 | 7539 | 7579 | 7654 | 8335
2006 | US | SERC | - | - | DCSIN | Internal Demand | 190704 | 188755 | 192887 | 198255 | 201779 | 205797 | 209559 | 214393 | 218809 | 223319 | 226913
2006 | US | SERC | - | - | DCSIT | Interruptible Demand | 3949 | 4133 | 4081 | 3738 | 3735 | 3781 | 3801 | 3847 | 3947 | 4021 | 4070
2006 | US | SERC | - | - | DCSLM | Direct Control Load Management | 706 | 847 | 832 | 819 | 804 | 790 | 774 | 772 | 770 | 769 | 768
2006 | US | SERC | - | - | DCSNC | Net Capacity Resources | 219749 | 221246 | 223103 | 226119 | 230978 | 236518 | 242176 | 246262 | 250402 | 254587 | 259482
2006 | US | SERC | - | - | DCSNI | Projected Net Internal Demand | 186049 | 183783 | 187982 | 193706 | 197248 | 201233 | 204992 | 209782 | 214100 | 218537 | 222083
2006 | US | SERC | - | - | DCSOIC | Derated Operable Internal Capacity | 220163 | 221468 | 223526 | 226566 | 231426 | 236784 | 242651 | 246737 | 251028 | 255213 | 260109
2006 | US | SERC | - | - | DCSOTL | Other Capacity < 1 MW | 0 | 0 | 0 | 0 | 0 | 0 | 0 | 0 | 0 | 0 | 0
2006 | US | SERC | - | - | DCSPU | Purchases | 1482 | 1448 | 1394 | 1359 | 1359 | 1200 | 992 | 992 | 842 | 842 | 842
2006 | US | SERC | - | - | DCSPUA | Summation of Purchases and Adjustments | 1482 | 1448 | 1394 | 1359 | 1359 | 1200 | 992 | 992 | 842 | 842 | 842
2006 | US | SERC | - | - | DCSSA | Sales | 1896 | 1670 | 1817 | 1806 | 1807 | 1466 | 1467 | 1467 | 1468 | 1468 | 1469
2006 | US | SERC | - | - | DCSSAA | Summation of Sales and Adjustments | 1896 | 1670 | 1817 | 1806 | 1807 | 1466 | 1467 | 1467 | 1468 | 1468 | 1469
2006 | US | SERC | - | - | DCSSM | Planned Outage or Scheduled Maintenance | 0 | 0 | 0 | 0 | 0 | 0 | 0 | 0 | 0 | 0 | 0
2006 | US | SERC | - | - | DCSST | Standby Demand | 0 | 8 | 8 | 8 | 8 | 8 | 8 | 8 | 8 | 8 | 8
2006 | US | SERC | - | - | DCST | Total Internal Capacity | 258977 | 262028 | 264521 | 272062 | 280227 | 287635 | 294292 | 298493 | 302824 | 307084 | 314981
2006 | US | SERC | - | - | DCSTEX | Existing Capacity | 238230 | 238230 | 238230 | 238230 | 238230 | 238230 | 238230 | 238230 | 238230 | 238230 | 238230
2006 | US | SERC | - | - | DCSTI | Projected Total Internal Demand | 190705 | 188763 | 192895 | 198263 | 201787 | 205804 | 209567 | 214401 | 218817 | 223327 | 226921
2006 | US | SERC | - | - | DCSTL | Transmission-Limited Resources | 0 | 0 | 0 | 0 | 0 | 0 | 0 | 0 | 0 | 0 | 0
2006 | US | SERC | - | - | DCSTO | Operable Total Internal Capacity | 252848 | 254968 | 258526 | 266067 | 272918 | 280251 | 286868 | 290954 | 295245 | 299430 | 306646
2006 | US | SERC | - | - | DCSTP | Total Potential Resources | 252434 | 254746 | 258103 | 265620 | 272470 | 279985 | 286393 | 290479 | 294619 | 298804 | 306019
2006 | US | SERC | - | - | DCSTPN | Planned – NOT under construction & positive rerating | 0 | 0 | 911 | 2399 | 8278 | 14798 | 21175 | 24340 | 27091 | 30118 | 35774
2006 | US | SERC | - | - | DCSTPU | Planned Additions of New Capacity and Planned Uprates to Existing Capacity | 0 | 2713 | 6075 | 11514 | 13421 | 13443 | 13488 | 13513 | 13522 | 13599 | 13599
2006 | US | SERC | - | - | DCSTRE | Planned Retirements and Planned Deratings | 0 | 1 | 1 | 15 | 35 | 239 | 641 | 765 | 1162 | 1162 | 1327
2006 | US | SERC | - | - | DCSUC | Uncommitted Resources (Operable) | 32685 | 33500 | 35000 | 39501 | 41492 | 43467 | 44217 | 44217 | 44217 | 44217 | 46537
2006 | US | SERC | Central | - | CSTF | Total | 34033 | 34033 | 34720 | 36376 | 36205 | 36755 | 37293 | 37846 | 37855 | 38614 | 39369
2006 | US | SERC | Central | - | DCSAI | Owned Capacity/Entitlement Located Externally | 0 | 0 | 0 | 0 | 0 | 0 | 0 | 0 | 0 | 0 | 0
2006 | US | SERC | Central | - | DCSAO | Capacity Owned by/Entitlement Held by External Entity | 0 | 0 | 0 | 0 | 0 | 0 | 0 | 0 | 0 | 0 | 0
2006 | US | SERC | Central | - | DCSCD | Conditional derates | 0 | 0 | 0 | 0 | 0 | 0 | 0 | 0 | 0 | 0 | 0
2006 | US | SERC | Central | - | DCSDGG | Distributed Generator Capacity >= 1 MW | 0 | 0 | 0 | 0 | 0 | 0 | 0 | 0 | 0 | 0 | 0
2006 | US | SERC | Central | - | DCSDGL | Distributed Generator Capacity < 1 MW | 0 | 0 | 0 | 0 | 0 | 0 | 0 | 0 | 0 | 0 | 0
2006 | US | SERC | Central | - | DCSDIC | Deliverable Internal Capacity | 35676 | 36424 | 38116 | 39254 | 39833 | 40633 | 41791 | 42927 | 43686 | 44445 | 45450
2006 | US | SERC | Central | - | DCSDRT | Summation of Derates | 0 | 0 | 0 | 0 | 0 | 0 | 0 | 0 | 0 | 0 | 0
2006 | US | SERC | Central | - | DCSDTO | Derated Operable Total Internal Capacity | 38992 | 40555 | 42247 | 43385 | 43964 | 44764 | 45922 | 47058 | 47817 | 48576 | 49581
2006 | US | SERC | Central | - | DCSEO | Energy-Only Resources (Operable) | 0 | 0 | 0 | 0 | 0 | 0 | 0 | 0 | 0 | 0 | 0
2006 | US | SERC | Central | - | DCSEU | Summation of Energy Only/Uncommitted | 3316 | 4131 | 4131 | 4131 | 4131 | 4131 | 4131 | 4131 | 4131 | 4131 | 4131
2006 | US | SERC | Central | - | DCSFP | Full-Responsibility Purchases (portion of total purchases) | 0 | 0 | 0 | 0 | 0 | 0 | 0 | 0 | 0 | 0 | 0
2006 | US | SERC | Central | - | DCSFS | Full-Responsibility Sales (portion of total sales) | 0 | 0 | 0 | 0 | 0 | 0 | 0 | 0 | 0 | 0 | 0
2006 | US | SERC | Central | - | DCSIC | Inoperable capacity | 3611 | 3611 | 2546 | 2546 | 2546 | 2546 | 2546 | 2546 | 2546 | 2546 | 2546
2006 | US | SERC | Central | - | DCSIN | Internal Demand | 34722 | 34953 | 35852 | 36857 | 37267 | 38018 | 38707 | 39545 | 40435 | 41394 | 42182
2006 | US | SERC | Central | - | DCSIT | Interruptible Demand | 2471 | 2276 | 2274 | 1926 | 1945 | 1979 | 2021 | 2068 | 2162 | 2232 | 2294
2006 | US | SERC | Central | - | DCSLM | Direct Control Load Management | 0 | 0 | 0 | 0 | 0 | 0 | 0 | 0 | 0 | 0 | 0
2006 | US | SERC | Central | - | DCSNC | Net Capacity Resources | 36123 | 36871 | 38023 | 39161 | 39740 | 40540 | 41698 | 42834 | 43593 | 44352 | 45357
2006 | US | SERC | Central | - | DCSNI | Projected Net Internal Demand | 32251 | 32677 | 33578 | 34931 | 35322 | 36039 | 36686 | 37477 | 38273 | 39162 | 39888
2006 | US | SERC | Central | - | DCSOIC | Derated Operable Internal Capacity | 35676 | 36424 | 38116 | 39254 | 39833 | 40633 | 41791 | 42927 | 43686 | 44445 | 45450
2006 | US | SERC | Central | - | DCSOTL | Other Capacity < 1 MW | 0 | 0 | 0 | 0 | 0 | 0 | 0 | 0 | 0 | 0 | 0
2006 | US | SERC | Central | - | DCSPU | Purchases | 540 | 540 | 0 | 0 | 0 | 0 | 0 | 0 | 0 | 0 | 0
2006 | US | SERC | Central | - | DCSPUA | Summation of Purchases and Adjustments | 540 | 540 | 0 | 0 | 0 | 0 | 0 | 0 | 0 | 0 | 0
2006 | US | SERC | Central | - | DCSSA | Sales | 93 | 93 | 93 | 93 | 93 | 93 | 93 | 93 | 93 | 93 | 93
2006 | US | SERC | Central | - | DCSSAA | Summation of Sales and Adjustments | 93 | 93 | 93 | 93 | 93 | 93 | 93 | 93 | 93 | 93 | 93
2006 | US | SERC | Central | - | DCSSM | Planned Outage or Scheduled Maintenance | 0 | 0 | 0 | 0 | 0 | 0 | 0 | 0 | 0 | 0 | 0
2006 | US | SERC | Central | - | DCSST | Standby Demand | 0 | 0 | 0 | 0 | 0 | 0 | 0 | 0 | 0 | 0 | 0
2006 | US | SERC | Central | - | DCST | Total Internal Capacity | 42603 | 44166 | 44793 | 45931 | 46510 | 47310 | 48468 | 49604 | 50363 | 51122 | 52127
2006 | US | SERC | Central | - | DCSTEX | Existing Capacity | 39671 | 39671 | 39671 | 39671 | 39671 | 39671 | 39671 | 39671 | 39671 | 39671 | 39671
2006 | US | SERC | Central | - | DCSTI | Projected Total Internal Demand | 34722 | 34953 | 35852 | 36857 | 37267 | 38018 | 38707 | 39545 | 40435 | 41394 | 42182
2006 | US | SERC | Central | - | DCSTL | Transmission-Limited Resources | 0 | 0 | 0 | 0 | 0 | 0 | 0 | 0 | 0 | 0 | 0
2006 | US | SERC | Central | - | DCSTO | Operable Total Internal Capacity | 38992 | 40555 | 42247 | 43385 | 43964 | 44764 | 45922 | 47058 | 47817 | 48576 | 49581
2006 | US | SERC | Central | - | DCSTP | Total Potential Resources | 39439 | 41002 | 42154 | 43292 | 43871 | 44671 | 45829 | 46965 | 47724 | 48483 | 49488
2006 | US | SERC | Central | - | DCSTPN | Planned – NOT under construction & positive rerating | 0 | 0 | 503 | 1585 | 1418 | 1946 | 2446 | 2974 | 2974 | 3724 | 4502
2006 | US | SERC | Central | - | DCSTPU | Planned Additions of New Capacity and Planned Uprates to Existing Capacity | 0 | 815 | 999 | 1573 | 1573 | 1595 | 1633 | 1658 | 1667 | 1676 | 1676
2006 | US | SERC | Central | - | DCSTRE | Planned Retirements and Planned Deratings | 0 | 0 | 0 | 0 | 4 | 4 | 4 | 4 | 4 | 4 | 27
2006 | US | SERC | Central | - | DCSUC | Uncommitted Resources (Operable) | 3316 | 4131 | 4131 | 4131 | 4131 | 4131 | 4131 | 4131 | 4131 | 4131 | 4131
2006 | US | SERC | Delta | - | CSTF | Total | 30619 | 30936 | 31496 | 31496 | 31496 | 32201 | 32826 | 32826 | 32826 | 32826 | 32826
2006 | US | SERC | Delta | - | DCSAI | Owned Capacity/Entitlement Located Externally | 0 | 0 | 0 | 0 | 0 | 0 | 0 | 0 | 0 | 0 | 0
2006 | US | SERC | Delta | - | DCSAO | Capacity Owned by/Entitlement Held by External Entity | 0 | 0 | 0 | 0 | 0 | 0 | 0 | 0 | 0 | 0 | 0
2006 | US | SERC | Delta | - | DCSCD | Conditional derates | 0 | 0 | 0 | 0 | 0 | 0 | 0 | 0 | 0 | 0 | 0
2006 | US | SERC | Delta | - | DCSDGG | Distributed Generator Capacity >= 1 MW | 89 | 89 | 89 | 89 | 89 | 89 | 89 | 89 | 89 | 89 | 89
2006 | US | SERC | Delta | - | DCSDGL | Distributed Generator Capacity < 1 MW | 0 | 0 | 0 | 0 | 0 | 0 | 0 | 0 | 0 | 0 | 0
2006 | US | SERC | Delta | - | DCSDIC | Deliverable Internal Capacity | 33893 | 33954 | 32919 | 32931 | 32254 | 32930 | 33567 | 33579 | 33592 | 33605 | 33618
2006 | US | SERC | Delta | - | DCSDRT | Summation of Derates | 0 | 0 | 0 | 0 | 0 | 0 | 0 | 0 | 0 | 0 | 0
2006 | US | SERC | Delta | - | DCSDTO | Derated Operable Total Internal Capacity | 50495 | 50556 | 49521 | 49533 | 49556 | 51032 | 51669 | 51681 | 51694 | 51707 | 51720
2006 | US | SERC | Delta | - | DCSEO | Energy-Only Resources (Operable) | 0 | 0 | 0 | 0 | 0 | 0 | 0 | 0 | 0 | 0 | 0
2006 | US | SERC | Delta | - | DCSEU | Summation of Energy Only/Uncommitted | 16602 | 16602 | 16602 | 16602 | 17302 | 18102 | 18102 | 18102 | 18102 | 18102 | 18102
2006 | US | SERC | Delta | - | DCSFP | Full-Responsibility Purchases (portion of total purchases) | 0 | 0 | 0 | 0 | 0 | 0 | 0 | 0 | 0 | 0 | 0
2006 | US | SERC | Delta | - | DCSFS | Full-Responsibility Sales (portion of total sales) | 0 | 0 | 0 | 0 | 0 | 0 | 0 | 0 | 0 | 0 | 0
2006 | US | SERC | Delta | - | DCSIC | Inoperable capacity | 1487 | 2418 | 2418 | 2418 | 3657 | 3657 | 3657 | 3657 | 3657 | 3657 | 3657
2006 | US | SERC | Delta | - | DCSIN | Internal Demand | 27503 | 27620 | 28157 | 28810 | 29241 | 29862 | 30260 | 30889 | 31569 | 32196 | 32640
2006 | US | SERC | Delta | - | DCSIT | Interruptible Demand | 375 | 514 | 492 | 504 | 490 | 508 | 492 | 498 | 510 | 513 | 497
2006 | US | SERC | Delta | - | DCSLM | Direct Control Load Management | 0 | 0 | 0 | 0 | 0 | 0 | 0 | 0 | 0 | 0 | 0
2006 | US | SERC | Delta | - | DCSNC | Net Capacity Resources | 34367 | 34381 | 33183 | 33206 | 32604 | 33450 | 34084 | 34096 | 34109 | 34122 | 34135
2006 | US | SERC | Delta | - | DCSNI | Projected Net Internal Demand | 27128 | 27114 | 27673 | 28314 | 28759 | 29362 | 29776 | 30399 | 31067 | 31691 | 32151
2006 | US | SERC | Delta | - | DCSOIC | Derated Operable Internal Capacity | 33893 | 33954 | 32919 | 32931 | 32254 | 32930 | 33567 | 33579 | 33592 | 33605 | 33618
2006 | US | SERC | Delta | - | DCSOTL | Other Capacity < 1 MW | 0 | 0 | 0 | 0 | 0 | 0 | 0 | 0 | 0 | 0 | 0
2006 | US | SERC | Delta | - | DCSPU | Purchases | 569 | 572 | 572 | 572 | 572 | 572 | 569 | 569 | 569 | 569 | 569
2006 | US | SERC | Delta | - | DCSPUA | Summation of Purchases and Adjustments | 569 | 572 | 572 | 572 | 572 | 572 | 569 | 569 | 569 | 569 | 569
2006 | US | SERC | Delta | - | DCSSA | Sales | 95 | 145 | 308 | 297 | 222 | 52 | 52 | 52 | 52 | 52 | 52
2006 | US | SERC | Delta | - | DCSSAA | Summation of Sales and Adjustments | 95 | 145 | 308 | 297 | 222 | 52 | 52 | 52 | 52 | 52 | 52
2006 | US | SERC | Delta | - | DCSSM | Planned Outage or Scheduled Maintenance | 0 | 0 | 0 | 0 | 0 | 0 | 0 | 0 | 0 | 0 | 0
2006 | US | SERC | Delta | - | DCSST | Standby Demand | 0 | 8 | 8 | 8 | 8 | 8 | 8 | 8 | 8 | 8 | 8
2006 | US | SERC | Delta | - | DCST | Total Internal Capacity | 51982 | 52974 | 51939 | 51951 | 53213 | 54689 | 55326 | 55338 | 55351 | 55364 | 55377
2006 | US | SERC | Delta | - | DCSTEX | Existing Capacity | 48571 | 48571 | 48571 | 48571 | 48571 | 48571 | 48571 | 48571 | 48571 | 48571 | 48571
2006 | US | SERC | Delta | - | DCSTI | Projected Total Internal Demand | 27503 | 27628 | 28165 | 28818 | 29249 | 29870 | 30268 | 30897 | 31577 | 32204 | 32648
2006 | US | SERC | Delta | - | DCSTL | Transmission-Limited Resources | 0 | 0 | 0 | 0 | 0 | 0 | 0 | 0 | 0 | 0 | 0
2006 | US | SERC | Delta | - | DCSTO | Operable Total Internal Capacity | 50495 | 50556 | 49521 | 49533 | 49556 | 51032 | 51669 | 51681 | 51694 | 51707 | 51720
2006 | US | SERC | Delta | - | DCSTP | Total Potential Resources | 50969 | 50983 | 49785 | 49808 | 49906 | 51552 | 52186 | 52198 | 52211 | 52224 | 52237
2006 | US | SERC | Delta | - | DCSTPN | Planned – NOT under construction & positive rerating | 0 | 0 | 0 | 0 | 1939 | 3444 | 4069 | 4069 | 4069 | 4069 | 4069
2006 | US | SERC | Delta | - | DCSTPU | Planned Additions of New Capacity and Planned Uprates to Existing Capacity | 0 | 882 | 1442 | 1442 | 1442 | 1442 | 1442 | 1442 | 1442 | 1442 | 1442
2006 | US | SERC | Delta | - | DCSTRE | Planned Retirements and Planned Deratings | 0 | 0 | 0 | 0 | 0 | 0 | 0 | 0 | 0 | 0 | 0
2006 | US | SERC | Delta | - | DCSUC | Uncommitted Resources (Operable) | 16602 | 16602 | 16602 | 16602 | 17302 | 18102 | 18102 | 18102 | 18102 | 18102 | 18102
2006 | US | SERC | Gateway | - | CSTF | Total | 21326 | 22329 | 22399 | 22429 | 23929 | 23929 | 23936 | 23936 | 23936 | 23936 | 23936
2006 | US | SERC | Gateway | - | DCSAI | Owned Capacity/Entitlement Located Externally | 0 | 0 | 0 | 0 | 0 | 0 | 0 | 0 | 0 | 0 | 0
2006 | US | SERC | Gateway | - | DCSAO | Capacity Owned by/Entitlement Held by External Entity | 0 | 0 | 0 | 0 | 0 | 0 | 0 | 0 | 0 | 0 | 0
2006 | US | SERC | Gateway | - | DCSCD | Conditional derates | 0 | 0 | 0 | 0 | 0 | 0 | 0 | 0 | 0 | 0 | 0
2006 | US | SERC | Gateway | - | DCSDGG | Distributed Generator Capacity >= 1 MW | 0 | 0 | 0 | 0 | 0 | 0 | 0 | 0 | 0 | 0 | 0
2006 | US | SERC | Gateway | - | DCSDGL | Distributed Generator Capacity < 1 MW | 0 | 0 | 0 | 0 | 0 | 0 | 0 | 0 | 0 | 0 | 0
2006 | US | SERC | Gateway | - | DCSDIC | Deliverable Internal Capacity | 26211 | 25220 | 25519 | 25898 | 27422 | 27765 | 27926 | 28110 | 28268 | 28451 | 28636
2006 | US | SERC | Gateway | - | DCSDRT | Summation of Derates | 0 | 0 | 0 | 0 | 0 | 0 | 0 | 0 | 0 | 0 | 0
2006 | US | SERC | Gateway | - | DCSDTO | Derated Operable Total Internal Capacity | 28787 | 27796 | 28095 | 29889 | 31413 | 31756 | 31917 | 32101 | 32259 | 32442 | 32627
2006 | US | SERC | Gateway | - | DCSEO | Energy-Only Resources (Operable) | 0 | 0 | 0 | 0 | 0 | 0 | 0 | 0 | 0 | 0 | 0
2006 | US | SERC | Gateway | - | DCSEU | Summation of Energy Only/Uncommitted | 2576 | 2576 | 2576 | 3991 | 3991 | 3991 | 3991 | 3991 | 3991 | 3991 | 3991
2006 | US | SERC | Gateway | - | DCSFP | Full-Responsibility Purchases (portion of total purchases) | 0 | 0 | 0 | 0 | 0 | 0 | 0 | 0 | 0 | 0 | 0
2006 | US | SERC | Gateway | - | DCSFS | Full-Responsibility Sales (portion of total sales) | 0 | 0 | 0 | 0 | 0 | 0 | 0 | 0 | 0 | 0 | 0
2006 | US | SERC | Gateway | - | DCSIC | Inoperable capacity | 0 | 0 | 0 | 0 | 0 | 0 | 0 | 0 | 0 | 0 | 0
2006 | US | SERC | Gateway | - | DCSIN | Internal Demand | 18400 | 17884 | 18091 | 18297 | 18513 | 18732 | 18975 | 19195 | 19415 | 19637 | 19858
2006 | US | SERC | Gateway | - | DCSIT | Interruptible Demand | 186 | 186 | 165 | 165 | 165 | 165 | 165 | 165 | 165 | 165 | 165
2006 | US | SERC | Gateway | - | DCSLM | Direct Control Load Management | 87 | 87 | 87 | 87 | 87 | 87 | 87 | 87 | 87 | 87 | 87
2006 | US | SERC | Gateway | - | DCSNC | Net Capacity Resources | 26417 | 25625 | 25924 | 26268 | 27792 | 28066 | 28227 | 28411 | 28569 | 28752 | 28937
2006 | US | SERC | Gateway | - | DCSNI | Projected Net Internal Demand | 18127 | 17611 | 17839 | 18045 | 18261 | 18480 | 18723 | 18943 | 19163 | 19385 | 19606
2006 | US | SERC | Gateway | - | DCSOIC | Derated Operable Internal Capacity | 26211 | 25220 | 25519 | 25898 | 27422 | 27765 | 27926 | 28110 | 28268 | 28451 | 28636
2006 | US | SERC | Gateway | - | DCSOTL | Other Capacity < 1 MW | 0 | 0 | 0 | 0 | 0 | 0 | 0 | 0 | 0 | 0 | 0
2006 | US | SERC | Gateway | - | DCSPU | Purchases | 408 | 405 | 405 | 370 | 370 | 301 | 301 | 301 | 301 | 301 | 301
2006 | US | SERC | Gateway | - | DCSPUA | Summation of Purchases and Adjustments | 408 | 405 | 405 | 370 | 370 | 301 | 301 | 301 | 301 | 301 | 301
2006 | US | SERC | Gateway | - | DCSSA | Sales | 202 | 0 | 0 | 0 | 0 | 0 | 0 | 0 | 0 | 0 | 0
2006 | US | SERC | Gateway | - | DCSSAA | Summation of Sales and Adjustments | 202 | 0 | 0 | 0 | 0 | 0 | 0 | 0 | 0 | 0 | 0
2006 | US | SERC | Gateway | - | DCSSM | Planned Outage or Scheduled Maintenance | 0 | 0 | 0 | 0 | 0 | 0 | 0 | 0 | 0 | 0 | 0
2006 | US | SERC | Gateway | - | DCSST | Standby Demand | 0 | 0 | 0 | 0 | 0 | 0 | 0 | 0 | 0 | 0 | 0
2006 | US | SERC | Gateway | - | DCST | Total Internal Capacity | 28787 | 27796 | 28095 | 29889 | 31413 | 31756 | 31917 | 32101 | 32259 | 32442 | 32627
2006 | US | SERC | Gateway | - | DCSTEX | Existing Capacity | 23902 | 23902 | 23902 | 23902 | 23902 | 23902 | 23902 | 23902 | 23902 | 23902 | 23902
2006 | US | SERC | Gateway | - | DCSTI | Projected Total Internal Demand | 18400 | 17884 | 18091 | 18297 | 18513 | 18732 | 18975 | 19195 | 19415 | 19637 | 19858
2006 | US | SERC | Gateway | - | DCSTL | Transmission-Limited Resources | 0 | 0 | 0 | 0 | 0 | 0 | 0 | 0 | 0 | 0 | 0
2006 | US | SERC | Gateway | - | DCSTO | Operable Total Internal Capacity | 28787 | 27796 | 28095 | 29889 | 31413 | 31756 | 31917 | 32101 | 32259 | 32442 | 32627
2006 | US | SERC | Gateway | - | DCSTP | Total Potential Resources | 28993 | 28201 | 28500 | 30259 | 31783 | 32057 | 32218 | 32402 | 32560 | 32743 | 32928
2006 | US | SERC | Gateway | - | DCSTPN | Planned – NOT under construction & positive rerating | 0 | 0 | 0 | 0 | 0 | 0 | 0 | 0 | 0 | 0 | 0
2006 | US | SERC | Gateway | - | DCSTPU | Planned Additions of New Capacity and Planned Uprates to Existing Capacity | 0 | 1003 | 1073 | 2518 | 4018 | 4018 | 4025 | 4025 | 4025 | 4025 | 4025
2006 | US | SERC | Gateway | - | DCSTRE | Planned Retirements and Planned Deratings | 0 | 0 | 0 | 0 | 0 | 0 | 0 | 0 | 0 | 0 | 0
2006 | US | SERC | Gateway | - | DCSUC | Uncommitted Resources (Operable) | 2576 | 2576 | 2576 | 3991 | 3991 | 3991 | 3991 | 3991 | 3991 | 3991 | 3991
2006 | US | SERC | Southeastern | - | CSTF | Total | 52325 | 52338 | 52395 | 52431 | 54312 | 56316 | 57942 | 59499 | 60475 | 61463 | 62288
2006 | US | SERC | Southeastern | - | DCSAI | Owned Capacity/Entitlement Located Externally | 0 | 0 | 0 | 0 | 0 | 0 | 0 | 0 | 0 | 0 | 0
2006 | US | SERC | Southeastern | - | DCSAO | Capacity Owned by/Entitlement Held by External Entity | 0 | 0 | 0 | 0 | 0 | 0 | 0 | 0 | 0 | 0 | 0
2006 | US | SERC | Southeastern | - | DCSCD | Conditional derates | 0 | 0 | 0 | 0 | 0 | 0 | 0 | 0 | 0 | 0 | 0
2006 | US | SERC | Southeastern | - | DCSDGG | Distributed Generator Capacity >= 1 MW | 0 | 0 | 0 | 0 | 0 | 0 | 0 | 0 | 0 | 0 | 0
2006 | US | SERC | Southeastern | - | DCSDGL | Distributed Generator Capacity < 1 MW | 0 | 0 | 0 | 0 | 0 | 0 | 0 | 0 | 0 | 0 | 0
2006 | US | SERC | Southeastern | - | DCSDIC | Deliverable Internal Capacity | 56562 | 56818 | 57291 | 57792 | 59705 | 62147 | 63683 | 65159 | 66702 | 68288 | 70568
2006 | US | SERC | Southeastern | - | DCSDRT | Summation of Derates | 0 | 0 | 0 | 0 | 0 | 0 | 0 | 0 | 0 | 0 | 0
2006 | US | SERC | Southeastern | - | DCSDTO | Derated Operable Total Internal Capacity | 62101 | 62357 | 64238 | 64739 | 67852 | 70844 | 72380 | 73856 | 75399 | 76985 | 79265
2006 | US | SERC | Southeastern | - | DCSEO | Energy-Only Resources (Operable) | 0 | 0 | 0 | 0 | 0 | 0 | 0 | 0 | 0 | 0 | 0
2006 | US | SERC | Southeastern | - | DCSEU | Summation of Energy Only/Uncommitted | 5539 | 5539 | 6947 | 6947 | 8147 | 8697 | 8697 | 8697 | 8697 | 8697 | 8697
2006 | US | SERC | Southeastern | - | DCSFP | Full-Responsibility Purchases (portion of total purchases) | 0 | 0 | 0 | 0 | 0 | 0 | 0 | 0 | 0 | 0 | 0
2006 | US | SERC | Southeastern | - | DCSFS | Full-Responsibility Sales (portion of total sales) | 0 | 0 | 0 | 0 | 0 | 0 | 0 | 0 | 0 | 0 | 0
2006 | US | SERC | Southeastern | - | DCSIC | Inoperable capacity | 904 | 904 | 904 | 904 | 979 | 1054 | 1094 | 1209 | 1249 | 1324 | 2005
2006 | US | SERC | Southeastern | - | DCSIN | Internal Demand | 46993 | 47867 | 49278 | 50564 | 51873 | 53081 | 54291 | 56174 | 57527 | 58930 | 59760
2006 | US | SERC | Southeastern | - | DCSIT | Interruptible Demand | 144 | 147 | 147 | 147 | 147 | 147 | 147 | 147 | 147 | 147 | 147
2006 | US | SERC | Southeastern | - | DCSLM | Direct Control Load Management | 0 | 0 | 0 | 0 | 0 | 0 | 0 | 0 | 0 | 0 | 0
2006 | US | SERC | Southeastern | - | DCSNC | Net Capacity Resources | 55481 | 55938 | 56394 | 56887 | 58717 | 61324 | 62902 | 64370 | 65905 | 67483 | 69817
2006 | US | SERC | Southeastern | - | DCSNI | Projected Net Internal Demand | 46850 | 47720 | 49131 | 50417 | 51726 | 52934 | 54144 | 56027 | 57380 | 58783 | 59614
2006 | US | SERC | Southeastern | - | DCSOIC | Derated Operable Internal Capacity | 56562 | 56818 | 57291 | 57792 | 59705 | 62147 | 63683 | 65159 | 66702 | 68288 | 70568
2006 | US | SERC | Southeastern | - | DCSOTL | Other Capacity < 1 MW | 0 | 0 | 0 | 0 | 0 | 0 | 0 | 0 | 0 | 0 | 0
2006 | US | SERC | Southeastern | - | DCSPU | Purchases | 915 | 865 | 865 | 865 | 790 | 790 | 790 | 790 | 790 | 790 | 790
2006 | US | SERC | Southeastern | - | DCSPUA | Summation of Purchases and Adjustments | 915 | 865 | 865 | 865 | 790 | 790 | 790 | 790 | 790 | 790 | 790
2006 | US | SERC | Southeastern | - | DCSSA | Sales | 1996 | 1745 | 1762 | 1770 | 1778 | 1613 | 1571 | 1579 | 1587 | 1595 | 1541
2006 | US | SERC | Southeastern | - | DCSSAA | Summation of Sales and Adjustments | 1996 | 1745 | 1762 | 1770 | 1778 | 1613 | 1571 | 1579 | 1587 | 1595 | 1541
2006 | US | SERC | Southeastern | - | DCSSM | Planned Outage or Scheduled Maintenance | 0 | 0 | 0 | 0 | 0 | 0 | 0 | 0 | 0 | 0 | 0
2006 | US | SERC | Southeastern | - | DCSST | Standby Demand | 0 | 0 | 0 | 0 | 0 | 0 | 0 | 0 | 0 | 0 | 0
2006 | US | SERC | Southeastern | - | DCST | Total Internal Capacity | 63005 | 63261 | 65142 | 65643 | 68831 | 71898 | 73474 | 75065 | 76648 | 78309 | 81270
2006 | US | SERC | Southeastern | - | DCSTEX | Existing Capacity | 58759 | 58759 | 58759 | 58759 | 58759 | 58759 | 58759 | 58759 | 58759 | 58759 | 58759
2006 | US | SERC | Southeastern | - | DCSTI | Projected Total Internal Demand | 46993 | 47867 | 49278 | 50564 | 51873 | 53081 | 54291 | 56174 | 57527 | 58930 | 59760
2006 | US | SERC | Southeastern | - | DCSTL | Transmission-Limited Resources | 0 | 0 | 0 | 0 | 0 | 0 | 0 | 0 | 0 | 0 | 0
2006 | US | SERC | Southeastern | - | DCSTO | Operable Total Internal Capacity | 62101 | 62357 | 64238 | 64739 | 67852 | 70844 | 72380 | 73856 | 75399 | 76985 | 79265
2006 | US | SERC | Southeastern | - | DCSTP | Total Potential Resources | 61020 | 61477 | 63341 | 63834 | 66864 | 70021 | 71599 | 73067 | 74602 | 76180 | 78514
2006 | US | SERC | Southeastern | - | DCSTPN | Planned – NOT under construction & positive rerating | 0 | 0 | 26 | 76 | 3248 | 5963 | 7719 | 9510 | 10907 | 11902 | 13548
2006 | US | SERC | Southeastern | - | DCSTPU | Planned Additions of New Capacity and Planned Uprates to Existing Capacity | 0 | 13 | 1452 | 1452 | 1452 | 1452 | 1452 | 1452 | 1452 | 1520 | 1520
2006 | US | SERC | Southeastern | - | DCSTRE | Planned Retirements and Planned Deratings | 0 | 0 | 0 | 14 | 30 | 116 | 206 | 325 | 706 | 706 | 846
2006 | US | SERC | Southeastern | - | DCSUC | Uncommitted Resources (Operable) | 5539 | 5539 | 6947 | 6947 | 8147 | 8697 | 8697 | 8697 | 8697 | 8697 | 8697
2006 | US | SERC | VACAR | - | CSTF | Total | 62611 | 62610 | 64009 | 64699 | 65950 | 66979 | 69413 | 70254 | 71592 | 72874 | 73784
2006 | US | SERC | VACAR | - | DCSAI | Owned Capacity/Entitlement Located Externally | 0 | 0 | 0 | 0 | 0 | 0 | 0 | 0 | 0 | 0 | 0
2006 | US | SERC | VACAR | - | DCSAO | Capacity Owned by/Entitlement Held by External Entity | 0 | 0 | 0 | 0 | 0 | 0 | 0 | 0 | 0 | 0 | 0
2006 | US | SERC | VACAR | - | DCSCD | Conditional derates | 0 | 0 | 0 | 0 | 0 | 0 | 0 | 0 | 0 | 0 | 0
2006 | US | SERC | VACAR | - | DCSDGG | Distributed Generator Capacity >= 1 MW | 38 | 55 | 55 | 55 | 55 | 55 | 55 | 55 | 55 | 55 | 55
2006 | US | SERC | VACAR | - | DCSDGL | Distributed Generator Capacity < 1 MW | 0 | 0 | 0 | 0 | 0 | 0 | 0 | 0 | 0 | 0 | 0
2006 | US | SERC | VACAR | - | DCSDIC | Deliverable Internal Capacity | 66972 | 68073 | 69242 | 70252 | 71773 | 73030 | 75405 | 76684 | 78501 | 80145 | 81558
2006 | US | SERC | VACAR | - | DCSDRT | Summation of Derates | 0 | 0 | 0 | 0 | 0 | 0 | 0 | 0 | 0 | 0 | 0
2006 | US | SERC | VACAR | - | DCSDTO | Derated Operable Total Internal Capacity | 71624 | 72725 | 73986 | 78082 | 79694 | 81576 | 84701 | 85980 | 87797 | 89441 | 93174
2006 | US | SERC | VACAR | - | DCSEO | Energy-Only Resources (Operable) | 0 | 0 | 0 | 0 | 0 | 0 | 0 | 0 | 0 | 0 | 0
2006 | US | SERC | VACAR | - | DCSEU | Summation of Energy Only/Uncommitted | 4652 | 4652 | 4744 | 7830 | 7921 | 8546 | 9296 | 9296 | 9296 | 9296 | 11616
2006 | US | SERC | VACAR | - | DCSFP | Full-Responsibility Purchases (portion of total purchases) | 0 | 0 | 0 | 0 | 0 | 0 | 0 | 0 | 0 | 0 | 0
2006 | US | SERC | VACAR | - | DCSFS | Full-Responsibility Sales (portion of total sales) | 0 | 0 | 0 | 0 | 0 | 0 | 0 | 0 | 0 | 0 | 0
2006 | US | SERC | VACAR | - | DCSIC | Inoperable capacity | 127 | 127 | 127 | 127 | 127 | 127 | 127 | 127 | 127 | 127 | 127
2006 | US | SERC | VACAR | - | DCSIN | Internal Demand | 63086 | 61217 | 62359 | 63727 | 64886 | 66104 | 67326 | 68590 | 69863 | 71162 | 72472
2006 | US | SERC | VACAR | - | DCSIT | Interruptible Demand | 773 | 1010 | 1003 | 996 | 988 | 982 | 976 | 969 | 963 | 964 | 967
2006 | US | SERC | VACAR | - | DCSLM | Direct Control Load Management | 619 | 760 | 745 | 732 | 717 | 703 | 687 | 685 | 683 | 682 | 681
2006 | US | SERC | VACAR | - | DCSNC | Net Capacity Resources | 67361 | 68431 | 69579 | 70597 | 72125 | 73138 | 75265 | 76552 | 78226 | 79878 | 81296
2006 | US | SERC | VACAR | - | DCSNI | Projected Net Internal Demand | 61694 | 59447 | 60611 | 61999 | 63181 | 64419 | 65663 | 66936 | 68217 | 69516 | 70824
2006 | US | SERC | VACAR | - | DCSOIC | Derated Operable Internal Capacity | 66972 | 68073 | 69242 | 70252 | 71773 | 73030 | 75405 | 76684 | 78501 | 80145 | 81558
2006 | US | SERC | VACAR | - | DCSOTL | Other Capacity < 1 MW | 0 | 0 | 0 | 0 | 0 | 0 | 0 | 0 | 0 | 0 | 0
2006 | US | SERC | VACAR | - | DCSPU | Purchases | 932 | 852 | 831 | 839 | 847 | 603 | 356 | 364 | 222 | 230 | 236
2006 | US | SERC | VACAR | - | DCSPUA | Summation of Purchases and Adjustments | 932 | 852 | 831 | 839 | 847 | 603 | 356 | 364 | 222 | 230 | 236
2006 | US | SERC | VACAR | - | DCSSA | Sales | 543 | 494 | 494 | 494 | 495 | 495 | 496 | 496 | 497 | 497 | 498
2006 | US | SERC | VACAR | - | DCSSAA | Summation of Sales and Adjustments | 543 | 494 | 494 | 494 | 495 | 495 | 496 | 496 | 497 | 497 | 498
2006 | US | SERC | VACAR | - | DCSSM | Planned Outage or Scheduled Maintenance | 0 | 0 | 0 | 0 | 0 | 0 | 0 | 0 | 0 | 0 | 0
2006 | US | SERC | VACAR | - | DCSST | Standby Demand | 0 | 0 | 0 | 0 | 0 | 0 | 0 | 0 | 0 | 0 | 0
2006 | US | SERC | VACAR | - | DCST | Total Internal Capacity | 71751 | 72852 | 74113 | 78209 | 79821 | 81703 | 84828 | 86107 | 87924 | 89568 | 93301
2006 | US | SERC | VACAR | - | DCSTEX | Existing Capacity | 67327 | 67327 | 67327 | 67327 | 67327 | 67327 | 67327 | 67327 | 67327 | 67327 | 67327
2006 | US | SERC | VACAR | - | DCSTI | Projected Total Internal Demand | 63086 | 61217 | 62359 | 63727 | 64886 | 66104 | 67326 | 68590 | 69863 | 71162 | 72472
2006 | US | SERC | VACAR | - | DCSTL | Transmission-Limited Resources | 0 | 0 | 0 | 0 | 0 | 0 | 0 | 0 | 0 | 0 | 0
2006 | US | SERC | VACAR | - | DCSTO | Operable Total Internal Capacity | 71624 | 72725 | 73986 | 78082 | 79694 | 81576 | 84701 | 85980 | 87797 | 89441 | 93174
2006 | US | SERC | VACAR | - | DCSTP | Total Potential Resources | 72013 | 73083 | 74323 | 78427 | 80046 | 81684 | 84561 | 85848 | 87522 | 89174 | 92912
2006 | US | SERC | VACAR | - | DCSTPN | Planned – NOT under construction & positive rerating | 0 | 0 | 382 | 738 | 1673 | 3445 | 6941 | 7787 | 9141 | 10423 | 13655
2006 | US | SERC | VACAR | - | DCSTPU | Planned Additions of New Capacity and Planned Uprates to Existing Capacity | 0 | 0 | 1109 | 4529 | 4936 | 4936 | 4936 | 4936 | 4936 | 4936 | 4936
2006 | US | SERC | VACAR | - | DCSTRE | Planned Retirements and Planned Deratings | 0 | 1 | 1 | 1 | 1 | 119 | 431 | 436 | 452 | 452 | 454
2006 | US | SERC | VACAR | - | DCSUC | Uncommitted Resources (Operable) | 4652 | 4652 | 4744 | 7830 | 7921 | 8546 | 9296 | 9296 | 9296 | 9296 | 11616
2006 | US | SPP | - | - | CSTF | Total | 46668 | 47239 | 47399 | 48657 | 48431 | 50691 | 51150 | 51873 | 51378 | 51393 | 51361
2006 | US | SPP | - | - | DCSAI | Owned Capacity/Entitlement Located Externally | 0 | 0 | 0 | 0 | 0 | 0 | 0 | 0 | 0 | 0 | 0
2006 | US | SPP | - | - | DCSAO | Capacity Owned by/Entitlement Held by External Entity | 0 | 0 | 0 | 0 | 0 | 0 | 0 | 0 | 0 | 0 | 0
2006 | US | SPP | - | - | DCSCD | Conditional derates | 11 | 13 | 107 | 107 | 107 | 107 | 107 | 107 | 107 | 119 | 151
2006 | US | SPP | - | - | DCSDGG | Distributed Generator Capacity >= 1 MW | 376 | 376 | 376 | 376 | 376 | 376 | 376 | 376 | 376 | 376 | 376
2006 | US | SPP | - | - | DCSDGL | Distributed Generator Capacity < 1 MW | 0 | 0 | 0 | 0 | 0 | 0 | 0 | 0 | 0 | 0 | 0
2006 | US | SPP | - | - | DCSDIC | Deliverable Internal Capacity | 45892 | 47237 | 47396 | 48657 | 48434 | 50690 | 51150 | 51885 | 51390 | 51393 | 51361
2006 | US | SPP | - | - | DCSDRT | Summation of Derates | 11 | 13 | 107 | 107 | 107 | 107 | 107 | 107 | 107 | 119 | 151
2006 | US | SPP | - | - | DCSDTO | Derated Operable Total Internal Capacity | 53544 | 54889 | 55048 | 56309 | 56086 | 58342 | 58802 | 59537 | 59042 | 59045 | 59013
2006 | US | SPP | - | - | DCSEO | Energy-Only Resources (Operable) | 0 | 0 | 0 | 0 | 0 | 0 | 0 | 0 | 0 | 0 | 0
2006 | US | SPP | - | - | DCSEU | Summation of Energy Only/Uncommitted | 7652 | 7652 | 7652 | 7652 | 7652 | 7652 | 7652 | 7652 | 7652 | 7652 | 7652
2006 | US | SPP | - | - | DCSFP | Full-Responsibility Purchases (portion of total purchases) | 3935 | 3013 | 3142 | 2853 | 2895 | 2606 | 2605 | 2705 | 2654 | 2679 | 2699
2006 | US | SPP | - | - | DCSFS | Full-Responsibility Sales (portion of total sales) | 4250 | 4070 | 4005 | 3942 | 3944 | 3946 | 3858 | 3861 | 3812 | 3815 | 3818
2006 | US | SPP | - | - | DCSIC | Inoperable capacity | 0 | 0 | 0 | 0 | 0 | 0 | 0 | 0 | 0 | 0 | 0
2006 | US | SPP | - | - | DCSIN | Internal Demand | 41727 | 41748 | 42539 | 43276 | 43984 | 44746 | 45351 | 45697 | 46405 | 47155 | 47926
2006 | US | SPP | - | - | DCSIT | Interruptible Demand | 642 | 758 | 772 | 801 | 840 | 840 | 844 | 846 | 847 | 848 | 849
2006 | US | SPP | - | - | DCSLM | Direct Control Load Management | 6 | 51 | 73 | 76 | 87 | 96 | 97 | 98 | 98 | 98 | 99
2006 | US | SPP | - | - | DCSNC | Net Capacity Resources | 46376 | 47847 | 47960 | 49221 | 48998 | 51155 | 51615 | 52350 | 51855 | 51858 | 51826
2006 | US | SPP | - | - | DCSNI | Projected Net Internal Demand | 41079 | 40939 | 41694 | 42399 | 43057 | 43810 | 44410 | 44753 | 45460 | 46209 | 46978
2006 | US | SPP | - | - | DCSOIC | Derated Operable Internal Capacity | 45892 | 47237 | 47396 | 48657 | 48434 | 50690 | 51150 | 51885 | 51390 | 51393 | 51361
2006 | US | SPP | - | - | DCSOTL | Other Capacity < 1 MW | 0 | 0 | 0 | 0 | 0 | 0 | 0 | 0 | 0 | 0 | 0
2006 | US | SPP | - | - | DCSPU | Purchases | 2034 | 2125 | 2079 | 2079 | 2079 | 1920 | 1920 | 1920 | 1920 | 1920 | 1920
2006 | US | SPP | - | - | DCSPUA | Summation of Purchases and Adjustments | 2034 | 2125 | 2079 | 2079 | 2079 | 1920 | 1920 | 1920 | 1920 | 1920 | 1920
2006 | US | SPP | - | - | DCSSA | Sales | 1550 | 1515 | 1515 | 1515 | 1515 | 1455 | 1455 | 1455 | 1455 | 1455 | 1455
2006 | US | SPP | - | - | DCSSAA | Summation of Sales and Adjustments | 1550 | 1515 | 1515 | 1515 | 1515 | 1455 | 1455 | 1455 | 1455 | 1455 | 1455
2006 | US | SPP | - | - | DCSSM | Planned Outage or Scheduled Maintenance | 0 | 0 | 0 | 0 | 0 | 0 | 0 | 0 | 0 | 0 | 0
2006 | US | SPP | - | - | DCSST | Standby Demand | 0 | 0 | 0 | 0 | 0 | 0 | 0 | 0 | 0 | 0 | 0
2006 | US | SPP | - | - | DCST | Total Internal Capacity | 53555 | 54902 | 55155 | 56416 | 56193 | 58449 | 58909 | 59644 | 59149 | 59164 | 59164
2006 | US | SPP | - | - | DCSTEX | Existing Capacity | 53253 | 54106 | 54106 | 54106 | 54106 | 54106 | 54106 | 54106 | 54106 | 54106 | 54106
2006 | US | SPP | - | - | DCSTI | Projected Total Internal Demand | 41727 | 41748 | 42539 | 43276 | 43984 | 44746 | 45351 | 45697 | 46405 | 47155 | 47926
2006 | US | SPP | - | - | DCSTL | Transmission-Limited Resources | 0 | 0 | 0 | 0 | 0 | 0 | 0 | 0 | 0 | 0 | 0
2006 | US | SPP | - | - | DCSTO | Operable Total Internal Capacity | 53555 | 54902 | 55155 | 56416 | 56193 | 58449 | 58909 | 59644 | 59149 | 59164 | 59164
2006 | US | SPP | - | - | DCSTP | Total Potential Resources | 54028 | 55499 | 55612 | 56873 | 56650 | 58807 | 59267 | 60002 | 59507 | 59510 | 59478
2006 | US | SPP | - | - | DCSTPN | Planned – NOT under construction & positive rerating | 0 | 0 | 0 | 0 | 0 | 0 | 0 | 0 | 0 | 0 | 0
2006 | US | SPP | - | - | DCSTPU | Planned Additions of New Capacity and Planned Uprates to Existing Capacity | 302 | 796 | 1049 | 2310 | 2087 | 4343 | 4803 | 5538 | 5043 | 5058 | 5058
2006 | US | SPP | - | - | DCSTRE | Planned Retirements and Planned Deratings | 0 | 0 | 0 | 0 | 0 | 0 | 0 | 0 | 0 | 0 | 0
2006 | US | SPP | - | - | DCSUC | Uncommitted Resources (Operable) | 7652 | 7652 | 7652 | 7652 | 7652 | 7652 | 7652 | 7652 | 7652 | 7652 | 7652
2006 | US | WECC | - | - | CSTF | Total | 169583 | 175127 | 177302 | 182564 | 183955 | 186182 | 187017 | 189598 | 189620 | 190702 | 191452
2006 | US | WECC | - | - | DCSAI | Owned Capacity/Entitlement Located Externally | 0 | 0 | 0 | 0 | 0 | 0 | 0 | 0 | 0 | 0 | 0
2006 | US | WECC | - | - | DCSAO | Capacity Owned by/Entitlement Held by External Entity | 0 | 0 | 0 | 0 | 0 | 0 | 0 | 0 | 0 | 0 | 0
2006 | US | WECC | - | - | DCSCD | Conditional derates | 214 | 177 | 152 | 155 | 154 | 179 | 178 | 177 | 177 | 176 | 176
2006 | US | WECC | - | - | DCSDGG | Distributed Generator Capacity >= 1 MW | 0 | 0 | 0 | 0 | 0 | 0 | 0 | 0 | 0 | 0 | 0
2006 | US | WECC | - | - | DCSDGL | Distributed Generator Capacity < 1 MW | 0 | 0 | 0 | 0 | 0 | 0 | 0 | 0 | 0 | 0 | 0
2006 | US | WECC | - | - | DCSDIC | Deliverable Internal Capacity | 159581 | 161589 | 162164 | 162162 | 162191 | 162152 | 161945 | 162214 | 162333 | 162325 | 162328
2006 | US | WECC | - | - | DCSDRT | Summation of Derates | 6238 | 10969 | 11225 | 12976 | 12975 | 13000 | 13180 | 13179 | 13179 | 13178 | 13178
2006 | US | WECC | - | - | DCSDTO | Derated Operable Total Internal Capacity | 159581 | 161804 | 163749 | 167249 | 168681 | 170875 | 171311 | 174161 | 174302 | 175376 | 176129
2006 | US | WECC | - | - | DCSEO | Energy-Only Resources (Operable) | 0 | 0 | 0 | 0 | 0 | 0 | 0 | 0 | 0 | 0 | 0
2006 | US | WECC | - | - | DCSEU | Summation of Energy Only/Uncommitted | 0 | 215 | 1585 | 5087 | 6490 | 8723 | 9366 | 11947 | 11969 | 13051 | 13801
2006 | US | WECC | - | - | DCSFP | Full-Responsibility Purchases (portion of total purchases) | 0 | 0 | 0 | 0 | 0 | 0 | 0 | 0 | 0 | 0 | 0
2006 | US | WECC | - | - | DCSFS | Full-Responsibility Sales (portion of total sales) | 0 | 0 | 0 | 0 | 0 | 0 | 0 | 0 | 0 | 0 | 0
2006 | US | WECC | - | - | DCSIC | Inoperable capacity | 1120 | 799 | 778 | 778 | 662 | 662 | 654 | 654 | 654 | 654 | 654
2006 | US | WECC | - | - | DCSIN | Internal Demand | 130760 | 130999 | 134215 | 137396 | 140804 | 143878 | 146937 | 149888 | 153120 | 156376 | 159627
2006 | US | WECC | - | - | DCSIT | Interruptible Demand | 1837 | 2314 | 2336 | 2359 | 2385 | 2408 | 2409 | 2410 | 2411 | 2412 | 2413
2006 | US | WECC | - | - | DCSLM | Direct Control Load Management | 459 | 460 | 461 | 461 | 462 | 462 | 463 | 463 | 463 | 463 | 463
2006 | US | WECC | - | - | DCSNC | Net Capacity Resources | 160026 | 162009 | 162566 | 162595 | 162588 | 162553 | 162207 | 162481 | 162601 | 162595 | 162601
2006 | US | WECC | - | - | DCSNI | Projected Net Internal Demand | 128464 | 128225 | 131418 | 134576 | 137957 | 141008 | 144065 | 147015 | 150246 | 153501 | 156751
2006 | US | WECC | - | - | DCSOIC | Derated Operable Internal Capacity | 159581 | 161589 | 162164 | 162162 | 162191 | 162152 | 161945 | 162214 | 162333 | 162325 | 162328
2006 | US | WECC | - | - | DCSOTL | Other Capacity < 1 MW | 0 | 0 | 0 | 0 | 0 | 0 | 0 | 0 | 0 | 0 | 0
2006 | US | WECC | - | - | DCSPU | Purchases | 853 | 644 | 641 | 646 | 610 | 614 | 475 | 480 | 481 | 483 | 486
2006 | US | WECC | - | - | DCSPUA | Summation of Purchases and Adjustments | 853 | 644 | 641 | 646 | 610 | 614 | 475 | 480 | 481 | 483 | 486
2006 | US | WECC | - | - | DCSSA | Sales | 408 | 224 | 239 | 213 | 213 | 213 | 213 | 213 | 213 | 213 | 213
2006 | US | WECC | - | - | DCSSAA | Summation of Sales and Adjustments | 408 | 224 | 239 | 213 | 213 | 213 | 213 | 213 | 213 | 213 | 213
2006 | US | WECC | - | - | DCSSM | Planned Outage or Scheduled Maintenance | 2644 | 1555 | 1550 | 1561 | 1637 | 1645 | 1872 | 1604 | 1485 | 1494 | 1491
2006 | US | WECC | - | - | DCSST | Standby Demand | 0 | 0 | 0 | 0 | 0 | 0 | 0 | 0 | 0 | 0 | 0
2006 | US | WECC | - | - | DCST | Total Internal Capacity | 169583 | 175127 | 177302 | 182564 | 183955 | 186182 | 187017 | 189598 | 189620 | 190702 | 191452
2006 | US | WECC | - | - | DCSTEX | Existing Capacity | 169583 | 169583 | 169583 | 169583 | 169583 | 169583 | 169583 | 169583 | 169583 | 169583 | 169583
2006 | US | WECC | - | - | DCSTI | Projected Total Internal Demand | 130760 | 130999 | 134215 | 137396 | 140804 | 143878 | 146937 | 149888 | 153120 | 156376 | 159627
2006 | US | WECC | - | - | DCSTL | Transmission-Limited Resources | 0 | 0 | 0 | 0 | 0 | 0 | 0 | 0 | 0 | 0 | 0
2006 | US | WECC | - | - | DCSTO | Operable Total Internal Capacity | 168463 | 174328 | 176524 | 181786 | 183293 | 185520 | 186363 | 188944 | 188966 | 190048 | 190798
2006 | US | WECC | - | - | DCSTP | Total Potential Resources | 160026 | 162224 | 164151 | 167682 | 169078 | 171276 | 171573 | 174428 | 174570 | 175646 | 176402
2006 | US | WECC | - | - | DCSTPN | Planned – NOT under construction & positive rerating | 0 | 668 | 2136 | 6814 | 8212 | 10433 | 11257 | 13838 | 13860 | 14942 | 15692
2006 | US | WECC | - | - | DCSTPU | Planned Additions of New Capacity and Planned Uprates to Existing Capacity | 0 | 6671 | 7378 | 7980 | 7992 | 8004 | 8016 | 8016 | 8016 | 8016 | 8016
2006 | US | WECC | - | - | DCSTRE | Planned Retirements and Planned Deratings | 0 | 1795 | 1795 | 1813 | 1832 | 1838 | 1839 | 1839 | 1839 | 1839 | 1839
2006 | US | WECC | - | - | DCSUC | Uncommitted Resources (Operable) | 0 | 215 | 1585 | 5087 | 6490 | 8723 | 9366 | 11947 | 11969 | 13051 | 13801
2006 | US | WECC | AZN | - | CSTF | Total | 38136 | 40746 | 40841 | 41145 | 41792 | 42763 | 42938 | 43094 | 43116 | 43208 | 43208
2006 | US | WECC | AZN | - | DCSAI | Owned Capacity/Entitlement Located Externally | 926 | 389 | 389 | 389 | 389 | 389 | 389 | 389 | 389 | 389 | 389
2006 | US | WECC | AZN | - | DCSAO | Capacity Owned by/Entitlement Held by External Entity | 4620 | 4999 | 4799 | 4818 | 4818 | 4818 | 4818 | 4818 | 4818 | 4818 | 4818
2006 | US | WECC | AZN | - | DCSCD | Conditional derates | 12 | 10 | 9 | 12 | 10 | 10 | 9 | 8 | 8 | 7 | 7
2006 | US | WECC | AZN | - | DCSDGG | Distributed Generator Capacity >= 1 MW | 0 | 0 | 0 | 0 | 0 | 0 | 0 | 0 | 0 | 0 | 0
2006 | US | WECC | AZN | - | DCSDGL | Distributed Generator Capacity < 1 MW | 0 | 0 | 0 | 0 | 0 | 0 | 0 | 0 | 0 | 0 | 0
2006 | US | WECC | AZN | - | DCSDIC | Deliverable Internal Capacity | 37184 | 39830 | 39831 | 39828 | 39830 | 39830 | 39831 | 39832 | 39832 | 39833 | 39833
2006 | US | WECC | AZN | - | DCSDRT | Summation of Derates | 887 | 885 | 884 | 887 | 885 | 885 | 884 | 883 | 883 | 882 | 882
2006 | US | WECC | AZN | - | DCSDTO | Derated Operable Total Internal Capacity | 37184 | 39830 | 39926 | 40227 | 40874 | 41845 | 42021 | 42178 | 42200 | 42293 | 42293
2006 | US | WECC | AZN | - | DCSEO | Energy-Only Resources (Operable) | 0 | 0 | 0 | 0 | 0 | 0 | 0 | 0 | 0 | 0 | 0
2006 | US | WECC | AZN | - | DCSEU | Summation of Energy Only/Uncommitted | 0 | 0 | 95 | 399 | 1044 | 2015 | 2190 | 2346 | 2368 | 2460 | 2460
2006 | US | WECC | AZN | - | DCSFP | Full-Responsibility Purchases (portion of total purchases) | 0 | 0 | 0 | 0 | 0 | 0 | 0 | 0 | 0 | 0 | 0
2006 | US | WECC | AZN | - | DCSFS | Full-Responsibility Sales (portion of total sales) | 0 | 0 | 0 | 0 | 0 | 0 | 0 | 0 | 0 | 0 | 0
2006 | US | WECC | AZN | - | DCSIC | Inoperable capacity | 56 | 31 | 31 | 31 | 31 | 31 | 31 | 31 | 31 | 31 | 31
2006 | US | WECC | AZN | - | DCSIN | Internal Demand | 27974 | 28281 | 29089 | 30059 | 31045 | 32072 | 32963 | 33807 | 34754 | 35646 | 36526
2006 | US | WECC | AZN | - | DCSIT | Interruptible Demand | 275 | 334 | 334 | 335 | 336 | 336 | 337 | 338 | 339 | 340 | 341
2006 | US | WECC | AZN | - | DCSLM | Direct Control Load Management | 0 | 1 | 2 | 2 | 3 | 3 | 4 | 4 | 4 | 4 | 4
2006 | US | WECC | AZN | - | DCSNC | Net Capacity Resources | 34053 | 35627 | 35778 | 35756 | 35758 | 35758 | 35609 | 35610 | 36287 | 37095 | 37986
2006 | US | WECC | AZN | - | DCSNI | Projected Net Internal Demand | 27699 | 27946 | 28753 | 29722 | 30706 | 31733 | 32622 | 33465 | 34411 | 35302 | 36181
2006 | US | WECC | AZN | - | DCSOIC | Derated Operable Internal Capacity | 37184 | 39830 | 39831 | 39828 | 39830 | 39830 | 39831 | 39832 | 39832 | 39833 | 39833
2006 | US | WECC | AZN | - | DCSOTL | Other Capacity < 1 MW | 0 | 0 | 0 | 0 | 0 | 0 | 0 | 0 | 0 | 0 | 0
2006 | US | WECC | AZN | - | DCSPU | Purchases | 1685 | 813 | 763 | 763 | 763 | 763 | 613 | 613 | 1290 | 2097 | 2988
2006 | US | WECC | AZN | - | DCSPUA | Summation of Purchases and Adjustments | 2611 | 1202 | 1152 | 1152 | 1152 | 1152 | 1002 | 1002 | 1679 | 2486 | 3377
2006 | US | WECC | AZN | - | DCSSA | Sales | 1122 | 406 | 406 | 406 | 406 | 406 | 406 | 406 | 406 | 406 | 406
2006 | US | WECC | AZN | - | DCSSAA | Summation of Sales and Adjustments | 5742 | 5405 | 5205 | 5224 | 5224 | 5224 | 5224 | 5224 | 5224 | 5224 | 5224
2006 | US | WECC | AZN | - | DCSSM | Planned Outage or Scheduled Maintenance | 9 | 0 | 0 | 0 | 0 | 0 | 0 | 0 | 0 | 0 | 0
2006 | US | WECC | AZN | - | DCSST | Standby Demand | 0 | 0 | 0 | 0 | 0 | 0 | 0 | 0 | 0 | 0 | 0
2006 | US | WECC | AZN | - | DCST | Total Internal Capacity | 38136 | 40746 | 40841 | 41145 | 41790 | 42761 | 42936 | 43092 | 43114 | 43206 | 43206
2006 | US | WECC | AZN | - | DCSTEX | Existing Capacity | 38136 | 38136 | 38136 | 38136 | 38136 | 38136 | 38136 | 38136 | 38136 | 38136 | 38136
2006 | US | WECC | AZN | - | DCSTI | Projected Total Internal Demand | 27974 | 28281 | 29089 | 30059 | 31045 | 32072 | 32963 | 33807 | 34754 | 35646 | 36526
2006 | US | WECC | AZN | - | DCSTL | Transmission-Limited Resources | 0 | 0 | 0 | 0 | 0 | 0 | 0 | 0 | 0 | 0 | 0
2006 | US | WECC | AZN | - | DCSTO | Operable Total Internal Capacity | 38080 | 40715 | 40810 | 41114 | 41759 | 42730 | 42905 | 43061 | 43083 | 43175 | 43175
2006 | US | WECC | AZN | - | DCSTP | Total Potential Resources | 34053 | 35627 | 35873 | 36155 | 36802 | 37773 | 37799 | 37956 | 38655 | 39555 | 40446
2006 | US | WECC | AZN | - | DCSTPN | Planned – NOT under construction & positive rerating | 0 | 0 | 95 | 417 | 1062 | 2033 | 2208 | 2364 | 2386 | 2478 | 2478
2006 | US | WECC | AZN | - | DCSTPU | Planned Additions of New Capacity and Planned Uprates to Existing Capacity | 0 | 2610 | 2610 | 2610 | 2610 | 2610 | 2610 | 2610 | 2610 | 2610 | 2610
2006 | US | WECC | AZN | - | DCSTRE | Planned Retirements and Planned Deratings | 0 | 0 | 0 | 18 | 18 | 18 | 18 | 18 | 18 | 18 | 18
2006 | US | WECC | AZN | - | DCSUC | Uncommitted Resources (Operable) | 0 | 0 | 95 | 399 | 1044 | 2015 | 2190 | 2346 | 2368 | 2460 | 2460
2006 | US | WECC | CNV | - | CSTF | Total | 60568 | 61988 | 62157 | 62930 | 62925 | 63425 | 63625 | 63625 | 63625 | 64015 | 64015
2006 | US | WECC | CNV | - | DCSAI | Owned Capacity/Entitlement Located Externally | 4421 | 4450 | 4450 | 4469 | 4469 | 4469 | 4469 | 4469 | 4469 | 4469 | 4469
2006 | US | WECC | CNV | - | DCSAO | Capacity Owned by/Entitlement Held by External Entity | 988 | 451 | 451 | 451 | 451 | 451 | 451 | 451 | 451 | 451 | 451
2006 | US | WECC | CNV | - | DCSCD | Conditional derates | 0 | -437 | -437 | -437 | -437 | -437 | -437 | -437 | -437 | -437 | -437
2006 | US | WECC | CNV | - | DCSDGG | Distributed Generator Capacity >= 1 MW | 0 | 0 | 0 | 0 | 0 | 0 | 0 | 0 | 0 | 0 | 0
2006 | US | WECC | CNV | - | DCSDGL | Distributed Generator Capacity < 1 MW | 0 | 0 | 0 | 0 | 0 | 0 | 0 | 0 | 0 | 0 | 0
2006 | US | WECC | CNV | - | DCSDIC | Deliverable Internal Capacity | 54719 | 57311 | 57313 | 57313 | 57433 | 57433 | 57433 | 57433 | 57433 | 57433 | 57433
2006 | US | WECC | CNV | - | DCSDRT | Summation of Derates | 3322 | 3051 | 3051 | 3182 | 3182 | 3182 | 3332 | 3332 | 3332 | 3332 | 3332
2006 | US | WECC | CNV | - | DCSDTO | Derated Operable Total Internal Capacity | 54719 | 57317 | 57486 | 58128 | 58243 | 58743 | 58793 | 58793 | 58793 | 59183 | 59183
2006 | US | WECC | CNV | - | DCSEO | Energy-Only Resources (Operable) | 0 | 0 | 0 | 0 | 0 | 0 | 0 | 0 | 0 | 0 | 0
2006 | US | WECC | CNV | - | DCSEU | Summation of Energy Only/Uncommitted | 0 | 6 | 173 | 815 | 810 | 1310 | 1360 | 1360 | 1360 | 1750 | 1750
2006 | US | WECC | CNV | - | DCSFP | Full-Responsibility Purchases (portion of total purchases) | 0 | 0 | 0 | 0 | 0 | 0 | 0 | 0 | 0 | 0 | 0
2006 | US | WECC | CNV | - | DCSFS | Full-Responsibility Sales (portion of total sales) | 0 | 0 | 0 | 0 | 0 | 0 | 0 | 0 | 0 | 0 | 0
2006 | US | WECC | CNV | - | DCSIC | Inoperable capacity | 782 | 570 | 570 | 570 | 450 | 450 | 450 | 450 | 450 | 450 | 450
2006 | US | WECC | CNV | - | DCSIN | Internal Demand | 55535 | 57072 | 58141 | 59231 | 60327 | 61448 | 62597 | 63765 | 64953 | 66163 | 67401
2006 | US | WECC | CNV | - | DCSIT | Interruptible Demand | 1352 | 1604 | 1604 | 1604 | 1604 | 1604 | 1604 | 1604 | 1604 | 1604 | 1604
2006 | US | WECC | CNV | - | DCSLM | Direct Control Load Management | 458 | 458 | 458 | 458 | 458 | 458 | 458 | 458 | 458 | 458 | 458
2006 | US | WECC | CNV | - | DCSNC | Net Capacity Resources | 65123 | 63861 | 64830 | 65189 | 66422 | 66908 | 67878 | 68945 | 70020 | 70955 | 72310
2006 | US | WECC | CNV | - | DCSNI | Projected Net Internal Demand | 53725 | 55010 | 56079 | 57169 | 58265 | 59386 | 60535 | 61703 | 62891 | 64101 | 65339
2006 | US | WECC | CNV | - | DCSOIC | Derated Operable Internal Capacity | 54719 | 57311 | 57313 | 57313 | 57433 | 57433 | 57433 | 57433 | 57433 | 57433 | 57433
2006 | US | WECC | CNV | - | DCSOTL | Other Capacity < 1 MW | 0 | 0 | 0 | 0 | 0 | 0 | 0 | 0 | 0 | 0 | 0
2006 | US | WECC | CNV | - | DCSPU | Purchases | 7832 | 2551 | 3518 | 3858 | 4971 | 5457 | 6427 | 7494 | 8569 | 9504 | 10859
2006 | US | WECC | CNV | - | DCSPUA | Summation of Purchases and Adjustments | 12253 | 7001 | 7968 | 8327 | 9440 | 9926 | 10896 | 11963 | 13038 | 13973 | 15328
2006 | US | WECC | CNV | - | DCSSA | Sales | 861 | 0 | 0 | 0 | 0 | 0 | 0 | 0 | 0 | 0 | 0
2006 | US | WECC | CNV | - | DCSSAA | Summation of Sales and Adjustments | 1849 | 451 | 451 | 451 | 451 | 451 | 451 | 451 | 451 | 451 | 451
2006 | US | WECC | CNV | - | DCSSM | Planned Outage or Scheduled Maintenance | 1745 | 1050 | 1050 | 1050 | 1050 | 1050 | 1050 | 1050 | 1050 | 1050 | 1050
2006 | US | WECC | CNV | - | DCSST | Standby Demand | 0 | 0 | 0 | 0 | 0 | 0 | 0 | 0 | 0 | 0 | 0
2006 | US | WECC | CNV | - | DCST | Total Internal Capacity | 60568 | 61988 | 62157 | 62930 | 62925 | 63425 | 63625 | 63625 | 63625 | 64015 | 64015
2006 | US | WECC | CNV | - | DCSTEX | Existing Capacity | 60568 | 60568 | 60568 | 60568 | 60568 | 60568 | 60568 | 60568 | 60568 | 60568 | 60568
2006 | US | WECC | CNV | - | DCSTI | Projected Total Internal Demand | 55535 | 57072 | 58141 | 59231 | 60327 | 61448 | 62597 | 63765 | 64953 | 66163 | 67401
2006 | US | WECC | CNV | - | DCSTL | Transmission-Limited Resources | 0 | 0 | 0 | 0 | 0 | 0 | 0 | 0 | 0 | 0 | 0
2006 | US | WECC | CNV | - | DCSTO | Operable Total Internal Capacity | 59786 | 61418 | 61587 | 62360 | 62475 | 62975 | 63175 | 63175 | 63175 | 63565 | 63565
2006 | US | WECC | CNV | - | DCSTP | Total Potential Resources | 65123 | 63867 | 65003 | 66004 | 67232 | 68218 | 69238 | 70305 | 71380 | 72705 | 74060
2006 | US | WECC | CNV | - | DCSTPN | Planned – NOT under construction & positive rerating | 0 | 24 | 191 | 374 | 374 | 874 | 1074 | 1074 | 1074 | 1464 | 1464
2006 | US | WECC | CNV | - | DCSTPU | Planned Additions of New Capacity and Planned Uprates to Existing Capacity | 0 | 3191 | 3193 | 3783 | 3783 | 3783 | 3783 | 3783 | 3783 | 3783 | 3783
2006 | US | WECC | CNV | - | DCSTRE | Planned Retirements and Planned Deratings | 0 | 1795 | 1795 | 1795 | 1800 | 1800 | 1800 | 1800 | 1800 | 1800 | 1800
2006 | US | WECC | CNV | - | DCSUC | Uncommitted Resources (Operable) | 0 | 6 | 173 | 815 | 810 | 1310 | 1360 | 1360 | 1360 | 1750 | 1750
2006 | US | WECC | NWPP | - | CSTF | Total | 57935 | 59389 | 60686 | 63933 | 64199 | 64205 | 64280 | 66105 | 66105 | 66105 | 66855
2006 | US | WECC | NWPP | - | DCSAI | Owned Capacity/Entitlement Located Externally | 1271 | 1275 | 1275 | 1275 | 1275 | 1275 | 1275 | 1275 | 1275 | 1275 | 1275
2006 | US | WECC | NWPP | - | DCSAO | Capacity Owned by/Entitlement Held by External Entity | 347 | 347 | 347 | 347 | 347 | 347 | 347 | 347 | 347 | 347 | 347
2006 | US | WECC | NWPP | - | DCSCD | Conditional derates | 186 | 200 | 175 | 175 | 174 | 199 | 199 | 199 | 199 | 199 | 199
2006 | US | WECC | NWPP | - | DCSDGG | Distributed Generator Capacity >= 1 MW | 0 | 0 | 0 | 0 | 0 | 0 | 0 | 0 | 0 | 0 | 0
2006 | US | WECC | NWPP | - | DCSDGL | Distributed Generator Capacity < 1 MW | 0 | 0 | 0 | 0 | 0 | 0 | 0 | 0 | 0 | 0 | 0
2006 | US | WECC | NWPP | - | DCSDIC | Deliverable Internal Capacity | 55102 | 52534 | 53027 | 53028 | 52935 | 52896 | 52688 | 52956 | 53075 | 53066 | 53069
2006 | US | WECC | NWPP | - | DCSDRT | Summation of Derates | 1661 | 6223 | 6479 | 7399 | 7398 | 7423 | 7454 | 7454 | 7454 | 7454 | 7454
2006 | US | WECC | NWPP | - | DCSDTO | Derated Operable Total Internal Capacity | 55102 | 52743 | 53810 | 56126 | 56313 | 56286 | 56111 | 58204 | 58323 | 58314 | 59067
2006 | US | WECC | NWPP | - | DCSEO | Energy-Only Resources (Operable) | 0 | 0 | 0 | 0 | 0 | 0 | 0 | 0 | 0 | 0 | 0
2006 | US | WECC | NWPP | - | DCSEU | Summation of Energy Only/Uncommitted | 0 | 209 | 783 | 3098 | 3378 | 3390 | 3423 | 5248 | 5248 | 5248 | 5998
2006 | US | WECC | NWPP | - | DCSFP | Full-Responsibility Purchases (portion of total purchases) | 0 | 0 | 0 | 0 | 0 | 0 | 0 | 0 | 0 | 0 | 0
2006 | US | WECC | NWPP | - | DCSFS | Full-Responsibility Sales (portion of total sales) | 0 | 0 | 0 | 0 | 0 | 0 | 0 | 0 | 0 | 0 | 0
2006 | US | WECC | NWPP | - | DCSIC | Inoperable capacity | 282 | 114 | 93 | 93 | 97 | 97 | 89 | 89 | 89 | 89 | 89
2006 | US | WECC | NWPP | - | DCSIN | Internal Demand | 36165 | 35093 | 35997 | 36885 | 37919 | 38588 | 39358 | 40035 | 40867 | 41700 | 42508
2006 | US | WECC | NWPP | - | DCSIT | Interruptible Demand | 160 | 160 | 160 | 160 | 160 | 160 | 160 | 160 | 160 | 160 | 160
2006 | US | WECC | NWPP | - | DCSLM | Direct Control Load Management | bar: 275 to 341
2006 | US | WECC | NWPP | - | DCSNC | Net Capacity Resources | 54527 | 51984 | 52650 | 52723 | 52623 | 52666 | 52625 | 52932 | 53177 | 53169 | 53198
2006 | US | WECC | NWPP | - | DCSNI | Projected Net Internal Demand | 36004 | 34932 | 35836 | 36724 | 37758 | 38427 | 39197 | 39874 | 40706 | 41539 | 42347
2006 | US | WECC | NWPP | - | DCSOIC | Derated Operable Internal Capacity | 55102 | 52534 | 53027 | 53028 | 52935 | 52896 | 52688 | 52956 | 53075 | 53066 | 53069
2006 | US | WECC | NWPP | - | DCSOTL | Other Capacity < 1 MW | 0 | 0 | 0 | 0 | 0 | 0 | 0 | 0 | 0 | 0 | 0
2006 | US | WECC | NWPP | - | DCSPU | Purchases | 507 | 546 | 539 | 543 | 502 | 500 | 511 | 514 | 515 | 516 | 518
2006 | US | WECC | NWPP | - | DCSPUA | Summation of Purchases and Adjustments | 1778 | 1821 | 1814 | 1818 | 1777 | 1775 | 1786 | 1789 | 1790 | 1791 | 1793
2006 | US | WECC | NWPP | - | DCSSA | Sales | 2006 | 2024 | 1844 | 1776 | 1742 | 1658 | 1502 | 1466 | 1341 | 1341 | 1317
2006 | US | WECC | NWPP | - | DCSSAA | Summation of Sales and Adjustments | 2353 | 2371 | 2191 | 2123 | 2089 | 2005 | 1849 | 1813 | 1688 | 1688 | 1664
2006 | US | WECC | NWPP | - | DCSSM | Planned Outage or Scheduled Maintenance | 890 | 309 | 304 | 315 | 391 | 399 | 626 | 358 | 239 | 248 | 245
2006 | US | WECC | NWPP | - | DCSST | Standby Demand | 0 | 0 | 0 | 0 | 0 | 0 | 0 | 0 | 0 | 0 | 0
2006 | US | WECC | NWPP | - | DCST | Total Internal Capacity | 57935 | 59389 | 60686 | 63933 | 64199 | 64205 | 64280 | 66105 | 66105 | 66105 | 66855
2006 | US | WECC | NWPP | - | DCSTEX | Existing Capacity | 57935 | 57935 | 57935 | 57935 | 57935 | 57935 | 57935 | 57935 | 57935 | 57935 | 57935
2006 | US | WECC | NWPP | - | DCSTI | Projected Total Internal Demand | 36165 | 35093 | 35997 | 36885 | 37919 | 38588 | 39358 | 40035 | 40867 | 41700 | 42508
2006 | US | WECC | NWPP | - | DCSTL | Transmission-Limited Resources | 0 | 0 | 0 | 0 | 0 | 0 | 0 | 0 | 0 | 0 | 0
2006 | US | WECC | NWPP | - | DCSTO | Operable Total Internal Capacity | 57653 | 59275 | 60593 | 63840 | 64102 | 64108 | 64191 | 66016 | 66016 | 66016 | 66766
2006 | US | WECC | NWPP | - | DCSTP | Total Potential Resources | 54527 | 52193 | 53433 | 55821 | 56001 | 56056 | 56048 | 58180 | 58425 | 58417 | 59196
2006 | US | WECC | NWPP | - | DCSTPN | Planned – NOT under construction & positive rerating | 0 | 644 | 1316 | 4551 | 4831 | 4843 | 4919 | 6744 | 6744 | 6744 | 7494
2006 | US | WECC | NWPP | - | DCSTPU | Planned Additions of New Capacity and Planned Uprates to Existing Capacity | 0 | 810 | 1435 | 1447 | 1447 | 1447 | 1447 | 1447 | 1447 | 1447 | 1447
2006 | US | WECC | NWPP | - | DCSTRE | Planned Retirements and Planned Deratings | 0 | 0 | 0 | 0 | 14 | 20 | 21 | 21 | 21 | 21 | 21
2006 | US | WECC | NWPP | - | DCSUC | Uncommitted Resources (Operable) | 0 | 209 | 783 | 3098 | 3378 | 3390 | 3423 | 5248 | 5248 | 5248 | 5998
2006 | US | WECC | RMPA | - | CSTF | Total | 12944 | 13004 | 13618 | 14556 | 15039 | 15789 | 16174 | 16774 | 16774 | 17374 | 17374
2006 | US | WECC | RMPA | - | DCSAI | Owned Capacity/Entitlement Located Externally | 108 | 458 | 258 | 258 | 258 | 258 | 258 | 258 | 258 | 258 | 258
2006 | US | WECC | RMPA | - | DCSAO | Capacity Owned by/Entitlement Held by External Entity | 771 | 775 | 775 | 775 | 775 | 775 | 775 | 775 | 775 | 775 | 775
2006 | US | WECC | RMPA | - | DCSCD | Conditional derates | 16 | 16 | 17 | 17 | 17 | 17 | 17 | 17 | 17 | 17 | 17
2006 | US | WECC | RMPA | - | DCSDGG | Distributed Generator Capacity >= 1 MW | 0 | 0 | 0 | 0 | 0 | 0 | 0 | 0 | 0 | 0 | 0
2006 | US | WECC | RMPA | - | DCSDGL | Distributed Generator Capacity < 1 MW | 0 | 0 | 0 | 0 | 0 | 0 | 0 | 0 | 0 | 0 | 0
2006 | US | WECC | RMPA | - | DCSDIC | Deliverable Internal Capacity | 12576 | 12582 | 12661 | 12661 | 12661 | 12661 | 12661 | 12661 | 12661 | 12661 | 12661
2006 | US | WECC | RMPA | - | DCSDRT | Summation of Derates | 368 | 422 | 423 | 1120 | 1120 | 1120 | 1120 | 1120 | 1120 | 1120 | 1120
2006 | US | WECC | RMPA | - | DCSDTO | Derated Operable Total Internal Capacity | 12576 | 12582 | 13195 | 13436 | 13919 | 14669 | 15054 | 15654 | 15654 | 16254 | 16254
2006 | US | WECC | RMPA | - | DCSEO | Energy-Only Resources (Operable) | 0 | 0 | 0 | 0 | 0 | 0 | 0 | 0 | 0 | 0 | 0
2006 | US | WECC | RMPA | - | DCSEU | Summation of Energy Only/Uncommitted | 0 | 0 | 534 | 775 | 1258 | 2008 | 2393 | 2993 | 2993 | 3593 | 3593
2006 | US | WECC | RMPA | - | DCSFP | Full-Responsibility Purchases (portion of total purchases) | 0 | 0 | 0 | 0 | 0 | 0 | 0 | 0 | 0 | 0 | 0
2006 | US | WECC | RMPA | - | DCSFS | Full-Responsibility Sales (portion of total sales) | 0 | 0 | 0 | 0 | 0 | 0 | 0 | 0 | 0 | 0 | 0
2006 | US | WECC | RMPA | - | DCSIC | Inoperable capacity | 0 | 0 | 0 | 0 | 0 | 0 | 0 | 0 | 0 | 0 | 0
2006 | US | WECC | RMPA | - | DCSIN | Internal Demand | 11086 | 11323 | 11744 | 11980 | 12288 | 12556 | 12821 | 13091 | 13364 | 13694 | 14029
2006 | US | WECC | RMPA | - | DCSIT | Interruptible Demand | 50 | 216 | 238 | 260 | 285 | 308 | 308 | 308 | 308 | 308 | 308
2006 | US | WECC | RMPA | - | DCSLM | Direct Control Load Management | 0 | 0 | 0 | 0 | 0 | 0 | 0 | 0 | 0 | 0 | 0
2006 | US | WECC | RMPA | - | DCSNC | Net Capacity Resources | 12473 | 12857 | 12752 | 12756 | 12593 | 12446 | 12411 | 12377 | 12377 | 12378 | 12379
2006 | US | WECC | RMPA | - | DCSNI | Projected Net Internal Demand | 11036 | 11107 | 11506 | 11720 | 12003 | 12248 | 12513 | 12783 | 13056 | 13386 | 13721
2006 | US | WECC | RMPA | - | DCSOIC | Derated Operable Internal Capacity | 12576 | 12582 | 12661 | 12661 | 12661 | 12661 | 12661 | 12661 | 12661 | 12661 | 12661
2006 | US | WECC | RMPA | - | DCSOTL | Other Capacity < 1 MW | 0 | 0 | 0 | 0 | 0 | 0 | 0 | 0 | 0 | 0 | 0
2006 | US | WECC | RMPA | - | DCSPU | Purchases | 893 | 906 | 915 | 897 | 693 | 544 | 520 | 489 | 490 | 492 | 495
2006 | US | WECC | RMPA | - | DCSPUA | Summation of Purchases and Adjustments | 1001 | 1364 | 1173 | 1155 | 951 | 802 | 778 | 747 | 748 | 750 | 753
2006 | US | WECC | RMPA | - | DCSSA | Sales | 333 | 314 | 307 | 285 | 244 | 242 | 253 | 256 | 257 | 258 | 260
2006 | US | WECC | RMPA | - | DCSSAA | Summation of Sales and Adjustments | 1104 | 1089 | 1082 | 1060 | 1019 | 1017 | 1028 | 1031 | 1032 | 1033 | 1035
2006 | US | WECC | RMPA | - | DCSSM | Planned Outage or Scheduled Maintenance | 0 | 0 | 0 | 0 | 0 | 0 | 0 | 0 | 0 | 0 | 0
2006 | US | WECC | RMPA | - | DCSST | Standby Demand | 0 | 0 | 0 | 0 | 0 | 0 | 0 | 0 | 0 | 0 | 0
2006 | US | WECC | RMPA | - | DCST | Total Internal Capacity | 12944 | 13004 | 13618 | 14556 | 15039 | 15789 | 16174 | 16774 | 16774 | 17374 | 17374
2006 | US | WECC | RMPA | - | DCSTEX | Existing Capacity | 12944 | 12944 | 12944 | 12944 | 12944 | 12944 | 12944 | 12944 | 12944 | 12944 | 12944
2006 | US | WECC | RMPA | - | DCSTI | Projected Total Internal Demand | 11086 | 11323 | 11744 | 11980 | 12288 | 12556 | 12821 | 13091 | 13364 | 13694 | 14029
2006 | US | WECC | RMPA | - | DCSTL | Transmission-Limited Resources | 0 | 0 | 0 | 0 | 0 | 0 | 0 | 0 | 0 | 0 | 0
2006 | US | WECC | RMPA | - | DCSTO | Operable Total Internal Capacity | 12944 | 13004 | 13618 | 14556 | 15039 | 15789 | 16174 | 16774 | 16774 | 17374 | 17374
2006 | US | WECC | RMPA | - | DCSTP | Total Potential Resources | 12473 | 12857 | 13286 | 13531 | 13851 | 14454 | 14804 | 15370 | 15370 | 15971 | 15972
2006 | US | WECC | RMPA | - | DCSTPN | Planned – NOT under construction & positive rerating | 0 | 0 | 534 | 1472 | 1955 | 2705 | 3090 | 3690 | 3690 | 4290 | 4290
2006 | US | WECC | RMPA | - | DCSTPU | Planned Additions of New Capacity and Planned Uprates to Existing Capacity | 0 | 60 | 140 | 140 | 140 | 140 | 140 | 140 | 140 | 140 | 140
2006 | US | WECC | RMPA | - | DCSTRE | Planned Retirements and Planned Deratings | 0 | 0 | 0 | 0 | 0 | 0 | 0 | 0 | 0 | 0 | 0
2006 | US | WECC | RMPA | - | DCSUC | Uncommitted Resources (Operable) | 0 | 0 | 534 | 775 | 1258 | 2008 | 2393 | 2993 | 2993 | 3593 | 3593
2007 | CA | MRO | - | - | CSTF | Total | 8966 | 8974 | 9024 | 9060 | 9072 | 9085 | 9290 | 9290 | 9290 | 9393 | 9451
2007 | CA | MRO | - | - | DCSAI | Owned Capacity/Entitlement Located Externally | 0 | 0 | 0 | 0 | 0 | 0 | 0 | 0 | 0 | 0 | 0
2007 | CA | MRO | - | - | DCSAO | Capacity Owned by/Entitlement Held by External Entity | 0 | 0 | 0 | 0 | 0 | 0 | 0 | 0 | 0 | 0 | 0
2007 | CA | MRO | - | - | DCSCD | Conditional derates | 0 | 0 | 0 | 0 | 0 | 0 | 0 | 0 | 0 | 0 | 0
2007 | CA | MRO | - | - | DCSDGG | Distributed Generator Capacity >= 1 MW | 0 | 0 | 0 | 0 | 0 | 0 | 0 | 0 | 0 | 0 | 0
2007 | CA | MRO | - | - | DCSDGL | Distributed Generator Capacity < 1 MW | 0 | 0 | 0 | 0 | 0 | 0 | 0 | 0 | 0 | 0 | 0
2007 | CA | MRO | - | - | DCSDIC | Deliverable Internal Capacity | 8950 | 8987 | 9031 | 9061 | 9074 | 9086 | 9291 | 9291 | 9291 | 9395 | 9483
2007 | CA | MRO | - | - | DCSDR | Derates and Decreases in Seasonal Rated Capacity | 0 | 0 | 0 | 0 | 0 | 0 | 0 | 0 | 0 | 0 | 0
2007 | CA | MRO | - | - | DCSDTO | Derated Operable Total Internal Capacity | 9050 | 9087 | 9131 | 9161 | 9174 | 9186 | 9391 | 9391 | 9391 | 9495 | 9583
2007 | CA | MRO | - | - | DCSEO | Energy-Only Resources (Operable) | 100 | 100 | 100 | 100 | 100 | 100 | 100 | 100 | 100 | 100 | 100
2007 | CA | MRO | - | - | DCSFP | Full-Responsibility Purchases (portion of total purchases) | 0 | 0 | 0 | 0 | 0 | 0 | 0 | 0 | 0 | 0 | 0
2007 | CA | MRO | - | - | DCSFS | Full-Responsibility Sales (portion of total sales) | 525 | 500 | 500 | 500 | 500 | 500 | 500 | 500 | 500 | 200 | 200
2007 | CA | MRO | - | - | DCSIC | Inoperable capacity | 48 | 0 | 0 | 0 | 0 | 0 | 0 | 0 | 0 | 0 | 0
2007 | CA | MRO | - | - | DCSICC | Inoperable Committed Capacity | 0 | 0 | 0 | 0 | 0 | 0 | 0 | 0 | 0 | 0 | 0
2007 | CA | MRO | - | - | DCSICE | Inoperable Energy Only Capacity | 0 | 0 | 0 | 0 | 0 | 0 | 0 | 0 | 0 | 0 | 0
2007 | CA | MRO | - | - | DCSICU | Inoperable Uncommitted Capacity | 0 | 0 | 0 | 0 | 0 | 0 | 0 | 0 | 0 | 0 | 0
2007 | CA | MRO | - | - | DCSIN | Internal Demand | 5931 | 6016 | 6171 | 6234 | 6386 | 6455 | 6527 | 6562 | 6610 | 6563 | 6604
2007 | CA | MRO | - | - | DCSIT | Interruptible Demand | 290 | 287 | 287 | 287 | 287 | 287 | 287 | 287 | 287 | 287 | 287
2007 | CA | MRO | - | - | DCSLM | Direct Control Load Management | 0 | 0 | 0 | 0 | 0 | 0 | 0 | 0 | 0 | 0 | 0
2007 | CA | MRO | - | - | DCSNC | Net Capacity Resources | 7615 | 7827 | 7871 | 7931 | 7994 | 8006 | 8241 | 8241 | 8241 | 9195 | 9283
2007 | CA | MRO | - | - | DCSNI | Projected Net Internal Demand | 5641 | 5729 | 5884 | 5947 | 6099 | 6168 | 6240 | 6275 | 6323 | 6276 | 6317
2007 | CA | MRO | - | - | DCSNUC | Committed | 0 | 0 | 44 | 74 | 87 | 99 | 304 | 304 | 304 | 408 | 496
2007 | CA | MRO | - | - | DCSNUE | Energy Only | 0 | 0 | 0 | 0 | 0 | 0 | 0 | 0 | 0 | 0 | 0
2007 | CA | MRO | - | - | DCSNUU | Uncommitted | 0 | 0 | 0 | 0 | 0 | 0 | 0 | 0 | 0 | 0 | 0
2007 | CA | MRO | - | - | DCSOEU | OPERABLE ENERGY-ONLY AND UNCOMMITTED RESOURCES | 100 | 100 | 100 | 100 | 100 | 100 | 100 | 100 | 100 | 100 | 100
2007 | CA | MRO | - | - | DCSOIC | Derated Operable Internal Capacity | 8950 | 8987 | 9031 | 9061 | 9074 | 9086 | 9291 | 9291 | 9291 | 9395 | 9483
2007 | CA | MRO | - | - | DCSOTL | Other Capacity < 1 MW | 0 | 0 | 0 | 0 | 0 | 0 | 0 | 0 | 0 | 0 | 0
2007 | CA | MRO | - | - | DCSP | Projected Purchases and Incoming Adjustments | 0 | 0 | 0 | 0 | 0 | 0 | 0 | 0 | 0 | 0 | 0
2007 | CA | MRO | - | - | DCSPCA | PLANNED CAPACITY ADDITIONS | 0 | 0 | 44 | 74 | 87 | 99 | 304 | 304 | 304 | 408 | 496
2007 | CA | MRO | - | - | DCSPU | Purchases | 0 | 0 | 0 | 0 | 0 | 0 | 0 | 0 | 0 | 0 | 0
2007 | CA | MRO | - | - | DCSREI | Planned Retirements of Existing Inoperable Capacity | 0 | 0 | 0 | 0 | 0 | 0 | 0 | 0 | 0 | 0 | 0
2007 | CA | MRO | - | - | DCSREP | Existing Net Purchases from Non-reporting Parties within Region/Subregion | 0 | 0 | 0 | 0 | 0 | 0 | 0 | 0 | 0 | 0 | 0
2007 | CA | MRO | - | - | DCSRIC | Return to Service of Existing Inoperable Capacity | 0 | 0 | 0 | 0 | 0 | 0 | 0 | 0 | 0 | 0 | 0
2007 | CA | MRO | - | - | DCSRNR | Planned Negative Reratings of Existing Capacity | 0 | 0 | 0 | 0 | 0 | 0 | 0 | 0 | 0 | 0 | 0
2007 | CA | MRO | - | - | DCSRPR | Planned Positive Reratings of Existing Capacity | 0 | 0 | 0 | 0 | 0 | 0 | 0 | 0 | 0 | 0 | 0
2007 | CA | MRO | - | - | DCSRRA | CAPACITY RERATINGS, RETIREMENTS AND ADJUSTMENTS | 0 | 0 | 0 | 0 | 0 | 0 | 0 | 0 | 0 | 0 | 0
2007 | CA | MRO | - | - | DCSS | Projected Sales and Outgoing Adjustments | 1335 | 1160 | 1160 | 1130 | 1080 | 1080 | 1050 | 1050 | 1050 | 200 | 200
2007 | CA | MRO | - | - | DCSSA | Sales | 1335 | 1160 | 1160 | 1130 | 1080 | 1080 | 1050 | 1050 | 1050 | 200 | 200
2007 | CA | MRO | - | - | DCSSM | Planned Outage or Scheduled Maintenance | 0 | 47 | 47 | 47 | 47 | 47 | 47 | 47 | 47 | 47 | 47
2007 | CA | MRO | - | - | DCSST | Standby Demand | 0 | 0 | 0 | 0 | 0 | 0 | 0 | 0 | 0 | 0 | 0
2007 | CA | MRO | - | - | DCST | Total Internal Capacity | 9098 | 9134 | 9178 | 9208 | 9221 | 9233 | 9438 | 9438 | 9438 | 9542 | 9630
2007 | CA | MRO | - | - | DCSTEX | Existing Capacity | 9098 | 9134 | 9134 | 9134 | 9134 | 9134 | 9134 | 9134 | 9134 | 9134 | 9134
2007 | CA | MRO | - | - | DCSTI | Projected Total Internal Demand | 5931 | 6016 | 6171 | 6234 | 6386 | 6455 | 6527 | 6562 | 6610 | 6563 | 6604
2007 | CA | MRO | - | - | DCSTL | Transmission-Limited Resources | 0 | 0 | 0 | 0 | 0 | 0 | 0 | 0 | 0 | 0 | 0
2007 | CA | MRO | - | - | DCSTNP | Net Purchases From Non-reporting Parties Within Region/Subregion | 0 | 0 | 0 | 0 | 0 | 0 | 0 | 0 | 0 | 0 | 0
2007 | CA | MRO | - | - | DCSTO | Operable Total Internal Capacity | 9050 | 9134 | 9178 | 9208 | 9221 | 9233 | 9438 | 9438 | 9438 | 9542 | 9630
2007 | CA | MRO | - | - | DCSTP | Total Potential Resources | 7715 | 7927 | 7971 | 8031 | 8094 | 8106 | 8341 | 8341 | 8341 | 9295 | 9383
2007 | CA | MRO | - | - | DCSTPN | Planned – NOT under construction & positive rerating | 0 | 0 | 44 | 74 | 87 | 99 | 304 | 304 | 304 | 408 | 496
2007 | CA | MRO | - | - | DCSTPU | Planned Additions of New Capacity and Planned Uprates to Existing Capacity | 0 | 0 | 0 | 0 | 0 | 0 | 0 | 0 | 0 | 0 | 0
2007 | CA | MRO | - | - | DCSTRE | Planned Retirements and Planned Deratings | 0 | 0 | 0 | 0 | 0 | 0 | 0 | 0 | 0 | 0 | 0
2007 | CA | MRO | - | - | DCSUC | Uncommitted Resources (Operable) | 0 | 0 | 0 | 0 | 0 | 0 | 0 | 0 | 0 | 0 | 0
2007 | CA | MRO | - | - | DCSUCC | Committed | 0 | 0 | 0 | 0 | 0 | 0 | 0 | 0 | 0 | 0 | 0
2007 | CA | MRO | - | - | DCSUCE | Energy Only | 0 | 0 | 0 | 0 | 0 | 0 | 0 | 0 | 0 | 0 | 0
2007 | CA | MRO | - | - | DCSUCU | Uncommitted | 0 | 0 | 0 | 0 | 0 | 0 | 0 | 0 | 0 | 0 | 0
2007 | CA | MRO | - | - | DCSXC | COMMITTED | 8998 | 9034 | 9034 | 9034 | 9034 | 9034 | 9034 | 9034 | 9034 | 9034 | 9034
2007 | CA | MRO | - | - | DCSXCI | Inoperable | 48 | 0 | 0 | 0 | 0 | 0 | 0 | 0 | 0 | 0 | 0
2007 | CA | MRO | - | - | DCSXCO | Operable | 8950 | 9034 | 9034 | 9034 | 9034 | 9034 | 9034 | 9034 | 9034 | 9034 | 9034
2007 | CA | MRO | - | - | DCSXE | ENERGY ONLY | 100 | 100 | 100 | 100 | 100 | 100 | 100 | 100 | 100 | 100 | 100
2007 | CA | MRO | - | - | DCSXEI | Inoperable | 0 | 0 | 0 | 0 | 0 | 0 | 0 | 0 | 0 | 0 | 0
2007 | CA | MRO | - | - | DCSXU | UNCOMMITTED | 0 | 0 | 0 | 0 | 0 | 0 | 0 | 0 | 0 | 0 | 0
2007 | CA | MRO | - | - | DCSXUI | Inoperable | 0 | 0 | 0 | 0 | 0 | 0 | 0 | 0 | 0 | 0 | 0
2007 | CA | NPCC | - | - | CSTF | Total | 74634 | 76710 | 76671 | 80079 | 82928 | 82913 | 84990 | 86577 | 87027 | 87627 | 88027
2007 | CA | NPCC | - | - | DCSAI | Owned Capacity/Entitlement Located Externally | 50 | 50 | 50 | 50 | 50 | 50 | 50 | 50 | 50 | 50 | 50
2007 | CA | NPCC | - | - | DCSAO | Capacity Owned by/Entitlement Held by External Entity | 0 | 0 | 0 | 0 | 0 | 0 | 0 | 0 | 0 | 0 | 0
2007 | CA | NPCC | - | - | DCSCD | Conditional derates | 970 | 863 | 876 | 876 | 882 | 884 | 885 | 891 | 891 | 891 | 891
2007 | CA | NPCC | - | - | DCSDGG | Distributed Generator Capacity >= 1 MW | 0 | 0 | 0 | 0 | 0 | 0 | 0 | 0 | 0 | 0 | 0
2007 | CA | NPCC | - | - | DCSDGL | Distributed Generator Capacity < 1 MW | 0 | 0 | 0 | 0 | 0 | 0 | 0 | 0 | 0 | 0 | 0
2007 | CA | NPCC | - | - | DCSDIC | Deliverable Internal Capacity | 62050 | 67666 | 67151 | 70315 | 72879 | 72315 | 73784 | 74758 | 74758 | 75358 | 75358
2007 | CA | NPCC | - | - | DCSDR | Derates and Decreases in Seasonal Rated Capacity | 4325 | 4796 | 5453 | 6147 | 6623 | 7135 | 7717 | 8284 | 8734 | 8734 | 8734
2007 | CA | NPCC | - | - | DCSDTO | Derated Operable Total Internal Capacity | 62050 | 67934 | 67444 | 70688 | 73087 | 72572 | 74090 | 75116 | 75116 | 75716 | 76116
2007 | CA | NPCC | - | - | DCSEO | Energy-Only Resources (Operable) | 0 | 43 | 43 | 43 | 43 | 43 | 43 | 43 | 43 | 43 | 43
2007 | CA | NPCC | - | - | DCSFP | Full-Responsibility Purchases (portion of total purchases) | 20 | 10 | 10 | 10 | 10 | 10 | 10 | 10 | 10 | 10 | 10
2007 | CA | NPCC | - | - | DCSFS | Full-Responsibility Sales (portion of total sales) | 0 | 0 | 0 | 0 | 0 | 0 | 0 | 0 | 0 | 0 | 0
2007 | CA | NPCC | - | - | DCSIC | Inoperable capacity | 1573 | 1540 | 1540 | 1540 | 0 | 0 | 0 | 0 | 0 | 0 | 0
2007 | CA | NPCC | - | - | DCSICC | Inoperable Committed Capacity | 0 | 0 | 0 | 0 | 0 | 0 | 0 | 0 | 0 | 0 | 0
2007 | CA | NPCC | - | - | DCSICE | Inoperable Energy Only Capacity | 0 | 0 | 0 | 0 | 0 | 0 | 0 | 0 | 0 | 0 | 0
2007 | CA | NPCC | - | - | DCSICU | Inoperable Uncommitted Capacity | 0 | 0 | 0 | 0 | 0 | 0 | 0 | 0 | 0 | 0 | 0
2007 | CA | NPCC | - | - | DCSIN | Internal Demand | 51788 | 51303 | 51454 | 51723 | 52030 | 52268 | 52410 | 52785 | 53079 | 53022 | 52987
2007 | CA | NPCC | - | - | DCSIT | Interruptible Demand | 211 | 659 | 664 | 668 | 673 | 677 | 682 | 686 | 690 | 695 | 699
2007 | CA | NPCC | - | - | DCSLM | Direct Control Load Management | 0 | 0 | 0 | 0 | 0 | 0 | 0 | 0 | 0 | 0 | 0
2007 | CA | NPCC | - | - | DCSNC | Net Capacity Resources | 60170 | 66156 | 66745 | 69911 | 72475 | 71910 | 73379 | 74410 | 74410 | 75010 | 75232
2007 | CA | NPCC | - | - | DCSNI | Projected Net Internal Demand | 51577 | 50644 | 50790 | 51055 | 51357 | 51590 | 51728 | 52098 | 52389 | 52327 | 52289
2007 | CA | NPCC | - | - | DCSNUC | Committed | 0 | 0 | 502 | 1548 | 2934 | 3484 | 4154 | 4715 | 5165 | 5165 | 5165
2007 | CA | NPCC | - | - | DCSNUE | Energy Only | 0 | 0 | 0 | 80 | 80 | 80 | 80 | 80 | 80 | 80 | 80
2007 | CA | NPCC | - | - | DCSNUU | Uncommitted | 0 | 0 | 0 | 0 | 0 | 0 | 0 | 0 | 0 | 600 | 600
2007 | CA | NPCC | - | - | DCSOEU | OPERABLE ENERGY-ONLY AND UNCOMMITTED RESOURCES | 0 | 72 | 72 | 152 | 208 | 257 | 306 | 358 | 358 | 958 | 1358
2007 | CA | NPCC | - | - | DCSOIC | Derated Operable Internal Capacity | 62050 | 67862 | 67372 | 70536 | 72879 | 72315 | 73784 | 74758 | 74758 | 75358 | 75358
2007 | CA | NPCC | - | - | DCSOTL | Other Capacity < 1 MW | 0 | 0 | 0 | 0 | 0 | 0 | 0 | 0 | 0 | 0 | 0
2007 | CA | NPCC | - | - | DCSP | Projected Purchases and Incoming Adjustments | 250 | 250 | 250 | 250 | 250 | 250 | 50 | 50 | 50 | 50 | 50
2007 | CA | NPCC | - | - | DCSPCA | PLANNED CAPACITY ADDITIONS | 0 | 546 | 1707 | 5623 | 7065 | 7663 | 8936 | 9888 | 10338 | 10938 | 11338
2007 | CA | NPCC | - | - | DCSPU | Purchases | 200 | 200 | 200 | 200 | 200 | 200 | 0 | 0 | 0 | 0 | 0
2007 | CA | NPCC | - | - | DCSREI | Planned Retirements of Existing Inoperable Capacity | 0 | 0 | 0 | 0 | 0 | 0 | 0 | 0 | 0 | 0 | 0
2007 | CA | NPCC | - | - | DCSREP | Existing Net Purchases from Non-reporting Parties within Region/Subregion | 30 | 0 | 0 | 0 | 0 | 0 | 0 | 0 | 0 | 0 | 0
2007 | CA | NPCC | - | - | DCSRIC | Return to Service of Existing Inoperable Capacity | 0 | 0 | 0 | 0 | 1540 | 1540 | 1540 | 1540 | 1540 | 1540 | 1540
2007 | CA | NPCC | - | - | DCSRNR | Planned Negative Reratings of Existing Capacity | 0 | 62 | 625 | 636 | 71 | 687 | 687 | 50 | 50 | 50 | 50
2007 | CA | NPCC | - | - | DCSRPR | Planned Positive Reratings of Existing Capacity | 0 | 31 | 96 | 158 | 307 | 308 | 349 | 349 | 349 | 349 | 349
2007 | CA | NPCC | - | - | DCSRRA | CAPACITY RERATINGS, RETIREMENTS AND ADJUSTMENTS | 30 | 6 | -503 | -440 | 223 | -379 | -322 | 319 | 319 | 319 | 319
2007 | CA | NPCC | - | - | DCSS | Projected Sales and Outgoing Adjustments | 2130 | 1760 | 655 | 655 | 655 | 655 | 455 | 398 | 398 | 398 | 176
2007 | CA | NPCC | - | - | DCSSA | Sales | 2130 | 1760 | 655 | 655 | 655 | 655 | 455 | 398 | 398 | 398 | 176
2007 | CA | NPCC | - | - | DCSSM | Planned Outage or Scheduled Maintenance | 11359 | 7205 | 7690 | 7730 | 8500 | 8500 | 7730 | 7730 | 7730 | 7730 | 7730
2007 | CA | NPCC | - | - | DCSST | Standby Demand | 0 | 0 | 0 | 0 | 0 | 0 | 0 | 0 | 0 | 0 | 0
2007 | CA | NPCC | - | - | DCST | Total Internal Capacity | 79307 | 81475 | 82127 | 86105 | 88210 | 88207 | 89537 | 91130 | 91580 | 92180 | 92580
2007 | CA | NPCC | - | - | DCSTEX | Existing Capacity | 79277 | 80923 | 80923 | 80923 | 80923 | 80923 | 80923 | 80923 | 80923 | 80923 | 80923
2007 | CA | NPCC | - | - | DCSTI | Projected Total Internal Demand | 51788 | 51303 | 51454 | 51723 | 52030 | 52268 | 52410 | 52785 | 53079 | 53022 | 52987
2007 | CA | NPCC | - | - | DCSTL | Transmission-Limited Resources | 0 | 196 | 221 | 221 | 0 | 0 | 0 | 0 | 0 | 0 | 0
2007 | CA | NPCC | - | - | DCSTNP | Net Purchases From Non-reporting Parties Within Region/Subregion | 0 | 37 | 45 | 57 | 63 | 76 | 92 | 96 | 96 | 96 | 96
2007 | CA | NPCC | - | - | DCSTO | Operable Total Internal Capacity | 77734 | 79935 | 80587 | 84565 | 88210 | 88207 | 89537 | 91130 | 91580 | 92180 | 92580
2007 | CA | NPCC | - | - | DCSTP | Total Potential Resources | 60170 | 66424 | 67038 | 70284 | 72683 | 72167 | 73685 | 74768 | 74768 | 75368 | 75990
2007 | CA | NPCC | - | - | DCSTPN | Planned – NOT under construction & positive rerating | 0 | 0 | 502 | 1628 | 3014 | 3564 | 4234 | 4795 | 5245 | 5845 | 5845
2007 | CA | NPCC | - | - | DCSTPU | Planned Additions of New Capacity and Planned Uprates to Existing Capacity | 0 | 546 | 1204 | 3994 | 4050 | 4099 | 4702 | 5093 | 5093 | 5093 | 5493
2007 | CA | NPCC | - | - | DCSTRE | Planned Retirements and Planned Deratings | 0 | 0 | 19 | 19 | 76 | 76 | 76 | 76 | 76 | 76 | 76
2007 | CA | NPCC | - | - | DCSUC | Uncommitted Resources (Operable) | 0 | 0 | 0 | 0 | 0 | 0 | 0 | 0 | 0 | 0 | 0
2007 | CA | NPCC | - | - | DCSUCC | Committed | 0 | 517 | 1175 | 3965 | 3965 | 3965 | 4519 | 4858 | 4858 | 4858 | 4858
2007 | CA | NPCC | - | - | DCSUCE | Energy Only | 0 | 29 | 29 | 29 | 29 | 29 | 29 | 29 | 29 | 29 | 29
2007 | CA | NPCC | - | - | DCSUCU | Uncommitted | 0 | 0 | 0 | 0 | 56 | 105 | 154 | 206 | 206 | 206 | 606
2007 | CA | NPCC | - | - | DCSXC | COMMITTED | 79277 | 80880 | 80880 | 80880 | 80880 | 80880 | 80880 | 80880 | 80880 | 80880 | 80880
2007 | CA | NPCC | - | - | DCSXCI | Inoperable | 1573 | 1540 | 1540 | 1540 | 1540 | 1540 | 1540 | 1540 | 1540 | 1540 | 1540
2007 | CA | NPCC | - | - | DCSXCO | Operable | 77704 | 79340 | 79340 | 79340 | 79340 | 79340 | 79340 | 79340 | 79340 | 79340 | 79340
2007 | CA | NPCC | - | - | DCSXE | ENERGY ONLY | 0 | 43 | 43 | 43 | 43 | 43 | 43 | 43 | 43 | 43 | 43
2007 | CA | NPCC | - | - | DCSXEI | Inoperable | 0 | 0 | 0 | 0 | 0 | 0 | 0 | 0 | 0 | 0 | 0
2007 | CA | NPCC | - | - | DCSXU | UNCOMMITTED | 0 | 0 | 0 | 0 | 0 | 0 | 0 | 0 | 0 | 0 | 0
2007 | CA | NPCC | - | - | DCSXUI | Inoperable | 0 | 0 | 0 | 0 | 0 | 0 | 0 | 0 | 0 | 0 | 0
2007 | CA | NPCC | Maritimes | Maritimes | CSTF | Total | 6344 | 6397 | 5847 | 5968 | 6635 | 6695 | 6759 | 6809 | 6809 | 6809 | 7209
2007 | CA | NPCC | Maritimes | Maritimes | DCSAI | Owned Capacity/Entitlement Located Externally | 50 | 50 | 50 | 50 | 50 | 50 | 50 | 50 | 50 | 50 | 50
2007 | CA | NPCC | Maritimes | Maritimes | DCSAO | Capacity Owned by/Entitlement Held by External Entity | 0 | 0 | 0 | 0 | 0 | 0 | 0 | 0 | 0 | 0 | 0
2007 | CA | NPCC | Maritimes | Maritimes | DCSCD | Conditional derates | 46 | 54 | 54 | 54 | 60 | 62 | 63 | 69 | 69 | 69 | 69
2007 | CA | NPCC | Maritimes | Maritimes | DCSDGG | Distributed Generator Capacity >= 1 MW | 0 | 0 | 0 | 0 | 0 | 0 | 0 | 0 | 0 | 0 | 0
2007 | CA | NPCC | Maritimes | Maritimes | DCSDGL | Distributed Generator Capacity < 1 MW | 0 | 0 | 0 | 0 | 0 | 0 | 0 | 0 | 0 | 0 | 0
2007 | CA | NPCC | Maritimes | Maritimes | DCSDIC | Deliverable Internal Capacity | 6394 | 6368 | 5818 | 5859 | 6470 | 6481 | 6496 | 6494 | 6494 | 6494 | 6494
2007 | CA | NPCC | Maritimes | Maritimes | DCSDR | Derates and Decreases in Seasonal Rated Capacity | 46 | 54 | 54 | 131 | 137 | 139 | 140 | 146 | 146 | 146 | 146
2007 | CA | NPCC | Maritimes | Maritimes | DCSDTO | Derated Operable Total Internal Capacity | 6394 | 6440 | 5890 | 6011 | 6678 | 6738 | 6802 | 6852 | 6852 | 6852 | 7252
2007 | CA | NPCC | Maritimes | Maritimes | DCSEO | Energy-Only Resources (Operable) | 0 | 43 | 43 | 43 | 43 | 43 | 43 | 43 | 43 | 43 | 43
2007 | CA | NPCC | Maritimes | Maritimes | DCSFP | Full-Responsibility Purchases (portion of total purchases) | 20 | 10 | 10 | 10 | 10 | 10 | 10 | 10 | 10 | 10 | 10
2007 | CA | NPCC | Maritimes | Maritimes | DCSFS | Full-Responsibility Sales (portion of total sales) | 0 | 0 | 0 | 0 | 0 | 0 | 0 | 0 | 0 | 0 | 0
2007 | CA | NPCC | Maritimes | Maritimes | DCSIC | Inoperable capacity | 33 | 0 | 0 | 0 | 0 | 0 | 0 | 0 | 0 | 0 | 0
2007 | CA | NPCC | Maritimes | Maritimes | DCSICC | Inoperable Committed Capacity | 0 | 0 | 0 | 0 | 0 | 0 | 0 | 0 | 0 | 0 | 0
2007 | CA | NPCC | Maritimes | Maritimes | DCSICE | Inoperable Energy Only Capacity | 0 | 0 | 0 | 0 | 0 | 0 | 0 | 0 | 0 | 0 | 0
2007 | CA | NPCC | Maritimes | Maritimes | DCSICU | Inoperable Uncommitted Capacity | 0 | 0 | 0 | 0 | 0 | 0 | 0 | 0 | 0 | 0 | 0
2007 | CA | NPCC | Maritimes | Maritimes | DCSIN | Internal Demand | 3404 | 3772 | 3844 | 3920 | 3931 | 4005 | 4082 | 4154 | 4224 | 4297 | 4371
2007 | CA | NPCC | Maritimes | Maritimes | DCSIT | Interruptible Demand | 211 | 423 | 428 | 432 | 437 | 441 | 446 | 450 | 454 | 459 | 463
2007 | CA | NPCC | Maritimes | Maritimes | DCSLM | Direct Control Load Management | 0 | 0 | 0 | 0 | 0 | 0 | 0 | 0 | 0 | 0 | 0
2007 | CA | NPCC | Maritimes | Maritimes | DCSNC | Net Capacity Resources | 6244 | 6218 | 5668 | 5709 | 6320 | 6331 | 6546 | 6544 | 6544 | 6544 | 6544
2007 | CA | NPCC | Maritimes | Maritimes | DCSNI | Projected Net Internal Demand | 3193 | 3349 | 3416 | 3488 | 3494 | 3563 | 3636 | 3703 | 3770 | 3838 | 3909
2007 | CA | NPCC | Maritimes | Maritimes | DCSNUC | Committed | 0 | 0 | 0 | 0 | 0 | 0 | 0 | 0 | 0 | 0 | 0
2007 | CA | NPCC | Maritimes | Maritimes | DCSNUE | Energy Only | 0 | 0 | 0 | 80 | 80 | 80 | 80 | 80 | 80 | 80 | 80
2007 | CA | NPCC | Maritimes | Maritimes | DCSNUU | Uncommitted | 0 | 0 | 0 | 0 | 0 | 0 | 0 | 0 | 0 | 0 | 0
2007 | CA | NPCC | Maritimes | Maritimes | DCSOEU | OPERABLE ENERGY-ONLY AND UNCOMMITTED RESOURCES | 0 | 72 | 72 | 152 | 208 | 257 | 306 | 358 | 358 | 358 | 758
2007 | CA | NPCC | Maritimes | Maritimes | DCSOIC | Derated Operable Internal Capacity | 6394 | 6368 | 5818 | 5859 | 6470 | 6481 | 6496 | 6494 | 6494 | 6494 | 6494
2007 | CA | NPCC | Maritimes | Maritimes | DCSOTL | Other Capacity < 1 MW | 0 | 0 | 0 | 0 | 0 | 0 | 0 | 0 | 0 | 0 | 0
2007 | CA | NPCC | Maritimes | Maritimes | DCSP | Projected Purchases and Incoming Adjustments | 50 | 50 | 50 | 50 | 50 | 50 | 50 | 50 | 50 | 50 | 50
2007 | CA | NPCC | Maritimes | Maritimes | DCSPCA | PLANNED CAPACITY ADDITIONS | 0 | 29 | 29 | 205 | 261 | 310 | 359 | 411 | 411 | 411 | 811
2007 | CA | NPCC | Maritimes | Maritimes | DCSPU | Purchases | 0 | 0 | 0 | 0 | 0 | 0 | 0 | 0 | 0 | 0 | 0
2007 | CA | NPCC | Maritimes | Maritimes | DCSREI | Planned Retirements of Existing Inoperable Capacity | 0 | 0 | 0 | 0 | 0 | 0 | 0 | 0 | 0 | 0 | 0
2007 | CA | NPCC | Maritimes | Maritimes | DCSREP | Existing Net Purchases from Non-reporting Parties within Region/Subregion | 30 | 0 | 0 | 0 | 0 | 0 | 0 | 0 | 0 | 0 | 0
2007 | CA | NPCC | Maritimes | Maritimes | DCSRIC | Return to Service of Existing Inoperable Capacity | 0 | 0 | 0 | 0 | 0 | 0 | 0 | 0 | 0 | 0 | 0
2007 | CA | NPCC | Maritimes | Maritimes | DCSRNR | Planned Negative Reratings of Existing Capacity | 0 | 62 | 620 | 620 | 50 | 50 | 50 | 50 | 50 | 50 | 50
2007 | CA | NPCC | Maritimes | Maritimes | DCSRPR | Planned Positive Reratings of Existing Capacity | 0 | 4 | 4 | 14 | 112 | 112 | 112 | 112 | 112 | 112 | 112
2007 | CA | NPCC | Maritimes | Maritimes | DCSRRA | CAPACITY RERATINGS, RETIREMENTS AND ADJUSTMENTS | 30 | -21 | -571 | -549 | 68 | 81 | 97 | 101 | 101 | 101 | 101
2007 | CA | NPCC | Maritimes | Maritimes | DCSS | Projected Sales and Outgoing Adjustments | 200 | 200 | 200 | 200 | 200 | 200 | 0 | 0 | 0 | 0 | 0
2007 | CA | NPCC | Maritimes | Maritimes | DCSSA | Sales | 200 | 200 | 200 | 200 | 200 | 200 | 0 | 0 | 0 | 0 | 0
2007 | CA | NPCC | Maritimes | Maritimes | DCSSM | Planned Outage or Scheduled Maintenance | 150 | 150 | 150 | 150 | 150 | 150 | 150 | 150 | 150 | 150 | 150
2007 | CA | NPCC | Maritimes | Maritimes | DCSST | Standby Demand | 0 | 0 | 0 | 0 | 0 | 0 | 0 | 0 | 0 | 0 | 0
2007 | CA | NPCC | Maritimes | Maritimes | DCST | Total Internal Capacity | 6623 | 6644 | 6094 | 6292 | 6965 | 7027 | 7092 | 7148 | 7148 | 7148 | 7548
2007 | CA | NPCC | Maritimes | Maritimes | DCSTEX | Existing Capacity | 6593 | 6636 | 6636 | 6636 | 6636 | 6636 | 6636 | 6636 | 6636 | 6636 | 6636
2007 | CA | NPCC | Maritimes | Maritimes | DCSTI | Projected Total Internal Demand | 3404 | 3772 | 3844 | 3920 | 3931 | 4005 | 4082 | 4154 | 4224 | 4297 | 4371
2007 | CA | NPCC | Maritimes | Maritimes | DCSTL | Transmission-Limited Resources | 0 | 0 | 0 | 0 | 0 | 0 | 0 | 0 | 0 | 0 | 0
2007 | CA | NPCC | Maritimes | Maritimes | DCSTNP | Net Purchases From Non-reporting Parties Within Region/Subregion | 0 | 37 | 45 | 57 | 63 | 76 | 92 | 96 | 96 | 96 | 96
2007 | CA | NPCC | Maritimes | Maritimes | DCSTO | Operable Total Internal Capacity | 6590 | 6644 | 6094 | 6292 | 6965 | 7027 | 7092 | 7148 | 7148 | 7148 | 7548
2007 | CA | NPCC | Maritimes | Maritimes | DCSTP | Total Potential Resources | 6244 | 6290 | 5740 | 5861 | 6528 | 6588 | 6852 | 6902 | 6902 | 6902 | 7302
2007 | CA | NPCC | Maritimes | Maritimes | DCSTPN | Planned – NOT under construction & positive rerating | 0 | 0 | 0 | 80 | 80 | 80 | 80 | 80 | 80 | 80 | 80
2007 | CA | NPCC | Maritimes | Maritimes | DCSTPU | Planned Additions of New Capacity and Planned Uprates to Existing Capacity | 0 | 29 | 29 | 125 | 181 | 230 | 279 | 331 | 331 | 331 | 731
2007 | CA | NPCC | Maritimes | Maritimes | DCSTRE | Planned Retirements and Planned Deratings | 0 | 0 | 0 | 0 | 57 | 57 | 57 | 57 | 57 | 57 | 57
2007 | CA | NPCC | Maritimes | Maritimes | DCSUC | Uncommitted Resources (Operable) | 0 | 0 | 0 | 0 | 0 | 0 | 0 | 0 | 0 | 0 | 0
2007 | CA | NPCC | Maritimes | Maritimes | DCSUCC | Committed | 0 | 0 | 0 | 96 | 96 | 96 | 96 | 96 | 96 | 96 | 96
2007 | CA | NPCC | Maritimes | Maritimes | DCSUCE | Energy Only | 0 | 29 | 29 | 29 | 29 | 29 | 29 | 29 | 29 | 29 | 29
2007 | CA | NPCC | Maritimes | Maritimes | DCSUCU | Uncommitted | 0 | 0 | 0 | 0 | 56 | 105 | 154 | 206 | 206 | 206 | 606
2007 | CA | NPCC | Maritimes | Maritimes | DCSXC | COMMITTED | 6593 | 6593 | 6593 | 6593 | 6593 | 6593 | 6593 | 6593 | 6593 | 6593 | 6593
2007 | CA | NPCC | Maritimes | Maritimes | DCSXCI | Inoperable | 33 | 0 | 0 | 0 | 0 | 0 | 0 | 0 | 0 | 0 | 0
2007 | CA | NPCC | Maritimes | Maritimes | DCSXCO | Operable | 6560 | 6593 | 6593 | 6593 | 6593 | 6593 | 6593 | 6593 | 6593 | 6593 | 6593
2007 | CA | NPCC | Maritimes | Maritimes | DCSXE | ENERGY ONLY | 0 | 43 | 43 | 43 | 43 | 43 | 43 | 43 | 43 | 43 | 43
2007 | CA | NPCC | Maritimes | Maritimes | DCSXEI | Inoperable | 0 | 0 | 0 | 0 | 0 | 0 | 0 | 0 | 0 | 0 | 0
2007 | CA | NPCC | Maritimes | Maritimes | DCSXU | UNCOMMITTED | 0 | 0 | 0 | 0 | 0 | 0 | 0 | 0 | 0 | 0 | 0
2007 | CA | NPCC | Maritimes | Maritimes | DCSXUI | Inoperable | 0 | 0 | 0 | 0 | 0 | 0 | 0 | 0 | 0 | 0 | 0
2007 | CA | NPCC | Ontario | Ontario | CSTF | Total | 28140 | 28748 | 28600 | 31291 | 32977 | 33016 | 33875 | 33875 | 33875 | 33875 | 33875
2007 | CA | NPCC | Ontario | Ontario | DCSAI | Owned Capacity/Entitlement Located Externally | 0 | 0 | 0 | 0 | 0 | 0 | 0 | 0 | 0 | 0 | 0
2007 | CA | NPCC | Ontario | Ontario | DCSAO | Capacity Owned by/Entitlement Held by External Entity | 0 | 0 | 0 | 0 | 0 | 0 | 0 | 0 | 0 | 0 | 0
2007 | CA | NPCC | Ontario | Ontario | DCSCD | Conditional derates | 924 | 809 | 822 | 822 | 822 | 822 | 822 | 822 | 822 | 822 | 822
2007 | CA | NPCC | Ontario | Ontario | DCSDGG | Distributed Generator Capacity >= 1 MW | 0 | 0 | 0 | 0 | 0 | 0 | 0 | 0 | 0 | 0 | 0
2007 | CA | NPCC | Ontario | Ontario | DCSDGL | Distributed Generator Capacity < 1 MW | 0 | 0 | 0 | 0 | 0 | 0 | 0 | 0 | 0 | 0 | 0
2007 | CA | NPCC | Ontario | Ontario | DCSDIC | Deliverable Internal Capacity | 28140 | 28552 | 28379 | 31070 | 32977 | 33016 | 33875 | 33875 | 33875 | 33875 | 33875
2007 | CA | NPCC | Ontario | Ontario | DCSDR | Derates and Decreases in Seasonal Rated Capacity | 2712 | 2978 | 3184 | 3637 | 3657 | 3667 | 3689 | 3689 | 3689 | 3689 | 3689
2007 | CA | NPCC | Ontario | Ontario | DCSDTO | Derated Operable Total Internal Capacity | 28140 | 28748 | 28600 | 31291 | 32977 | 33016 | 33875 | 33875 | 33875 | 33875 | 33875
2007 | CA | NPCC | Ontario | Ontario | DCSEO | Energy-Only Resources (Operable) | 0 | 0 | 0 | 0 | 0 | 0 | 0 | 0 | 0 | 0 | 0
2007 | CA | NPCC | Ontario | Ontario | DCSFP | Full-Responsibility Purchases (portion of total purchases) | 0 | 0 | 0 | 0 | 0 | 0 | 0 | 0 | 0 | 0 | 0
2007 | CA | NPCC | Ontario | Ontario | DCSFS | Full-Responsibility Sales (portion of total sales) | 0 | 0 | 0 | 0 | 0 | 0 | 0 | 0 | 0 | 0 | 0
2007 | CA | NPCC | Ontario | Ontario | DCSIC | Inoperable capacity | 1540 | 1540 | 1540 | 1540 | 0 | 0 | 0 | 0 | 0 | 0 | 0
2007 | CA | NPCC | Ontario | Ontario | DCSICC | Inoperable Committed Capacity | 0 | 0 | 0 | 0 | 0 | 0 | 0 | 0 | 0 | 0 | 0
2007 | CA | NPCC | Ontario | Ontario | DCSICE | Inoperable Energy Only Capacity | 0 | 0 | 0 | 0 | 0 | 0 | 0 | 0 | 0 | 0 | 0
2007 | CA | NPCC | Ontario | Ontario | DCSICU | Inoperable Uncommitted Capacity | 0 | 0 | 0 | 0 | 0 | 0 | 0 | 0 | 0 | 0 | 0
2007 | CA | NPCC | Ontario | Ontario | DCSIN | Internal Demand | 27005 | 25762 | 25797 | 25678 | 25673 | 25678 | 25619 | 25771 | 25855 | 25577 | 25302
2007 | CA | NPCC | Ontario | Ontario | DCSIT | Interruptible Demand | 0 | 236 | 236 | 236 | 236 | 236 | 236 | 236 | 236 | 236 | 236
2007 | CA | NPCC | Ontario | Ontario | DCSLM | Direct Control Load Management | 0 | 0 | 0 | 0 | 0 | 0 | 0 | 0 | 0 | 0 | 0
2007 | CA | NPCC | Ontario | Ontario | DCSNC | Net Capacity Resources | 28140 | 28552 | 28379 | 31070 | 32977 | 33016 | 33875 | 33875 | 33875 | 33875 | 33875
2007 | CA | NPCC | Ontario | Ontario | DCSNI | Projected Net Internal Demand | 27005 | 25526 | 25561 | 25442 | 25437 | 25442 | 25383 | 25535 | 25619 | 25341 | 25066
2007 | CA | NPCC | Ontario | Ontario | DCSNUC | Committed | 0 | 0 | 151 | 1034 | 1970 | 2019 | 2130 | 2130 | 2130 | 2130 | 2130
2007 | CA | NPCC | Ontario | Ontario | DCSNUE | Energy Only | 0 | 0 | 0 | 0 | 0 | 0 | 0 | 0 | 0 | 0 | 0
2007 | CA | NPCC | Ontario | Ontario | DCSNUU | Uncommitted | 0 | 0 | 0 | 0 | 0 | 0 | 0 | 0 | 0 | 0 | 0
2007 | CA | NPCC | Ontario | Ontario | DCSOEU | OPERABLE ENERGY-ONLY AND UNCOMMITTED RESOURCES | 0 | 0 | 0 | 0 | 0 | 0 | 0 | 0 | 0 | 0 | 0
2007 | CA | NPCC | Ontario | Ontario | DCSOIC | Derated Operable Internal Capacity | 28140 | 28748 | 28600 | 31291 | 32977 | 33016 | 33875 | 33875 | 33875 | 33875 | 33875
2007 | CA | NPCC | Ontario | Ontario | DCSOTL | Other Capacity < 1 MW | 0 | 0 | 0 | 0 | 0 | 0 | 0 | 0 | 0 | 0 | 0
2007 | CA | NPCC | Ontario | Ontario | DCSP | Projected Purchases and Incoming Adjustments | 0 | 0 | 0 | 0 | 0 | 0 | 0 | 0 | 0 | 0 | 0
2007 | CA | NPCC | Ontario | Ontario | DCSPCA | PLANNED CAPACITY ADDITIONS | 0 | 485 | 1020 | 4204 | 5140 | 5189 | 5300 | 5300 | 5300 | 5300 | 5300
2007 | CA | NPCC | Ontario | Ontario | DCSPU | Purchases | 0 | 0 | 0 | 0 | 0 | 0 | 0 | 0 | 0 | 0 | 0
2007 | CA | NPCC | Ontario | Ontario | DCSREI | Planned Retirements of Existing Inoperable Capacity | 0 | 0 | 0 | 0 | 0 | 0 | 0 | 0 | 0 | 0 | 0
2007 | CA | NPCC | Ontario | Ontario | DCSREP | Existing Net Purchases from Non-reporting Parties within Region/Subregion | 0 | 0 | 0 | 0 | 0 | 0 | 0 | 0 | 0 | 0 | 0
2007 | CA | NPCC | Ontario | Ontario | DCSRIC | Return to Service of Existing Inoperable Capacity | 0 | 0 | 0 | 0 | 1540 | 1540 | 1540 | 1540 | 1540 | 1540 | 1540
2007 | CA | NPCC | Ontario | Ontario | DCSRNR | Planned Negative Reratings of Existing Capacity | 0 | 0 | 0 | 0 | 0 | 0 | 0 | 0 | 0 | 0 | 0
2007 | CA | NPCC | Ontario | Ontario | DCSRPR | Planned Positive Reratings of Existing Capacity | 0 | 27 | 54 | 54 | 54 | 54 | 54 | 54 | 54 | 54 | 54
2007 | CA | NPCC | Ontario | Ontario | DCSRRA | CAPACITY RERATINGS, RETIREMENTS AND ADJUSTMENTS | 0 | 27 | 35 | 35 | 35 | 35 | 35 | 35 | 35 | 35 | 35
2007 | CA | NPCC | Ontario | Ontario | DCSS | Projected Sales and Outgoing Adjustments | 0 | 0 | 0 | 0 | 0 | 0 | 0 | 0 | 0 | 0 | 0
2007 | CA | NPCC | Ontario | Ontario | DCSSA | Sales | 0 | 0 | 0 | 0 | 0 | 0 | 0 | 0 | 0 | 0 | 0
2007 | CA | NPCC | Ontario | Ontario | DCSSM | Planned Outage or Scheduled Maintenance | 142 | 0 | 485 | 525 | 1295 | 1295 | 525 | 525 | 525 | 525 | 525
2007 | CA | NPCC | Ontario | Ontario | DCSST | Standby Demand | 0 | 0 | 0 | 0 | 0 | 0 | 0 | 0 | 0 | 0 | 0
2007 | CA | NPCC | Ontario | Ontario | DCST | Total Internal Capacity | 32534 | 33266 | 33809 | 36993 | 37929 | 37978 | 38089 | 38089 | 38089 | 38089 | 38089
2007 | CA | NPCC | Ontario | Ontario | DCSTEX | Existing Capacity | 32534 | 32754 | 32754 | 32754 | 32754 | 32754 | 32754 | 32754 | 32754 | 32754 | 32754
2007 | CA | NPCC | Ontario | Ontario | DCSTI | Projected Total Internal Demand | 27005 | 25762 | 25797 | 25678 | 25673 | 25678 | 25619 | 25771 | 25855 | 25577 | 25302
2007 | CA | NPCC | Ontario | Ontario | DCSTL | Transmission-Limited Resources | 0 | 196 | 221 | 221 | 0 | 0 | 0 | 0 | 0 | 0 | 0
2007 | CA | NPCC | Ontario | Ontario | DCSTNP | Net Purchases From Non-reporting Parties Within Region/Subregion | 0 | 0 | 0 | 0 | 0 | 0 | 0 | 0 | 0 | 0 | 0
2007 | CA | NPCC | Ontario | Ontario | DCSTO | Operable Total Internal Capacity | 30994 | 31726 | 32269 | 35453 | 37929 | 37978 | 38089 | 38089 | 38089 | 38089 | 38089
2007 | CA | NPCC | Ontario | Ontario | DCSTP | Total Potential Resources | 28140 | 28748 | 28600 | 31291 | 32977 | 33016 | 33875 | 33875 | 33875 | 33875 | 33875
2007 | CA | NPCC | Ontario | Ontario | DCSTPN | Planned – NOT under construction & positive rerating | 0 | 0 | 151 | 1034 | 1970 | 2019 | 2130 | 2130 | 2130 | 2130 | 2130
2007 | CA | NPCC | Ontario | Ontario | DCSTPU | Planned Additions of New Capacity and Planned Uprates to Existing Capacity | 0 | 485 | 869 | 3170 | 3170 | 3170 | 3170 | 3170 | 3170 | 3170 | 3170
2007 | CA | NPCC | Ontario | Ontario | DCSTRE | Planned Retirements and Planned Deratings | 0 | 0 | 19 | 19 | 19 | 19 | 19 | 19 | 19 | 19 | 19
2007 | CA | NPCC | Ontario | Ontario | DCSUC | Uncommitted Resources (Operable) | 0 | 0 | 0 | 0 | 0 | 0 | 0 | 0 | 0 | 0 | 0
2007 | CA | NPCC | Ontario | Ontario | DCSUCC | Committed | 0 | 485 | 869 | 3170 | 3170 | 3170 | 3170 | 3170 | 3170 | 3170 | 3170
2007 | CA | NPCC | Ontario | Ontario | DCSUCE | Energy Only | 0 | 0 | 0 | 0 | 0 | 0 | 0 | 0 | 0 | 0 | 0
2007 | CA | NPCC | Ontario | Ontario | DCSUCU | Uncommitted | 0 | 0 | 0 | 0 | 0 | 0 | 0 | 0 | 0 | 0 | 0
2007 | CA | NPCC | Ontario | Ontario | DCSXC | COMMITTED | 32534 | 32754 | 32754 | 32754 | 32754 | 32754 | 32754 | 32754 | 32754 | 32754 | 32754
2007 | CA | NPCC | Ontario | Ontario | DCSXCI | Inoperable | 1540 | 1540 | 1540 | 1540 | 1540 | 1540 | 1540 | 1540 | 1540 | 1540 | 1540
2007 | CA | NPCC | Ontario | Ontario | DCSXCO | Operable | 30994 | 31214 | 31214 | 31214 | 31214 | 31214 | 31214 | 31214 | 31214 | 31214 | 31214
2007 | CA | NPCC | Ontario | Ontario | DCSXE | ENERGY ONLY | 0 | 0 | 0 | 0 | 0 | 0 | 0 | 0 | 0 | 0 | 0
2007 | CA | NPCC | Ontario | Ontario | DCSXEI | Inoperable | 0 | 0 | 0 | 0 | 0 | 0 | 0 | 0 | 0 | 0 | 0
2007 | CA | NPCC | Ontario | Ontario | DCSXU | UNCOMMITTED | 0 | 0 | 0 | 0 | 0 | 0 | 0 | 0 | 0 | 0 | 0
2007 | CA | NPCC | Ontario | Ontario | DCSXUI | Inoperable | 0 | 0 | 0 | 0 | 0 | 0 | 0 | 0 | 0 | 0 | 0
2007 | CA | NPCC | Quebec | Quebec | CSTF | Total | 40150 | 41565 | 42224 | 42820 | 43316 | 43202 | 44356 | 45893 | 46343 | 46943 | 46943
2007 | CA | NPCC | Quebec | Quebec | DCSAI | Owned Capacity/Entitlement Located Externally | 0 | 0 | 0 | 0 | 0 | 0 | 0 | 0 | 0 | 0 | 0
2007 | CA | NPCC | Quebec | Quebec | DCSAO | Capacity Owned by/Entitlement Held by External Entity | 0 | 0 | 0 | 0 | 0 | 0 | 0 | 0 | 0 | 0 | 0
2007 | CA | NPCC | Quebec | Quebec | DCSCD | Conditional derates | 0 | 0 | 0 | 0 | 0 | 0 | 0 | 0 | 0 | 0 | 0
2007 | CA | NPCC | Quebec | Quebec | DCSDGG | Distributed Generator Capacity >= 1 MW | 0 | 0 | 0 | 0 | 0 | 0 | 0 | 0 | 0 | 0 | 0
2007 | CA | NPCC | Quebec | Quebec | DCSDGL | Distributed Generator Capacity < 1 MW | 0 | 0 | 0 | 0 | 0 | 0 | 0 | 0 | 0 | 0 | 0
2007 | CA | NPCC | Quebec | Quebec | DCSDIC | Deliverable Internal Capacity | 27516 | 32746 | 32954 | 33386 | 33432 | 32818 | 33413 | 34389 | 34389 | 34989 | 34989
2007 | CA | NPCC | Quebec | Quebec | DCSDR | Derates and Decreases in Seasonal Rated Capacity | 1567 | 1764 | 2215 | 2379 | 2829 | 3329 | 3888 | 4449 | 4899 | 4899 | 4899
2007 | CA | NPCC | Quebec | Quebec | DCSDTO | Derated Operable Total Internal Capacity | 27516 | 32746 | 32954 | 33386 | 33432 | 32818 | 33413 | 34389 | 34389 | 34989 | 34989
2007 | CA | NPCC | Quebec | Quebec | DCSEO | Energy-Only Resources (Operable) | 0 | 0 | 0 | 0 | 0 | 0 | 0 | 0 | 0 | 0 | 0
2007 | CA | NPCC | Quebec | Quebec | DCSFP | Full-Responsibility Purchases (portion of total purchases) | 0 | 0 | 0 | 0 | 0 | 0 | 0 | 0 | 0 | 0 | 0
2007 | CA | NPCC | Quebec | Quebec | DCSFS | Full-Responsibility Sales (portion of total sales) | 0 | 0 | 0 | 0 | 0 | 0 | 0 | 0 | 0 | 0 | 0
2007 | CA | NPCC | Quebec | Quebec | DCSIC | Inoperable capacity | 0 | 0 | 0 | 0 | 0 | 0 | 0 | 0 | 0 | 0 | 0
2007 | CA | NPCC | Quebec | Quebec | DCSICC | Inoperable Committed Capacity | 0 | 0 | 0 | 0 | 0 | 0 | 0 | 0 | 0 | 0 | 0
2007 | CA | NPCC | Quebec | Quebec | DCSICE | Inoperable Energy Only Capacity | 0 | 0 | 0 | 0 | 0 | 0 | 0 | 0 | 0 | 0 | 0
2007 | CA | NPCC | Quebec | Quebec | DCSICU | Inoperable Uncommitted Capacity | 0 | 0 | 0 | 0 | 0 | 0 | 0 | 0 | 0 | 0 | 0
2007 | CA | NPCC | Quebec | Quebec | DCSIN | Internal Demand | 21379 | 21769 | 21813 | 22125 | 22426 | 22585 | 22709 | 22860 | 23000 | 23148 | 23314
2007 | CA | NPCC | Quebec | Quebec | DCSIT | Interruptible Demand | 0 | 0 | 0 | 0 | 0 | 0 | 0 | 0 | 0 | 0 | 0
2007 | CA | NPCC | Quebec | Quebec | DCSLM | Direct Control Load Management | 0 | 0 | 0 | 0 | 0 | 0 | 0 | 0 | 0 | 0 | 0
2007 | CA | NPCC | Quebec | Quebec | DCSNC | Net Capacity Resources | 25786 | 31386 | 32698 | 33132 | 33178 | 32563 | 32958 | 33991 | 33991 | 34591 | 34813
2007 | CA | NPCC | Quebec | Quebec | DCSNI | Projected Net Internal Demand | 21379 | 21769 | 21813 | 22125 | 22426 | 22585 | 22709 | 22860 | 23000 | 23148 | 23314
2007 | CA | NPCC | Quebec | Quebec | DCSNUC | Committed | 0 | 0 | 351 | 514 | 964 | 1465 | 2024 | 2585 | 3035 | 3035 | 3035
2007 | CA | NPCC | Quebec | Quebec | DCSNUE | Energy Only | 0 | 0 | 0 | 0 | 0 | 0 | 0 | 0 | 0 | 0 | 0
2007 | CA | NPCC | Quebec | Quebec | DCSNUU | Uncommitted | 0 | 0 | 0 | 0 | 0 | 0 | 0 | 0 | 0 | 600 | 600
2007 | CA | NPCC | Quebec | Quebec | DCSOEU | OPERABLE ENERGY-ONLY AND UNCOMMITTED RESOURCES | 0 | 0 | 0 | 0 | 0 | 0 | 0 | 0 | 0 | 600 | 600
2007 | CA | NPCC | Quebec | Quebec | DCSOIC | Derated Operable Internal Capacity | 27516 | 32746 | 32954 | 33386 | 33432 | 32818 | 33413 | 34389 | 34389 | 34989 | 34989
2007 | CA | NPCC | Quebec | Quebec | DCSOTL | Other Capacity < 1 MW | 0 | 0 | 0 | 0 | 0 | 0 | 0 | 0 | 0 | 0 | 0
2007 | CA | NPCC | Quebec | Quebec | DCSP | Projected Purchases and Incoming Adjustments | 200 | 200 | 200 | 200 | 200 | 200 | 0 | 0 | 0 | 0 | 0
2007 | CA | NPCC | Quebec | Quebec | DCSPCA | PLANNED CAPACITY ADDITIONS | 0 | 32 | 658 | 1214 | 1664 | 2164 | 3277 | 4177 | 4627 | 5227 | 5227
2007 | CA | NPCC | Quebec | Quebec | DCSPU | Purchases | 200 | 200 | 200 | 200 | 200 | 200 | 0 | 0 | 0 | 0 | 0
2007 | CA | NPCC | Quebec | Quebec | DCSREI | Planned Retirements of Existing Inoperable Capacity | 0 | 0 | 0 | 0 | 0 | 0 | 0 | 0 | 0 | 0 | 0
2007 | CA | NPCC | Quebec | Quebec | DCSREP | Existing Net Purchases from Non-reporting Parties within Region/Subregion | 0 | 0 | 0 | 0 | 0 | 0 | 0 | 0 | 0 | 0 | 0
2007 | CA | NPCC | Quebec | Quebec | DCSRIC | Return to Service of Existing Inoperable Capacity | 0 | 0 | 0 | 0 | 0 | 0 | 0 | 0 | 0 | 0 | 0
2007 | CA | NPCC | Quebec | Quebec | DCSRNR | Planned Negative Reratings of Existing Capacity | 0 | 0 | 5 | 16 | 21 | 637 | 637 | 0 | 0 | 0 | 0
2007 | CA | NPCC | Quebec | Quebec | DCSRPR | Planned Positive Reratings of Existing Capacity | 0 | 0 | 38 | 90 | 141 | 142 | 183 | 183 | 183 | 183 | 183
2007 | CA | NPCC | Quebec | Quebec | DCSRRA | CAPACITY RERATINGS, RETIREMENTS AND ADJUSTMENTS | 0 | 0 | 33 | 74 | 120 | -495 | -454 | 183 | 183 | 183 | 183
2007 | CA | NPCC | Quebec | Quebec | DCSS | Projected Sales and Outgoing Adjustments | 1930 | 1560 | 455 | 455 | 455 | 455 | 455 | 398 | 398 | 398 | 176
2007 | CA | NPCC | Quebec | Quebec | DCSSA | Sales | 1930 | 1560 | 455 | 455 | 455 | 455 | 455 | 398 | 398 | 398 | 176
2007 | CA | NPCC | Quebec | Quebec | DCSSM | Planned Outage or Scheduled Maintenance | 11067 | 7055 | 7055 | 7055 | 7055 | 7055 | 7055 | 7055 | 7055 | 7055 | 7055
2007 | CA | NPCC | Quebec | Quebec | DCSST | Standby Demand | 0 | 0 | 0 | 0 | 0 | 0 | 0 | 0 | 0 | 0 | 0
2007 | CA | NPCC | Quebec | Quebec | DCST | Total Internal Capacity | 40150 | 41565 | 42224 | 42820 | 43316 | 43202 | 44356 | 45893 | 46343 | 46943 | 46943
2007 | CA | NPCC | Quebec | Quebec | DCSTEX | Existing Capacity | 40150 | 41533 | 41533 | 41533 | 41533 | 41533 | 41533 | 41533 | 41533 | 41533 | 41533
2007 | CA | NPCC | Quebec | Quebec | DCSTI | Projected Total Internal Demand | 21379 | 21769 | 21813 | 22125 | 22426 | 22585 | 22709 | 22860 | 23000 | 23148 | 23314
2007 | CA | NPCC | Quebec | Quebec | DCSTL | Transmission-Limited Resources | 0 | 0 | 0 | 0 | 0 | 0 | 0 | 0 | 0 | 0 | 0
2007 | CA | NPCC | Quebec | Quebec | DCSTNP | Net Purchases From Non-reporting Parties Within Region/Subregion | 0 | 0 | 0 | 0 | 0 | 0 | 0 | 0 | 0 | 0 | 0
2007 | CA | NPCC | Quebec | Quebec | DCSTO | Operable Total Internal Capacity | 40150 | 41565 | 42224 | 42820 | 43316 | 43202 | 44356 | 45893 | 46343 | 46943 | 46943
2007 | CA | NPCC | Quebec | Quebec | DCSTP | Total Potential Resources | 25786 | 31386 | 32698 | 33132 | 33178 | 32563 | 32958 | 33991 | 33991 | 34591 | 34813
2007 | CA | NPCC | Quebec | Quebec | DCSTPN | Planned – NOT under construction & positive rerating | 0 | 0 | 351 | 514 | 964 | 1465 | 2024 | 2585 | 3035 | 3635 | 3635
2007 | CA | NPCC | Quebec | Quebec | DCSTPU | Planned Additions of New Capacity and Planned Uprates to Existing Capacity | 0 | 32 | 306 | 699 | 699 | 699 | 1253 | 1592 | 1592 | 1592 | 1592
2007 | CA | NPCC | Quebec | Quebec | DCSTRE | Planned Retirements and Planned Deratings | 0 | 0 | 0 | 0 | 0 | 0 | 0 | 0 | 0 | 0 | 0
2007 | CA | NPCC | Quebec | Quebec | DCSUC | Uncommitted Resources (Operable) | 0 | 0 | 0 | 0 | 0 | 0 | 0 | 0 | 0 | 0 | 0
2007 | CA | NPCC | Quebec | Quebec | DCSUCC | Committed | 0 | 32 | 306 | 699 | 699 | 699 | 1253 | 1592 | 1592 | 1592 | 1592
2007 | CA | NPCC | Quebec | Quebec | DCSUCE | Energy Only | 0 | 0 | 0 | 0 | 0 | 0 | 0 | 0 | 0 | 0 | 0
2007 | CA | NPCC | Quebec | Quebec | DCSUCU | Uncommitted | 0 | 0 | 0 | 0 | 0 | 0 | 0 | 0 | 0 | 0 | 0
2007 | CA | NPCC | Quebec | Quebec | DCSXC | COMMITTED | 40150 | 41533 | 41533 | 41533 | 41533 | 41533 | 41533 | 41533 | 41533 | 41533 | 41533
2007 | CA | NPCC | Quebec | Quebec | DCSXCI | Inoperable | 0 | 0 | 0 | 0 | 0 | 0 | 0 | 0 | 0 | 0 | 0
2007 | CA | NPCC | Quebec | Quebec | DCSXCO | Operable | 40150 | 41533 | 41533 | 41533 | 41533 | 41533 | 41533 | 41533 | 41533 | 41533 | 41533
2007 | CA | NPCC | Quebec | Quebec | DCSXE | ENERGY ONLY | 0 | 0 | 0 | 0 | 0 | 0 | 0 | 0 | 0 | 0 | 0
2007 | CA | NPCC | Quebec | Quebec | DCSXEI | Inoperable | 0 | 0 | 0 | 0 | 0 | 0 | 0 | 0 | 0 | 0 | 0
2007 | CA | NPCC | Quebec | Quebec | DCSXU | UNCOMMITTED | 0 | 0 | 0 | 0 | 0 | 0 | 0 | 0 | 0 | 0 | 0
2007 | CA | NPCC | Quebec | Quebec | DCSXUI | Inoperable | 0 | 0 | 0 | 0 | 0 | 0 | 0 | 0 | 0 | 0 | 0
2007 | CA | WECC | - | - | CSTF | Total | 25999 | 26363 | 26368 | 26503 | 26563 | 27513 | 27513 | 27513 | 27513 | 27513 | 27513
2007 | CA | WECC | - | - | DCSAI | Owned Capacity/Entitlement Located Externally | 0 | 0 | 0 | 0 | 0 | 0 | 0 | 0 | 0 | 0 | 0
2007 | CA | WECC | - | - | DCSAO | Capacity Owned by/Entitlement Held by External Entity | 0 | 50 | 50 | 50 | 50 | 50 | 0 | 0 | 0 | 0 | 0
2007 | CA | WECC | - | - | DCSCD | Conditional derates | 0 | 0 | 0 | 0 | 0 | 0 | 0 | 0 | 0 | 0 | 0
2007 | CA | WECC | - | - | DCSDGG | Distributed Generator Capacity >= 1 MW | 0 | 0 | 0 | 0 | 0 | 0 | 0 | 0 | 0 | 0 | 0
2007 | CA | WECC | - | - | DCSDGL | Distributed Generator Capacity < 1 MW | 0 | 0 | 0 | 0 | 0 | 0 | 0 | 0 | 0 | 0 | 0
2007 | CA | WECC | - | - | DCSDIC | Deliverable Internal Capacity | 21636 | 23063 | 23100 | 23272 | 23272 | 23272 | 23272 | 23272 | 23053 | 23053 | 23053
2007 | CA | WECC | - | - | DCSDR | Derates and Decreases in Seasonal Rated Capacity | 1321 | 1374 | 1374 | 1374 | 1374 | 1374 | 1374 | 1374 | 1374 | 1374 | 1374
2007 | CA | WECC | - | - | DCSDTO | Derated Operable Total Internal Capacity | 21636 | 23063 | 23100 | 23387 | 23447 | 24397 | 24397 | 24397 | 24178 | 24178 | 24178
2007 | CA | WECC | - | - | DCSEO | Energy-Only Resources (Operable) | 0 | 0 | 0 | 0 | 0 | 0 | 0 | 0 | 0 | 0 | 0
2007 | CA | WECC | - | - | DCSFP | Full-Responsibility Purchases (portion of total purchases) | 0 | 0 | 0 | 0 | 0 | 0 | 0 | 0 | 0 | 0 | 0
2007 | CA | WECC | - | - | DCSFS | Full-Responsibility Sales (portion of total sales) | 105 | 143 | 143 | 143 | 143 | 143 | 143 | 143 | 143 | 143 | 143
2007 | CA | WECC | - | - | DCSIC | Inoperable capacity | 0 | 0 | 0 | 0 | 0 | 0 | 0 | 0 | 0 | 0 | 0
2007 | CA | WECC | - | - | DCSICC | Inoperable Committed Capacity | 0 | 0 | 0 | 0 | 0 | 0 | 0 | 0 | 0 | 0 | 0
2007 | CA | WECC | - | - | DCSICE | Inoperable Energy Only Capacity | 0 | 0 | 0 | 0 | 0 | 0 | 0 | 0 | 0 | 0 | 0
2007 | CA | WECC | - | - | DCSICU | Inoperable Uncommitted Capacity | 0 | 0 | 0 | 0 | 0 | 0 | 0 | 0 | 0 | 0 | 0
2007 | CA | WECC | - | - | DCSIN | Internal Demand | 17028 | 17427 | 17876 | 18262 | 18632 | 18966 | 19274 | 19670 | 20008 | 20292 | 20721
2007 | CA | WECC | - | - | DCSIT | Interruptible Demand | 0 | 0 | 0 | 0 | 0 | 0 | 0 | 0 | 0 | 0 | 0
2007 | CA | WECC | - | - | DCSLM | Direct Control Load Management | 299 | 299 | 299 | 299 | 299 | 299 | 299 | 299 | 299 | 299 | 299
2007 | CA | WECC | - | - | DCSNC | Net Capacity Resources | 21531 | 20993 | 21771 | 22008 | 22033 | 21640 | 21748 | 21880 | 22071 | 22176 | 22317
2007 | CA | WECC | - | - | DCSNI | Projected Net Internal Demand | 16729 | 17128 | 17577 | 17963 | 18333 | 18667 | 18975 | 19371 | 19709 | 19993 | 20422
2007 | CA | WECC | - | - | DCSNUC | Committed | 0 | 0 | 0 | 0 | 0 | 0 | 0 | 0 | 0 | 0 | 0
2007 | CA | WECC | - | - | DCSNUE | Energy Only | 0 | 0 | 0 | 0 | 0 | 0 | 0 | 0 | 0 | 0 | 0
2007 | CA | WECC | - | - | DCSNUU | Uncommitted | 0 | 0 | 0 | 115 | 175 | 1125 | 1125 | 1125 | 1125 | 1125 | 1125
2007 | CA | WECC | - | - | DCSOEU | OPERABLE ENERGY-ONLY AND UNCOMMITTED RESOURCES | 0 | 0 | 0 | 115 | 175 | 1125 | 1125 | 1125 | 1125 | 1125 | 1125
2007 | CA | WECC | - | - | DCSOIC | Derated Operable Internal Capacity | 21636 | 23063 | 23100 | 23272 | 23272 | 23272 | 23272 | 23272 | 23053 | 23053 | 23053
2007 | CA | WECC | - | - | DCSOTL | Other Capacity < 1 MW | 0 | 0 | 0 | 0 | 0 | 0 | 0 | 0 | 0 | 0 | 0
2007 | CA | WECC | - | - | DCSP | Projected Purchases and Incoming Adjustments | 0 | 0 | 0 | 0 | 0 | 0 | 0 | 0 | 0 | 0 | 0
2007 | CA | WECC | - | - | DCSPCA | PLANNED CAPACITY ADDITIONS | 0 | 361 | 361 | 494 | 554 | 1504 | 1504 | 1504 | 1504 | 1504 | 1504
2007 | CA | WECC | - | - | DCSPU | Purchases | 0 | 0 | 0 | 0 | 0 | 0 | 0 | 0 | 0 | 0 | 0
2007 | CA | WECC | - | - | DCSREI | Planned Retirements of Existing Inoperable Capacity | 0 | 0 | 0 | 0 | 0 | 0 | 0 | 0 | 0 | 0 | 0
2007 | CA | WECC | - | - | DCSREP | Existing Net Purchases from Non-reporting Parties within Region/Subregion | 0 | 0 | 0 | 0 | 0 | 0 | 0 | 0 | 0 | 0 | 0
2007 | CA | WECC | - | - | DCSRIC | Return to Service of Existing Inoperable Capacity | 0 | 0 | 0 | 0 | 0 | 0 | 0 | 0 | 0 | 0 | 0
2007 | CA | WECC | - | - | DCSRNR | Planned Negative Reratings of Existing Capacity | 0 | 0 | 0 | 0 | 0 | 0 | 0 | 0 | 0 | 0 | 0
2007 | CA | WECC | - | - | DCSRPR | Planned Positive Reratings of Existing Capacity | 0 | 3 | 8 | 10 | 10 | 10 | 10 | 10 | 10 | 10 | 10
2007 | CA | WECC | - | - | DCSRRA | CAPACITY RERATINGS, RETIREMENTS AND ADJUSTMENTS | 0 | 3 | 8 | 10 | 10 | 10 | 10 | 10 | 10 | 10 | 10
2007 | CA | WECC | - | - | DCSS | Projected Sales and Outgoing Adjustments | 105 | 2070 | 1329 | 1264 | 1239 | 1632 | 1524 | 1392 | 982 | 877 | 736
2007 | CA | WECC | - | - | DCSSA | Sales | 105 | 2020 | 1279 | 1214 | 1189 | 1582 | 1524 | 1392 | 982 | 877 | 736
2007 | CA | WECC | - | - | DCSSM | Planned Outage or Scheduled Maintenance | 3042 | 1926 | 1894 | 1742 | 1742 | 1742 | 1742 | 1742 | 1961 | 1961 | 1961
2007 | CA | WECC | - | - | DCSST | Standby Demand | 0 | 0 | 0 | 0 | 0 | 0 | 0 | 0 | 0 | 0 | 0
2007 | CA | WECC | - | - | DCST | Total Internal Capacity | 25999 | 26363 | 26368 | 26503 | 26563 | 27513 | 27513 | 27513 | 27513 | 27513 | 27513
2007 | CA | WECC | - | - | DCSTEX | Existing Capacity | 25999 | 25999 | 25999 | 25999 | 25999 | 25999 | 25999 | 25999 | 25999 | 25999 | 25999
2007 | CA | WECC | - | - | DCSTI | Projected Total Internal Demand | 17028 | 17427 | 17876 | 18262 | 18632 | 18966 | 19274 | 19670 | 20008 | 20292 | 20721
2007 | CA | WECC | - | - | DCSTL | Transmission-Limited Resources | 0 | 0 | 0 | 0 | 0 | 0 | 0 | 0 | 0 | 0 | 0
2007 | CA | WECC | - | - | DCSTNP | Net Purchases From Non-reporting Parties Within Region/Subregion | 0 | 0 | 0 | 0 | 0 | 0 | 0 | 0 | 0 | 0 | 0
2007 | CA | WECC | - | - | DCSTO | Operable Total Internal Capacity | 25999 | 26363 | 26368 | 26503 | 26563 | 27513 | 27513 | 27513 | 27513 | 27513 | 27513
2007 | CA | WECC | - | - | DCSTP | Total Potential Resources | 21531 | 20993 | 21771 | 22123 | 22208 | 22765 | 22873 | 23005 | 23196 | 23301 | 23442
2007 | CA | WECC | - | - | DCSTPN | Planned – NOT under construction & positive rerating | 0 | 0 | 0 | 115 | 175 | 1125 | 1125 | 1125 | 1125 | 1125 | 1125
2007 | CA | WECC | - | - | DCSTPU | Planned Additions of New Capacity and Planned Uprates to Existing Capacity | 0 | 361 | 361 | 379 | 379 | 379 | 379 | 379 | 379 | 379 | 379
2007 | CA | WECC | - | - | DCSTRE | Planned Retirements and Planned Deratings | 0 | 0 | 0 | 0 | 0 | 0 | 0 | 0 | 0 | 0 | 0
2007 | CA | WECC | - | - | DCSUC | Uncommitted Resources (Operable) | 0 | 0 | 0 | 0 | 0 | 0 | 0 | 0 | 0 | 0 | 0
2007 | CA | WECC | - | - | DCSUCC | Committed | 0 | 361 | 361 | 379 | 379 | 379 | 379 | 379 | 379 | 379 | 379
2007 | CA | WECC | - | - | DCSUCE | Energy Only | 0 | 0 | 0 | 0 | 0 | 0 | 0 | 0 | 0 | 0 | 0
2007 | CA | WECC | - | - | DCSUCU | Uncommitted | 0 | 0 | 0 | 0 | 0 | 0 | 0 | 0 | 0 | 0 | 0
2007 | CA | WECC | - | - | DCSXC | COMMITTED | 25999 | 25999 | 25999 | 25999 | 25999 | 25999 | 25999 | 25999 | 25999 | 25999 | 25999
2007 | CA | WECC | - | - | DCSXCI | Inoperable | 0 | 0 | 0 | 0 | 0 | 0 | 0 | 0 | 0 | 0 | 0
2007 | CA | WECC | - | - | DCSXCO | Operable | 25999 | 25999 | 25999 | 25999 | 25999 | 25999 | 25999 | 25999 | 25999 | 25999 | 25999
2007 | CA | WECC | - | - | DCSXE | ENERGY ONLY | 0 | 0 | 0 | 0 | 0 | 0 | 0 | 0 | 0 | 0 | 0
2007 | CA | WECC | - | - | DCSXEI | Inoperable | 0 | 0 | 0 | 0 | 0 | 0 | 0 | 0 | 0 | 0 | 0
2007 | CA | WECC | - | - | DCSXU | UNCOMMITTED | 0 | 0 | 0 | 0 | 0 | 0 | 0 | 0 | 0 | 0 | 0
2007 | CA | WECC | - | - | DCSXUI | Inoperable | 0 | 0 | 0 | 0 | 0 | 0 | 0 | 0 | 0 | 0 | 0
2007 | MX | WECC | CA-MX | - | CSTF | Total | 2358 | 2358 | 2358 | 2840 | 2933 | 2933 | 2933 | 2933 | 2933 | 2933 | 2933
2007 | MX | WECC | CA-MX | - | DCSAI | Owned Capacity/Entitlement Located Externally | 0 | 0 | 0 | 0 | 0 | 0 | 0 | 0 | 0 | 0 | 0
2007 | MX | WECC | CA-MX | - | DCSAO | Capacity Owned by/Entitlement Held by External Entity | 0 | 0 | 0 | 0 | 0 | 0 | 0 | 0 | 0 | 0 | 0
2007 | MX | WECC | CA-MX | - | DCSCD | Conditional derates | 0 | 0 | 0 | 0 | 0 | 0 | 0 | 0 | 0 | 0 | 0
2007 | MX | WECC | CA-MX | - | DCSDGG | Distributed Generator Capacity >= 1 MW | 0 | 0 | 0 | 0 | 0 | 0 | 0 | 0 | 0 | 0 | 0
2007 | MX | WECC | CA-MX | - | DCSDGL | Distributed Generator Capacity < 1 MW | 0 | 0 | 0 | 0 | 0 | 0 | 0 | 0 | 0 | 0 | 0
2007 | MX | WECC | CA-MX | - | DCSDIC | Deliverable Internal Capacity | 2358 | 2356 | 2356 | 2838 | 2931 | 2931 | 2931 | 2931 | 2931 | 2931 | 2931
2007 | MX | WECC | CA-MX | - | DCSDR | Derates and Decreases in Seasonal Rated Capacity | 0 | 0 | 0 | 0 | 0 | 0 | 0 | 0 | 0 | 0 | 0
2007 | MX | WECC | CA-MX | - | DCSDTO | Derated Operable Total Internal Capacity | 2358 | 2356 | 2356 | 2838 | 2931 | 2931 | 2931 | 2931 | 2931 | 2931 | 2931
2007 | MX | WECC | CA-MX | - | DCSEO | Energy-Only Resources (Operable) | 0 | 0 | 0 | 0 | 0 | 0 | 0 | 0 | 0 | 0 | 0
2007 | MX | WECC | CA-MX | - | DCSFP | Full-Responsibility Purchases (portion of total purchases) | 341 | 0 | 0 | 0 | 0 | 0 | 0 | 0 | 0 | 0 | 0
2007 | MX | WECC | CA-MX | - | DCSFS | Full-Responsibility Sales (portion of total sales) | 83 | 0 | 0 | 0 | 0 | 0 | 0 | 0 | 0 | 0 | 0
2007 | MX | WECC | CA-MX | - | DCSIC | Inoperable capacity | 0 | 0 | 0 | 0 | 0 | 0 | 0 | 0 | 0 | 0 | 0
2007 | MX | WECC | CA-MX | - | DCSICC | Inoperable Committed Capacity | 0 | 0 | 0 | 0 | 0 | 0 | 0 | 0 | 0 | 0 | 0
2007 | MX | WECC | CA-MX | - | DCSICE | Inoperable Energy Only Capacity | 0 | 0 | 0 | 0 | 0 | 0 | 0 | 0 | 0 | 0 | 0
2007 | MX | WECC | CA-MX | - | DCSICU | Inoperable Uncommitted Capacity | 0 | 0 | 0 | 0 | 0 | 0 | 0 | 0 | 0 | 0 | 0
2007 | MX | WECC | CA-MX | - | DCSIN | Internal Demand | 2007 | 2097 | 2223 | 2334 | 2479 | 2624 | 2769 | 2921 | 3086 | 3251 | 3425
2007 | MX | WECC | CA-MX | - | DCSIT | Interruptible Demand | 0 | 0 | 0 | 0 | 0 | 0 | 0 | 0 | 0 | 0 | 0
2007 | MX | WECC | CA-MX | - | DCSLM | Direct Control Load Management | 0 | 0 | 0 | 0 | 0 | 0 | 0 | 0 | 0 | 0 | 0
2007 | MX | WECC | CA-MX | - | DCSNC | Net Capacity Resources | 2616 | 2406 | 2550 | 2838 | 2931 | 2931 | 2931 | 2931 | 2931 | 2931 | 2931
2007 | MX | WECC | CA-MX | - | DCSNI | Projected Net Internal Demand | 2007 | 2097 | 2223 | 2334 | 2479 | 2624 | 2769 | 2921 | 3086 | 3251 | 3425
2007 | MX | WECC | CA-MX | - | DCSNUC | Committed | 0 | 0 | 0 | 0 | 0 | 0 | 0 | 0 | 0 | 0 | 0
2007 | MX | WECC | CA-MX | - | DCSNUE | Energy Only | 0 | 0 | 0 | 0 | 0 | 0 | 0 | 0 | 0 | 0 | 0
2007 | MX | WECC | CA-MX | - | DCSNUU | Uncommitted | 0 | 0 | 0 | 0 | 0 | 0 | 0 | 0 | 0 | 0 | 0
2007 | MX | WECC | CA-MX | - | DCSOEU | OPERABLE ENERGY-ONLY AND UNCOMMITTED RESOURCES | 0 | 0 | 0 | 0 | 0 | 0 | 0 | 0 | 0 | 0 | 0
2007 | MX | WECC | CA-MX | - | DCSOIC | Derated Operable Internal Capacity | 2358 | 2356 | 2356 | 2838 | 2931 | 2931 | 2931 | 2931 | 2931 | 2931 | 2931
2007 | MX | WECC | CA-MX | - | DCSOTL | Other Capacity < 1 MW | 0 | 0 | 0 | 0 | 0 | 0 | 0 | 0 | 0 | 0 | 0
2007 | MX | WECC | CA-MX | - | DCSP | Projected Purchases and Incoming Adjustments | 341 | 50 | 194 | 0 | 0 | 0 | 0 | 0 | 0 | 0 | 0
2007 | MX | WECC | CA-MX | - | DCSPCA | PLANNED CAPACITY ADDITIONS | 0 | 0 | 0 | 482 | 575 | 575 | 575 | 575 | 575 | 575 | 575
2007 | MX | WECC | CA-MX | - | DCSPU | Purchases | 341 | 50 | 194 | 0 | 0 | 0 | 0 | 0 | 0 | 0 | 0
2007 | MX | WECC | CA-MX | - | DCSREI | Planned Retirements of Existing Inoperable Capacity | 0 | 0 | 0 | 0 | 0 | 0 | 0 | 0 | 0 | 0 | 0
2007 | MX | WECC | CA-MX | - | DCSREP | Existing Net Purchases from Non-reporting Parties within Region/Subregion | 0 | 0 | 0 | 0 | 0 | 0 | 0 | 0 | 0 | 0 | 0
2007 | MX | WECC | CA-MX | - | DCSRIC | Return to Service of Existing Inoperable Capacity | 0 | 0 | 0 | 0 | 0 | 0 | 0 | 0 | 0 | 0 | 0
2007 | MX | WECC | CA-MX | - | DCSRNR | Planned Negative Reratings of Existing Capacity | 0 | 0 | 0 | 0 | 0 | 0 | 0 | 0 | 0 | 0 | 0
2007 | MX | WECC | CA-MX | - | DCSRPR | Planned Positive Reratings of Existing Capacity | 0 | 0 | 0 | 0 | 0 | 0 | 0 | 0 | 0 | 0 | 0
2007 | MX | WECC | CA-MX | - | DCSRRA | CAPACITY RERATINGS, RETIREMENTS AND ADJUSTMENTS | 0 | 0 | 0 | 0 | 0 | 0 | 0 | 0 | 0 | 0 | 0
2007 | MX | WECC | CA-MX | - | DCSS | Projected Sales and Outgoing Adjustments | 83 | 0 | 0 | 0 | 0 | 0 | 0 | 0 | 0 | 0 | 0
2007 | MX | WECC | CA-MX | - | DCSSA | Sales | 83 | 0 | 0 | 0 | 0 | 0 | 0 | 0 | 0 | 0 | 0
2007 | MX | WECC | CA-MX | - | DCSSM | Planned Outage or Scheduled Maintenance | 0 | 2 | 2 | 2 | 2 | 2 | 2 | 2 | 2 | 2 | 2
2007 | MX | WECC | CA-MX | - | DCSST | Standby Demand | 0 | 0 | 0 | 0 | 0 | 0 | 0 | 0 | 0 | 0 | 0
2007 | MX | WECC | CA-MX | - | DCST | Total Internal Capacity | 2358 | 2358 | 2358 | 2840 | 2933 | 2933 | 2933 | 2933 | 2933 | 2933 | 2933
2007 | MX | WECC | CA-MX | - | DCSTEX | Existing Capacity | 2358 | 2358 | 2358 | 2358 | 2358 | 2358 | 2358 | 2358 | 2358 | 2358 | 2358
2007 | MX | WECC | CA-MX | - | DCSTI | Projected Total Internal Demand | 2007 | 2097 | 2223 | 2334 | 2479 | 2624 | 2769 | 2921 | 3086 | 3251 | 3425
2007 | MX | WECC | CA-MX | - | DCSTL | Transmission-Limited Resources | 0 | 0 | 0 | 0 | 0 | 0 | 0 | 0 | 0 | 0 | 0
2007 | MX | WECC | CA-MX | - | DCSTNP | Net Purchases From Non-reporting Parties Within Region/Subregion | 0 | 0 | 0 | 0 | 0 | 0 | 0 | 0 | 0 | 0 | 0
2007 | MX | WECC | CA-MX | - | DCSTO | Operable Total Internal Capacity | 2358 | 2358 | 2358 | 2840 | 2933 | 2933 | 2933 | 2933 | 2933 | 2933 | 2933
2007 | MX | WECC | CA-MX | - | DCSTP | Total Potential Resources | 2616 | 2406 | 2550 | 2838 | 2931 | 2931 | 2931 | 2931 | 2931 | 2931 | 2931
2007 | MX | WECC | CA-MX | - | DCSTPN | Planned – NOT under construction & positive rerating | 0 | 0 | 0 | 0 | 0 | 0 | 0 | 0 | 0 | 0 | 0
2007 | MX | WECC | CA-MX | - | DCSTPU | Planned Additions of New Capacity and Planned Uprates to Existing Capacity | 0 | 0 | 0 | 482 | 575 | 575 | 575 | 575 | 575 | 575 | 575
2007 | MX | WECC | CA-MX | - | DCSTRE | Planned Retirements and Planned Deratings | 0 | 0 | 0 | 0 | 0 | 0 | 0 | 0 | 0 | 0 | 0
2007 | MX | WECC | CA-MX | - | DCSUC | Uncommitted Resources (Operable) | 0 | 0 | 0 | 0 | 0 | 0 | 0 | 0 | 0 | 0 | 0
2007 | MX | WECC | CA-MX | - | DCSUCC | Committed | 0 | 0 | 0 | 482 | 575 | 575 | 575 | 575 | 575 | 575 | 575
2007 | MX | WECC | CA-MX | - | DCSUCE | Energy Only | 0 | 0 | 0 | 0 | 0 | 0 | 0 | 0 | 0 | 0 | 0
2007 | MX | WECC | CA-MX | - | DCSUCU | Uncommitted | 0 | 0 | 0 | 0 | 0 | 0 | 0 | 0 | 0 | 0 | 0
2007 | MX | WECC | CA-MX | - | DCSXC | COMMITTED | 2358 | 2358 | 2358 | 2358 | 2358 | 2358 | 2358 | 2358 | 2358 | 2358 | 2358
2007 | MX | WECC | CA-MX | - | DCSXCI | Inoperable | 0 | 0 | 0 | 0 | 0 | 0 | 0 | 0 | 0 | 0 | 0
2007 | MX | WECC | CA-MX | - | DCSXCO | Operable | 2358 | 2358 | 2358 | 2358 | 2358 | 2358 | 2358 | 2358 | 2358 | 2358 | 2358
2007 | MX | WECC | CA-MX | - | DCSXE | ENERGY ONLY | 0 | 0 | 0 | 0 | 0 | 0 | 0 | 0 | 0 | 0 | 0
2007 | MX | WECC | CA-MX | - | DCSXEI | Inoperable | 0 | 0 | 0 | 0 | 0 | 0 | 0 | 0 | 0 | 0 | 0
2007 | MX | WECC | CA-MX | - | DCSXU | UNCOMMITTED | 0 | 0 | 0 | 0 | 0 | 0 | 0 | 0 | 0 | 0 | 0
2007 | MX | WECC | CA-MX | - | DCSXUI | Inoperable | 0 | 0 | 0 | 0 | 0 | 0 | 0 | 0 | 0 | 0 | 0
2007 | TL | MRO | - | - | CSTF | Total | 51587 | 53026 | 53818 | 54793 | 55002 | 55322 | 56198 | 56768 | 57044 | 57060 | 57780
2007 | TL | MRO | - | - | DCSAI | Owned Capacity/Entitlement Located Externally | 435 | 0 | 0 | 0 | 0 | 0 | 0 | 0 | 0 | 0 | 0
2007 | TL | MRO | - | - | DCSAO | Capacity Owned by/Entitlement Held by External Entity | 0 | 0 | 0 | 0 | 0 | 0 | 0 | 0 | 0 | 0 | 0
2007 | TL | MRO | - | - | DCSCD | Conditional derates | 0 | 0 | 0 | 0 | 0 | 0 | 0 | 0 | 0 | 0 | 0
2007 | TL | MRO | - | - | DCSDGG | Distributed Generator Capacity >= 1 MW | 144 | 136 | 136 | 136 | 136 | 136 | 136 | 136 | 136 | 136 | 136
2007 | TL | MRO | - | - | DCSDGL | Distributed Generator Capacity < 1 MW | 29 | 29 | 29 | 29 | 29 | 29 | 29 | 29 | 29 | 29 | 29
2007 | TL | MRO | - | - | DCSDIC | Deliverable Internal Capacity | 52599 | 53335 | 53850 | 54841 | 55040 | 55444 | 56206 | 56735 | 56772 | 56875 | 57625
2007 | TL | MRO | - | - | DCSDR | Derates and Decreases in Seasonal Rated Capacity | 302 | 0 | 0 | 0 | 0 | 0 | 0 | 0 | 0 | 0 | 0
2007 | TL | MRO | - | - | DCSDTO | Derated Operable Total Internal Capacity | 52699 | 53482 | 53997 | 54988 | 55187 | 55591 | 56353 | 56882 | 56919 | 57022 | 57772
2007 | TL | MRO | - | - | DCSEO | Energy-Only Resources (Operable) | 100 | 100 | 100 | 100 | 100 | 100 | 100 | 100 | 100 | 100 | 100
2007 | TL | MRO | - | - | DCSFP | Full-Responsibility Purchases (portion of total purchases) | 246 | 271 | 256 | 236 | 211 | 236 | 236 | 236 | 236 | 236 | 236
2007 | TL | MRO | - | - | DCSFS | Full-Responsibility Sales (portion of total sales) | 0 | 0 | 0 | 0 | 0 | 0 | 0 | 0 | 0 | 0 | 0
2007 | TL | MRO | - | - | DCSIC | Inoperable capacity | 202 | 9 | 9 | 9 | 9 | 9 | 9 | 9 | 9 | 9 | 9
2007 | TL | MRO | - | - | DCSICC | Inoperable Committed Capacity | 0 | 0 | 0 | 0 | 0 | 0 | 0 | 0 | 0 | 0 | 0
2007 | TL | MRO | - | - | DCSICE | Inoperable Energy Only Capacity | 0 | 0 | 0 | 0 | 0 | 0 | 0 | 0 | 0 | 0 | 0
2007 | TL | MRO | - | - | DCSICU | Inoperable Uncommitted Capacity | 0 | 0 | 0 | 0 | 0 | 0 | 0 | 0 | 0 | 0 | 0
2007 | TL | MRO | - | - | DCSIN | Internal Demand | 48073 | 49395 | 50596 | 52205 | 53367 | 54177 | 55174 | 56083 | 56996 | 57822 | 58809
2007 | TL | MRO | - | - | DCSIT | Interruptible Demand | 1481 | 1542 | 1549 | 1586 | 1494 | 1497 | 1499 | 1505 | 1512 | 1517 | 1523
2007 | TL | MRO | - | - | DCSLM | Direct Control Load Management | 294 | 373 | 380 | 388 | 395 | 398 | 403 | 408 | 414 | 418 | 424
2007 | TL | MRO | - | - | DCSNC | Net Capacity Resources | 57570 | 57671 | 57644 | 57824 | 58024 | 58453 | 59111 | 59065 | 58534 | 58637 | 59387
2007 | TL | MRO | - | - | DCSNI | Projected Net Internal Demand | 46302 | 47484 | 48671 | 50235 | 51482 | 52286 | 53276 | 54174 | 55074 | 55891 | 56866
2007 | TL | MRO | - | - | DCSNUC | Committed | 0 | 13 | 91 | 313 | 411 | 685 | 1512 | 1961 | 1998 | 2104 | 2854
2007 | TL | MRO | - | - | DCSNUE | Energy Only | 0 | 0 | 0 | 0 | 0 | 0 | 0 | 0 | 0 | 0 | 0
2007 | TL | MRO | - | - | DCSNUU | Uncommitted | 0 | 0 | 0 | 0 | 0 | 0 | 0 | 0 | 0 | 0 | 0
2007 | TL | MRO | - | - | DCSOEU | OPERABLE ENERGY-ONLY AND UNCOMMITTED RESOURCES | 100 | 100 | 100 | 100 | 100 | 100 | 100 | 100 | 100 | 100 | 100
2007 | TL | MRO | - | - | DCSOIC | Derated Operable Internal Capacity | 52599 | 53382 | 53897 | 54888 | 55087 | 55491 | 56253 | 56782 | 56819 | 56922 | 57672
2007 | TL | MRO | - | - | DCSOTL | Other Capacity < 1 MW | 43 | 42 | 42 | 42 | 42 | 42 | 42 | 42 | 42 | 42 | 42
2007 | TL | MRO | - | - | DCSP | Projected Purchases and Incoming Adjustments | 5332 | 4863 | 4064 | 3363 | 3293 | 3218 | 3114 | 2539 | 1896 | 1896 | 1896
2007 | TL | MRO | - | - | DCSPCA | PLANNED CAPACITY ADDITIONS | 0 | 1001 | 1518 | 2523 | 2722 | 3126 | 4000 | 4529 | 4566 | 4672 | 5422
2007 | TL | MRO | - | - | DCSPU | Purchases | 4897 | 4863 | 4064 | 3363 | 3293 | 3218 | 3114 | 2539 | 1896 | 1896 | 1896
2007 | TL | MRO | - | - | DCSREI | Planned Retirements of Existing Inoperable Capacity | 0 | 0 | 0 | 0 | 0 | 0 | 0 | 0 | 0 | 0 | 0
2007 | TL | MRO | - | - | DCSREP | Existing Net Purchases from Non-reporting Parties within Region/Subregion | 0 | 0 | 0 | 0 | 0 | 0 | 0 | 0 | 0 | 0 | 0
2007 | TL | MRO | - | - | DCSRIC | Return to Service of Existing Inoperable Capacity | 0 | 0 | 0 | 0 | 0 | 0 | 0 | 0 | 0 | 0 | 0
2007 | TL | MRO | - | - | DCSRNR | Planned Negative Reratings of Existing Capacity | 0 | 0 | 0 | 0 | 0 | 0 | 0 | 0 | 0 | 0 | 0
2007 | TL | MRO | - | - | DCSRPR | Planned Positive Reratings of Existing Capacity | 0 | 0 | 0 | 0 | 0 | 0 | 0 | 0 | 0 | 0 | 0
2007 | TL | MRO | - | - | DCSRRA | CAPACITY RERATINGS, RETIREMENTS AND ADJUSTMENTS | 0 | -2 | -4 | -18 | -18 | -18 | -130 | -130 | -130 | -133 | -133
2007 | TL | MRO | - | - | DCSS | Projected Sales and Outgoing Adjustments | 361 | 527 | 270 | 380 | 309 | 209 | 209 | 209 | 134 | 134 | 134
2007 | TL | MRO | - | - | DCSSA | Sales | 361 | 527 | 270 | 380 | 309 | 209 | 209 | 209 | 134 | 134 | 134
2007 | TL | MRO | - | - | DCSSM | Planned Outage or Scheduled Maintenance | 0 | 0 | 0 | 0 | 0 | 0 | 0 | 0 | 0 | 0 | 0
2007 | TL | MRO | - | - | DCSST | Standby Demand | 4 | 4 | 4 | 4 | 4 | 4 | 4 | 4 | 4 | 4 | 4
2007 | TL | MRO | - | - | DCST | Total Internal Capacity | 53203 | 53491 | 54006 | 54997 | 55196 | 55600 | 56362 | 56891 | 56928 | 57031 | 57781
2007 | TL | MRO | - | - | DCSTEX | Existing Capacity | 53203 | 52492 | 52492 | 52492 | 52492 | 52492 | 52492 | 52492 | 52492 | 52492 | 52492
2007 | TL | MRO | - | - | DCSTI | Projected Total Internal Demand | 48077 | 49399 | 50600 | 52209 | 53371 | 54181 | 55178 | 56087 | 57000 | 57826 | 58813
2007 | TL | MRO | - | - | DCSTL | Transmission-Limited Resources | 0 | 47 | 47 | 47 | 47 | 47 | 47 | 47 | 47 | 47 | 47
2007 | TL | MRO | - | - | DCSTNP | Net Purchases From Non-reporting Parties Within Region/Subregion | 0 | 0 | 0 | 0 | 0 | 0 | 0 | 0 | 0 | 0 | 0
2007 | TL | MRO | - | - | DCSTO | Operable Total Internal Capacity | 53001 | 53482 | 53997 | 54988 | 55187 | 55591 | 56353 | 56882 | 56919 | 57022 | 57772
2007 | TL | MRO | - | - | DCSTP | Total Potential Resources | 57670 | 57818 | 57791 | 57971 | 58171 | 58600 | 59258 | 59212 | 58681 | 58784 | 59534
2007 | TL | MRO | - | - | DCSTPN | Planned – NOT under construction & positive rerating | 0 | 13 | 91 | 313 | 411 | 685 | 1512 | 1961 | 1998 | 2104 | 2854
2007 | TL | MRO | - | - | DCSTPU | Planned Additions of New Capacity and Planned Uprates to Existing Capacity | 0 | 988 | 1427 | 2210 | 2311 | 2441 | 2488 | 2568 | 2568 | 2568 | 2568
2007 | TL | MRO | - | - | DCSTRE | Planned Retirements and Planned Deratings | 0 | 2 | 4 | 18 | 18 | 18 | 130 | 130 | 130 | 133 | 133
2007 | TL | MRO | - | - | DCSUC | Uncommitted Resources (Operable) | 0 | 0 | 0 | 0 | 0 | 0 | 0 | 0 | 0 | 0 | 0
2007 | TL | MRO | - | - | DCSUCC | Committed | 0 | 988 | 1427 | 2210 | 2311 | 2441 | 2488 | 2568 | 2568 | 2568 | 2568
2007 | TL | MRO | - | - | DCSUCE | Energy Only | 0 | 0 | 0 | 0 | 0 | 0 | 0 | 0 | 0 | 0 | 0
2007 | TL | MRO | - | - | DCSUCU | Uncommitted | 0 | 0 | 0 | 0 | 0 | 0 | 0 | 0 | 0 | 0 | 0
2007 | TL | MRO | - | - | DCSXC | COMMITTED | 53103 | 52392 | 52392 | 52392 | 52392 | 52392 | 52392 | 52392 | 52392 | 52392 | 52392
2007 | TL | MRO | - | - | DCSXCI | Inoperable | 202 | 9 | 9 | 9 | 9 | 9 | 9 | 9 | 9 | 9 | 9
2007 | TL | MRO | - | - | DCSXCO | Operable | 52901 | 52383 | 52383 | 52383 | 52383 | 52383 | 52383 | 52383 | 52383 | 52383 | 52383
2007 | TL | MRO | - | - | DCSXE | ENERGY ONLY | 100 | 100 | 100 | 100 | 100 | 100 | 100 | 100 | 100 | 100 | 100
2007 | TL | MRO | - | - | DCSXEI | Inoperable | 0 | 0 | 0 | 0 | 0 | 0 | 0 | 0 | 0 | 0 | 0
2007 | TL | MRO | - | - | DCSXU | UNCOMMITTED | 0 | 0 | 0 | 0 | 0 | 0 | 0 | 0 | 0 | 0 | 0
2007 | TL | MRO | - | - | DCSXUI | Inoperable | 0 | 0 | 0 | 0 | 0 | 0 | 0 | 0 | 0 | 0 | 0
2007 | TL | NPCC | - | - | CSTF | Total | 144707 | 146414 | 146188 | 149936 | 152424 | 152409 | 154486 | 156073 | 156523 | 157123 | 157523
2007 | TL | NPCC | - | - | DCSAI | Owned Capacity/Entitlement Located Externally | 380 | 1040 | 1040 | 1040 | 1040 | 1040 | 1040 | 1040 | 1040 | 1040 | 1040
2007 | TL | NPCC | - | - | DCSAO | Capacity Owned by/Entitlement Held by External Entity | 0 | 0 | 0 | 0 | 0 | 0 | 0 | 0 | 0 | 0 | 0
2007 | TL | NPCC | - | - | DCSCD | Conditional derates | 970 | 863 | 876 | 876 | 882 | 884 | 885 | 891 | 891 | 891 | 891
2007 | TL | NPCC | - | - | DCSDGG | Distributed Generator Capacity >= 1 MW | 0 | 0 | 0 | 0 | 0 | 0 | 0 | 0 | 0 | 0 | 0
2007 | TL | NPCC | - | - | DCSDGL | Distributed Generator Capacity < 1 MW | 0 | 0 | 0 | 0 | 0 | 0 | 0 | 0 | 0 | 0 | 0
2007 | TL | NPCC | - | - | DCSDIC | Deliverable Internal Capacity | 132123 | 137368 | 136667 | 140171 | 142374 | 141810 | 143279 | 144253 | 144253 | 144853 | 144853
2007 | TL | NPCC | - | - | DCSDR | Derates and Decreases in Seasonal Rated Capacity | 4393 | 4864 | 5521 | 6215 | 6623 | 7135 | 7717 | 8284 | 8734 | 8734 | 8734
2007 | TL | NPCC | - | - | DCSDTO | Derated Operable Total Internal Capacity | 132141 | 137654 | 137065 | 141793 | 144629 | 144114 | 145632 | 147758 | 147758 | 148358 | 148758
2007 | TL | NPCC | - | - | DCSEO | Energy-Only Resources (Operable) | 0 | 43 | 43 | 43 | 43 | 43 | 43 | 43 | 43 | 43 | 43
2007 | TL | NPCC | - | - | DCSFP | Full-Responsibility Purchases (portion of total purchases) | 3859 | 541 | 461 | 451 | 451 | 451 | 451 | 451 | 401 | 401 | 401
2007 | TL | NPCC | - | - | DCSFS | Full-Responsibility Sales (portion of total sales) | 1147 | 616 | 616 | 616 | 606 | 606 | 606 | 606 | 606 | 606 | 606
2007 | TL | NPCC | - | - | DCSIC | Inoperable capacity | 1573 | 1540 | 1540 | 1540 | 0 | 0 | 0 | 0 | 0 | 0 | 0
2007 | TL | NPCC | - | - | DCSICC | Inoperable Committed Capacity | 0 | 0 | 0 | 0 | 0 | 0 | 0 | 0 | 0 | 0 | 0
2007 | TL | NPCC | - | - | DCSICE | Inoperable Energy Only Capacity | 0 | 0 | 0 | 0 | 0 | 0 | 0 | 0 | 0 | 0 | 0
2007 | TL | NPCC | - | - | DCSICU | Inoperable Uncommitted Capacity | 0 | 0 | 0 | 0 | 0 | 0 | 0 | 0 | 0 | 0 | 0
2007 | TL | NPCC | - | - | DCSIN | Internal Demand | 114418 | 112938 | 114038 | 115346 | 116627 | 117872 | 118979 | 120235 | 121373 | 122109 | 122841
2007 | TL | NPCC | - | - | DCSIT | Interruptible Demand | 1962 | 2567 | 2572 | 2576 | 2581 | 2585 | 2590 | 2594 | 2598 | 2603 | 2607
2007 | TL | NPCC | - | - | DCSLM | Direct Control Load Management | 0 | 0 | 0 | 0 | 0 | 0 | 0 | 0 | 0 | 0 | 0
2007 | TL | NPCC | - | - | DCSNC | Net Capacity Resources | 133265 | 136763 | 137086 | 140582 | 142795 | 142230 | 143699 | 144730 | 144680 | 145280 | 145502
2007 | TL | NPCC | - | - | DCSNI | Projected Net Internal Demand | 112456 | 110371 | 111466 | 112770 | 114046 | 115286 | 116389 | 117640 | 118775 | 119506 | 120235
2007 | TL | NPCC | - | - | DCSNUC | Committed | 0 | 0 | 502 | 1548 | 2934 | 3484 | 4154 | 4715 | 5165 | 5165 | 5165
2007 | TL | NPCC | - | - | DCSNUE | Energy Only | 0 | 0 | 0 | 80 | 80 | 80 | 80 | 80 | 80 | 80 | 80
2007 | TL | NPCC | - | - | DCSNUU | Uncommitted | 0 | 0 | 87 | 1231 | 2029 | 2029 | 2029 | 3129 | 3129 | 3729 | 3729
2007 | TL | NPCC | - | - | DCSOEU | OPERABLE ENERGY-ONLY AND UNCOMMITTED RESOURCES | 18 | 90 | 177 | 1401 | 2255 | 2304 | 2353 | 3505 | 3505 | 4105 | 4505
2007 | TL | NPCC | - | - | DCSOIC | Derated Operable Internal Capacity | 132123 | 137564 | 136888 | 140392 | 142374 | 141810 | 143279 | 144253 | 144253 | 144853 | 144853
2007 | TL | NPCC | - | - | DCSOTL | Other Capacity < 1 MW | 0 | 0 | 0 | 0 | 0 | 0 | 0 | 0 | 0 | 0 | 0
2007 | TL | NPCC | - | - | DCSP | Projected Purchases and Incoming Adjustments | 4419 | 1771 | 1691 | 1681 | 1681 | 1681 | 1481 | 1481 | 1431 | 1431 | 1431
2007 | TL | NPCC | - | - | DCSPCA | PLANNED CAPACITY ADDITIONS | 0 | 553 | 1879 | 7249 | 9989 | 10587 | 11860 | 13912 | 14362 | 14962 | 15362
2007 | TL | NPCC | - | - | DCSPU | Purchases | 4039 | 731 | 651 | 641 | 641 | 641 | 441 | 441 | 391 | 391 | 391
2007 | TL | NPCC | - | - | DCSREI | Planned Retirements of Existing Inoperable Capacity | 0 | 0 | 0 | 0 | 0 | 0 | 0 | 0 | 0 | 0 | 0
2007 | TL | NPCC | - | - | DCSREP | Existing Net Purchases from Non-reporting Parties within Region/Subregion | 30 | 0 | 0 | 0 | 0 | 0 | 0 | 0 | 0 | 0 | 0
2007 | TL | NPCC | - | - | DCSRIC | Return to Service of Existing Inoperable Capacity | 0 | 0 | 0 | 0 | 1540 | 1540 | 1540 | 1540 | 1540 | 1540 | 1540
2007 | TL | NPCC | - | - | DCSRNR | Planned Negative Reratings of Existing Capacity | 0 | 62 | 625 | 636 | 71 | 687 | 687 | 50 | 50 | 50 | 50
2007 | TL | NPCC | - | - | DCSRPR | Planned Positive Reratings of Existing Capacity | 0 | 61 | 156 | 248 | 427 | 428 | 469 | 469 | 469 | 469 | 469
2007 | TL | NPCC | - | - | DCSRRA | CAPACITY RERATINGS, RETIREMENTS AND ADJUSTMENTS | 30 | -346 | -1222 | -1129 | -1327 | -1929 | -1872 | -1231 | -1231 | -1231 | -1231
2007 | TL | NPCC | - | - | DCSS | Projected Sales and Outgoing Adjustments | 3277 | 2376 | 1271 | 1271 | 1261 | 1261 | 1061 | 1004 | 1004 | 1004 | 782
2007 | TL | NPCC | - | - | DCSSA | Sales | 3277 | 2376 | 1271 | 1271 | 1261 | 1261 | 1061 | 1004 | 1004 | 1004 | 782
2007 | TL | NPCC | - | - | DCSSM | Planned Outage or Scheduled Maintenance | 11359 | 7205 | 7690 | 7730 | 8500 | 8500 | 7730 | 7730 | 7730 | 7730 | 7730
2007 | TL | NPCC | - | - | DCSST | Standby Demand | 0 | 0 | 0 | 0 | 0 | 0 | 0 | 0 | 0 | 0 | 0
2007 | TL | NPCC | - | - | DCST | Total Internal Capacity | 149466 | 151263 | 151816 | 157278 | 159752 | 159749 | 161079 | 163772 | 164222 | 164822 | 165222
2007 | TL | NPCC | - | - | DCSTEX | Existing Capacity | 149436 | 151055 | 151159 | 151159 | 151091 | 151091 | 151091 | 151091 | 151091 | 151091 | 151091
2007 | TL | NPCC | - | - | DCSTI | Projected Total Internal Demand | 114418 | 112938 | 114038 | 115346 | 116627 | 117872 | 118979 | 120235 | 121373 | 122109 | 122841
2007 | TL | NPCC | - | - | DCSTL | Transmission-Limited Resources | 0 | 196 | 221 | 221 | 0 | 0 | 0 | 0 | 0 | 0 | 0
2007 | TL | NPCC | - | - | DCSTNP | Net Purchases From Non-reporting Parties Within Region/Subregion | 0 | 37 | 45 | 57 | 63 | 76 | 92 | 96 | 96 | 96 | 96
2007 | TL | NPCC | - | - | DCSTO | Operable Total Internal Capacity | 147893 | 149723 | 150276 | 155738 | 159752 | 159749 | 161079 | 163772 | 164222 | 164822 | 165222
2007 | TL | NPCC | - | - | DCSTP | Total Potential Resources | 133283 | 137049 | 137484 | 142204 | 145050 | 144534 | 146052 | 148235 | 148185 | 148785 | 149407
2007 | TL | NPCC | - | - | DCSTPN | Planned – NOT under construction & positive rerating | 0 | 0 | 589 | 2859 | 5043 | 5593 | 6263 | 7924 | 8374 | 8974 | 8974
2007 | TL | NPCC | - | - | DCSTPU | Planned Additions of New Capacity and Planned Uprates to Existing Capacity | 0 | 553 | 1289 | 4389 | 4945 | 4994 | 5597 | 5988 | 5988 | 5988 | 6388
2007 | TL | NPCC | - | - | DCSTRE | Planned Retirements and Planned Deratings | 0 | 382 | 798 | 798 | 1746 | 1746 | 1746 | 1746 | 1746 | 1746 | 1746
2007 | TL | NPCC | - | - | DCSUC | Uncommitted Resources (Operable) | 18 | 18 | 18 | 18 | 18 | 18 | 18 | 18 | 18 | 18 | 18
2007 | TL | NPCC | - | - | DCSUCC | Committed | 0 | 524 | 1260 | 4360 | 4860 | 4860 | 5414 | 5753 | 5753 | 5753 | 5753
2007 | TL | NPCC | - | - | DCSUCE | Energy Only | 0 | 29 | 29 | 29 | 29 | 29 | 29 | 29 | 29 | 29 | 29
2007 | TL | NPCC | - | - | DCSUCU | Uncommitted | 0 | 0 | 0 | 0 | 56 | 105 | 154 | 206 | 206 | 206 | 606
2007 | TL | NPCC | - | - | DCSXC | COMMITTED | 149418 | 150994 | 151098 | 151098 | 151030 | 151030 | 151030 | 151030 | 151030 | 151030 | 151030
2007 | TL | NPCC | - | - | DCSXCI | Inoperable | 1573 | 1540 | 1540 | 1540 | 1540 | 1540 | 1540 | 1540 | 1540 | 1540 | 1540
2007 | TL | NPCC | - | - | DCSXCO | Operable | 147845 | 149454 | 149558 | 149558 | 149490 | 149490 | 149490 | 149490 | 149490 | 149490 | 149490
2007 | TL | NPCC | - | - | DCSXE | ENERGY ONLY | 0 | 43 | 43 | 43 | 43 | 43 | 43 | 43 | 43 | 43 | 43
2007 | TL | NPCC | - | - | DCSXEI | Inoperable | 0 | 0 | 0 | 0 | 0 | 0 | 0 | 0 | 0 | 0 | 0
2007 | TL | NPCC | - | - | DCSXU | UNCOMMITTED | 18 | 18 | 18 | 18 | 18 | 18 | 18 | 18 | 18 | 18 | 18
2007 | TL | NPCC | - | - | DCSXUI | Inoperable | 0 | 0 | 0 | 0 | 0 | 0 | 0 | 0 | 0 | 0 | 0
2007 | TL | WECC | - | - | CSTF | Total | 203159 | 205661 | 211708 | 214652 | 218090 | 219936 | 219948 | 219948 | 219948 | 219948 | 219948
2007 | TL | WECC | - | - | DCSAI | Owned Capacity/Entitlement Located Externally | 0 | 0 | 0 | 0 | 0 | 0 | 0 | 0 | 0 | 0 | 0
2007 | TL | WECC | - | - | DCSAO | Capacity Owned by/Entitlement Held by External Entity | 0 | 0 | 0 | 0 | 0 | 0 | 0 | 0 | 0 | 0 | 0
2007 | TL | WECC | - | - | DCSCD | Conditional derates | 0 | 0 | 0 | 0 | 0 | 0 | 0 | 0 | 0 | 0 | 0
2007 | TL | WECC | - | - | DCSDGG | Distributed Generator Capacity >= 1 MW | 0 | 0 | 0 | 0 | 0 | 0 | 0 | 0 | 0 | 0 | 0
2007 | TL | WECC | - | - | DCSDGL | Distributed Generator Capacity < 1 MW | 0 | 0 | 0 | 0 | 0 | 0 | 0 | 0 | 0 | 0 | 0
2007 | TL | WECC | - | - | DCSDIC | Deliverable Internal Capacity | 183459 | 192165 | 196150 | 197135 | 198971 | 199250 | 199213 | 199119 | 199129 | 199121 | 199145
2007 | TL | WECC | - | - | DCSDR | Derates and Decreases in Seasonal Rated Capacity | 10197 | 10285 | 11490 | 11598 | 11598 | 11598 | 11598 | 11598 | 11598 | 11598 | 11598
2007 | TL | WECC | - | - | DCSDTO | Derated Operable Total Internal Capacity | 183569 | 192275 | 197677 | 200783 | 204272 | 206111 | 206074 | 205980 | 205990 | 205982 | 206006
2007 | TL | WECC | - | - | DCSEO | Energy-Only Resources (Operable) | 0 | 0 | 0 | 0 | 0 | 0 | 0 | 0 | 0 | 0 | 0
2007 | TL | WECC | - | - | DCSFP | Full-Responsibility Purchases (portion of total purchases) | 528 | 612 | 617 | 581 | 587 | 451 | 459 | 460 | 462 | 465 | 467
2007 | TL | WECC | - | - | DCSFS | Full-Responsibility Sales (portion of total sales) | 206 | 245 | 217 | 219 | 219 | 221 | 222 | 223 | 223 | 224 | 225
2007 | TL | WECC | - | - | DCSIC | Inoperable capacity | 0 | 0 | 0 | 0 | 0 | 0 | 0 | 0 | 0 | 0 | 0
2007 | TL | WECC | - | - | DCSICC | Inoperable Committed Capacity | 0 | 0 | 0 | 0 | 0 | 0 | 0 | 0 | 0 | 0 | 0
2007 | TL | WECC | - | - | DCSICE | Inoperable Energy Only Capacity | 0 | 0 | 0 | 0 | 0 | 0 | 0 | 0 | 0 | 0 | 0
2007 | TL | WECC | - | - | DCSICU | Inoperable Uncommitted Capacity | 0 | 0 | 0 | 0 | 0 | 0 | 0 | 0 | 0 | 0 | 0
2007 | TL | WECC | - | - | DCSIN | Internal Demand | 161131 | 156988 | 160374 | 163763 | 167141 | 170436 | 173684 | 177018 | 180374 | 183841 | 187487
2007 | TL | WECC | - | - | DCSIT | Interruptible Demand | 2522 | 3169 | 3242 | 3289 | 3304 | 3329 | 3341 | 3351 | 3349 | 3365 | 3357
2007 | TL | WECC | - | - | DCSLM | Direct Control Load Management | 471 | 506 | 537 | 569 | 600 | 656 | 706 | 749 | 789 | 824 | 855
2007 | TL | WECC | - | - | DCSNC | Net Capacity Resources | 183781 | 192532 | 196550 | 197497 | 199339 | 199480 | 199450 | 199356 | 199368 | 199362 | 199387
2007 | TL | WECC | - | - | DCSNI | Projected Net Internal Demand | 158138 | 153313 | 156595 | 159905 | 163237 | 166451 | 169637 | 172918 | 176236 | 179652 | 183275
2007 | TL | WECC | - | - | DCSNUC | Committed | 0 | 0 | 0 | 0 | 0 | 0 | 0 | 0 | 0 | 0 | 0
2007 | TL | WECC | - | - | DCSNUE | Energy Only | 0 | 0 | 0 | 0 | 0 | 0 | 0 | 0 | 0 | 0 | 0
2007 | TL | WECC | - | - | DCSNUU | Uncommitted | 0 | 0 | 1417 | 3538 | 5191 | 6751 | 6751 | 6751 | 6751 | 6751 | 6751
2007 | TL | WECC | - | - | DCSOEU | OPERABLE ENERGY-ONLY AND UNCOMMITTED RESOURCES | 0 | 0 | 1417 | 3538 | 5191 | 6751 | 6751 | 6751 | 6751 | 6751 | 6751
2007 | TL | WECC | - | - | DCSOIC | Derated Operable Internal Capacity | 183569 | 192275 | 196260 | 197245 | 199081 | 199360 | 199323 | 199229 | 199239 | 199231 | 199255
2007 | TL | WECC | - | - | DCSOTL | Other Capacity < 1 MW | 0 | 0 | 0 | 0 | 0 | 0 | 0 | 0 | 0 | 0 | 0
2007 | TL | WECC | - | - | DCSP | Projected Purchases and Incoming Adjustments | 528 | 612 | 617 | 581 | 587 | 451 | 459 | 460 | 462 | 465 | 467
2007 | TL | WECC | - | - | DCSPCA | PLANNED CAPACITY ADDITIONS | 0 | 2217 | 8139 | 11088 | 14514 | 16348 | 16348 | 16348 | 16348 | 16348 | 16348
2007 | TL | WECC | - | - | DCSPU | Purchases | 528 | 612 | 617 | 581 | 587 | 451 | 459 | 460 | 462 | 465 | 467
2007 | TL | WECC | - | - | DCSREI | Planned Retirements of Existing Inoperable Capacity | 0 | 0 | 0 | 0 | 0 | 0 | 0 | 0 | 0 | 0 | 0
2007 | TL | WECC | - | - | DCSREP | Existing Net Purchases from Non-reporting Parties within Region/Subregion | 0 | 0 | 0 | 0 | 0 | 0 | 0 | 0 | 0 | 0 | 0
2007 | TL | WECC | - | - | DCSRIC | Return to Service of Existing Inoperable Capacity | 0 | 0 | 0 | 0 | 0 | 0 | 0 | 0 | 0 | 0 | 0
2007 | TL | WECC | - | - | DCSRNR | Planned Negative Reratings of Existing Capacity | 0 | 0 | 0 | 5 | 5 | 5 | 5 | 133 | 133 | 133 | 133
2007 | TL | WECC | - | - | DCSRPR | Planned Positive Reratings of Existing Capacity | 0 | 284 | 410 | 425 | 437 | 449 | 461 | 589 | 589 | 589 | 589
2007 | TL | WECC | - | - | DCSRRA | CAPACITY RERATINGS, RETIREMENTS AND ADJUSTMENTS | 0 | 284 | 410 | 405 | 417 | 429 | 441 | 441 | 441 | 441 | 441
2007 | TL | WECC | - | - | DCSS | Projected Sales and Outgoing Adjustments | 206 | 245 | 217 | 219 | 219 | 221 | 222 | 223 | 223 | 224 | 225
2007 | TL | WECC | - | - | DCSSA | Sales | 206 | 245 | 217 | 219 | 219 | 221 | 222 | 223 | 223 | 224 | 225
2007 | TL | WECC | - | - | DCSSM | Planned Outage or Scheduled Maintenance | 9393 | 3100 | 2541 | 2271 | 2220 | 2227 | 2276 | 2370 | 2360 | 2368 | 2344
2007 | TL | WECC | - | - | DCSST | Standby Demand | 0 | 0 | 0 | 0 | 0 | 0 | 0 | 0 | 0 | 0 | 0
2007 | TL | WECC | - | - | DCST | Total Internal Capacity | 203159 | 205660 | 211708 | 214652 | 218090 | 219936 | 219948 | 219948 | 219948 | 219948 | 219948
2007 | TL | WECC | - | - | DCSTEX | Existing Capacity | 203159 | 203159 | 203159 | 203159 | 203159 | 203159 | 203159 | 203159 | 203159 | 203159 | 203159
2007 | TL | WECC | - | - | DCSTI | Projected Total Internal Demand | 161131 | 156988 | 160374 | 163763 | 167141 | 170436 | 173684 | 177018 | 180374 | 183841 | 187487
2007 | TL | WECC | - | - | DCSTL | Transmission-Limited Resources | 110 | 110 | 110 | 110 | 110 | 110 | 110 | 110 | 110 | 110 | 110
2007 | TL | WECC | - | - | DCSTNP | Net Purchases From Non-reporting Parties Within Region/Subregion | 0 | 0 | 0 | 0 | 0 | 0 | 0 | 0 | 0 | 0 | 0
2007 | TL | WECC | - | - | DCSTO | Operable Total Internal Capacity | 203159 | 205660 | 211708 | 214652 | 218090 | 219936 | 219948 | 219948 | 219948 | 219948 | 219948
2007 | TL | WECC | - | - | DCSTP | Total Potential Resources | 183891 | 192642 | 198077 | 201145 | 204640 | 206341 | 206311 | 206217 | 206229 | 206223 | 206248
2007 | TL | WECC | - | - | DCSTPN | Planned – NOT under construction & positive rerating | 0 | 0 | 1417 | 3538 | 5191 | 6751 | 6751 | 6751 | 6751 | 6751 | 6751
2007 | TL | WECC | - | - | DCSTPU | Planned Additions of New Capacity and Planned Uprates to Existing Capacity | 0 | 2217 | 6722 | 7550 | 9323 | 9597 | 9597 | 9597 | 9597 | 9597 | 9597
2007 | TL | WECC | - | - | DCSTRE | Planned Retirements and Planned Deratings | 0 | 0 | 0 | 15 | 15 | 15 | 15 | 15 | 15 | 15 | 15
2007 | TL | WECC | - | - | DCSUC | Uncommitted Resources (Operable) | 0 | 0 | 0 | 0 | 0 | 0 | 0 | 0 | 0 | 0 | 0
2007 | TL | WECC | - | - | DCSUCC | Committed | 0 | 2217 | 6722 | 7550 | 9323 | 9597 | 9597 | 9597 | 9597 | 9597 | 9597
2007 | TL | WECC | - | - | DCSUCE | Energy Only | 0 | 0 | 0 | 0 | 0 | 0 | 0 | 0 | 0 | 0 | 0
2007 | TL | WECC | - | - | DCSUCU | Uncommitted | 0 | 0 | 0 | 0 | 0 | 0 | 0 | 0 | 0 | 0 | 0
2007 | TL | WECC | - | - | DCSXC | COMMITTED | 203159 | 203159 | 203159 | 203159 | 203159 | 203159 | 203159 | 203159 | 203159 | 203159 | 203159
2007 | TL | WECC | - | - | DCSXCI | Inoperable | 0 | 0 | 0 | 0 | 0 | 0 | 0 | 0 | 0 | 0 | 0
2007 | TL | WECC | - | - | DCSXCO | Operable | 203159 | 203159 | 203159 | 203159 | 203159 | 203159 | 203159 | 203159 | 203159 | 203159 | 203159
2007 | TL | WECC | - | - | DCSXE | ENERGY ONLY | 0 | 0 | 0 | 0 | 0 | 0 | 0 | 0 | 0 | 0 | 0
2007 | TL | WECC | - | - | DCSXEI | Inoperable | 0 | 0 | 0 | 0 | 0 | 0 | 0 | 0 | 0 | 0 | 0
2007 | TL | WECC | - | - | DCSXU | UNCOMMITTED | 0 | 0 | 0 | 0 | 0 | 0 | 0 | 0 | 0 | 0 | 0
2007 | TL | WECC | - | - | DCSXUI | Inoperable | 0 | 0 | 0 | 0 | 0 | 0 | 0 | 0 | 0 | 0 | 0
2018 | US | TRE | - | ERCOT | MW | Net Internal Demand |  | 70562 | 72029.654 | 73705.5907 | 75422.0519 | 76853.7677 | 78257.5515 | 79500.0179 | 80676.5316 | 82005.6219 | 83338.2776 | 84676.8046
2018 | US | TRE | - | ERCOT | MW | Behind the Meter Generation - Capacity |  | 3298 | 3264.4 | 3228.4 | 3199.4 | 3259.4 | 3259.4 | 3249.4 | 3249.4 | 3249.4 | 3249.4 | 3249.4
2018 | US | TRE | - | ERCOT | MW | Other Capacity Adjustments - Additions |  | 0 | 0 | 0 | 0 | 0 | 0 | 0 | 0 | 0 | 0 | 0
2018 | US | TRE | - | ERCOT | MW | Other Capacity Adjustments - Reductions |  | 32.6 | 32.6 | 32.6 | 32.6 | 32.6 | 32.6 | 32.6 | 32.6 | 32.6 | 32.6 | 32.6
2018 | US | TRE | - | ERCOT | MW | Confirmed Retirements |  | 867 | 5380 | 5380 | 5380 | 5380 | 5380 | 5380 | 5380 | 5380 | 5380 | 5380
2018 | US | TRE | - | ERCOT | MW | Unconfirmed Retirements |  | 0 | 0 | 0 | 315 | 235 | 602 | 602 | 602 | 602 | 602 | 602
2018 | US | TRE | - | ERCOT | MW | Scheduled Outages |  | 0 | 0 | 0 | 0 | 0 | 0 | 0 | 0 | 0 | 0 | 0
2018 | US | TRE | - | ERCOT | MW | Transmission Limitations |  | 0 | 0 | 0 | 0 | 0 | 0 | 0 | 0 | 0 | 0 | 0
2018 | US | TRE | - | ERCOT | MW | Existing-Certain |  | 77306.988 | 76842.637 | 76804.817 | 76849.037 | 76909.037 | 76909.037 | 76899.037 | 76899.037 | 76899.037 | 76899.037 | 76899.037
2018 | US | TRE | - | ERCOT | MW | Existing-Other |  | 0 | 840 | 840 | 840 | 840 | 840 | 840 | 840 | 840 | 840 | 840
2018 | US | TRE | - | ERCOT | MW | Additions - Tier 1 |  | 421.526 | 2968.929 | 6021.628 | 7429.648 | 8083.648 | 8083.648 | 8083.648 | 8083.648 | 8083.648 | 8083.648 | 8083.648
2018 | US | TRE | - | ERCOT | MW | Additions - Tier 2 |  | 0 | 4585.156 | 17735.93 | 24785.634 | 25747.512 | 25747.512 | 25796.512 | 25796.512 | 25796.512 | 25796.512 | 25796.512
2018 | US | TRE | - | ERCOT | MW | Additions - Tier 3 |  | 30 | 47.5 | 2004.816 | 4247.028 | 6324.203 | 6324.203 | 6324.203 | 6324.203 | 6324.203 | 6324.203 | 6324.203
2018 | US | TRE | - | ERCOT | MW | Firm Imports |  | 1796 | 1796 | 1796 | 1346 | 1296 | 1296 | 1296 | 1296 | 1296 | 1296 | 1296
2018 | US | TRE | - | ERCOT | MW | Firm Exports |  | 1534.2 | 1534.2 | 1588.8 | 1288.8 | 1288.8 | 1288.8 | 1288.8 | 1288.8 | 1288.8 | 1288.8 | 1288.8
2018 | US | TRE | - | ERCOT | MW | Net Firm Capacity Transfers |  | 261.8 | 261.8 | 207.2 | 57.2 | 7.2 | 7.2 | 7.2 | 7.2 | 7.2 | 7.2 | 7.2
2018 | US | TRE | - | ERCOT | MW | Expected Imports |  | 1796 | 1796 | 1796 | 1346 | 1296 | 1296 | 1296 | 1296 | 1296 | 1296 | 1296
2018 | US | TRE | - | ERCOT | MW | Expected Exports |  | 1534.2 | 1534.2 | 1588.8 | 1288.8 | 1288.8 | 1288.8 | 1288.8 | 1288.8 | 1288.8 | 1288.8 | 1288.8
2018 | US | TRE | - | ERCOT | MW | Net Expected Transfers |  | 261.8 | 261.8 | 207.2 | 57.2 | 7.2 | 7.2 | 7.2 | 7.2 | 7.2 | 7.2 | 7.2
2018 | US | TRE | - | ERCOT | MW | Existing-Certain & Net Firm Transfers |  | 77568.788 | 77104.437 | 77012.017 | 76906.237 | 76916.237 | 76916.237 | 76906.237 | 76906.237 | 76906.237 | 76906.237 | 76906.237
2018 | US | TRE | - | ERCOT | MW | Anticipated Resources |  | 77990.314 | 80073.366 | 83033.645 | 84335.885 | 84999.885 | 84999.885 | 84989.885 | 84989.885 | 84989.885 | 84989.885 | 84989.885
2018 | US | TRE | - | ERCOT | MW | Prospective Resources |  | 78252.114 | 85760.322 | 101816.775 | 109703.719 | 111359.597 | 110992.597 | 111031.597 | 111031.597 | 111031.597 | 111031.597 | 111031.597
2018 | US | TRE | - | ERCOT | MW | Existing-Certain and Net Firm Transfers Excess/Shortfall |  | -2695.487 | -4829.2944 | -6828.0924 | -8886.347 | -10504.9237 | -12101.7278 | -13525.0333 | -14863.3177 | -16375.1579 | -17891.0537 | -19413.6282
2018 | US | TRE | - | ERCOT | MW | Anticipated Excess/Shortfall |  | -2273.961 | -1860.3654 | -806.4644 | -1456.699 | -2421.2757 | -4018.0798 | -5441.3853 | -6779.6697 | -8291.5099 | -9807.4057 | -11329.9802
2018 | US | TRE | - | ERCOT | MW | Prospective Excess/Shortfall |  | -2012.161 | 0 | 0 | 0 | 0 | 0 | 0 | 0 | 0 | 0 | 0
2018 | US | TRE | - | ERCOT | % | Existing-Certain and Net Firm Transfers Reserve Margin |  | 9.93% | 7.045% | 4.486% | 1.968% | 0.08128% | -1.714% | -3.263% | -4.673% | -6.218% | -7.718% | -9.177%
2018 | US | TRE | - | ERCOT | % | Anticipated Reserve Margin |  | 10.53% | 11.17% | 12.66% | 11.82% | 10.6% | 8.616% | 6.905% | 5.346% | 3.639% | 1.982% | 0.3697%
2018 | US | TRE | - | ERCOT | % | Prospective Reserve Margin |  | 10.9% | 19.06% | 38.14% | 45.45% | 44.9% | 41.83% | 39.66% | 37.63% | 35.4% | 33.23% | 31.12%
2018 | US | TRE | - | ERCOT | % | Reference Margin Level |  | 13.75% | 13.75% | 13.75% | 13.75% | 13.75% | 13.75% | 13.75% | 13.75% | 13.75% | 13.75% | 13.75%
2004 | US | TRE | - | ERCOT | CST | Total Capacity | 79418 | 81984 | 81660 | 82680 | 82855 | 82855 | 82786 | 82395 | 82395 | 82395 | 82395
2004 | US | TRE | - | ERCOT | DCSAJ | Adjustments | 0 | 0 | 0 | 0 | 0 | 0 | 0 | 0 | 0 | 0 | 0
2004 | US | TRE | - | ERCOT | DCSDGG | Distributed Generator Capacity >= 1 MW | 59 | 59 | 59 | 59 | 59 | 59 | 59 | 59 | 59 | 59 | 59
2004 | US | TRE | - | ERCOT | DCSDGL | Distributed Generator Capacity < 1 MW | 3 | 3 | 3 | 3 | 3 | 3 | 3 | 3 | 3 | 3 | 3
2004 | US | TRE | - | ERCOT | DCSFP | Full-Responsibility Purchases (portion of total purchases) | 882 | 111 | 111 | 112 | 112 | 113 | 113 | 114 | 114 | 115 | 115
2004 | US | TRE | - | ERCOT | DCSFS | Full-Responsibility Sales (portion of total sales) | 0 | 189 | 189 | 189 | 189 | 189 | 189 | 189 | 189 | 189 | 189
2004 | US | TRE | - | ERCOT | DCSIC | Inoperable capacity | 5536 | 5122 | 2857 | 2857 | 2857 | 2857 | 2857 | 2857 | 2857 | 2857 | 2857
2004 | US | TRE | - | ERCOT | DCSIN | Internal Demand | 59996 | 61432 | 62906 | 64416 | 65962 | 67545 | 69166 | 70826 | 72526 | 74266 | 76049
2004 | US | TRE | - | ERCOT | DCSIT | Interruptible Demand | 714 | 1401 | 1401 | 1401 | 1401 | 1401 | 1401 | 1401 | 1401 | 1401 | 1401
2004 | US | TRE | - | ERCOT | DCSLM | Direct Control Load Management | 0 | 0 | 0 | 0 | 0 | 0 | 0 | 0 | 0 | 0 | 0
2004 | US | TRE | - | ERCOT | DCSNC | Net Capacity Resources | 74764 | 76784 | 78725 | 79746 | 79921 | 79922 | 79853 | 79463 | 79463 | 79464 | 79464
2004 | US | TRE | - | ERCOT | DCSNI | Projected Net Internal Demand | 59282 | 60031 | 61505 | 63015 | 64561 | 66144 | 67765 | 69425 | 71125 | 72865 | 74648
2004 | US | TRE | - | ERCOT | DCSNO | Net Operable Capacity | 73882 | 76862 | 78803 | 79823 | 79998 | 79998 | 79929 | 79538 | 79538 | 79538 | 79538
2004 | US | TRE | - | ERCOT | DCSOTG | Other Generator Capacity >= 1 MW | 79356 | 81922 | 81598 | 82618 | 82793 | 82793 | 82724 | 82333 | 82333 | 82333 | 82333
2004 | US | TRE | - | ERCOT | DCSOTL | Other Capacity < 1 MW | 0 | 0 | 0 | 0 | 0 | 0 | 0 | 0 | 0 | 0 | 0
2004 | US | TRE | - | ERCOT | DCSPU | Purchases | 882 | 111 | 111 | 112 | 112 | 113 | 113 | 114 | 114 | 115 | 115
2004 | US | TRE | - | ERCOT | DCSSA | Sales | 0 | 189 | 189 | 189 | 189 | 189 | 189 | 189 | 189 | 189 | 189
2004 | US | TRE | - | ERCOT | DCSST | Standby Demand | 0 | 0 | 0 | 0 | 0 | 0 | 0 | 0 | 0 | 0 | 0
2004 | US | TRE | - | ERCOT | DCST | Total Internal Capacity | 79418 | 81984 | 81660 | 82680 | 82855 | 82855 | 82786 | 82395 | 82395 | 82395 | 82395
2004 | US | TRE | - | ERCOT | DCSTA | Committed Resources | 79418 | 81984 | 81660 | 82680 | 82855 | 82855 | 82786 | 82395 | 82395 | 82395 | 82395
2004 | US | TRE | - | ERCOT | DCSTB | Uncommitted Resources | 0 | 0 | 0 | 0 | 0 | 0 | 0 | 0 | 0 | 0 | 0
2004 | US | TRE | - | ERCOT | DCSTI | Projected Total Internal Demand | 59996 | 61432 | 62906 | 64416 | 65962 | 67545 | 69166 | 70826 | 72526 | 74266 | 76049
2005 | US | TRE | - | ERCOT | CST | Total Capacity | 81157 | 77719 | 78609 | 78609 | 78784 | 78715 | 78824 | 78759 | 78759 | 78759 | 78759
2005 | US | TRE | - | ERCOT | DCSCC | Subtotal Committed Capacity | 73585 | 69377 | 69284 | 70271 | 72460 | 72482 | 72457 | 72957 | 72957 | 72957 | 72957
2005 | US | TRE | - | ERCOT | DCSDGG | Distributed Generator Capacity >= 1 MW | 91 | 91 | 91 | 91 | 91 | 91 | 91 | 91 | 91 | 91 | 91
2005 | US | TRE | - | ERCOT | DCSDGL | Distributed Generator Capacity < 1 MW | 3 | 3 | 3 | 3 | 3 | 3 | 3 | 3 | 3 | 3 | 3
2005 | US | TRE | - | ERCOT | DCSFP | Full-Responsibility Purchases (portion of total purchases) | 262 | 118 | 120 | 122 | 124 | 126 | 128 | 130 | 132 | 134 | 136
2005 | US | TRE | - | ERCOT | DCSFS | Full-Responsibility Sales (portion of total sales) | 0 | 189 | 189 | 189 | 189 | 189 | 189 | 189 | 189 | 189 | 189
2005 | US | TRE | - | ERCOT | DCSGL | Generator Capacity <1MW | 3 | 3 | 3 | 3 | 3 | 3 | 3 | 3 | 3 | 3 | 3
2005 | US | TRE | - | ERCOT | DCSIN | Internal Demand | 58531 | 60475 | 62148 | 63132 | 64245 | 65097 | 66201 | 67351 | 69053 | 70214 | 71113
2005 | US | TRE | - | ERCOT | DCSIT | Interruptible Demand | 0 | 1150 | 1150 | 1150 | 1150 | 1150 | 1150 | 1150 | 1150 | 1150 | 1150
2005 | US | TRE | - | ERCOT | DCSLM | Direct Control Load Management | 0 | 0 | 0 | 0 | 0 | 0 | 0 | 0 | 0 | 0 | 0
2007 | US | FRCC | - | FRCC | CSTF | Total | 50258 | 51658 | 52023 | 54202 | 55648 | 56716 | 59049 | 60008 | 62571 | 64397 | 65050
2007 | US | FRCC | - | FRCC | DCSAI | Owned Capacity/Entitlement Located Externally | 846 | 858 | 848 | 848 | 848 | 848 | 848 | 848 | 848 | 848 | 848
2007 | US | FRCC | - | FRCC | DCSAO | Capacity Owned by/Entitlement Held by External Entity | 0 | 0 | 0 | 0 | 0 | 0 | 0 | 0 | 0 | 0 | 0
2007 | US | FRCC | - | FRCC | DCSCD | Conditional derates | 0 | 0 | 0 | 0 | 0 | 0 | 0 | 0 | 0 | 0 | 0
2007 | US | FRCC | - | FRCC | DCSDGG | Distributed Generator Capacity >= 1 MW | 0 | 0 | 0 | 0 | 0 | 0 | 0 | 0 | 0 | 0 | 0
2007 | US | FRCC | - | FRCC | DCSDGL | Distributed Generator Capacity < 1 MW | 0 | 0 | 0 | 0 | 0 | 0 | 0 | 0 | 0 | 0 | 0
2007 | US | FRCC | - | FRCC | DCSDIC | Deliverable Internal Capacity | 48511 | 51619 | 52023 | 54202 | 55648 | 56716 | 59049 | 60008 | 62571 | 64397 | 65050
2007 | US | FRCC | - | FRCC | DCSDR | Derates and Decreases in Seasonal Rated Capacity | 0 | 0 | 0 | 0 | 0 | 0 | 0 | 0 | 0 | 0 | 0
2007 | US | FRCC | - | FRCC | DCSDTO | Derated Operable Total Internal Capacity | 49654 | 52765 | 53169 | 55348 | 56794 | 57862 | 60195 | 61154 | 63717 | 65543 | 66196
2007 | US | FRCC | - | FRCC | DCSEO | Energy-Only Resources (Operable) | 0 | 0 | 0 | 0 | 0 | 0 | 0 | 0 | 0 | 0 | 0
2007 | US | FRCC | - | FRCC | DCSFP | Full-Responsibility Purchases (portion of total purchases) | 1552 | 1552 | 1577 | 1552 | 1392 | 1342 | 1342 | 1342 | 1342 | 1342 | 1271
2007 | US | FRCC | - | FRCC | DCSFS | Full-Responsibility Sales (portion of total sales) | 0 | 0 | 0 | 0 | 0 | 0 | 0 | 0 | 0 | 0 | 0
2007 | US | FRCC | - | FRCC | DCSIC | Inoperable capacity | 163 | 181 | 181 | 181 | 181 | 181 | 181 | 181 | 181 | 181 | 181
2007 | US | FRCC | - | FRCC | DCSICC | Inoperable Committed Capacity | 0 | 0 | 0 | 0 | 0 | 0 | 0 | 0 | 0 | 0 | 0
2007 | US | FRCC | - | FRCC | DCSICE | Inoperable Energy Only Capacity | 0 | 0 | 0 | 0 | 0 | 0 | 0 | 0 | 0 | 0 | 0
2007 | US | FRCC | - | FRCC | DCSICU | Inoperable Uncommitted Capacity | 0 | 0 | 0 | 0 | 0 | 0 | 0 | 0 | 0 | 0 | 0
2007 | US | FRCC | - | FRCC | DCSIN | Internal Demand | 45751 | 46878 | 48037 | 49280 | 50249 | 51407 | 52464 | 53548 | 54622 | 55896 | 57189
2007 | US | FRCC | - | FRCC | DCSIT | Interruptible Demand | 266 | 868 | 873 | 879 | 880 | 881 | 878 | 873 | 872 | 873 | 874
2007 | US | FRCC | - | FRCC | DCSLM | Direct Control Load Management | 140 | 2186 | 2284 | 2368 | 2439 | 2510 | 2580 | 2643 | 2707 | 2757 | 2828
2007 | US | FRCC | - | FRCC | DCSNC | Net Capacity Resources | 50909 | 54029 | 54448 | 56602 | 57888 | 58906 | 61239 | 62198 | 64761 | 66587 | 67169
2007 | US | FRCC | - | FRCC | DCSNI | Projected Net Internal Demand | 45345 | 43824 | 44880 | 46033 | 46930 | 48016 | 49006 | 50032 | 51043 | 52266 | 53487
2007 | US | FRCC | - | FRCC | DCSNUC | Committed | 0 | 0 | 0 | 1402 | 3267 | 3900 | 5398 | 7836 | 10793 | 12908 | 14955
2007 | US | FRCC | - | FRCC | DCSNUE | Energy Only | 0 | 0 | 0 | 0 | 0 | 0 | 0 | 0 | 0 | 0 | 0
2007 | US | FRCC | - | FRCC | DCSNUU | Uncommitted | 0 | 0 | 0 | 0 | 0 | 0 | 0 | 0 | 0 | 0 | 0
2007 | US | FRCC | - | FRCC | DCSOEU | OPERABLE ENERGY-ONLY AND UNCOMMITTED RESOURCES | 1143 | 1146 | 1146 | 1146 | 1146 | 1146 | 1146 | 1146 | 1146 | 1146 | 1146
2007 | US | FRCC | - | FRCC | DCSOIC | Derated Operable Internal Capacity | 48511 | 51619 | 52023 | 54202 | 55648 | 56716 | 59049 | 60008 | 62571 | 64397 | 65050
2007 | US | FRCC | - | FRCC | DCSOTL | Other Capacity < 1 MW | 0 | 0 | 0 | 0 | 0 | 0 | 0 | 0 | 0 | 0 | 0
2007 | US | FRCC | - | FRCC | DCSP | Projected Purchases and Incoming Adjustments | 2398 | 2410 | 2425 | 2400 | 2240 | 2190 | 2190 | 2190 | 2190 | 2190 | 2119
2007 | US | FRCC | - | FRCC | DCSPCA | PLANNED CAPACITY ADDITIONS | 0 | 1464 | 2377 | 4938 | 6803 | 7436 | 8934 | 11372 | 14329 | 16444 | 18491
2007 | US | FRCC | - | FRCC | DCSPU | Purchases | 1552 | 1552 | 1577 | 1552 | 1392 | 1342 | 1342 | 1342 | 1342 | 1342 | 1271
2007 | US | FRCC | - | FRCC | DCSREI | Planned Retirements of Existing Inoperable Capacity | 0 | 0 | 0 | 0 | 0 | 0 | 0 | 0 | 0 | 0 | 0
2007 | US | FRCC | - | FRCC | DCSREP | Existing Net Purchases from Non-reporting Parties within Region/Subregion | 0 | 0 | 0 | 0 | 0 | 0 | 0 | 0 | 0 | 0 | 0
2007 | US | FRCC | - | FRCC | DCSRIC | Return to Service of Existing Inoperable Capacity | 0 | 0 | 0 | 0 | 0 | 0 | 0 | 0 | 0 | 0 | 0
2007 | US | FRCC | - | FRCC | DCSRNR | Planned Negative Reratings of Existing Capacity | 0 | 152 | 259 | 342 | 373 | 373 | 373 | 373 | 373 | 373 | 373
2007 | US | FRCC | - | FRCC | DCSRPR | Planned Positive Reratings of Existing Capacity | 0 | 99 | 208 | 229 | 269 | 304 | 455 | 455 | 455 | 455 | 455
2007 | US | FRCC | - | FRCC | DCSRRA | CAPACITY RERATINGS, RETIREMENTS AND ADJUSTMENTS | 0 | 5928 | 5380 | 4998 | 4579 | 5015 | 5849 | 4370 | 3976 | 3687 | 2293
2007 | US | FRCC | - | FRCC | DCSS | Projected Sales and Outgoing Adjustments | 0 | 0 | 0 | 0 | 0 | 0 | 0 | 0 | 0 | 0 | 0
2007 | US | FRCC | - | FRCC | DCSSA | Sales | 0 | 0 | 0 | 0 | 0 | 0 | 0 | 0 | 0 | 0 | 0
2007 | US | FRCC | - | FRCC | DCSSM | Planned Outage or Scheduled Maintenance | 347 | 39 | 0 | 0 | 0 | 0 | 0 | 0 | 0 | 0 | 0
2007 | US | FRCC | - | FRCC | DCSST | Standby Demand | 0 | 0 | 0 | 0 | 0 | 0 | 0 | 0 | 0 | 0 | 0
2007 | US | FRCC | - | FRCC | DCST | Total Internal Capacity | 50164 | 52985 | 53350 | 55529 | 56975 | 58043 | 60376 | 61335 | 63898 | 65724 | 66377
2007 | US | FRCC | - | FRCC | DCSTEX | Existing Capacity | 50164 | 45593 | 45593 | 45593 | 45593 | 45593 | 45593 | 45593 | 45593 | 45593 | 45593
2007 | US | FRCC | - | FRCC | DCSTI | Projected Total Internal Demand | 45751 | 46878 | 48037 | 49280 | 50249 | 51407 | 52464 | 53548 | 54622 | 55896 | 57189
2007 | US | FRCC | - | FRCC | DCSTL | Transmission-Limited Resources | 0 | 0 | 0 | 0 | 0 | 0 | 0 | 0 | 0 | 0 | 0
2007 | US | FRCC | - | FRCC | DCSTNP | Net Purchases From Non-reporting Parties Within Region/Subregion | 0 | 5981 | 5431 | 5556 | 5126 | 5595 | 6278 | 4799 | 4428 | 4268 | 2951
2007 | US | FRCC | - | FRCC | DCSTO | Operable Total Internal Capacity | 50001 | 52804 | 53169 | 55348 | 56794 | 57862 | 60195 | 61154 | 63717 | 65543 | 66196
2007 | US | FRCC | - | FRCC | DCSTP | Total Potential Resources | 52052 | 55175 | 55594 | 57748 | 59034 | 60052 | 62385 | 63344 | 65907 | 67733 | 68315
2007 | US | FRCC | - | FRCC | DCSTPN | Planned – NOT under construction & positive rerating | 0 | 0 | 0 | 1402 | 3267 | 3900 | 5398 | 7836 | 10793 | 12908 | 14955
2007 | US | FRCC | - | FRCC | DCSTPU | Planned Additions of New Capacity and Planned Uprates to Existing Capacity | 0 | 1464 | 2377 | 3536 | 3536 | 3536 | 3536 | 3536 | 3536 | 3536 | 3536
2007 | US | FRCC | - | FRCC | DCSTRE | Planned Retirements and Planned Deratings | 0 | 0 | 0 | 444 | 444 | 512 | 512 | 512 | 535 | 664 | 741
2007 | US | FRCC | - | FRCC | DCSUC | Uncommitted Resources (Operable) | 1143 | 1146 | 1146 | 1146 | 1146 | 1146 | 1146 | 1146 | 1146 | 1146 | 1146
2007 | US | FRCC | - | FRCC | DCSUCC | Committed | 0 | 1464 | 2377 | 3536 | 3536 | 3536 | 3536 | 3536 | 3536 | 3536 | 3536
2007 | US | FRCC | - | FRCC | DCSUCE | Energy Only | 0 | 0 | 0 | 0 | 0 | 0 | 0 | 0 | 0 | 0 | 0
2007 | US | FRCC | - | FRCC | DCSUCU | Uncommitted | 0 | 0 | 0 | 0 | 0 | 0 | 0 | 0 | 0 | 0 | 0
2007 | US | FRCC | - | FRCC | DCSXC | COMMITTED | 48858 | 44266 | 44266 | 44266 | 44266 | 44266 | 44266 | 44266 | 44266 | 44266 | 44266
2007 | US | FRCC | - | FRCC | DCSXCI | Inoperable | 0 | 0 | 0 | 0 | 0 | 0 | 0 | 0 | 0 | 0 | 0
2007 | US | FRCC | - | FRCC | DCSXCO | Operable | 48858 | 44266 | 44266 | 44266 | 44266 | 44266 | 44266 | 44266 | 44266 | 44266 | 44266
2007 | US | FRCC | - | FRCC | DCSXE | ENERGY ONLY | 0 | 0 | 0 | 0 | 0 | 0 | 0 | 0 | 0 | 0 | 0
2007 | US | FRCC | - | FRCC | DCSXEI | Inoperable | 0 | 0 | 0 | 0 | 0 | 0 | 0 | 0 | 0 | 0 | 0
2007 | US | FRCC | - | FRCC | DCSXU | UNCOMMITTED | 1306 | 1327 | 1327 | 1327 | 1327 | 1327 | 1327 | 1327 | 1327 | 1327 | 1327
2007 | US | FRCC | - | FRCC | DCSXUI | Inoperable | 163 | 181 | 181 | 181 | 181 | 181 | 181 | 181 | 181 | 181 | 181
2007 | US | MRO | - | - | CSTF | Total | 42621 | 44052 | 44794 | 45733 | 45930 | 46237 | 46908 | 47478 | 47754 | 47667 | 48329
2007 | US | MRO | - | - | DCSAI | Owned Capacity/Entitlement Located Externally | 435 | 0 | 0 | 0 | 0 | 0 | 0 | 0 | 0 | 0 | 0
2007 | US | MRO | - | - | DCSAO | Capacity Owned by/Entitlement Held by External Entity | 0 | 0 | 0 | 0 | 0 | 0 | 0 | 0 | 0 | 0 | 0
2007 | US | MRO | - | - | DCSCD | Conditional derates | 0 | 0 | 0 | 0 | 0 | 0 | 0 | 0 | 0 | 0 | 0
2007 | US | MRO | - | - | DCSDGG | Distributed Generator Capacity >= 1 MW | 144 | 136 | 136 | 136 | 136 | 136 | 136 | 136 | 136 | 136 | 136
2007 | US | MRO | - | - | DCSDGL | Distributed Generator Capacity < 1 MW | 29 | 29 | 29 | 29 | 29 | 29 | 29 | 29 | 29 | 29 | 29
2007 | US | MRO | - | - | DCSDIC | Deliverable Internal Capacity | 43649 | 44348 | 44820 | 45780 | 45966 | 46358 | 46915 | 47444 | 47481 | 47480 | 48143
2007 | US | MRO | - | - | DCSDR | Derates and Decreases in Seasonal Rated Capacity | 302 | 0 | 0 | 0 | 0 | 0 | 0 | 0 | 0 | 0 | 0
2007 | US | MRO | - | - | DCSDTO | Derated Operable Total Internal Capacity | 43649 | 44348 | 44820 | 45780 | 45966 | 46358 | 46915 | 47444 | 47481 | 47480 | 48143
2007 | US | MRO | - | - | DCSEO | Energy-Only Resources (Operable) | 0 | 0 | 0 | 0 | 0 | 0 | 0 | 0 | 0 | 0 | 0
2007 | US | MRO | - | - | DCSFP | Full-Responsibility Purchases (portion of total purchases) | 746 | 771 | 756 | 736 | 711 | 736 | 736 | 736 | 736 | 436 | 236
2007 | US | MRO | - | - | DCSFS | Full-Responsibility Sales (portion of total sales) | 113 | 106 | 24 | 24 | 24 | 24 | 24 | 24 | 24 | 24 | 24
2007 | US | MRO | - | - | DCSIC | Inoperable capacity | 154 | 9 | 9 | 9 | 9 | 9 | 9 | 9 | 9 | 9 | 9
2007 | US | MRO | - | - | DCSICC | Inoperable Committed Capacity | 0 | 0 | 0 | 0 | 0 | 0 | 0 | 0 | 0 | 0 | 0
2007 | US | MRO | - | - | DCSICE | Inoperable Energy Only Capacity | 0 | 0 | 0 | 0 | 0 | 0 | 0 | 0 | 0 | 0 | 0
2007 | US | MRO | - | - | DCSICU | Inoperable Uncommitted Capacity | 0 | 0 | 0 | 0 | 0 | 0 | 0 | 0 | 0 | 0 | 0
2007 | US | MRO | - | - | DCSIN | Internal Demand | 42142 | 43378 | 44425 | 45971 | 46981 | 47722 | 48647 | 49521 | 50386 | 51259 | 52205
2007 | US | MRO | - | - | DCSIT | Interruptible Demand | 1191 | 1255 | 1262 | 1299 | 1207 | 1210 | 1212 | 1218 | 1225 | 1230 | 1236
2007 | US | MRO | - | - | DCSLM | Direct Control Load Management | 294 | 373 | 380 | 388 | 395 | 398 | 403 | 408 | 414 | 418 | 424
2007 | US | MRO | - | - | DCSNC | Net Capacity Resources | 50116 | 49792 | 49722 | 49841 | 50028 | 50445 | 50868 | 50822 | 50291 | 49440 | 49903
2007 | US | MRO | - | - | DCSNI | Projected Net Internal Demand | 40661 | 41754 | 42787 | 44288 | 45383 | 46118 | 47036 | 47899 | 48751 | 49615 | 50549
2007 | US | MRO | - | - | DCSNUC | Committed | 0 | 13 | 48 | 239 | 324 | 586 | 1208 | 1657 | 1694 | 1696 | 2359
2007 | US | MRO | - | - | DCSNUE | Energy Only | 0 | 0 | 0 | 0 | 0 | 0 | 0 | 0 | 0 | 0 | 0
2007 | US | MRO | - | - | DCSNUU | Uncommitted | 0 | 0 | 0 | 0 | 0 | 0 | 0 | 0 | 0 | 0 | 0
2007 | US | MRO | - | - | DCSOEU | OPERABLE ENERGY-ONLY AND UNCOMMITTED RESOURCES | 0 | 0 | 0 | 0 | 0 | 0 | 0 | 0 | 0 | 0 | 0
2007 | US | MRO | - | - | DCSOIC | Derated Operable Internal Capacity | 43649 | 44348 | 44820 | 45780 | 45966 | 46358 | 46915 | 47444 | 47481 | 47480 | 48143
2007 | US | MRO | - | - | DCSOTL | Other Capacity < 1 MW | 43 | 42 | 42 | 42 | 42 | 42 | 42 | 42 | 42 | 42 | 42
2007 | US | MRO | - | - | DCSP | Projected Purchases and Incoming Adjustments | 6828 | 5971 | 5172 | 4441 | 4371 | 4296 | 4162 | 3587 | 2944 | 2094 | 1894
2007 | US | MRO | - | - | DCSPCA | PLANNED CAPACITY ADDITIONS | 0 | 1001 | 1475 | 2449 | 2635 | 3027 | 3696 | 4225 | 4262 | 4264 | 4927
2007 | US | MRO | - | - | DCSPU | Purchases | 6393 | 5971 | 5172 | 4441 | 4371 | 4296 | 4162 | 3587 | 2944 | 2094 | 1894
2007 | US | MRO | - | - | DCSREI | Planned Retirements of Existing Inoperable Capacity | 0 | 0 | 0 | 0 | 0 | 0 | 0 | 0 | 0 | 0 | 0
2007 | US | MRO | - | - | DCSREP | Existing Net Purchases from Non-reporting Parties within Region/Subregion | 0 | 0 | 0 | 0 | 0 | 0 | 0 | 0 | 0 | 0 | 0
2007 | US | MRO | - | - | DCSRIC | Return to Service of Existing Inoperable Capacity | 0 | 0 | 0 | 0 | 0 | 0 | 0 | 0 | 0 | 0 | 0
2007 | US | MRO | - | - | DCSRNR | Planned Negative Reratings of Existing Capacity | 0 | 0 | 0 | 0 | 0 | 0 | 0 | 0 | 0 | 0 | 0
2007 | US | MRO | - | - | DCSRPR | Planned Positive Reratings of Existing Capacity | 0 | 0 | 0 | 0 | 0 | 0 | 0 | 0 | 0 | 0 | 0
2007 | US | MRO | - | - | DCSRRA | CAPACITY RERATINGS, RETIREMENTS AND ADJUSTMENTS | 0 | -2 | -4 | -18 | -18 | -18 | -130 | -130 | -130 | -133 | -133
2007 | US | MRO | - | - | DCSS | Projected Sales and Outgoing Adjustments | 361 | 527 | 270 | 380 | 309 | 209 | 209 | 209 | 134 | 134 | 134
2007 | US | MRO | - | - | DCSSA | Sales | 361 | 527 | 270 | 380 | 309 | 209 | 209 | 209 | 134 | 134 | 134
2007 | US | MRO | - | - | DCSSM | Planned Outage or Scheduled Maintenance | 0 | 0 | 0 | 0 | 0 | 0 | 0 | 0 | 0 | 0 | 0
2007 | US | MRO | - | - | DCSST | Standby Demand | 4 | 4 | 4 | 4 | 4 | 4 | 4 | 4 | 4 | 4 | 4
2007 | US | MRO | - | - | DCST | Total Internal Capacity | 44105 | 44357 | 44829 | 45789 | 45975 | 46367 | 46924 | 47453 | 47490 | 47489 | 48152
2007 | US | MRO | - | - | DCSTEX | Existing Capacity | 44105 | 43358 | 43358 | 43358 | 43358 | 43358 | 43358 | 43358 | 43358 | 43358 | 43358
2007 | US | MRO | - | - | DCSTI | Projected Total Internal Demand | 42146 | 43382 | 44429 | 45975 | 46985 | 47726 | 48651 | 49525 | 50390 | 51263 | 52209
2007 | US | MRO | - | - | DCSTL | Transmission-Limited Resources | 0 | 0 | 0 | 0 | 0 | 0 | 0 | 0 | 0 | 0 | 0
2007 | US | MRO | - | - | DCSTNP | Net Purchases From Non-reporting Parties Within Region/Subregion | 0 | 0 | 0 | 0 | 0 | 0 | 0 | 0 | 0 | 0 | 0
2007 | US | MRO | - | - | DCSTO | Operable Total Internal Capacity | 43951 | 44348 | 44820 | 45780 | 45966 | 46358 | 46915 | 47444 | 47481 | 47480 | 48143
2007 | US | MRO | - | - | DCSTP | Total Potential Resources | 50116 | 49792 | 49722 | 49841 | 50028 | 50445 | 50868 | 50822 | 50291 | 49440 | 49903
2007 | US | MRO | - | - | DCSTPN | Planned – NOT under construction & positive rerating | 0 | 13 | 48 | 239 | 324 | 586 | 1208 | 1657 | 1694 | 1696 | 2359
2007 | US | MRO | - | - | DCSTPU | Planned Additions of New Capacity and Planned Uprates to Existing Capacity | 0 | 988 | 1427 | 2210 | 2311 | 2441 | 2488 | 2568 | 2568 | 2568 | 2568
2007 | US | MRO | - | - | DCSTRE | Planned Retirements and Planned Deratings | 0 | 2 | 4 | 18 | 18 | 18 | 130 | 130 | 130 | 133 | 133
2007 | US | MRO | - | - | DCSUC | Uncommitted Resources (Operable) | 0 | 0 | 0 | 0 | 0 | 0 | 0 | 0 | 0 | 0 | 0
2007 | US | MRO | - | - | DCSUCC | Committed | 0 | 988 | 1427 | 2210 | 2311 | 2441 | 2488 | 2568 | 2568 | 2568 | 2568
2007 | US | MRO | - | - | DCSUCE | Energy Only | 0 | 0 | 0 | 0 | 0 | 0 | 0 | 0 | 0 | 0 | 0
2007 | US | MRO | - | - | DCSUCU | Uncommitted | 0 | 0 | 0 | 0 | 0 | 0 | 0 | 0 | 0 | 0 | 0
2007 | US | MRO | - | - | DCSXC | COMMITTED | 44105 | 43358 | 43358 | 43358 | 43358 | 43358 | 43358 | 43358 | 43358 | 43358 | 43358
2007 | US | MRO | - | - | DCSXCI | Inoperable | 154 | 9 | 9 | 9 | 9 | 9 | 9 | 9 | 9 | 9 | 9
2007 | US | MRO | - | - | DCSXCO | Operable | 43951 | 43349 | 43349 | 43349 | 43349 | 43349 | 43349 | 43349 | 43349 | 43349 | 43349
2007 | US | MRO | - | - | DCSXE | ENERGY ONLY | 0 | 0 | 0 | 0 | 0 | 0 | 0 | 0 | 0 | 0 | 0
2007 | US | MRO | - | - | DCSXEI | Inoperable | 0 | 0 | 0 | 0 | 0 | 0 | 0 | 0 | 0 | 0 | 0
2007 | US | MRO | - | - | DCSXU | UNCOMMITTED | 0 | 0 | 0 | 0 | 0 | 0 | 0 | 0 | 0 | 0 | 0
2007 | US | MRO | - | - | DCSXUI | Inoperable | 0 | 0 | 0 | 0 | 0 | 0 | 0 | 0 | 0 | 0 | 0
2007 | US | NPCC | - | - | CSTF | Total | 70073 | 69704 | 69517 | 69857 | 69496 | 69496 | 69496 | 69496 | 69496 | 69496 | 69496
2007 | US | NPCC | - | - | DCSAI | Owned Capacity/Entitlement Located Externally | 330 | 990 | 990 | 990 | 990 | 990 | 990 | 990 | 990 | 990 | 990
2007 | US | NPCC | - | - | DCSAO | Capacity Owned by/Entitlement Held by External Entity | 0 | 0 | 0 | 0 | 0 | 0 | 0 | 0 | 0 | 0 | 0
2007 | US | NPCC | - | - | DCSCD | Conditional derates | 0 | 0 | 0 | 0 | 0 | 0 | 0 | 0 | 0 | 0 | 0
2007 | US | NPCC | - | - | DCSDGG | Distributed Generator Capacity >= 1 MW | 0 | 0 | 0 | 0 | 0 | 0 | 0 | 0 | 0 | 0 | 0
2007 | US | NPCC | - | - | DCSDGL | Distributed Generator Capacity < 1 MW | 0 | 0 | 0 | 0 | 0 | 0 | 0 | 0 | 0 | 0 | 0
2007 | US | NPCC | - | - | DCSDIC | Deliverable Internal Capacity | 70073 | 69702 | 69516 | 69856 | 69495 | 69495 | 69495 | 69495 | 69495 | 69495 | 69495
2007 | US | NPCC | - | - | DCSDR | Derates and Decreases in Seasonal Rated Capacity | 68 | 68 | 68 | 68 | 0 | 0 | 0 | 0 | 0 | 0 | 0
2007 | US | NPCC | - | - | DCSDTO | Derated Operable Total Internal Capacity | 70091 | 69720 | 69621 | 71105 | 71542 | 71542 | 71542 | 72642 | 72642 | 72642 | 72642
2007 | US | NPCC | - | - | DCSEO | Energy-Only Resources (Operable) | 0 | 0 | 0 | 0 | 0 | 0 | 0 | 0 | 0 | 0 | 0
2007 | US | NPCC | - | - | DCSFP | Full-Responsibility Purchases (portion of total purchases) | 3839 | 531 | 451 | 441 | 441 | 441 | 441 | 441 | 391 | 391 | 391
2007 | US | NPCC | - | - | DCSFS | Full-Responsibility Sales (portion of total sales) | 1147 | 616 | 616 | 616 | 606 | 606 | 606 | 606 | 606 | 606 | 606
2007 | US | NPCC | - | - | DCSIC | Inoperable capacity | 0 | 0 | 0 | 0 | 0 | 0 | 0 | 0 | 0 | 0 | 0
2007 | US | NPCC | - | - | DCSICC | Inoperable Committed Capacity | 0 | 0 | 0 | 0 | 0 | 0 | 0 | 0 | 0 | 0 | 0
2007 | US | NPCC | - | - | DCSICE | Inoperable Energy Only Capacity | 0 | 0 | 0 | 0 | 0 | 0 | 0 | 0 | 0 | 0 | 0
2007 | US | NPCC | - | - | DCSICU | Inoperable Uncommitted Capacity | 0 | 0 | 0 | 0 | 0 | 0 | 0 | 0 | 0 | 0 | 0
2007 | US | NPCC | - | - | DCSIN | Internal Demand | 62630 | 61635 | 62584 | 63623 | 64597 | 65604 | 66569 | 67450 | 68294 | 69087 | 69854
2007 | US | NPCC | - | - | DCSIT | Interruptible Demand | 1751 | 1908 | 1908 | 1908 | 1908 | 1908 | 1908 | 1908 | 1908 | 1908 | 1908
2007 | US | NPCC | - | - | DCSLM | Direct Control Load Management | 0 | 0 | 0 | 0 | 0 | 0 | 0 | 0 | 0 | 0 | 0
2007 | US | NPCC | - | - | DCSNC | Net Capacity Resources | 73095 | 70607 | 70341 | 70671 | 70320 | 70320 | 70320 | 70320 | 70270 | 70270 | 70270
2007 | US | NPCC | - | - | DCSNI | Projected Net Internal Demand | 60879 | 59727 | 60676 | 61715 | 62689 | 63696 | 64661 | 65542 | 66386 | 67179 | 67946
2007 | US | NPCC | - | - | DCSNUC | Committed | 0 | 0 | 0 | 0 | 0 | 0 | 0 | 0 | 0 | 0 | 0
2007 | US | NPCC | - | - | DCSNUE | Energy Only | 0 | 0 | 0 | 0 | 0 | 0 | 0 | 0 | 0 | 0 | 0
2007 | US | NPCC | - | - | DCSNUU | Uncommitted | 0 | 0 | 87 | 1231 | 2029 | 2029 | 2029 | 3129 | 3129 | 3129 | 3129
2007 | US | NPCC | - | - | DCSOEU | OPERABLE ENERGY-ONLY AND UNCOMMITTED RESOURCES | 18 | 18 | 105 | 1249 | 2047 | 2047 | 2047 | 3147 | 3147 | 3147 | 3147
2007 | US | NPCC | - | - | DCSOIC | Derated Operable Internal Capacity | 70073 | 69702 | 69516 | 69856 | 69495 | 69495 | 69495 | 69495 | 69495 | 69495 | 69495
2007 | US | NPCC | - | - | DCSOTL | Other Capacity < 1 MW | 0 | 0 | 0 | 0 | 0 | 0 | 0 | 0 | 0 | 0 | 0
2007 | US | NPCC | - | - | DCSP | Projected Purchases and Incoming Adjustments | 4169 | 1521 | 1441 | 1431 | 1431 | 1431 | 1431 | 1431 | 1381 | 1381 | 1381
2007 | US | NPCC | - | - | DCSPCA | PLANNED CAPACITY ADDITIONS | 0 | 7 | 172 | 1626 | 2924 | 2924 | 2924 | 4024 | 4024 | 4024 | 4024
2007 | US | NPCC | - | - | DCSPU | Purchases | 3839 | 531 | 451 | 441 | 441 | 441 | 441 | 441 | 391 | 391 | 391
2007 | US | NPCC | - | - | DCSREI | Planned Retirements of Existing Inoperable Capacity | 0 | 0 | 0 | 0 | 0 | 0 | 0 | 0 | 0 | 0 | 0
2007 | US | NPCC | - | - | DCSREP | Existing Net Purchases from Non-reporting Parties within Region/Subregion | 0 | 0 | 0 | 0 | 0 | 0 | 0 | 0 | 0 | 0 | 0
2007 | US | NPCC | - | - | DCSRIC | Return to Service of Existing Inoperable Capacity | 0 | 0 | 0 | 0 | 0 | 0 | 0 | 0 | 0 | 0 | 0
2007 | US | NPCC | - | - | DCSRNR | Planned Negative Reratings of Existing Capacity | 0 | 0 | 0 | 0 | 0 | 0 | 0 | 0 | 0 | 0 | 0
2007 | US | NPCC | - | - | DCSRPR | Planned Positive Reratings of Existing Capacity | 0 | 30 | 60 | 90 | 120 | 120 | 120 | 120 | 120 | 120 | 120
2007 | US | NPCC | - | - | DCSRRA | CAPACITY RERATINGS, RETIREMENTS AND ADJUSTMENTS | 0 | -352 | -719 | -689 | -1550 | -1550 | -1550 | -1550 | -1550 | -1550 | -1550
2007 | US | NPCC | - | - | DCSS | Projected Sales and Outgoing Adjustments | 1147 | 616 | 616 | 616 | 606 | 606 | 606 | 606 | 606 | 606 | 606
2007 | US | NPCC | - | - | DCSSA | Sales | 1147 | 616 | 616 | 616 | 606 | 606 | 606 | 606 | 606 | 606 | 606
2007 | US | NPCC | - | - | DCSSM | Planned Outage or Scheduled Maintenance | 0 | 0 | 0 | 0 | 0 | 0 | 0 | 0 | 0 | 0 | 0
2007 | US | NPCC | - | - | DCSST | Standby Demand | 0 | 0 | 0 | 0 | 0 | 0 | 0 | 0 | 0 | 0 | 0
2007 | US | NPCC | - | - | DCST | Total Internal Capacity | 70159 | 69788 | 69689 | 71173 | 71542 | 71542 | 71542 | 72642 | 72642 | 72642 | 72642
2007 | US | NPCC | - | - | DCSTEX | Existing Capacity | 70159 | 70132 | 70236 | 70236 | 70168 | 70168 | 70168 | 70168 | 70168 | 70168 | 70168
2007 | US | NPCC | - | - | DCSTI | Projected Total Internal Demand | 62630 | 61635 | 62584 | 63623 | 64597 | 65604 | 66569 | 67450 | 68294 | 69087 | 69854
2007 | US | NPCC | - | - | DCSTL | Transmission-Limited Resources | 0 | 0 | 0 | 0 | 0 | 0 | 0 | 0 | 0 | 0 | 0
2007 | US | NPCC | - | - | DCSTNP | Net Purchases From Non-reporting Parties Within Region/Subregion | 0 | 0 | 0 | 0 | 0 | 0 | 0 | 0 | 0 | 0 | 0
2007 | US | NPCC | - | - | DCSTO | Operable Total Internal Capacity | 70159 | 69788 | 69689 | 71173 | 71542 | 71542 | 71542 | 72642 | 72642 | 72642 | 72642
2007 | US | NPCC | - | - | DCSTP | Total Potential Resources | 73113 | 70625 | 70446 | 71920 | 72367 | 72367 | 72367 | 73467 | 73417 | 73417 | 73417
2007 | US | NPCC | - | - | DCSTPN | Planned – NOT under construction & positive rerating | 0 | 0 | 87 | 1231 | 2029 | 2029 | 2029 | 3129 | 3129 | 3129 | 3129
2007 | US | NPCC | - | - | DCSTPU | Planned Additions of New Capacity and Planned Uprates to Existing Capacity | 0 | 7 | 85 | 395 | 895 | 895 | 895 | 895 | 895 | 895 | 895
2007 | US | NPCC | - | - | DCSTRE | Planned Retirements and Planned Deratings | 0 | 382 | 779 | 779 | 1670 | 1670 | 1670 | 1670 | 1670 | 1670 | 1670
2007 | US | NPCC | - | - | DCSUC | Uncommitted Resources (Operable) | 18 | 18 | 18 | 18 | 18 | 18 | 18 | 18 | 18 | 18 | 18
2007 | US | NPCC | - | - | DCSUCC | Committed | 0 | 7 | 85 | 395 | 895 | 895 | 895 | 895 | 895 | 895 | 895
2007 | US | NPCC | - | - | DCSUCE | Energy Only | 0 | 0 | 0 | 0 | 0 | 0 | 0 | 0 | 0 | 0 | 0
2007 | US | NPCC | - | - | DCSUCU | Uncommitted | 0 | 0 | 0 | 0 | 0 | 0 | 0 | 0 | 0 | 0 | 0
2007 | US | NPCC | - | - | DCSXC | COMMITTED | 70141 | 70114 | 70218 | 70218 | 70150 | 70150 | 70150 | 70150 | 70150 | 70150 | 70150
2007 | US | NPCC | - | - | DCSXCI | Inoperable | 0 | 0 | 0 | 0 | 0 | 0 | 0 | 0 | 0 | 0 | 0
2007 | US | NPCC | - | - | DCSXCO | Operable | 70141 | 70114 | 70218 | 70218 | 70150 | 70150 | 70150 | 70150 | 70150 | 70150 | 70150
2007 | US | NPCC | - | - | DCSXE | ENERGY ONLY | 0 | 0 | 0 | 0 | 0 | 0 | 0 | 0 | 0 | 0 | 0
2007 | US | NPCC | - | - | DCSXEI | Inoperable | 0 | 0 | 0 | 0 | 0 | 0 | 0 | 0 | 0 | 0 | 0
2007 | US | NPCC | - | - | DCSXU | UNCOMMITTED | 18 | 18 | 18 | 18 | 18 | 18 | 18 | 18 | 18 | 18 | 18
2007 | US | NPCC | - | - | DCSXUI | Inoperable | 0 | 0 | 0 | 0 | 0 | 0 | 0 | 0 | 0 | 0 | 0
2007 | US | NPCC | New England | New England | CSTF | Total | 30835 | 30946 | 31127 | 31127 | 31127 | 31127 | 31127 | 31127 | 31127 | 31127 | 31127
2007 | US | NPCC | New England | New England | DCSAI | Owned Capacity/Entitlement Located Externally | 0 | 0 | 0 | 0 | 0 | 0 | 0 | 0 | 0 | 0 | 0
2007 | US | NPCC | New England | New England | DCSAO | Capacity Owned by/Entitlement Held by External Entity | 0 | 0 | 0 | 0 | 0 | 0 | 0 | 0 | 0 | 0 | 0
2007 | US | NPCC | New England | New England | DCSCD | Conditional derates | 0 | 0 | 0 | 0 | 0 | 0 | 0 | 0 | 0 | 0 | 0
2007 | US | NPCC | New England | New England | DCSDGG | Distributed Generator Capacity >= 1 MW | 0 | 0 | 0 | 0 | 0 | 0 | 0 | 0 | 0 | 0 | 0
2007 | US | NPCC | New England | New England | DCSDGL | Distributed Generator Capacity < 1 MW | 0 | 0 | 0 | 0 | 0 | 0 | 0 | 0 | 0 | 0 | 0
2007 | US | NPCC | New England | New England | DCSDIC | Deliverable Internal Capacity | 30835 | 30946 | 31127 | 31127 | 31127 | 31127 | 31127 | 31127 | 31127 | 31127 | 31127
2007 | US | NPCC | New England | New England | DCSDR | Derates and Decreases in Seasonal Rated Capacity | 68 | 68 | 68 | 68 | 0 | 0 | 0 | 0 | 0 | 0 | 0
2007 | US | NPCC | New England | New England | DCSDTO | Derated Operable Total Internal Capacity | 30853 | 30964 | 31145 | 31145 | 31145 | 31145 | 31145 | 31145 | 31145 | 31145 | 31145
2007 | US | NPCC | New England | New England | DCSEO | Energy-Only Resources (Operable) | 0 | 0 | 0 | 0 | 0 | 0 | 0 | 0 | 0 | 0 | 0
2007 | US | NPCC | New England | New England | DCSFP | Full-Responsibility Purchases (portion of total purchases) | 1207 | 401 | 401 | 391 | 391 | 391 | 391 | 391 | 391 | 391 | 391
2007 | US | NPCC | New England | New England | DCSFS | Full-Responsibility Sales (portion of total sales) | 849 | 343 | 343 | 343 | 343 | 343 | 343 | 343 | 343 | 343 | 343
2007 | US | NPCC | New England | New England | DCSIC | Inoperable capacity | 0 | 0 | 0 | 0 | 0 | 0 | 0 | 0 | 0 | 0 | 0
2007 | US | NPCC | New England | New England | DCSICC | Inoperable Committed Capacity | 0 | 0 | 0 | 0 | 0 | 0 | 0 | 0 | 0 | 0 | 0
2007 | US | NPCC | New England | New England | DCSICE | Inoperable Energy Only Capacity | 0 | 0 | 0 | 0 | 0 | 0 | 0 | 0 | 0 | 0 | 0
2007 | US | NPCC | New England | New England | DCSICU | Inoperable Uncommitted Capacity | 0 | 0 | 0 | 0 | 0 | 0 | 0 | 0 | 0 | 0 | 0
2007 | US | NPCC | New England | New England | DCSIN | Internal Demand | 27519 | 28188 | 28713 | 29323 | 29863 | 30463 | 31003 | 31488 | 31928 | 32338 | 32713
2007 | US | NPCC | New England | New England | DCSIT | Interruptible Demand | 579 | 828 | 828 | 828 | 828 | 828 | 828 | 828 | 828 | 828 | 828
2007 | US | NPCC | New England | New England | DCSLM | Direct Control Load Management | 0 | 0 | 0 | 0 | 0 | 0 | 0 | 0 | 0 | 0 | 0
2007 | US | NPCC | New England | New England | DCSNC | Net Capacity Resources | 31193 | 31004 | 31185 | 31175 | 31175 | 31175 | 31175 | 31175 | 31175 | 31175 | 31175
2007 | US | NPCC | New England | New England | DCSNI | Projected Net Internal Demand | 26940 | 27360 | 27885 | 28495 | 29035 | 29635 | 30175 | 30660 | 31100 | 31510 | 31885
2007 | US | NPCC | New England | New England | DCSNUC | Committed | 0 | 0 | 0 | 0 | 0 | 0 | 0 | 0 | 0 | 0 | 0
2007 | US | NPCC | New England | New England | DCSNUE | Energy Only | 0 | 0 | 0 | 0 | 0 | 0 | 0 | 0 | 0 | 0 | 0
2007 | US | NPCC | New England | New England | DCSNUU | Uncommitted | 0 | 0 | 0 | 0 | 0 | 0 | 0 | 0 | 0 | 0 | 0
2007 | US | NPCC | New England | New England | DCSOEU | OPERABLE ENERGY-ONLY AND UNCOMMITTED RESOURCES | 18 | 18 | 18 | 18 | 18 | 18 | 18 | 18 | 18 | 18 | 18
2007 | US | NPCC | New England | New England | DCSOIC | Derated Operable Internal Capacity | 30835 | 30946 | 31127 | 31127 | 31127 | 31127 | 31127 | 31127 | 31127 | 31127 | 31127
2007 | US | NPCC | New England | New England | DCSOTL | Other Capacity < 1 MW | 0 | 0 | 0 | 0 | 0 | 0 | 0 | 0 | 0 | 0 | 0
2007 | US | NPCC | New England | New England | DCSP | Projected Purchases and Incoming Adjustments | 1207 | 401 | 401 | 391 | 391 | 391 | 391 | 391 | 391 | 391 | 391
2007 | US | NPCC | New England | New England | DCSPCA | PLANNED CAPACITY ADDITIONS | 0 | 7 | 85 | 85 | 85 | 85 | 85 | 85 | 85 | 85 | 85
2007 | US | NPCC | New England | New England | DCSPU | Purchases | 1207 | 401 | 401 | 391 | 391 | 391 | 391 | 391 | 391 | 391 | 391
2007 | US | NPCC | New England | New England | DCSREI | Planned Retirements of Existing Inoperable Capacity | 0 | 0 | 0 | 0 | 0 | 0 | 0 | 0 | 0 | 0 | 0
2007 | US | NPCC | New England | New England | DCSREP | Existing Net Purchases from Non-reporting Parties within Region/Subregion | 0 | 0 | 0 | 0 | 0 | 0 | 0 | 0 | 0 | 0 | 0
2007 | US | NPCC | New England | New England | DCSRIC | Return to Service of Existing Inoperable Capacity | 0 | 0 | 0 | 0 | 0 | 0 | 0 | 0 | 0 | 0 | 0
2007 | US | NPCC | New England | New England | DCSRNR | Planned Negative Reratings of Existing Capacity | 0 | 0 | 0 | 0 | 0 | 0 | 0 | 0 | 0 | 0 | 0
2007 | US | NPCC | New England | New England | DCSRPR | Planned Positive Reratings of Existing Capacity | 0 | 0 | 0 | 0 | 0 | 0 | 0 | 0 | 0 | 0 | 0
2007 | US | NPCC | New England | New England | DCSRRA | CAPACITY RERATINGS, RETIREMENTS AND ADJUSTMENTS | 0 | 0 | 0 | 0 | 0 | 0 | 0 | 0 | 0 | 0 | 0
2007 | US | NPCC | New England | New England | DCSS | Projected Sales and Outgoing Adjustments | 849 | 343 | 343 | 343 | 343 | 343 | 343 | 343 | 343 | 343 | 343
2007 | US | NPCC | New England | New England | DCSSA | Sales | 849 | 343 | 343 | 343 | 343 | 343 | 343 | 343 | 343 | 343 | 343
2007 | US | NPCC | New England | New England | DCSSM | Planned Outage or Scheduled Maintenance | 0 | 0 | 0 | 0 | 0 | 0 | 0 | 0 | 0 | 0 | 0
2007 | US | NPCC | New England | New England | DCSST | Standby Demand | 0 | 0 | 0 | 0 | 0 | 0 | 0 | 0 | 0 | 0 | 0
2007 | US | NPCC | New England | New England | DCST | Total Internal Capacity | 30921 | 31032 | 31213 | 31213 | 31145 | 31145 | 31145 | 31145 | 31145 | 31145 | 31145
2007 | US | NPCC | New England | New England | DCSTEX | Existing Capacity | 30921 | 31024 | 31128 | 31128 | 31060 | 31060 | 31060 | 31060 | 31060 | 31060 | 31060
2007 | US | NPCC | New England | New England | DCSTI | Projected Total Internal Demand | 27519 | 28188 | 28713 | 29323 | 29863 | 30463 | 31003 | 31488 | 31928 | 32338 | 32713
2007 | US | NPCC | New England | New England | DCSTL | Transmission-Limited Resources | 0 | 0 | 0 | 0 | 0 | 0 | 0 | 0 | 0 | 0 | 0
2007 | US | NPCC | New England | New England | DCSTNP | Net Purchases From Non-reporting Parties Within Region/Subregion | 0 | 0 | 0 | 0 | 0 | 0 | 0 | 0 | 0 | 0 | 0
2007 | US | NPCC | New England | New England | DCSTO | Operable Total Internal Capacity | 30921 | 31032 | 31213 | 31213 | 31145 | 31145 | 31145 | 31145 | 31145 | 31145 | 31145
2007 | US | NPCC | New England | New England | DCSTP | Total Potential Resources | 31211 | 31022 | 31203 | 31193 | 31193 | 31193 | 31193 | 31193 | 31193 | 31193 | 31193
2007 | US | NPCC | New England | New England | DCSTPN | Planned – NOT under construction & positive rerating | 0 | 0 | 0 | 0 | 0 | 0 | 0 | 0 | 0 | 0 | 0
2007 | US | NPCC | New England | New England | DCSTPU | Planned Additions of New Capacity and Planned Uprates to Existing Capacity | 0 | 7 | 85 | 85 | 85 | 85 | 85 | 85 | 85 | 85 | 85
2007 | US | NPCC | New England | New England | DCSTRE | Planned Retirements and Planned Deratings | 0 | 0 | 0 | 0 | 0 | 0 | 0 | 0 | 0 | 0 | 0
2007 | US | NPCC | New England | New England | DCSUC | Uncommitted Resources (Operable) | 18 | 18 | 18 | 18 | 18 | 18 | 18 | 18 | 18 | 18 | 18
2007 | US | NPCC | New England | New England | DCSUCC | Committed | 0 | 7 | 85 | 85 | 85 | 85 | 85 | 85 | 85 | 85 | 85
2007 | US | NPCC | New England | New England | DCSUCE | Energy Only | 0 | 0 | 0 | 0 | 0 | 0 | 0 | 0 | 0 | 0 | 0
2007 | US | NPCC | New England | New England | DCSUCU | Uncommitted | 0 | 0 | 0 | 0 | 0 | 0 | 0 | 0 | 0 | 0 | 0
2007 | US | NPCC | New England | New England | DCSXC | COMMITTED | 30903 | 31006 | 31110 | 31110 | 31042 | 31042 | 31042 | 31042 | 31042 | 31042 | 31042
2007 | US | NPCC | New England | New England | DCSXCI | Inoperable | 0 | 0 | 0 | 0 | 0 | 0 | 0 | 0 | 0 | 0 | 0
2007 | US | NPCC | New England | New England | DCSXCO | Operable | 30903 | 31006 | 31110 | 31110 | 31042 | 31042 | 31042 | 31042 | 31042 | 31042 | 31042
2007 | US | NPCC | New England | New England | DCSXE | ENERGY ONLY | 0 | 0 | 0 | 0 | 0 | 0 | 0 | 0 | 0 | 0 | 0
2007 | US | NPCC | New England | New England | DCSXEI | Inoperable | 0 | 0 | 0 | 0 | 0 | 0 | 0 | 0 | 0 | 0 | 0
2007 | US | NPCC | New England | New England | DCSXU | UNCOMMITTED | 18 | 18 | 18 | 18 | 18 | 18 | 18 | 18 | 18 | 18 | 18
2007 | US | NPCC | New England | New England | DCSXUI | Inoperable | 0 | 0 | 0 | 0 | 0 | 0 | 0 | 0 | 0 | 0 | 0
2007 | US | NPCC | New York | New York | CSTF | Total | 39238 | 38758 | 38390 | 38730 | 38369 | 38369 | 38369 | 38369 | 38369 | 38369 | 38369
2007 | US | NPCC | New York | New York | DCSAI | Owned Capacity/Entitlement Located Externally | 330 | 990 | 990 | 990 | 990 | 990 | 990 | 990 | 990 | 990 | 990
2007 | US | NPCC | New York | New York | DCSAO | Capacity Owned by/Entitlement Held by External Entity | 0 | 0 | 0 | 0 | 0 | 0 | 0 | 0 | 0 | 0 | 0
2007 | US | NPCC | New York | New York | DCSCD | Conditional derates | 0 | 0 | 0 | 0 | 0 | 0 | 0 | 0 | 0 | 0 | 0
2007 | US | NPCC | New York | New York | DCSDGG | Distributed Generator Capacity >= 1 MW | 0 | 0 | 0 | 0 | 0 | 0 | 0 | 0 | 0 | 0 | 0
2007 | US | NPCC | New York | New York | DCSDGL | Distributed Generator Capacity < 1 MW | 0 | 0 | 0 | 0 | 0 | 0 | 0 | 0 | 0 | 0 | 0
2007 | US | NPCC | New York | New York | DCSDIC | Deliverable Internal Capacity | 39238 | 38756 | 38389 | 38729 | 38368 | 38368 | 38368 | 38368 | 38368 | 38368 | 38368
2007 | US | NPCC | New York | New York | DCSDR | Derates and Decreases in Seasonal Rated Capacity | 0 | 0 | 0 | 0 | 0 | 0 | 0 | 0 | 0 | 0 | 0
2007 | US | NPCC | New York | New York | DCSDTO | Derated Operable Total Internal Capacity | 39238 | 38756 | 38476 | 39960 | 40397 | 40397 | 40397 | 41497 | 41497 | 41497 | 41497
2007 | US | NPCC | New York | New York | DCSEO | Energy-Only Resources (Operable) | 0 | 0 | 0 | 0 | 0 | 0 | 0 | 0 | 0 | 0 | 0
2007 | US | NPCC | New York | New York | DCSFP | Full-Responsibility Purchases (portion of total purchases) | 2632 | 130 | 50 | 50 | 50 | 50 | 50 | 50 | 0 | 0 | 0
2007 | US | NPCC | New York | New York | DCSFS | Full-Responsibility Sales (portion of total sales) | 298 | 273 | 273 | 273 | 263 | 263 | 263 | 263 | 263 | 263 | 263
2007 | US | NPCC | New York | New York | DCSIC | Inoperable capacity | 0 | 0 | 0 | 0 | 0 | 0 | 0 | 0 | 0 | 0 | 0
2007 | US | NPCC | New York | New York | DCSICC | Inoperable Committed Capacity | 0 | 0 | 0 | 0 | 0 | 0 | 0 | 0 | 0 | 0 | 0
2007 | US | NPCC | New York | New York | DCSICE | Inoperable Energy Only Capacity | 0 | 0 | 0 | 0 | 0 | 0 | 0 | 0 | 0 | 0 | 0
2007 | US | NPCC | New York | New York | DCSICU | Inoperable Uncommitted Capacity | 0 | 0 | 0 | 0 | 0 | 0 | 0 | 0 | 0 | 0 | 0
2007 | US | NPCC | New York | New York | DCSIN | Internal Demand | 35111 | 33447 | 33871 | 34300 | 34734 | 35141 | 35566 | 35962 | 36366 | 36749 | 37141
2007 | US | NPCC | New York | New York | DCSIT | Interruptible Demand | 1172 | 1080 | 1080 | 1080 | 1080 | 1080 | 1080 | 1080 | 1080 | 1080 | 1080
2007 | US | NPCC | New York | New York | DCSLM | Direct Control Load Management | 0 | 0 | 0 | 0 | 0 | 0 | 0 | 0 | 0 | 0 | 0
2007 | US | NPCC | New York | New York | DCSNC | Net Capacity Resources | 41902 | 39603 | 39156 | 39496 | 39145 | 39145 | 39145 | 39145 | 39095 | 39095 | 39095
2007 | US | NPCC | New York | New York | DCSNI | Projected Net Internal Demand | 33939 | 32367 | 32791 | 33220 | 33654 | 34061 | 34486 | 34882 | 35286 | 35669 | 36061
2007 | US | NPCC | New York | New York | DCSNUC | Committed | 0 | 0 | 0 | 0 | 0 | 0 | 0 | 0 | 0 | 0 | 0
2007 | US | NPCC | New York | New York | DCSNUE | Energy Only | 0 | 0 | 0 | 0 | 0 | 0 | 0 | 0 | 0 | 0 | 0
2007 | US | NPCC | New York | New York | DCSNUU | Uncommitted | 0 | 0 | 87 | 1231 | 2029 | 2029 | 2029 | 3129 | 3129 | 3129 | 3129
2007 | US | NPCC | New York | New York | DCSOEU | OPERABLE ENERGY-ONLY AND UNCOMMITTED RESOURCES | 0 | 0 | 87 | 1231 | 2029 | 2029 | 2029 | 3129 | 3129 | 3129 | 3129
2007 | US | NPCC | New York | New York | DCSOIC | Derated Operable Internal Capacity | 39238 | 38756 | 38389 | 38729 | 38368 | 38368 | 38368 | 38368 | 38368 | 38368 | 38368
2007 | US | NPCC | New York | New York | DCSOTL | Other Capacity < 1 MW | 0 | 0 | 0 | 0 | 0 | 0 | 0 | 0 | 0 | 0 | 0
2007 | US | NPCC | New York | New York | DCSP | Projected Purchases and Incoming Adjustments | 2962 | 1120 | 1040 | 1040 | 1040 | 1040 | 1040 | 1040 | 990 | 990 | 990
2007 | US | NPCC | New York | New York | DCSPCA | PLANNED CAPACITY ADDITIONS | 0 | 0 | 87 | 1541 | 2839 | 2839 | 2839 | 3939 | 3939 | 3939 | 3939
2007 | US | NPCC | New York | New York | DCSPU | Purchases | 2632 | 130 | 50 | 50 | 50 | 50 | 50 | 50 | 0 | 0 | 0
2007 | US | NPCC | New York | New York | DCSREI | Planned Retirements of Existing Inoperable Capacity | 0 | 0 | 0 | 0 | 0 | 0 | 0 | 0 | 0 | 0 | 0
2007 | US | NPCC | New York | New York | DCSREP | Existing Net Purchases from Non-reporting Parties within Region/Subregion | 0 | 0 | 0 | 0 | 0 | 0 | 0 | 0 | 0 | 0 | 0
2007 | US | NPCC | New York | New York | DCSRIC | Return to Service of Existing Inoperable Capacity | 0 | 0 | 0 | 0 | 0 | 0 | 0 | 0 | 0 | 0 | 0
2007 | US | NPCC | New York | New York | DCSRNR | Planned Negative Reratings of Existing Capacity | 0 | 0 | 0 | 0 | 0 | 0 | 0 | 0 | 0 | 0 | 0
2007 | US | NPCC | New York | New York | DCSRPR | Planned Positive Reratings of Existing Capacity | 0 | 30 | 60 | 90 | 120 | 120 | 120 | 120 | 120 | 120 | 120
2007 | US | NPCC | New York | New York | DCSRRA | CAPACITY RERATINGS, RETIREMENTS AND ADJUSTMENTS | 0 | -352 | -719 | -689 | -1550 | -1550 | -1550 | -1550 | -1550 | -1550 | -1550
2007 | US | NPCC | New York | New York | DCSS | Projected Sales and Outgoing Adjustments | 298 | 273 | 273 | 273 | 263 | 263 | 263 | 263 | 263 | 263 | 263
2007 | US | NPCC | New York | New York | DCSSA | Sales | 298 | 273 | 273 | 273 | 263 | 263 | 263 | 263 | 263 | 263 | 263
2007 | US | NPCC | New York | New York | DCSSM | Planned Outage or Scheduled Maintenance | 0 | 0 | 0 | 0 | 0 | 0 | 0 | 0 | 0 | 0 | 0
2007 | US | NPCC | New York | New York | DCSST | Standby Demand | 0 | 0 | 0 | 0 | 0 | 0 | 0 | 0 | 0 | 0 | 0
2007 | US | NPCC | New York | New York | DCST | Total Internal Capacity | 39238 | 38756 | 38476 | 39960 | 40397 | 40397 | 40397 | 41497 | 41497 | 41497 | 41497
2007 | US | NPCC | New York | New York | DCSTEX | Existing Capacity | 39238 | 39108 | 39108 | 39108 | 39108 | 39108 | 39108 | 39108 | 39108 | 39108 | 39108
2007 | US | NPCC | New York | New York | DCSTI | Projected Total Internal Demand | 35111 | 33447 | 33871 | 34300 | 34734 | 35141 | 35566 | 35962 | 36366 | 36749 | 37141
2007 | US | NPCC | New York | New York | DCSTL | Transmission-Limited Resources | 0 | 0 | 0 | 0 | 0 | 0 | 0 | 0 | 0 | 0 | 0
2007 | US | NPCC | New York | New York | DCSTNP | Net Purchases From Non-reporting Parties Within Region/Subregion | 0 | 0 | 0 | 0 | 0 | 0 | 0 | 0 | 0 | 0 | 0
2007 | US | NPCC | New York | New York | DCSTO | Operable Total Internal Capacity | 39238 | 38756 | 38476 | 39960 | 40397 | 40397 | 40397 | 41497 | 41497 | 41497 | 41497
2007 | US | NPCC | New York | New York | DCSTP | Total Potential Resources | 41902 | 39603 | 39243 | 40727 | 41174 | 41174 | 41174 | 42274 | 42224 | 42224 | 42224
2007 | US | NPCC | New York | New York | DCSTPN | Planned – NOT under construction & positive rerating | 0 | 0 | 87 | 1231 | 2029 | 2029 | 2029 | 3129 | 3129 | 3129 | 3129
2007 | US | NPCC | New York | New York | DCSTPU | Planned Additions of New Capacity and Planned Uprates to Existing Capacity | 0 | 0 | 0 | 310 | 810 | 810 | 810 | 810 | 810 | 810 | 810
2007 | US | NPCC | New York | New York | DCSTRE | Planned Retirements and Planned Deratings | 0 | 382 | 779 | 779 | 1670 | 1670 | 1670 | 1670 | 1670 | 1670 | 1670
2007 | US | NPCC | New York | New York | DCSUC | Uncommitted Resources (Operable) | 0 | 0 | 0 | 0 | 0 | 0 | 0 | 0 | 0 | 0 | 0
2007 | US | NPCC | New York | New York | DCSUCC | Committed | 0 | 0 | 0 | 310 | 810 | 810 | 810 | 810 | 810 | 810 | 810
2007 | US | NPCC | New York | New York | DCSUCE | Energy Only | 0 | 0 | 0 | 0 | 0 | 0 | 0 | 0 | 0 | 0 | 0
2007 | US | NPCC | New York | New York | DCSUCU | Uncommitted | 0 | 0 | 0 | 0 | 0 | 0 | 0 | 0 | 0 | 0 | 0
2007 | US | NPCC | New York | New York | DCSXC | COMMITTED | 39238 | 39108 | 39108 | 39108 | 39108 | 39108 | 39108 | 39108 | 39108 | 39108 | 39108
2007 | US | NPCC | New York | New York | DCSXCI | Inoperable | 0 | 0 | 0 | 0 | 0 | 0 | 0 | 0 | 0 | 0 | 0
2007 | US | NPCC | New York | New York | DCSXCO | Operable | 39238 | 39108 | 39108 | 39108 | 39108 | 39108 | 39108 | 39108 | 39108 | 39108 | 39108
2007 | US | NPCC | New York | New York | DCSXE | ENERGY ONLY | 0 | 0 | 0 | 0 | 0 | 0 | 0 | 0 | 0 | 0 | 0
2007 | US | NPCC | New York | New York | DCSXEI | Inoperable | 0 | 0 | 0 | 0 | 0 | 0 | 0 | 0 | 0 | 0 | 0
2007 | US | NPCC | New York | New York | DCSXU | UNCOMMITTED | 0 | 0 | 0 | 0 | 0 | 0 | 0 | 0 | 0 | 0 | 0
2007 | US | NPCC | New York | New York | DCSXUI | Inoperable | 0 | 0 | 0 | 0 | 0 | 0 | 0 | 0 | 0 | 0 | 0
2007 | US | RF | - | - | CSTF | Total | 213491 | 213765 | 214794 | 216010 | 216617 | 217232 | 217313 | 217188 | 217219 | 217219 | 217219
2007 | US | RF | - | - | DCSAI | Owned Capacity/Entitlement Located Externally | 1202 | 1202 | 1202 | 1202 | 1202 | 1202 | 1202 | 1202 | 1202 | 1202 | 1202
2007 | US | RF | - | - | DCSAO | Capacity Owned by/Entitlement Held by External Entity | 0 | 0 | 0 | 0 | 0 | 0 | 0 | 0 | 0 | 0 | 0
2007 | US | RF | - | - | DCSCD | Conditional derates | 0 | 0 | 0 | 0 | 0 | 0 | 0 | 0 | 0 | 0 | 0
2007 | US | RF | - | - | DCSDGG | Distributed Generator Capacity >= 1 MW | 0 | 0 | 0 | 0 | 0 | 0 | 0 | 0 | 0 | 0 | 0
2007 | US | RF | - | - | DCSDGL | Distributed Generator Capacity < 1 MW | 0 | 0 | 0 | 0 | 0 | 0 | 0 | 0 | 0 | 0 | 0
2007 | US | RF | - | - | DCSDIC | Deliverable Internal Capacity | 213491 | 216429 | 217416 | 217773 | 218487 | 218997 | 219073 | 218948 | 218948 | 218948 | 218948
2007 | US | RF | - | - | DCSDR | Derates and Decreases in Seasonal Rated Capacity | 0 | 0 | 64 | 144 | 144 | 144 | 144 | 144 | 144 | 144 | 144
2007 | US | RF | - | - | DCSDTO | Derated Operable Total Internal Capacity | 218791 | 221729 | 222716 | 223073 | 223787 | 224297 | 224373 | 224248 | 224248 | 224248 | 224248
2007 | US | RF | - | - | DCSEO | Energy-Only Resources (Operable) | 4500 | 4500 | 4500 | 4500 | 4500 | 4500 | 4500 | 4500 | 4500 | 4500 | 4500
2007 | US | RF | - | - | DCSFP | Full-Responsibility Purchases (portion of total purchases) | 0 | 0 | 0 | 0 | 0 | 0 | 0 | 0 | 0 | 0 | 0
2007 | US | RF | - | - | DCSFS | Full-Responsibility Sales (portion of total sales) | 0 | 0 | 0 | 0 | 0 | 0 | 0 | 0 | 0 | 0 | 0
2007 | US | RF | - | - | DCSIC | Inoperable capacity | 0 | 0 | 0 | 0 | 0 | 0 | 0 | 0 | 0 | 0 | 0
2007 | US | RF | - | - | DCSICC | Inoperable Committed Capacity | 0 | 0 | 0 | 0 | 0 | 0 | 0 | 0 | 0 | 0 | 0
2007 | US | RF | - | - | DCSICE | Inoperable Energy Only Capacity | 0 | 0 | 0 | 0 | 0 | 0 | 0 | 0 | 0 | 0 | 0
2007 | US | RF | - | - | DCSICU | Inoperable Uncommitted Capacity | 0 | 0 | 0 | 0 | 0 | 0 | 0 | 0 | 0 | 0 | 0
2007 | US | RF | - | - | DCSIN | Internal Demand | 190800 | 184200 | 186400 | 189500 | 192200 | 195100 | 197900 | 200700 | 203300 | 206200 | 208900
2007 | US | RF | - | - | DCSIT | Interruptible Demand | 0 | 2800 | 2900 | 2900 | 2900 | 2900 | 2900 | 2900 | 2900 | 2900 | 2700
2007 | US | RF | - | - | DCSLM | Direct Control Load Management | 0 | 1000 | 1000 | 1000 | 900 | 900 | 900 | 900 | 900 | 900 | 900
2007 | US | RF | - | - | DCSNC | Net Capacity Resources | 214693 | 217156 | 218618 | 218975 | 219689 | 220199 | 220275 | 220150 | 220150 | 220150 | 220150
2007 | US | RF | - | - | DCSNI | Projected Net Internal Demand | 190800 | 180400 | 182500 | 185600 | 188400 | 191300 | 194100 | 196900 | 199500 | 202400 | 205300
2007 | US | RF | - | - | DCSNUC | Committed | 0 | 0 | 0 | 1170 | 1777 | 2477 | 2577 | 2577 | 2577 | 2577 | 2577
2007 | US | RF | - | - | DCSNUE | Energy Only | 0 | 0 | 0 | 0 | 0 | 0 | 0 | 0 | 0 | 0 | 0
2007 | US | RF | - | - | DCSNUU | Uncommitted | 0 | 0 | 0 | 0 | 0 | 0 | 0 | 0 | 0 | 0 | 0
2007 | US | RF | - | - | DCSOEU | OPERABLE ENERGY-ONLY AND UNCOMMITTED RESOURCES | 5300 | 5300 | 5300 | 5300 | 5300 | 5300 | 5300 | 5300 | 5300 | 5300 | 5300
2007 | US | RF | - | - | DCSOIC | Derated Operable Internal Capacity | 213491 | 216429 | 217416 | 217773 | 218487 | 218997 | 219073 | 218948 | 218948 | 218948 | 218948
2007 | US | RF | - | - | DCSOTL | Other Capacity < 1 MW | 0 | 0 | 0 | 0 | 0 | 0 | 0 | 0 | 0 | 0 | 0
2007 | US | RF | - | - | DCSP | Projected Purchases and Incoming Adjustments | 1202 | 2091 | 1202 | 1202 | 1202 | 1202 | 1202 | 1202 | 1202 | 1202 | 1202
2007 | US | RF | - | - | DCSPCA | PLANNED CAPACITY ADDITIONS | 0 | 31 | 1438 | 2608 | 3215 | 3915 | 4015 | 4015 | 4015 | 4015 | 4015
2007 | US | RF | - | - | DCSPU | Purchases | 0 | 889 | 0 | 0 | 0 | 0 | 0 | 0 | 0 | 0 | 0
2007 | US | RF | - | - | DCSREI | Planned Retirements of Existing Inoperable Capacity | 0 | 0 | 0 | 0 | 0 | 0 | 0 | 0 | 0 | 0 | 0
2007 | US | RF | - | - | DCSREP | Existing Net Purchases from Non-reporting Parties within Region/Subregion | 0 | 0 | 0 | 0 | 0 | 0 | 0 | 0 | 0 | 0 | 0
2007 | US | RF | - | - | DCSRIC | Return to Service of Existing Inoperable Capacity | 0 | 0 | 0 | 0 | 0 | 0 | 0 | 0 | 0 | 0 | 0
2007 | US | RF | - | - | DCSRNR | Planned Negative Reratings of Existing Capacity | 0 | 0 | 0 | 0 | 0 | 10 | 19 | 28 | 28 | 28 | 28
2007 | US | RF | - | - | DCSRPR | Planned Positive Reratings of Existing Capacity | 0 | 0 | 223 | 446 | 553 | 598 | 643 | 643 | 643 | 643 | 643
2007 | US | RF | - | - | DCSRRA | CAPACITY RERATINGS, RETIREMENTS AND ADJUSTMENTS | 0 | 0 | -356 | -1089 | -982 | -1172 | -1196 | -1321 | -1321 | -1321 | -1321
2007 | US | RF | - | - | DCSS | Projected Sales and Outgoing Adjustments | 0 | 1364 | 0 | 0 | 0 | 0 | 0 | 0 | 0 | 0 | 0
2007 | US | RF | - | - | DCSSA | Sales | 0 | 1364 | 0 | 0 | 0 | 0 | 0 | 0 | 0 | 0 | 0
2007 | US | RF | - | - | DCSSM | Planned Outage or Scheduled Maintenance | 0 | 700 | 700 | 700 | 700 | 700 | 700 | 700 | 700 | 700 | 700
2007 | US | RF | - | - | DCSST | Standby Demand | 0 | 0 | 0 | 0 | 0 | 0 | 0 | 0 | 0 | 0 | 0
2007 | US | RF | - | - | DCST | Total Internal Capacity | 218791 | 222429 | 223480 | 223917 | 224631 | 225141 | 225217 | 225092 | 225092 | 225092 | 225092
2007 | US | RF | - | - | DCSTEX | Existing Capacity | 218791 | 222398 | 222398 | 222398 | 222398 | 222398 | 222398 | 222398 | 222398 | 222398 | 222398
2007 | US | RF | - | - | DCSTI | Projected Total Internal Demand | 190800 | 184200 | 186400 | 189500 | 192200 | 195100 | 197900 | 200700 | 203300 | 206200 | 208900
2007 | US | RF | - | - | DCSTL | Transmission-Limited Resources | 0 | 0 | 0 | 0 | 0 | 0 | 0 | 0 | 0 | 0 | 0
2007 | US | RF | - | - | DCSTNP | Net Purchases From Non-reporting Parties Within Region/Subregion | 0 | 0 | 0 | 0 | 0 | 0 | 0 | 0 | 0 | 0 | 0
2007 | US | RF | - | - | DCSTO | Operable Total Internal Capacity | 218791 | 222429 | 223480 | 223917 | 224631 | 225141 | 225217 | 225092 | 225092 | 225092 | 225092
2007 | US | RF | - | - | DCSTP | Total Potential Resources | 219993 | 222456 | 223918 | 224275 | 224989 | 225499 | 225575 | 225450 | 225450 | 225450 | 225450
2007 | US | RF | - | - | DCSTPN | Planned – NOT under construction & positive rerating | 0 | 0 | 0 | 1170 | 1777 | 2477 | 2577 | 2577 | 2577 | 2577 | 2577
2007 | US | RF | - | - | DCSTPU | Planned Additions of New Capacity and Planned Uprates to Existing Capacity | 0 | 31 | 1438 | 1438 | 1438 | 1438 | 1438 | 1438 | 1438 | 1438 | 1438
2007 | US | RF | - | - | DCSTRE | Planned Retirements and Planned Deratings | 0 | 0 | 579 | 1535 | 1535 | 1760 | 1820 | 1936 | 1936 | 1936 | 1936
2007 | US | RF | - | - | DCSUC | Uncommitted Resources (Operable) | 800 | 800 | 800 | 800 | 800 | 800 | 800 | 800 | 800 | 800 | 800
2007 | US | RF | - | - | DCSUCC | Committed | 0 | 31 | 1438 | 1438 | 1438 | 1438 | 1438 | 1438 | 1438 | 1438 | 1438
2007 | US | RF | - | - | DCSUCE | Energy Only | 0 | 0 | 0 | 0 | 0 | 0 | 0 | 0 | 0 | 0 | 0
2007 | US | RF | - | - | DCSUCU | Uncommitted | 0 | 0 | 0 | 0 | 0 | 0 | 0 | 0 | 0 | 0 | 0
2007 | US | RF | - | - | DCSXC | COMMITTED | 213491 | 217098 | 217098 | 217098 | 217098 | 217098 | 217098 | 217098 | 217098 | 217098 | 217098
2007 | US | RF | - | - | DCSXCI | Inoperable | 0 | 0 | 0 | 0 | 0 | 0 | 0 | 0 | 0 | 0 | 0
2007 | US | RF | - | - | DCSXCO | Operable | 213491 | 217098 | 217098 | 217098 | 217098 | 217098 | 217098 | 217098 | 217098 | 217098 | 217098
2007 | US | RF | - | - | DCSXE | ENERGY ONLY | 4500 | 4500 | 4500 | 4500 | 4500 | 4500 | 4500 | 4500 | 4500 | 4500 | 4500
2007 | US | RF | - | - | DCSXEI | Inoperable | 0 | 0 | 0 | 0 | 0 | 0 | 0 | 0 | 0 | 0 | 0
2007 | US | RF | - | - | DCSXU | UNCOMMITTED | 800 | 800 | 800 | 800 | 800 | 800 | 800 | 800 | 800 | 800 | 800
2007 | US | RF | - | - | DCSXUI | Inoperable | 0 | 0 | 0 | 0 | 0 | 0 | 0 | 0 | 0 | 0 | 0
2007 | US | SERC | - | - | CSTF | Total | 206499 | 211091 | 214395 | 217906 | 224507 | 229098 | 233221 | 237620 | 241904 | 246693 | 251898
2007 | US | SERC | - | - | DCSAI | Owned Capacity/Entitlement Located Externally | 0 | 0 | 0 | 0 | 0 | 0 | 0 | 0 | 0 | 0 | 0
2007 | US | SERC | - | - | DCSAO | Capacity Owned by/Entitlement Held by External Entity | 0 | 0 | 0 | 0 | 0 | 0 | 0 | 0 | 0 | 0 | 0
2007 | US | SERC | - | - | DCSCD | Conditional derates | 0 | 0 | 0 | 0 | 0 | 0 | 0 | 0 | 0 | 0 | 0
2007 | US | SERC | - | - | DCSDGG | Distributed Generator Capacity >= 1 MW | 0 | 0 | 0 | 0 | 0 | 0 | 0 | 0 | 0 | 0 | 0
2007 | US | SERC | - | - | DCSDGL | Distributed Generator Capacity < 1 MW | 0 | 0 | 0 | 0 | 0 | 0 | 0 | 0 | 0 | 0 | 0
2007 | US | SERC | - | - | DCSDIC | Deliverable Internal Capacity | 223285 | 228788 | 228602 | 234495 | 241901 | 246496 | 251064 | 256433 | 261141 | 267519 | 274339
2007 | US | SERC | - | - | DCSDR | Derates and Decreases in Seasonal Rated Capacity | 28 | 28 | 28 | 28 | 28 | 28 | 28 | 28 | 28 | 28 | 28
2007 | US | SERC | - | - | DCSDTO | Derated Operable Total Internal Capacity | 257936 | 264903 | 265960 | 272477 | 282954 | 291335 | 297186 | 302449 | 306985 | 314787 | 322023
2007 | US | SERC | - | - | DCSEO | Energy-Only Resources (Operable) | 695 | 695 | 695 | 695 | 695 | 695 | 695 | 695 | 695 | 695 | 695
2007 | US | SERC | - | - | DCSFP | Full-Responsibility Purchases (portion of total purchases) | 0 | 0 | 0 | 0 | 0 | 0 | 0 | 0 | 0 | 0 | 0
2007 | US | SERC | - | - | DCSFS | Full-Responsibility Sales (portion of total sales) | 0 | 0 | 0 | 0 | 0 | 0 | 0 | 0 | 0 | 0 | 0
2007 | US | SERC | - | - | DCSIC | Inoperable capacity | 4549 | 2410 | 2293 | 1853 | 1853 | 1853 | 1853 | 1853 | 1853 | 1853 | 1853
2007 | US | SERC | - | - | DCSICC | Inoperable Committed Capacity | 0 | 0 | 0 | 0 | 0 | 0 | 0 | 0 | 0 | 0 | 0
2007 | US | SERC | - | - | DCSICE | Inoperable Energy Only Capacity | 0 | 0 | 0 | 0 | 0 | 0 | 0 | 0 | 0 | 0 | 0
2007 | US | SERC | - | - | DCSICU | Inoperable Uncommitted Capacity | 0 | 0 | 0 | 0 | 0 | 0 | 0 | 0 | 0 | 0 | 0
2007 | US | SERC | - | - | DCSIN | Internal Demand | 199029 | 201669 | 205628 | 210014 | 214567 | 218282 | 222450 | 226786 | 231113 | 235434 | 239383
2007 | US | SERC | - | - | DCSIT | Interruptible Demand | 2174 | 4684 | 4667 | 4659 | 4684 | 4665 | 4670 | 4662 | 4681 | 4683 | 4690
2007 | US | SERC | - | - | DCSLM | Direct Control Load Management | 682 | 897 | 911 | 945 | 998 | 1037 | 1077 | 1104 | 1130 | 1138 | 1147
2007 | US | SERC | - | - | DCSNC | Net Capacity Resources | 223630 | 231123 | 230489 | 235229 | 242315 | 246919 | 251507 | 256731 | 261461 | 267863 | 276936
2007 | US | SERC | - | - | DCSNI | Projected Net Internal Demand | 196196 | 196111 | 200073 | 204432 | 208908 | 212603 | 216726 | 221043 | 225325 | 229636 | 233569
2007 | US | SERC | - | - | DCSNUC | Committed | 0 | 0 | 0 | 0 | 6481 | 11072 | 15195 | 19594 | 23878 | 28667 | 33872
2007 | US | SERC | - | - | DCSNUE | Energy Only | 0 | 0 | 0 | 0 | 120 | 120 | 120 | 120 | 120 | 120 | 120
2007 | US | SERC | - | - | DCSNUU | Uncommitted | 0 | 0 | 0 | 0 | 2311 | 5740 | 7025 | 6919 | 6747 | 8169 | 8587
2007 | US | SERC | - | - | DCSOEU | OPERABLE ENERGY-ONLY AND UNCOMMITTED RESOURCES | 34651 | 36115 | 37357 | 37983 | 41054 | 44838 | 46123 | 46017 | 45845 | 47267 | 47685
2007 | US | SERC | - | - | DCSOIC | Derated Operable Internal Capacity | 223285 | 228788 | 228602 | 234495 | 241901 | 246496 | 251064 | 256433 | 261141 | 267519 | 274339
2007 | US | SERC | - | - | DCSOTL | Other Capacity < 1 MW | 0 | 0 | 0 | 0 | 0 | 0 | 0 | 0 | 0 | 0 | 0
2007 | US | SERC | - | - | DCSP | Projected Purchases and Incoming Adjustments | 2948 | 5756 | 5160 | 4644 | 4011 | 3876 | 3931 | 3870 | 3925 | 4001 | 4000
2007 | US | SERC | - | - | DCSPCA | PLANNED CAPACITY ADDITIONS | 0 | 0 | 4559 | 8697 | 18369 | 26744 | 32152 | 36445 | 40557 | 46768 | 52391
2007 | US | SERC | - | - | DCSPU | Purchases | 2948 | 5756 | 5160 | 4644 | 4011 | 3876 | 3931 | 3870 | 3925 | 4001 | 4000
2007 | US | SERC | - | - | DCSREI | Planned Retirements of Existing Inoperable Capacity | 0 | 0 | 0 | 0 | 0 | 0 | 0 | 0 | 0 | 0 | 0
2007 | US | SERC | - | - | DCSREP | Existing Net Purchases from Non-reporting Parties within Region/Subregion | 18959 | 0 | 0 | 0 | 0 | 0 | 0 | 0 | 0 | 0 | 0
2007 | US | SERC | - | - | DCSRIC | Return to Service of Existing Inoperable Capacity | 0 | 1128 | 1245 | 1685 | 1685 | 1685 | 1685 | 1685 | 1685 | 1685 | 1685
2007 | US | SERC | - | - | DCSRNR | Planned Negative Reratings of Existing Capacity | 0 | 0 | 14 | 14 | 14 | 14 | 14 | 14 | 14 | 14 | 14
2007 | US | SERC | - | - | DCSRPR | Planned Positive Reratings of Existing Capacity | 0 | 0 | 0 | 0 | 0 | 0 | 0 | 0 | 0 | 0 | 0
2007 | US | SERC | - | - | DCSRRA | CAPACITY RERATINGS, RETIREMENTS AND ADJUSTMENTS | 18959 | 17731 | 14111 | 16051 | 16856 | 16861 | 17305 | 18275 | 18699 | 20289 | 21903
2007 | US | SERC | - | - | DCSS | Projected Sales and Outgoing Adjustments | 2603 | 3421 | 3274 | 3909 | 3596 | 3454 | 3487 | 3571 | 3604 | 3658 | 1402
2007 | US | SERC | - | - | DCSSA | Sales | 2603 | 3421 | 3274 | 3909 | 3596 | 3454 | 3487 | 3571 | 3604 | 3658 | 1402
2007 | US | SERC | - | - | DCSSM | Planned Outage or Scheduled Maintenance | 0 | 0 | 0 | 0 | 0 | 0 | 0 | 0 | 0 | 0 | 0
2007 | US | SERC | - | - | DCSST | Standby Demand | 23 | 23 | 23 | 23 | 23 | 23 | 23 | 23 | 23 | 23 | 23
2007 | US | SERC | - | - | DCST | Total Internal Capacity | 262513 | 267341 | 268280 | 274358 | 284835 | 293215 | 299067 | 304330 | 308866 | 316667 | 323904
2007 | US | SERC | - | - | DCSTEX | Existing Capacity | 243554 | 249610 | 249610 | 249610 | 249610 | 249610 | 249610 | 249610 | 249610 | 249610 | 249610
2007 | US | SERC | - | - | DCSTI | Projected Total Internal Demand | 199052 | 201692 | 205651 | 210036 | 214590 | 218305 | 222473 | 226809 | 231136 | 235457 | 239406
2007 | US | SERC | - | - | DCSTL | Transmission-Limited Resources | 0 | 0 | 0 | 0 | 0 | 0 | 0 | 0 | 0 | 0 | 0
2007 | US | SERC | - | - | DCSTNP | Net Purchases From Non-reporting Parties Within Region/Subregion | 0 | 17731 | 14125 | 16065 | 16870 | 16875 | 17319 | 18289 | 18713 | 20303 | 21917
2007 | US | SERC | - | - | DCSTO | Operable Total Internal Capacity | 257964 | 264931 | 265987 | 272505 | 282982 | 291362 | 297214 | 302477 | 307013 | 314814 | 322051
2007 | US | SERC | - | - | DCSTP | Total Potential Resources | 258281 | 267238 | 267845 | 273213 | 283370 | 291756 | 297631 | 302749 | 307307 | 315129 | 324622
2007 | US | SERC | - | - | DCSTPN | Planned – NOT under construction & positive rerating | 0 | 0 | 0 | 0 | 8912 | 16932 | 22340 | 26633 | 30745 | 36956 | 42579
2007 | US | SERC | - | - | DCSTPU | Planned Additions of New Capacity and Planned Uprates to Existing Capacity | 0 | 0 | 4559 | 8697 | 9457 | 9812 | 9812 | 9812 | 9812 | 9812 | 9812
2007 | US | SERC | - | - | DCSTRE | Planned Retirements and Planned Deratings | 0 | 0 | 0 | 0 | 0 | 0 | 0 | 0 | 0 | 0 | 0
2007 | US | SERC | - | - | DCSUC | Uncommitted Resources (Operable) | 33956 | 35420 | 35420 | 35420 | 35420 | 35420 | 35420 | 35420 | 35420 | 35420 | 35420
2007 | US | SERC | - | - | DCSUCC | Committed | 0 | 0 | 3317 | 6829 | 6949 | 6949 | 6949 | 6949 | 6949 | 6949 | 6949
2007 | US | SERC | - | - | DCSUCE | Energy Only | 0 | 0 | 175 | 1527 | 2167 | 2522 | 2522 | 2522 | 2522 | 2522 | 2522
2007 | US | SERC | - | - | DCSUCU | Uncommitted | 0 | 0 | 1067 | 341 | 341 | 341 | 341 | 341 | 341 | 341 | 341
2007 | US | SERC | - | - | DCSXC | COMMITTED | 206499 | 211091 | 211091 | 211091 | 211091 | 211091 | 211091 | 211091 | 211091 | 211091 | 211091
2007 | US | SERC | - | - | DCSXCI | Inoperable | 2145 | 1134 | 1134 | 1134 | 1134 | 1134 | 1134 | 1134 | 1134 | 1134 | 1134
2007 | US | SERC | - | - | DCSXCO | Operable | 204354 | 209957 | 209957 | 209957 | 209957 | 209957 | 209957 | 209957 | 209957 | 209957 | 209957
2007 | US | SERC | - | - | DCSXE | ENERGY ONLY | 695 | 695 | 695 | 695 | 695 | 695 | 695 | 695 | 695 | 695 | 695
2007 | US | SERC | - | - | DCSXEI | Inoperable | 0 | 0 | 0 | 0 | 0 | 0 | 0 | 0 | 0 | 0 | 0
2007 | US | SERC | - | - | DCSXU | UNCOMMITTED | 36360 | 37824 | 37824 | 37824 | 37824 | 37824 | 37824 | 37824 | 37824 | 37824 | 37824
2007 | US | SERC | - | - | DCSXUI | Inoperable | 2404 | 2404 | 2404 | 2404 | 2404 | 2404 | 2404 | 2404 | 2404 | 2404 | 2404
2007 | US | SERC | Central | - | CSTF | Total | 43743 | 45176 | 47567 | 48894 | 50810 | 51501 | 52424 | 53320 | 55014 | 55882 | 57021
2007 | US | SERC | Central | - | DCSAI | Owned Capacity/Entitlement Located Externally | 0 | 0 | 0 | 0 | 0 | 0 | 0 | 0 | 0 | 0 | 0
2007 | US | SERC | Central | - | DCSAO | Capacity Owned by/Entitlement Held by External Entity | 0 | 0 | 0 | 0 | 0 | 0 | 0 | 0 | 0 | 0 | 0
2007 | US | SERC | Central | - | DCSCD | Conditional derates | 0 | 0 | 0 | 0 | 0 | 0 | 0 | 0 | 0 | 0 | 0
2007 | US | SERC | Central | - | DCSDGG | Distributed Generator Capacity >= 1 MW | 0 | 0 | 0 | 0 | 0 | 0 | 0 | 0 | 0 | 0 | 0
2007 | US | SERC | Central | - | DCSDGL | Distributed Generator Capacity < 1 MW | 0 | 0 | 0 | 0 | 0 | 0 | 0 | 0 | 0 | 0 | 0
2007 | US | SERC | Central | - | DCSDIC | Deliverable Internal Capacity | 45422 | 48468 | 48452 | 49780 | 51544 | 52178 | 53088 | 53986 | 55666 | 56536 | 57680
2007 | US | SERC | Central | - | DCSDR | Derates and Decreases in Seasonal Rated Capacity | 28 | 28 | 28 | 28 | 28 | 28 | 28 | 28 | 28 | 28 | 28
2007 | US | SERC | Central | - | DCSDTO | Derated Operable Total Internal Capacity | 48144 | 51910 | 52070 | 53396 | 56030 | 56666 | 57574 | 58472 | 60152 | 61024 | 62166
2007 | US | SERC | Central | - | DCSEO | Energy-Only Resources (Operable) | 500 | 500 | 500 | 500 | 500 | 500 | 500 | 500 | 500 | 500 | 500
2007 | US | SERC | Central | - | DCSFP | Full-Responsibility Purchases (portion of total purchases) | 0 | 0 | 0 | 0 | 0 | 0 | 0 | 0 | 0 | 0 | 0
2007 | US | SERC | Central | - | DCSFS | Full-Responsibility Sales (portion of total sales) | 0 | 0 | 0 | 0 | 0 | 0 | 0 | 0 | 0 | 0 | 0
2007 | US | SERC | Central | - | DCSIC | Inoperable capacity | 3469 | 1339 | 1339 | 1339 | 1339 | 1339 | 1339 | 1339 | 1339 | 1339 | 1339
2007 | US | SERC | Central | - | DCSICC | Inoperable Committed Capacity | 0 | 0 | 0 | 0 | 0 | 0 | 0 | 0 | 0 | 0 | 0
2007 | US | SERC | Central | - | DCSICE | Inoperable Energy Only Capacity | 0 | 0 | 0 | 0 | 0 | 0 | 0 | 0 | 0 | 0 | 0
2007 | US | SERC | Central | - | DCSICU | Inoperable Uncommitted Capacity | 0 | 0 | 0 | 0 | 0 | 0 | 0 | 0 | 0 | 0 | 0
2007 | US | SERC | Central | - | DCSIN | Internal Demand | 41976 | 43146 | 43795 | 44490 | 45819 | 46639 | 47535 | 48495 | 49440 | 50421 | 51383
2007 | US | SERC | Central | - | DCSIT | Interruptible Demand | 11 | 1821 | 1780 | 1759 | 1758 | 1757 | 1757 | 1756 | 1755 | 1754 | 1753
2007 | US | SERC | Central | - | DCSLM | Direct Control Load Management | 0 | 0 | 0 | 0 | 0 | 0 | 0 | 0 | 0 | 0 | 0
2007 | US | SERC | Central | - | DCSNC | Net Capacity Resources | 45483 | 48651 | 48536 | 49862 | 51626 | 52262 | 53170 | 54068 | 55748 | 56620 | 57762
2007 | US | SERC | Central | - | DCSNI | Projected Net Internal Demand | 41965 | 41325 | 42015 | 42731 | 44061 | 44882 | 45778 | 46739 | 47685 | 48667 | 49630
2007 | US | SERC | Central | - | DCSNUC | Committed | 0 | 0 | 0 | 0 | 1916 | 2607 | 3530 | 4426 | 6120 | 6988 | 8127
2007 | US | SERC | Central | - | DCSNUE | Energy Only | 0 | 0 | 0 | 0 | 120 | 120 | 120 | 120 | 120 | 120 | 120
2007 | US | SERC | Central | - | DCSNUU | Uncommitted | 0 | 0 | 0 | 0 | 750 | 750 | 750 | 750 | 750 | 750 | 750
2007 | US | SERC | Central | - | DCSOEU | OPERABLE ENERGY-ONLY AND UNCOMMITTED RESOURCES | 2722 | 3442 | 3617 | 3617 | 4487 | 4487 | 4487 | 4487 | 4487 | 4487 | 4487
2007 | US | SERC | Central | - | DCSOIC | Derated Operable Internal Capacity | 45422 | 48468 | 48452 | 49780 | 51544 | 52178 | 53088 | 53986 | 55666 | 56536 | 57680
2007 | US | SERC | Central | - | DCSOTL | Other Capacity < 1 MW | 0 | 0 | 0 | 0 | 0 | 0 | 0 | 0 | 0 | 0 | 0
2007 | US | SERC | Central | - | DCSP | Projected Purchases and Incoming Adjustments | 179 | 276 | 176 | 176 | 176 | 176 | 176 | 176 | 176 | 176 | 176
2007 | US | SERC | Central | - | DCSPCA | PLANNED CAPACITY ADDITIONS | 0 | 0 | 2566 | 3893 | 6679 | 7370 | 8293 | 9189 | 10883 | 11751 | 12890
2007 | US | SERC | Central | - | DCSPU | Purchases | 179 | 276 | 176 | 176 | 176 | 176 | 176 | 176 | 176 | 176 | 176
2007 | US | SERC | Central | - | DCSREI | Planned Retirements of Existing Inoperable Capacity | 0 | 0 | 0 | 0 | 0 | 0 | 0 | 0 | 0 | 0 | 0
2007 | US | SERC | Central | - | DCSREP | Existing Net Purchases from Non-reporting Parties within Region/Subregion | 2772 | 0 | 0 | 0 | 0 | 0 | 0 | 0 | 0 | 0 | 0
2007 | US | SERC | Central | - | DCSRIC | Return to Service of Existing Inoperable Capacity | 0 | 1065 | 1065 | 1065 | 1065 | 1065 | 1065 | 1065 | 1065 | 1065 | 1065
2007 | US | SERC | Central | - | DCSRNR | Planned Negative Reratings of Existing Capacity | 0 | 0 | 0 | 0 | 0 | 0 | 0 | 0 | 0 | 0 | 0
2007 | US | SERC | Central | - | DCSRPR | Planned Positive Reratings of Existing Capacity | 0 | 0 | 0 | 0 | 0 | 0 | 0 | 0 | 0 | 0 | 0
2007 | US | SERC | Central | - | DCSRRA | CAPACITY RERATINGS, RETIREMENTS AND ADJUSTMENTS | 2772 | 2255 | -152 | -152 | -304 | -360 | -374 | -372 | -386 | -383 | -379
2007 | US | SERC | Central | - | DCSS | Projected Sales and Outgoing Adjustments | 118 | 93 | 93 | 93 | 93 | 93 | 93 | 93 | 93 | 93 | 93
2007 | US | SERC | Central | - | DCSSA | Sales | 118 | 93 | 93 | 93 | 93 | 93 | 93 | 93 | 93 | 93 | 93
2007 | US | SERC | Central | - | DCSSM | Planned Outage or Scheduled Maintenance | 0 | 0 | 0 | 0 | 0 | 0 | 0 | 0 | 0 | 0 | 0
2007 | US | SERC | Central | - | DCSST | Standby Demand | 0 | 0 | 0 | 0 | 0 | 0 | 0 | 0 | 0 | 0 | 0
2007 | US | SERC | Central | - | DCST | Total Internal Capacity | 51641 | 53277 | 53436 | 54763 | 57397 | 58032 | 58941 | 59839 | 61519 | 62390 | 63533
2007 | US | SERC | Central | - | DCSTEX | Existing Capacity | 48869 | 51022 | 51022 | 51022 | 51022 | 51022 | 51022 | 51022 | 51022 | 51022 | 51022
2007 | US | SERC | Central | - | DCSTI | Projected Total Internal Demand | 41976 | 43146 | 43795 | 44490 | 45819 | 46639 | 47535 | 48495 | 49440 | 50421 | 51383
2007 | US | SERC | Central | - | DCSTL | Transmission-Limited Resources | 0 | 0 | 0 | 0 | 0 | 0 | 0 | 0 | 0 | 0 | 0
2007 | US | SERC | Central | - | DCSTNP | Net Purchases From Non-reporting Parties Within Region/Subregion | 0 | 2255 | -152 | -152 | -304 | -360 | -374 | -372 | -386 | -383 | -379
2007 | US | SERC | Central | - | DCSTO | Operable Total Internal Capacity | 48172 | 51938 | 52097 | 53424 | 56058 | 56693 | 57602 | 58500 | 60180 | 61051 | 62194
2007 | US | SERC | Central | - | DCSTP | Total Potential Resources | 48205 | 52093 | 52152 | 53480 | 56114 | 56748 | 57658 | 58556 | 60236 | 61106 | 62250
2007 | US | SERC | Central | - | DCSTPN | Planned – NOT under construction & positive rerating | 0 | 0 | 0 | 0 | 2786 | 3477 | 4400 | 5296 | 6990 | 7858 | 8997
2007 | US | SERC | Central | - | DCSTPU | Planned Additions of New Capacity and Planned Uprates to Existing Capacity | 0 | 0 | 2566 | 3893 | 3893 | 3893 | 3893 | 3893 | 3893 | 3893 | 3893
2007 | US | SERC | Central | - | DCSTRE | Planned Retirements and Planned Deratings | 0 | 0 | 0 | 0 | 0 | 0 | 0 | 0 | 0 | 0 | 0
2007 | US | SERC | Central | - | DCSUC | Uncommitted Resources (Operable) | 2222 | 2942 | 2942 | 2942 | 2942 | 2942 | 2942 | 2942 | 2942 | 2942 | 2942
2007 | US | SERC | Central | - | DCSUCC | Committed | 0 | 0 | 2391 | 3718 | 3718 | 3718 | 3718 | 3718 | 3718 | 3718 | 3718
2007 | US | SERC | Central | - | DCSUCE | Energy Only | 0 | 0 | 175 | 175 | 175 | 175 | 175 | 175 | 175 | 175 | 175
2007 | US | SERC | Central | - | DCSUCU | Uncommitted | 0 | 0 | 0 | 0 | 0 | 0 | 0 | 0 | 0 | 0 | 0
2007 | US | SERC | Central | - | DCSXC | COMMITTED | 43743 | 45176 | 45176 | 45176 | 45176 | 45176 | 45176 | 45176 | 45176 | 45176 | 45176
2007 | US | SERC | Central | - | DCSXCI | Inoperable | 1065 | 0 | 0 | 0 | 0 | 0 | 0 | 0 | 0 | 0 | 0
2007 | US | SERC | Central | - | DCSXCO | Operable | 42678 | 45176 | 45176 | 45176 | 45176 | 45176 | 45176 | 45176 | 45176 | 45176 | 45176
2007 | US | SERC | Central | - | DCSXE | ENERGY ONLY | 500 | 500 | 500 | 500 | 500 | 500 | 500 | 500 | 500 | 500 | 500
2007 | US | SERC | Central | - | DCSXEI | Inoperable | 0 | 0 | 0 | 0 | 0 | 0 | 0 | 0 | 0 | 0 | 0
2007 | US | SERC | Central | - | DCSXU | UNCOMMITTED | 4626 | 5346 | 5346 | 5346 | 5346 | 5346 | 5346 | 5346 | 5346 | 5346 | 5346
2007 | US | SERC | Central | - | DCSXUI | Inoperable | 2404 | 2404 | 2404 | 2404 | 2404 | 2404 | 2404 | 2404 | 2404 | 2404 | 2404
2007 | US | SERC | Delta | - | CSTF | Total | 28975 | 29535 | 30015 | 30505 | 31860 | 32900 | 33380 | 34540 | 35020 | 36540 | 36540
2007 | US | SERC | Delta | - | DCSAI | Owned Capacity/Entitlement Located Externally | 0 | 0 | 0 | 0 | 0 | 0 | 0 | 0 | 0 | 0 | 0
2007 | US | SERC | Delta | - | DCSAO | Capacity Owned by/Entitlement Held by External Entity | 0 | 0 | 0 | 0 | 0 | 0 | 0 | 0 | 0 | 0 | 0
2007 | US | SERC | Delta | - | DCSCD | Conditional derates | 0 | 0 | 0 | 0 | 0 | 0 | 0 | 0 | 0 | 0 | 0
2007 | US | SERC | Delta | - | DCSDGG | Distributed Generator Capacity >= 1 MW | 0 | 0 | 0 | 0 | 0 | 0 | 0 | 0 | 0 | 0 | 0
2007 | US | SERC | Delta | - | DCSDGL | Distributed Generator Capacity < 1 MW | 0 | 0 | 0 | 0 | 0 | 0 | 0 | 0 | 0 | 0 | 0
2007 | US | SERC | Delta | - | DCSDIC | Deliverable Internal Capacity | 32682 | 31986 | 31612 | 31599 | 32954 | 33994 | 34474 | 35634 | 36114 | 37634 | 37634
2007 | US | SERC | Delta | - | DCSDR | Derates and Decreases in Seasonal Rated Capacity | 0 | 0 | 0 | 0 | 0 | 0 | 0 | 0 | 0 | 0 | 0
2007 | US | SERC | Delta | - | DCSDTO | Derated Operable Total Internal Capacity | 46348 | 45652 | 45278 | 45265 | 47152 | 48192 | 48672 | 49832 | 50312 | 51832 | 51832
2007 | US | SERC | Delta | - | DCSEO | Energy-Only Resources (Operable) | 0 | 0 | 0 | 0 | 0 | 0 | 0 | 0 | 0 | 0 | 0
2007 | US | SERC | Delta | - | DCSFP | Full-Responsibility Purchases (portion of total purchases) | 0 | 0 | 0 | 0 | 0 | 0 | 0 | 0 | 0 | 0 | 0
2007 | US | SERC | Delta | - | DCSFS | Full-Responsibility Sales (portion of total sales) | 0 | 0 | 0 | 0 | 0 | 0 | 0 | 0 | 0 | 0 | 0
2007 | US | SERC | Delta | - | DCSIC | Inoperable capacity | 568 | 568 | 568 | 568 | 568 | 568 | 568 | 568 | 568 | 568 | 568
2007 | US | SERC | Delta | - | DCSICC | Inoperable Committed Capacity | 0 | 0 | 0 | 0 | 0 | 0 | 0 | 0 | 0 | 0 | 0
2007 | US | SERC | Delta | - | DCSICE | Inoperable Energy Only Capacity | 0 | 0 | 0 | 0 | 0 | 0 | 0 | 0 | 0 | 0 | 0
2007 | US | SERC | Delta | - | DCSICU | Inoperable Uncommitted Capacity | 0 | 0 | 0 | 0 | 0 | 0 | 0 | 0 | 0 | 0 | 0
2007 | US | SERC | Delta | - | DCSIN | Internal Demand | 27612 | 27714 | 28375 | 29220 | 29714 | 30064 | 30674 | 31393 | 32052 | 32646 | 33039
2007 | US | SERC | Delta | - | DCSIT | Interruptible Demand | 482 | 481 | 490 | 492 | 517 | 511 | 529 | 533 | 552 | 554 | 561
2007 | US | SERC | Delta | - | DCSLM | Direct Control Load Management | 0 | 0 | 0 | 0 | 0 | 0 | 0 | 0 | 0 | 0 | 0
2007 | US | SERC | Delta | - | DCSNC | Net Capacity Resources | 33179 | 32420 | 31957 | 31944 | 33420 | 34532 | 35012 | 36172 | 36652 | 38172 | 38172
2007 | US | SERC | Delta | - | DCSNI | Projected Net Internal Demand | 27138 | 27241 | 27893 | 28735 | 29205 | 29561 | 30153 | 30868 | 31508 | 32100 | 32486
2007 | US | SERC | Delta | - | DCSNUC | Committed | 0 | 0 | 0 | 0 | 1355 | 2395 | 2875 | 4035 | 4515 | 6035 | 6035
2007 | US | SERC | Delta | - | DCSNUE | Energy Only | 0 | 0 | 0 | 0 | 0 | 0 | 0 | 0 | 0 | 0 | 0
2007 | US | SERC | Delta | - | DCSNUU | Uncommitted | 0 | 0 | 0 | 0 | 532 | 532 | 532 | 532 | 532 | 532 | 532
2007 | US | SERC | Delta | - | DCSOEU | OPERABLE ENERGY-ONLY AND UNCOMMITTED RESOURCES | 13666 | 13666 | 13666 | 13666 | 14198 | 14198 | 14198 | 14198 | 14198 | 14198 | 14198
2007 | US | SERC | Delta | - | DCSOIC | Derated Operable Internal Capacity | 32682 | 31986 | 31612 | 31599 | 32954 | 33994 | 34474 | 35634 | 36114 | 37634 | 37634
2007 | US | SERC | Delta | - | DCSOTL | Other Capacity < 1 MW | 0 | 0 | 0 | 0 | 0 | 0 | 0 | 0 | 0 | 0 | 0
2007 | US | SERC | Delta | - | DCSP | Projected Purchases and Incoming Adjustments | 629 | 729 | 629 | 629 | 593 | 590 | 590 | 590 | 590 | 590 | 590
2007 | US | SERC | Delta | - | DCSPCA | PLANNED CAPACITY ADDITIONS | 0 | 0 | 480 | 970 | 2857 | 3897 | 4377 | 5537 | 6017 | 7537 | 7537
2007 | US | SERC | Delta | - | DCSPU | Purchases | 629 | 729 | 629 | 629 | 593 | 590 | 590 | 590 | 590 | 590 | 590
2007 | US | SERC | Delta | - | DCSREI | Planned Retirements of Existing Inoperable Capacity | 0 | 0 | 0 | 0 | 0 | 0 | 0 | 0 | 0 | 0 | 0
2007 | US | SERC | Delta | - | DCSREP | Existing Net Purchases from Non-reporting Parties within Region/Subregion | 4275 | 0 | 0 | 0 | 0 | 0 | 0 | 0 | 0 | 0 | 0
2007 | US | SERC | Delta | - | DCSRIC | Return to Service of Existing Inoperable Capacity | 0 | 0 | 0 | 0 | 0 | 0 | 0 | 0 | 0 | 0 | 0
2007 | US | SERC | Delta | - | DCSRNR | Planned Negative Reratings of Existing Capacity | 0 | 0 | 0 | 0 | 0 | 0 | 0 | 0 | 0 | 0 | 0
2007 | US | SERC | Delta | - | DCSRPR | Planned Positive Reratings of Existing Capacity | 0 | 0 | 0 | 0 | 0 | 0 | 0 | 0 | 0 | 0 | 0
2007 | US | SERC | Delta | - | DCSRRA | CAPACITY RERATINGS, RETIREMENTS AND ADJUSTMENTS | 4275 | 3019 | 2165 | 1662 | 1662 | 1662 | 1662 | 1662 | 1662 | 1662 | 1662
2007 | US | SERC | Delta | - | DCSS | Projected Sales and Outgoing Adjustments | 132 | 295 | 284 | 284 | 127 | 52 | 52 | 52 | 52 | 52 | 52
2007 | US | SERC | Delta | - | DCSSA | Sales | 132 | 295 | 284 | 284 | 127 | 52 | 52 | 52 | 52 | 52 | 52
2007 | US | SERC | Delta | - | DCSSM | Planned Outage or Scheduled Maintenance | 0 | 0 | 0 | 0 | 0 | 0 | 0 | 0 | 0 | 0 | 0
2007 | US | SERC | Delta | - | DCSST | Standby Demand | 8 | 8 | 8 | 8 | 8 | 8 | 8 | 8 | 8 | 8 | 8
2007 | US | SERC | Delta | - | DCST | Total Internal Capacity | 46916 | 46220 | 45846 | 45833 | 47720 | 48760 | 49240 | 50400 | 50880 | 52400 | 52400
2007 | US | SERC | Delta | - | DCSTEX | Existing Capacity | 42641 | 43201 | 43201 | 43201 | 43201 | 43201 | 43201 | 43201 | 43201 | 43201 | 43201
2007 | US | SERC | Delta | - | DCSTI | Projected Total Internal Demand | 27620 | 27722 | 28383 | 29227 | 29722 | 30072 | 30682 | 31401 | 32060 | 32654 | 33047
2007 | US | SERC | Delta | - | DCSTL | Transmission-Limited Resources | 0 | 0 | 0 | 0 | 0 | 0 | 0 | 0 | 0 | 0 | 0
2007 | US | SERC | Delta | - | DCSTNP | Net Purchases From Non-reporting Parties Within Region/Subregion | 0 | 3019 | 2165 | 1662 | 1662 | 1662 | 1662 | 1662 | 1662 | 1662 | 1662
2007 | US | SERC | Delta | - | DCSTO | Operable Total Internal Capacity | 46348 | 45652 | 45278 | 45265 | 47152 | 48192 | 48672 | 49832 | 50312 | 51832 | 51832
2007 | US | SERC | Delta | - | DCSTP | Total Potential Resources | 46845 | 46086 | 45623 | 45610 | 47618 | 48730 | 49210 | 50370 | 50850 | 52370 | 52370
2007 | US | SERC | Delta | - | DCSTPN | Planned – NOT under construction & positive rerating | 0 | 0 | 0 | 0 | 1887 | 2927 | 3407 | 4567 | 5047 | 6567 | 6567
2007 | US | SERC | Delta | - | DCSTPU | Planned Additions of New Capacity and Planned Uprates to Existing Capacity | 0 | 0 | 480 | 970 | 970 | 970 | 970 | 970 | 970 | 970 | 970
2007 | US | SERC | Delta | - | DCSTRE | Planned Retirements and Planned Deratings | 0 | 0 | 0 | 0 | 0 | 0 | 0 | 0 | 0 | 0 | 0
2007 | US | SERC | Delta | - | DCSUC | Uncommitted Resources (Operable) | 13666 | 13666 | 13666 | 13666 | 13666 | 13666 | 13666 | 13666 | 13666 | 13666 | 13666
2007 | US | SERC | Delta | - | DCSUCC | Committed | 0 | 0 | 480 | 970 | 970 | 970 | 970 | 970 | 970 | 970 | 970
2007 | US | SERC | Delta | - | DCSUCE | Energy Only | 0 | 0 | 0 | 0 | 0 | 0 | 0 | 0 | 0 | 0 | 0
2007 | US | SERC | Delta | - | DCSUCU | Uncommitted | 0 | 0 | 0 | 0 | 0 | 0 | 0 | 0 | 0 | 0 | 0
2007 | US | SERC | Delta | - | DCSXC | COMMITTED | 28975 | 29535 | 29535 | 29535 | 29535 | 29535 | 29535 | 29535 | 29535 | 29535 | 29535
2007 | US | SERC | Delta | - | DCSXCI | Inoperable | 568 | 568 | 568 | 568 | 568 | 568 | 568 | 568 | 568 | 568 | 568
2007 | US | SERC | Delta | - | DCSXCO | Operable | 28407 | 28967 | 28967 | 28967 | 28967 | 28967 | 28967 | 28967 | 28967 | 28967 | 28967
2007 | US | SERC | Delta | - | DCSXE | ENERGY ONLY | 0 | 0 | 0 | 0 | 0 | 0 | 0 | 0 | 0 | 0 | 0
2007 | US | SERC | Delta | - | DCSXEI | Inoperable | 0 | 0 | 0 | 0 | 0 | 0 | 0 | 0 | 0 | 0 | 0
2007 | US | SERC | Delta | - | DCSXU | UNCOMMITTED | 13666 | 13666 | 13666 | 13666 | 13666 | 13666 | 13666 | 13666 | 13666 | 13666 | 13666
2007 | US | SERC | Delta | - | DCSXUI | Inoperable | 0 | 0 | 0 | 0 | 0 | 0 | 0 | 0 | 0 | 0 | 0
2007 | US | SERC | Gateway | - | CSTF | Total | 18774 | 18735 | 18741 | 18741 | 18867 | 18874 | 19049 | 19049 | 19049 | 19049 | 19049
2007 | US | SERC | Gateway | - | DCSAI | Owned Capacity/Entitlement Located Externally | 0 | 0 | 0 | 0 | 0 | 0 | 0 | 0 | 0 | 0 | 0
2007 | US | SERC | Gateway | - | DCSAO | Capacity Owned by/Entitlement Held by External Entity | 0 | 0 | 0 | 0 | 0 | 0 | 0 | 0 | 0 | 0 | 0
2007 | US | SERC | Gateway | - | DCSCD | Conditional derates | 0 | 0 | 0 | 0 | 0 | 0 | 0 | 0 | 0 | 0 | 0
2007 | US | SERC | Gateway | - | DCSDGG | Distributed Generator Capacity >= 1 MW | 0 | 0 | 0 | 0 | 0 | 0 | 0 | 0 | 0 | 0 | 0
2007 | US | SERC | Gateway | - | DCSDGL | Distributed Generator Capacity < 1 MW | 0 | 0 | 0 | 0 | 0 | 0 | 0 | 0 | 0 | 0 | 0
2007 | US | SERC | Gateway | - | DCSDIC | Deliverable Internal Capacity | 21708 | 21513 | 20403 | 21282 | 21977 | 22053 | 22322 | 22431 | 22525 | 22487 | 23352
2007 | US | SERC | Gateway | - | DCSDR | Derates and Decreases in Seasonal Rated Capacity | 0 | 0 | 0 | 0 | 0 | 0 | 0 | 0 | 0 | 0 | 0
2007 | US | SERC | Gateway | - | DCSDTO | Derated Operable Total Internal Capacity | 30672 | 30663 | 29708 | 30620 | 29179 | 31198 | 32446 | 32530 | 32527 | 32399 | 33775
2007 | US | SERC | Gateway | - | DCSEO | Energy-Only Resources (Operable) | 0 | 0 | 0 | 0 | 0 | 0 | 0 | 0 | 0 | 0 | 0
2007 | US | SERC | Gateway | - | DCSFP | Full-Responsibility Purchases (portion of total purchases) | 0 | 0 | 0 | 0 | 0 | 0 | 0 | 0 | 0 | 0 | 0
2007 | US | SERC | Gateway | - | DCSFS | Full-Responsibility Sales (portion of total sales) | 0 | 0 | 0 | 0 | 0 | 0 | 0 | 0 | 0 | 0 | 0
2007 | US | SERC | Gateway | - | DCSIC | Inoperable capacity | 440 | 440 | 440 | 0 | 0 | 0 | 0 | 0 | 0 | 0 | 0
2007 | US | SERC | Gateway | - | DCSICC | Inoperable Committed Capacity | 0 | 0 | 0 | 0 | 0 | 0 | 0 | 0 | 0 | 0 | 0
2007 | US | SERC | Gateway | - | DCSICE | Inoperable Energy Only Capacity | 0 | 0 | 0 | 0 | 0 | 0 | 0 | 0 | 0 | 0 | 0
2007 | US | SERC | Gateway | - | DCSICU | Inoperable Uncommitted Capacity | 0 | 0 | 0 | 0 | 0 | 0 | 0 | 0 | 0 | 0 | 0
2007 | US | SERC | Gateway | - | DCSIN | Internal Demand | 19313 | 18984 | 19293 | 19347 | 19579 | 19798 | 20013 | 20228 | 20442 | 20658 | 20775
2007 | US | SERC | Gateway | - | DCSIT | Interruptible Demand | 89 | 89 | 89 | 89 | 89 | 89 | 89 | 89 | 89 | 89 | 89
2007 | US | SERC | Gateway | - | DCSLM | Direct Control Load Management | 75 | 75 | 75 | 75 | 75 | 75 | 75 | 75 | 75 | 75 | 75
2007 | US | SERC | Gateway | - | DCSNC | Net Capacity Resources | 21937 | 23913 | 22393 | 22742 | 23074 | 23170 | 23461 | 23575 | 23691 | 23675 | 24795
2007 | US | SERC | Gateway | - | DCSNI | Projected Net Internal Demand | 19149 | 18820 | 19129 | 19183 | 19415 | 19634 | 19849 | 20064 | 20278 | 20494 | 20611
2007 | US | SERC | Gateway | - | DCSNUC | Committed | 0 | 0 | 0 | 0 | 6 | 13 | 188 | 188 | 188 | 188 | 188
2007 | US | SERC | Gateway | - | DCSNUE | Energy Only | 0 | 0 | 0 | 0 | 0 | 0 | 0 | 0 | 0 | 0 | 0
2007 | US | SERC | Gateway | - | DCSNUU | Uncommitted | 0 | 0 | 0 | 0 | -2776 | -1188 | -209 | -234 | -331 | -421 | 90
2007 | US | SERC | Gateway | - | DCSOEU | OPERABLE ENERGY-ONLY AND UNCOMMITTED RESOURCES | 8964 | 9150 | 9305 | 9338 | 7202 | 9145 | 10124 | 10099 | 10002 | 9912 | 10423
2007 | US | SERC | Gateway | - | DCSOIC | Derated Operable Internal Capacity | 21708 | 21513 | 20403 | 21282 | 21977 | 22053 | 22322 | 22431 | 22525 | 22487 | 23352
2007 | US | SERC | Gateway | - | DCSOTL | Other Capacity < 1 MW | 0 | 0 | 0 | 0 | 0 | 0 | 0 | 0 | 0 | 0 | 0
2007 | US | SERC | Gateway | - | DCSP | Projected Purchases and Incoming Adjustments | 229 | 2400 | 1990 | 1460 | 1097 | 1117 | 1139 | 1144 | 1166 | 1188 | 1443
2007 | US | SERC | Gateway | - | DCSPCA | PLANNED CAPACITY ADDITIONS | 0 | 0 | 161 | 194 | -1816 | 134 | 1288 | 1263 | 1166 | 1076 | 1587
2007 | US | SERC | Gateway | - | DCSPU | Purchases | 229 | 2400 | 1990 | 1460 | 1097 | 1117 | 1139 | 1144 | 1166 | 1188 | 1443
2007 | US | SERC | Gateway | - | DCSREI | Planned Retirements of Existing Inoperable Capacity | 0 | 0 | 0 | 0 | 0 | 0 | 0 | 0 | 0 | 0 | 0
2007 | US | SERC | Gateway | - | DCSREP | Existing Net Purchases from Non-reporting Parties within Region/Subregion | 3374 | 0 | 0 | 0 | 0 | 0 | 0 | 0 | 0 | 0 | 0
2007 | US | SERC | Gateway | - | DCSRIC | Return to Service of Existing Inoperable Capacity | 0 | 0 | 0 | 440 | 440 | 440 | 440 | 440 | 440 | 440 | 440
2007 | US | SERC | Gateway | - | DCSRNR | Planned Negative Reratings of Existing Capacity | 0 | 0 | 0 | 0 | 0 | 0 | 0 | 0 | 0 | 0 | 0
2007 | US | SERC | Gateway | - | DCSRPR | Planned Positive Reratings of Existing Capacity | 0 | 0 | 0 | 0 | 0 | 0 | 0 | 0 | 0 | 0 | 0
2007 | US | SERC | Gateway | - | DCSRRA | CAPACITY RERATINGS, RETIREMENTS AND ADJUSTMENTS | 3374 | 3218 | 2102 | 2541 | 3110 | 3179 | 3273 | 3382 | 3476 | 3438 | 4303
2007 | US | SERC | Gateway | - | DCSS | Projected Sales and Outgoing Adjustments | 0 | 0 | 0 | 0 | 0 | 0 | 0 | 0 | 0 | 0 | 0
2007 | US | SERC | Gateway | - | DCSSA | Sales | 0 | 0 | 0 | 0 | 0 | 0 | 0 | 0 | 0 | 0 | 0
2007 | US | SERC | Gateway | - | DCSSM | Planned Outage or Scheduled Maintenance | 0 | 0 | 0 | 0 | 0 | 0 | 0 | 0 | 0 | 0 | 0
2007 | US | SERC | Gateway | - | DCSST | Standby Demand | 0 | 0 | 0 | 0 | 0 | 0 | 0 | 0 | 0 | 0 | 0
2007 | US | SERC | Gateway | - | DCST | Total Internal Capacity | 31112 | 31103 | 30148 | 30620 | 29179 | 31198 | 32446 | 32530 | 32527 | 32399 | 33775
2007 | US | SERC | Gateway | - | DCSTEX | Existing Capacity | 27738 | 27885 | 27885 | 27885 | 27885 | 27885 | 27885 | 27885 | 27885 | 27885 | 27885
2007 | US | SERC | Gateway | - | DCSTI | Projected Total Internal Demand | 19313 | 18984 | 19293 | 19347 | 19579 | 19798 | 20013 | 20228 | 20442 | 20658 | 20775
2007 | US | SERC | Gateway | - | DCSTL | Transmission-Limited Resources | 0 | 0 | 0 | 0 | 0 | 0 | 0 | 0 | 0 | 0 | 0
2007 | US | SERC | Gateway | - | DCSTNP | Net Purchases From Non-reporting Parties Within Region/Subregion | 0 | 3218 | 2102 | 2541 | 3110 | 3179 | 3273 | 3382 | 3476 | 3438 | 4303
2007 | US | SERC | Gateway | - | DCSTO | Operable Total Internal Capacity | 30672 | 30663 | 29708 | 30620 | 29179 | 31198 | 32446 | 32530 | 32527 | 32399 | 33775
2007 | US | SERC | Gateway | - | DCSTP | Total Potential Resources | 30901 | 33063 | 31698 | 32080 | 30276 | 32315 | 33585 | 33674 | 33693 | 33587 | 35218
2007 | US | SERC | Gateway | - | DCSTPN | Planned – NOT under construction & positive rerating | 0 | 0 | 0 | 0 | -2770 | -1175 | -21 | -46 | -143 | -233 | 278
2007 | US | SERC | Gateway | - | DCSTPU | Planned Additions of New Capacity and Planned Uprates to Existing Capacity | 0 | 0 | 161 | 194 | 954 | 1309 | 1309 | 1309 | 1309 | 1309 | 1309
2007 | US | SERC | Gateway | - | DCSTRE | Planned Retirements and Planned Deratings | 0 | 0 | 0 | 0 | 0 | 0 | 0 | 0 | 0 | 0 | 0
2007 | US | SERC | Gateway | - | DCSUC | Uncommitted Resources (Operable) | 8964 | 9150 | 9150 | 9150 | 9150 | 9150 | 9150 | 9150 | 9150 | 9150 | 9150
2007 | US | SERC | Gateway | - | DCSUCC | Committed | 0 | 0 | 6 | 6 | 126 | 126 | 126 | 126 | 126 | 126 | 126
2007 | US | SERC | Gateway | - | DCSUCE | Energy Only | 0 | 0 | 0 | 1352 | 1992 | 2347 | 2347 | 2347 | 2347 | 2347 | 2347
2007 | US | SERC | Gateway | - | DCSUCU | Uncommitted | 0 | 0 | 155 | -1164 | -1164 | -1164 | -1164 | -1164 | -1164 | -1164 | -1164
2007 | US | SERC | Gateway | - | DCSXC | COMMITTED | 18774 | 18735 | 18735 | 18735 | 18735 | 18735 | 18735 | 18735 | 18735 | 18735 | 18735
2007 | US | SERC | Gateway | - | DCSXCI | Inoperable | 440 | 440 | 440 | 440 | 440 | 440 | 440 | 440 | 440 | 440 | 440
2007 | US | SERC | Gateway | - | DCSXCO | Operable | 18334 | 18295 | 18295 | 18295 | 18295 | 18295 | 18295 | 18295 | 18295 | 18295 | 18295
2007 | US | SERC | Gateway | - | DCSXE | ENERGY ONLY | 0 | 0 | 0 | 0 | 0 | 0 | 0 | 0 | 0 | 0 | 0
2007 | US | SERC | Gateway | - | DCSXEI | Inoperable | 0 | 0 | 0 | 0 | 0 | 0 | 0 | 0 | 0 | 0 | 0
2007 | US | SERC | Gateway | - | DCSXU | UNCOMMITTED | 8964 | 9150 | 9150 | 9150 | 9150 | 9150 | 9150 | 9150 | 9150 | 9150 | 9150
2007 | US | SERC | Gateway | - | DCSXUI | Inoperable | 0 | 0 | 0 | 0 | 0 | 0 | 0 | 0 | 0 | 0 | 0
2007 | US | SERC | Southeastern | - | CSTF | Total | 52336 | 53269 | 53256 | 53915 | 56008 | 57794 | 59250 | 59693 | 61184 | 62685 | 64450
2007 | US | SERC | Southeastern | - | DCSAI | Owned Capacity/Entitlement Located Externally | 0 | 0 | 0 | 0 | 0 | 0 | 0 | 0 | 0 | 0 | 0
2007 | US | SERC | Southeastern | - | DCSAO | Capacity Owned by/Entitlement Held by External Entity | 0 | 0 | 0 | 0 | 0 | 0 | 0 | 0 | 0 | 0 | 0
2007 | US | SERC | Southeastern | - | DCSCD | Conditional derates | 0 | 0 | 0 | 0 | 0 | 0 | 0 | 0 | 0 | 0 | 0
2007 | US | SERC | Southeastern | - | DCSDGG | Distributed Generator Capacity >= 1 MW | 0 | 0 | 0 | 0 | 0 | 0 | 0 | 0 | 0 | 0 | 0
2007 | US | SERC | Southeastern | - | DCSDGL | Distributed Generator Capacity < 1 MW | 0 | 0 | 0 | 0 | 0 | 0 | 0 | 0 | 0 | 0 | 0
2007 | US | SERC | Southeastern | - | DCSDIC | Deliverable Internal Capacity | 56641 | 57936 | 58499 | 60715 | 62953 | 64985 | 66377 | 67403 | 69013 | 71976 | 74404
2007 | US | SERC | Southeastern | - | DCSDR | Derates and Decreases in Seasonal Rated Capacity | 0 | 0 | 0 | 0 | 0 | 0 | 0 | 0 | 0 | 0 | 0
2007 | US | SERC | Southeastern | - | DCSDTO | Derated Operable Total Internal Capacity | 63181 | 64476 | 65580 | 67850 | 71209 | 73162 | 74477 | 75422 | 76947 | 79822 | 82157
2007 | US | SERC | Southeastern | - | DCSEO | Energy-Only Resources (Operable) | 195 | 195 | 195 | 195 | 195 | 195 | 195 | 195 | 195 | 195 | 195
2007 | US | SERC | Southeastern | - | DCSFP | Full-Responsibility Purchases (portion of total purchases) | 0 | 0 | 0 | 0 | 0 | 0 | 0 | 0 | 0 | 0 | 0
2007 | US | SERC | Southeastern | - | DCSFS | Full-Responsibility Sales (portion of total sales) | 0 | 0 | 0 | 0 | 0 | 0 | 0 | 0 | 0 | 0 | 0
2007 | US | SERC | Southeastern | - | DCSIC | Inoperable capacity | 9 | 126 | 9 | 9 | 9 | 9 | 9 | 9 | 9 | 9 | 9
2007 | US | SERC | Southeastern | - | DCSICC | Inoperable Committed Capacity | 0 | 0 | 0 | 0 | 0 | 0 | 0 | 0 | 0 | 0 | 0
2007 | US | SERC | Southeastern | - | DCSICE | Inoperable Energy Only Capacity | 0 | 0 | 0 | 0 | 0 | 0 | 0 | 0 | 0 | 0 | 0
2007 | US | SERC | Southeastern | - | DCSICU | Inoperable Uncommitted Capacity | 0 | 0 | 0 | 0 | 0 | 0 | 0 | 0 | 0 | 0 | 0
2007 | US | SERC | Southeastern | - | DCSIN | Internal Demand | 47520 | 49494 | 50769 | 52194 | 53506 | 54773 | 55947 | 57245 | 58578 | 59882 | 61254
2007 | US | SERC | Southeastern | - | DCSIT | Interruptible Demand | 1156 | 1344 | 1350 | 1351 | 1365 | 1365 | 1365 | 1365 | 1365 | 1365 | 1365
2007 | US | SERC | Southeastern | - | DCSLM | Direct Control Load Management | 20 | 20 | 20 | 20 | 20 | 20 | 20 | 20 | 20 | 20 | 20
2007 | US | SERC | Southeastern | - | DCSNC | Net Capacity Resources | 55713 | 56328 | 56927 | 58508 | 60902 | 63116 | 64475 | 65417 | 66994 | 69903 | 74587
2007 | US | SERC | Southeastern | - | DCSNI | Projected Net Internal Demand | 46359 | 48145 | 49414 | 50838 | 52136 | 53403 | 54577 | 55875 | 57208 | 58512 | 59884
2007 | US | SERC | Southeastern | - | DCSNUC | Committed | 0 | 0 | 0 | 0 | 2093 | 3879 | 5335 | 5778 | 7269 | 8770 | 10535
2007 | US | SERC | Southeastern | - | DCSNUE | Energy Only | 0 | 0 | 0 | 0 | 0 | 0 | 0 | 0 | 0 | 0 | 0
2007 | US | SERC | Southeastern | - | DCSNUU | Uncommitted | 0 | 0 | 0 | 0 | 1121 | 1042 | 965 | 884 | 799 | 711 | 618
2007 | US | SERC | Southeastern | - | DCSOEU | OPERABLE ENERGY-ONLY AND UNCOMMITTED RESOURCES | 6540 | 6540 | 7081 | 7135 | 8256 | 8177 | 8100 | 8019 | 7934 | 7846 | 7753
2007 | US | SERC | Southeastern | - | DCSOIC | Derated Operable Internal Capacity | 56641 | 57936 | 58499 | 60715 | 62953 | 64985 | 66377 | 67403 | 69013 | 71976 | 74404
2007 | US | SERC | Southeastern | - | DCSOTL | Other Capacity < 1 MW | 0 | 0 | 0 | 0 | 0 | 0 | 0 | 0 | 0 | 0 | 0
2007 | US | SERC | Southeastern | - | DCSP | Projected Purchases and Incoming Adjustments | 865 | 865 | 865 | 865 | 865 | 980 | 980 | 980 | 980 | 980 | 980
2007 | US | SERC | Southeastern | - | DCSPCA | PLANNED CAPACITY ADDITIONS | 0 | 0 | 541 | 1255 | 4469 | 6176 | 7555 | 7917 | 9323 | 10736 | 12408
2007 | US | SERC | Southeastern | - | DCSPU | Purchases | 865 | 865 | 865 | 865 | 865 | 980 | 980 | 980 | 980 | 980 | 980
2007 | US | SERC | Southeastern | - | DCSREI | Planned Retirements of Existing Inoperable Capacity | 0 | 0 | 0 | 0 | 0 | 0 | 0 | 0 | 0 | 0 | 0
2007 | US | SERC | Southeastern | - | DCSREP | Existing Net Purchases from Non-reporting Parties within Region/Subregion | 4314 | 0 | 0 | 0 | 0 | 0 | 0 | 0 | 0 | 0 | 0
2007 | US | SERC | Southeastern | - | DCSRIC | Return to Service of Existing Inoperable Capacity | 0 | 0 | 117 | 117 | 117 | 117 | 117 | 117 | 117 | 117 | 117
2007 | US | SERC | Southeastern | - | DCSRNR | Planned Negative Reratings of Existing Capacity | 0 | 0 | 14 | 14 | 14 | 14 | 14 | 14 | 14 | 14 | 14
2007 | US | SERC | Southeastern | - | DCSRPR | Planned Positive Reratings of Existing Capacity | 0 | 0 | 0 | 0 | 0 | 0 | 0 | 0 | 0 | 0 | 0
2007 | US | SERC | Southeastern | - | DCSRRA | CAPACITY RERATINGS, RETIREMENTS AND ADJUSTMENTS | 4314 | 4793 | 5239 | 6795 | 6940 | 7186 | 7122 | 7705 | 7824 | 9286 | 9949
2007 | US | SERC | Southeastern | - | DCSS | Projected Sales and Outgoing Adjustments | 1793 | 2473 | 2437 | 3072 | 2916 | 2849 | 2882 | 2966 | 2999 | 3053 | 797
2007 | US | SERC | Southeastern | - | DCSSA | Sales | 1793 | 2473 | 2437 | 3072 | 2916 | 2849 | 2882 | 2966 | 2999 | 3053 | 797
2007 | US | SERC | Southeastern | - | DCSSM | Planned Outage or Scheduled Maintenance | 0 | 0 | 0 | 0 | 0 | 0 | 0 | 0 | 0 | 0 | 0
2007 | US | SERC | Southeastern | - | DCSST | Standby Demand | 15 | 15 | 15 | 15 | 15 | 15 | 15 | 15 | 15 | 15 | 15
2007 | US | SERC | Southeastern | - | DCST | Total Internal Capacity | 63190 | 64602 | 65589 | 67859 | 71218 | 73171 | 74486 | 75431 | 76956 | 79831 | 82166
2007 | US | SERC | Southeastern | - | DCSTEX | Existing Capacity | 58876 | 59809 | 59809 | 59809 | 59809 | 59809 | 59809 | 59809 | 59809 | 59809 | 59809
2007 | US | SERC | Southeastern | - | DCSTI | Projected Total Internal Demand | 47535 | 49509 | 50784 | 52209 | 53521 | 54788 | 55962 | 57260 | 58593 | 59897 | 61269
2007 | US | SERC | Southeastern | - | DCSTL | Transmission-Limited Resources | 0 | 0 | 0 | 0 | 0 | 0 | 0 | 0 | 0 | 0 | 0
2007 | US | SERC | Southeastern | - | DCSTNP | Net Purchases From Non-reporting Parties Within Region/Subregion | 0 | 4793 | 5253 | 6809 | 6954 | 7200 | 7136 | 7719 | 7838 | 9300 | 9963
2007 | US | SERC | Southeastern | - | DCSTO | Operable Total Internal Capacity | 63181 | 64476 | 65580 | 67850 | 71209 | 73162 | 74477 | 75422 | 76947 | 79822 | 82157
2007 | US | SERC | Southeastern | - | DCSTP | Total Potential Resources | 62253 | 62868 | 64008 | 65643 | 69158 | 71293 | 72575 | 73436 | 74928 | 77749 | 82340
2007 | US | SERC | Southeastern | - | DCSTPN | Planned – NOT under construction & positive rerating | 0 | 0 | 0 | 0 | 3214 | 4921 | 6300 | 6662 | 8068 | 9481 | 11153
2007 | US | SERC | Southeastern | - | DCSTPU | Planned Additions of New Capacity and Planned Uprates to Existing Capacity | 0 | 0 | 541 | 1255 | 1255 | 1255 | 1255 | 1255 | 1255 | 1255 | 1255
2007 | US | SERC | Southeastern | - | DCSTRE | Planned Retirements and Planned Deratings | 0 | 0 | 0 | 0 | 0 | 0 | 0 | 0 | 0 | 0 | 0
2007 | US | SERC | Southeastern | - | DCSUC | Uncommitted Resources (Operable) | 6345 | 6345 | 6345 | 6345 | 6345 | 6345 | 6345 | 6345 | 6345 | 6345 | 6345
2007 | US | SERC | Southeastern | - | DCSUCC | Committed | 0 | 0 | 0 | 660 | 660 | 660 | 660 | 660 | 660 | 660 | 660
2007 | US | SERC | Southeastern | - | DCSUCE | Energy Only | 0 | 0 | 0 | 0 | 0 | 0 | 0 | 0 | 0 | 0 | 0
2007 | US | SERC | Southeastern | - | DCSUCU | Uncommitted | 0 | 0 | 541 | 595 | 595 | 595 | 595 | 595 | 595 | 595 | 595
2007 | US | SERC | Southeastern | - | DCSXC | COMMITTED | 52336 | 53269 | 53269 | 53269 | 53269 | 53269 | 53269 | 53269 | 53269 | 53269 | 53269
2007 | US | SERC | Southeastern | - | DCSXCI | Inoperable | 9 | 126 | 126 | 126 | 126 | 126 | 126 | 126 | 126 | 126 | 126
2007 | US | SERC | Southeastern | - | DCSXCO | Operable | 52327 | 53143 | 53143 | 53143 | 53143 | 53143 | 53143 | 53143 | 53143 | 53143 | 53143
2007 | US | SERC | Southeastern | - | DCSXE | ENERGY ONLY | 195 | 195 | 195 | 195 | 195 | 195 | 195 | 195 | 195 | 195 | 195
2007 | US | SERC | Southeastern | - | DCSXEI | Inoperable | 0 | 0 | 0 | 0 | 0 | 0 | 0 | 0 | 0 | 0 | 0
2007 | US | SERC | Southeastern | - | DCSXU | UNCOMMITTED | 6345 | 6345 | 6345 | 6345 | 6345 | 6345 | 6345 | 6345 | 6345 | 6345 | 6345
2007 | US | SERC | Southeastern | - | DCSXUI | Inoperable | 0 | 0 | 0 | 0 | 0 | 0 | 0 | 0 | 0 | 0 | 0
2007 | US | SERC | VACAR | - | CSTF | Total | 62671 | 64376 | 64816 | 65851 | 66962 | 68029 | 69118 | 71018 | 71637 | 72537 | 74838
2007 | US | SERC | VACAR | - | DCSAI | Owned Capacity/Entitlement Located Externally | 0 | 0 | 0 | 0 | 0 | 0 | 0 | 0 | 0 | 0 | 0
2007 | US | SERC | VACAR | - | DCSAO | Capacity Owned by/Entitlement Held by External Entity | 0 | 0 | 0 | 0 | 0 | 0 | 0 | 0 | 0 | 0 | 0
2007 | US | SERC | VACAR | - | DCSCD | Conditional derates | 0 | 0 | 0 | 0 | 0 | 0 | 0 | 0 | 0 | 0 | 0
2007 | US | SERC | VACAR | - | DCSDGG | Distributed Generator Capacity >= 1 MW | 0 | 0 | 0 | 0 | 0 | 0 | 0 | 0 | 0 | 0 | 0
2007 | US | SERC | VACAR | - | DCSDGL | Distributed Generator Capacity < 1 MW | 0 | 0 | 0 | 0 | 0 | 0 | 0 | 0 | 0 | 0 | 0
2007 | US | SERC | VACAR | - | DCSDIC | Deliverable Internal Capacity | 66832 | 68885 | 69636 | 71119 | 72473 | 73286 | 74803 | 76979 | 77823 | 78886 | 81269
2007 | US | SERC | VACAR | - | DCSDR | Derates and Decreases in Seasonal Rated Capacity | 0 | 0 | 0 | 0 | 0 | 0 | 0 | 0 | 0 | 0 | 0
2007 | US | SERC | VACAR | - | DCSDTO | Derated Operable Total Internal Capacity | 69591 | 72202 | 73324 | 75346 | 79384 | 82117 | 84017 | 86193 | 87047 | 89710 | 92093
2007 | US | SERC | VACAR | - | DCSEO | Energy-Only Resources (Operable) | 0 | 0 | 0 | 0 | 0 | 0 | 0 | 0 | 0 | 0 | 0
2007 | US | SERC | VACAR | - | DCSFP | Full-Responsibility Purchases (portion of total purchases) | 0 | 0 | 0 | 0 | 0 | 0 | 0 | 0 | 0 | 0 | 0
2007 | US | SERC | VACAR | - | DCSFS | Full-Responsibility Sales (portion of total sales) | 0 | 0 | 0 | 0 | 0 | 0 | 0 | 0 | 0 | 0 | 0
2007 | US | SERC | VACAR | - | DCSIC | Inoperable capacity | 63 | -63 | -63 | -63 | -63 | -63 | -63 | -63 | -63 | -63 | -63
2007 | US | SERC | VACAR | - | DCSICC | Inoperable Committed Capacity | 0 | 0 | 0 | 0 | 0 | 0 | 0 | 0 | 0 | 0 | 0
2007 | US | SERC | VACAR | - | DCSICE | Inoperable Energy Only Capacity | 0 | 0 | 0 | 0 | 0 | 0 | 0 | 0 | 0 | 0 | 0
2007 | US | SERC | VACAR | - | DCSICU | Inoperable Uncommitted Capacity | 0 | 0 | 0 | 0 | 0 | 0 | 0 | 0 | 0 | 0 | 0
2007 | US | SERC | VACAR | - | DCSIN | Internal Demand | 62608 | 62331 | 63396 | 64763 | 65949 | 67008 | 68281 | 69425 | 70601 | 71827 | 72932
2007 | US | SERC | VACAR | - | DCSIT | Interruptible Demand | 436 | 949 | 958 | 968 | 955 | 943 | 930 | 919 | 920 | 921 | 922
2007 | US | SERC | VACAR | - | DCSLM | Direct Control Load Management | 587 | 802 | 816 | 850 | 903 | 942 | 982 | 1009 | 1035 | 1043 | 1052
2007 | US | SERC | VACAR | - | DCSNC | Net Capacity Resources | 67318 | 69811 | 70676 | 72173 | 73293 | 73839 | 75389 | 77499 | 78376 | 79493 | 81620
2007 | US | SERC | VACAR | - | DCSNI | Projected Net Internal Demand | 61585 | 60580 | 61622 | 62945 | 64091 | 65123 | 66369 | 67497 | 68646 | 69863 | 70958
2007 | US | SERC | VACAR | - | DCSNUC | Committed | 0 | 0 | 0 | 0 | 1111 | 2178 | 3267 | 5167 | 5786 | 6686 | 8987
2007 | US | SERC | VACAR | - | DCSNUE | Energy Only | 0 | 0 | 0 | 0 | 0 | 0 | 0 | 0 | 0 | 0 | 0
2007 | US | SERC | VACAR | - | DCSNUU | Uncommitted | 0 | 0 | 0 | 0 | 2684 | 4604 | 4987 | 4987 | 4997 | 6597 | 6597
2007 | US | SERC | VACAR | - | DCSOEU | OPERABLE ENERGY-ONLY AND UNCOMMITTED RESOURCES | 2759 | 3317 | 3688 | 4227 | 6911 | 8831 | 9214 | 9214 | 9224 | 10824 | 10824
2007 | US | SERC | VACAR | - | DCSOIC | Derated Operable Internal Capacity | 66832 | 68885 | 69636 | 71119 | 72473 | 73286 | 74803 | 76979 | 77823 | 78886 | 81269
2007 | US | SERC | VACAR | - | DCSOTL | Other Capacity < 1 MW | 0 | 0 | 0 | 0 | 0 | 0 | 0 | 0 | 0 | 0 | 0
2007 | US | SERC | VACAR | - | DCSP | Projected Purchases and Incoming Adjustments | 1046 | 1486 | 1500 | 1514 | 1280 | 1013 | 1046 | 980 | 1013 | 1067 | 811
2007 | US | SERC | VACAR | - | DCSPCA | PLANNED CAPACITY ADDITIONS | 0 | 0 | 811 | 2385 | 6180 | 9167 | 10639 | 12539 | 13168 | 15668 | 17969
2007 | US | SERC | VACAR | - | DCSPU | Purchases | 1046 | 1486 | 1500 | 1514 | 1280 | 1013 | 1046 | 980 | 1013 | 1067 | 811
2007 | US | SERC | VACAR | - | DCSREI | Planned Retirements of Existing Inoperable Capacity | 0 | 0 | 0 | 0 | 0 | 0 | 0 | 0 | 0 | 0 | 0
2007 | US | SERC | VACAR | - | DCSREP | Existing Net Purchases from Non-reporting Parties within Region/Subregion | 4224 | 0 | 0 | 0 | 0 | 0 | 0 | 0 | 0 | 0 | 0
2007 | US | SERC | VACAR | - | DCSRIC | Return to Service of Existing Inoperable Capacity | 0 | 63 | 63 | 63 | 63 | 63 | 63 | 63 | 63 | 63 | 63
2007 | US | SERC | VACAR | - | DCSRNR | Planned Negative Reratings of Existing Capacity | 0 | 0 | 0 | 0 | 0 | 0 | 0 | 0 | 0 | 0 | 0
2007 | US | SERC | VACAR | - | DCSRPR | Planned Positive Reratings of Existing Capacity | 0 | 0 | 0 | 0 | 0 | 0 | 0 | 0 | 0 | 0 | 0
2007 | US | SERC | VACAR | - | DCSRRA | CAPACITY RERATINGS, RETIREMENTS AND ADJUSTMENTS | 4224 | 4446 | 4757 | 5205 | 5448 | 5194 | 5622 | 5898 | 6123 | 6286 | 6368
2007 | US | SERC | VACAR | - | DCSS | Projected Sales and Outgoing Adjustments | 560 | 560 | 460 | 460 | 460 | 460 | 460 | 460 | 460 | 460 | 460
2007 | US | SERC | VACAR | - | DCSSA | Sales | 560 | 560 | 460 | 460 | 460 | 460 | 460 | 460 | 460 | 460 | 460
2007 | US | SERC | VACAR | - | DCSSM | Planned Outage or Scheduled Maintenance | 0 | 0 | 0 | 0 | 0 | 0 | 0 | 0 | 0 | 0 | 0
2007 | US | SERC | VACAR | - | DCSST | Standby Demand | 0 | 0 | 0 | 0 | 0 | 0 | 0 | 0 | 0 | 0 | 0
2007 | US | SERC | VACAR | - | DCST | Total Internal Capacity | 69654 | 72139 | 73261 | 75283 | 79321 | 82054 | 83954 | 86130 | 86984 | 89647 | 92030
2007 | US | SERC | VACAR | - | DCSTEX | Existing Capacity | 65430 | 67693 | 67693 | 67693 | 67693 | 67693 | 67693 | 67693 | 67693 | 67693 | 67693
2007 | US | SERC | VACAR | - | DCSTI | Projected Total Internal Demand | 62608 | 62331 | 63396 | 64763 | 65949 | 67008 | 68281 | 69425 | 70601 | 71827 | 72932
2007 | US | SERC | VACAR | - | DCSTL | Transmission-Limited Resources | 0 | 0 | 0 | 0 | 0 | 0 | 0 | 0 | 0 | 0 | 0
2007 | US | SERC | VACAR | - | DCSTNP | Net Purchases From Non-reporting Parties Within Region/Subregion | 0 | 4446 | 4757 | 5205 | 5448 | 5194 | 5622 | 5898 | 6123 | 6286 | 6368
2007 | US | SERC | VACAR | - | DCSTO | Operable Total Internal Capacity | 69591 | 72202 | 73324 | 75346 | 79384 | 82117 | 84017 | 86193 | 87047 | 89710 | 92093
2007 | US | SERC | VACAR | - | DCSTP | Total Potential Resources | 70077 | 73128 | 74364 | 76400 | 80204 | 82670 | 84603 | 86713 | 87600 | 90317 | 92444
2007 | US | SERC | VACAR | - | DCSTPN | Planned – NOT under construction & positive rerating | 0 | 0 | 0 | 0 | 3795 | 6782 | 8254 | 10154 | 10783 | 13283 | 15584
2007 | US | SERC | VACAR | - | DCSTPU | Planned Additions of New Capacity and Planned Uprates to Existing Capacity | 0 | 0 | 811 | 2385 | 2385 | 2385 | 2385 | 2385 | 2385 | 2385 | 2385
2007 | US | SERC | VACAR | - | DCSTRE | Planned Retirements and Planned Deratings | 0 | 0 | 0 | 0 | 0 | 0 | 0 | 0 | 0 | 0 | 0
2007 | US | SERC | VACAR | - | DCSUC | Uncommitted Resources (Operable) | 2759 | 3317 | 3317 | 3317 | 3317 | 3317 | 3317 | 3317 | 3317 | 3317 | 3317
2007 | US | SERC | VACAR | - | DCSUCC | Committed | 0 | 0 | 440 | 1475 | 1475 | 1475 | 1475 | 1475 | 1475 | 1475 | 1475
2007 | US | SERC | VACAR | - | DCSUCE | Energy Only | 0 | 0 | 0 | 0 | 0 | 0 | 0 | 0 | 0 | 0 | 0
2007 | US | SERC | VACAR | - | DCSUCU | Uncommitted | 0 | 0 | 371 | 910 | 910 | 910 | 910 | 910 | 910 | 910 | 910
2007 | US | SERC | VACAR | - | DCSXC | COMMITTED | 62671 | 64376 | 64376 | 64376 | 64376 | 64376 | 64376 | 64376 | 64376 | 64376 | 64376
2007 | US | SERC | VACAR | - | DCSXCI | Inoperable | 63 | 0 | 0 | 0 | 0 | 0 | 0 | 0 | 0 | 0 | 0
2007 | US | SERC | VACAR | - | DCSXCO | Operable | 62608 | 64376 | 64376 | 64376 | 64376 | 64376 | 64376 | 64376 | 64376 | 64376 | 64376
2007 | US | SERC | VACAR | - | DCSXE | ENERGY ONLY | 0 | 0 | 0 | 0 | 0 | 0 | 0 | 0 | 0 | 0 | 0
2007 | US | SERC | VACAR | - | DCSXEI | Inoperable | 0 | 0 | 0 | 0 | 0 | 0 | 0 | 0 | 0 | 0 | 0
2007 | US | SERC | VACAR | - | DCSXU | UNCOMMITTED | 2759 | 3317 | 3317 | 3317 | 3317 | 3317 | 3317 | 3317 | 3317 | 3317 | 3317
2007 | US | SERC | VACAR | - | DCSXUI | Inoperable | 0 | 0 | 0 | 0 | 0 | 0 | 0 | 0 | 0 | 0 | 0
2007 | US | SPP | - | - | CSTF | Total | 44361 | 45038 | 46107 | 46605 | 48817 | 49898 | 50845 | 51005 | 51960 | 52430 | 53154
2007 | US | SPP | - | - | DCSAI | Owned Capacity/Entitlement Located Externally | 859 | 887 | 887 | 887 | 887 | 1017 | 1017 | 1017 | 1017 | 1017 | 1017
2007 | US | SPP | - | - | DCSAO | Capacity Owned by/Entitlement Held by External Entity | 0 | 0 | 0 | 0 | 0 | 0 | 0 | 0 | 0 | 0 | 0
2007 | US | SPP | - | - | DCSCD | Conditional derates | 0 | 0 | 0 | 0 | 0 | 0 | 0 | 0 | 0 | 0 | 0
2007 | US | SPP | - | - | DCSDGG | Distributed Generator Capacity >= 1 MW | 215 | 215 | 215 | 215 | 215 | 215 | 215 | 215 | 215 | 215 | 215
2007 | US | SPP | - | - | DCSDGL | Distributed Generator Capacity < 1 MW | 3 | 3 | 3 | 3 | 3 | 3 | 3 | 3 | 3 | 3 | 3
2007 | US | SPP | - | - | DCSDIC | Deliverable Internal Capacity | 44362 | 44979 | 46173 | 46671 | 48883 | 49893 | 50840 | 50950 | 51905 | 52325 | 53050
2007 | US | SPP | - | - | DCSDR | Derates and Decreases in Seasonal Rated Capacity | 101 | 101 | 101 | 101 | 101 | 101 | 101 | 101 | 101 | 101 | 101
2007 | US | SPP | - | - | DCSDTO | Derated Operable Total Internal Capacity | 54120 | 54797 | 55991 | 56489 | 58701 | 59782 | 60729 | 60889 | 61844 | 62314 | 63039
2007 | US | SPP | - | - | DCSEO | Energy-Only Resources (Operable) | 0 | 0 | 0 | 0 | 0 | 0 | 0 | 0 | 0 | 0 | 0
2007 | US | SPP | - | - | DCSFP | Full-Responsibility Purchases (portion of total purchases) | 1441 | 1191 | 1116 | 1091 | 1087 | 1074 | 1074 | 1024 | 998 | 998 | 924
2007 | US | SPP | - | - | DCSFS | Full-Responsibility Sales (portion of total sales) | 1328 | 1359 | 1304 | 1321 | 1323 | 1325 | 1327 | 1329 | 1331 | 1333 | 1336
2007 | US | SPP | - | - | DCSIC | Inoperable capacity | 192 | 132 | 132 | 132 | 132 | 132 | 112 | 112 | 132 | 132 | 132
2007 | US | SPP | - | - | DCSICC | Inoperable Committed Capacity | 0 | 0 | 0 | 0 | 0 | 0 | 0 | 0 | 0 | 0 | 0
2007 | US | SPP | - | - | DCSICE | Inoperable Energy Only Capacity | 0 | 0 | 0 | 0 | 0 | 0 | 0 | 0 | 0 | 0 | 0
2007 | US | SPP | - | - | DCSICU | Inoperable Uncommitted Capacity | 0 | 0 | 0 | 0 | 0 | 0 | 0 | 0 | 0 | 0 | 0
2007 | US | SPP | - | - | DCSIN | Internal Demand | 42882 | 43007 | 43939 | 44827 | 45674 | 46488 | 47252 | 48060 | 48882 | 49746 | 50607
2007 | US | SPP | - | - | DCSIT | Interruptible Demand | 907 | 746 | 746 | 748 | 751 | 756 | 761 | 766 | 773 | 780 | 787
2007 | US | SPP | - | - | DCSLM | Direct Control Load Management | 13 | 15 | 17 | 26 | 32 | 41 | 48 | 50 | 51 | 52 | 54
2007 | US | SPP | - | - | DCSNC | Net Capacity Resources | 48621 | 49480 | 50859 | 51699 | 53075 | 54108 | 54228 | 54411 | 55449 | 55995 | 56911
2007 | US | SPP | - | - | DCSNI | Projected Net Internal Demand | 41982 | 42266 | 43196 | 44073 | 44911 | 45711 | 46463 | 47263 | 48077 | 48934 | 49786
2007 | US | SPP | - | - | DCSNUC | Committed | 0 | 0 | 350 | 675 | 1130 | 1727 | 2937 | 2937 | 3777 | 3777 | 4256
2007 | US | SPP | - | - | DCSNUE | Energy Only | 0 | 0 | 0 | 0 | 0 | 0 | 0 | 0 | 0 | 0 | 0
2007 | US | SPP | - | - | DCSNUU | Uncommitted | 0 | 60 | 60 | 60 | 60 | 131 | 131 | 181 | 181 | 231 | 231
2007 | US | SPP | - | - | DCSOEU | OPERABLE ENERGY-ONLY AND UNCOMMITTED RESOURCES | 9758 | 9818 | 9818 | 9818 | 9818 | 9889 | 9889 | 9939 | 9939 | 9989 | 9989
2007 | US | SPP | - | - | DCSOIC | Derated Operable Internal Capacity | 44362 | 44979 | 46173 | 46671 | 48883 | 49893 | 50840 | 50950 | 51905 | 52325 | 53050
2007 | US | SPP | - | - | DCSOTL | Other Capacity < 1 MW | 0 | 0 | 0 | 0 | 0 | 0 | 0 | 0 | 0 | 0 | 0
2007 | US | SPP | - | - | DCSP | Projected Purchases and Incoming Adjustments | 7700 | 8152 | 8202 | 8536 | 7514 | 7464 | 6702 | 6726 | 6751 | 6908 | 7043
2007 | US | SPP | - | - | DCSPCA | PLANNED CAPACITY ADDITIONS | 0 | 215 | 1231 | 1556 | 3629 | 4572 | 5782 | 5832 | 6672 | 6972 | 7551
2007 | US | SPP | - | - | DCSPU | Purchases | 6841 | 7265 | 7315 | 7649 | 6627 | 6446 | 5686 | 5710 | 5734 | 5891 | 6026
2007 | US | SPP | - | - | DCSREI | Planned Retirements of Existing Inoperable Capacity | 0 | 0 | 0 | 0 | 0 | 0 | 0 | 0 | 0 | 0 | 0
2007 | US | SPP | - | - | DCSREP | Existing Net Purchases from Non-reporting Parties within Region/Subregion | 584 | 0 | 0 | 0 | 0 | 0 | 0 | 0 | 0 | 0 | 0
2007 | US | SPP | - | - | DCSRIC | Return to Service of Existing Inoperable Capacity | 0 | 48 | 48 | 48 | 48 | 48 | 68 | 68 | 48 | 48 | 48
2007 | US | SPP | - | - | DCSRNR | Planned Negative Reratings of Existing Capacity | 0 | 174 | 171 | 171 | 171 | 171 | 189 | 204 | 209 | 209 | 209
2007 | US | SPP | - | - | DCSRPR | Planned Positive Reratings of Existing Capacity | 0 | 230 | 225 | 268 | 237 | 255 | 255 | 250 | 250 | 250 | 256
2007 | US | SPP | - | - | DCSRRA | CAPACITY RERATINGS, RETIREMENTS AND ADJUSTMENTS | 584 | 590 | 718 | 891 | 1030 | 1168 | 885 | 995 | 1130 | 1300 | 1446
2007 | US | SPP | - | - | DCSS | Projected Sales and Outgoing Adjustments | 3441 | 3650 | 3515 | 3507 | 3322 | 3248 | 3314 | 3265 | 3207 | 3238 | 3182
2007 | US | SPP | - | - | DCSSA | Sales | 3441 | 3650 | 3515 | 3507 | 3322 | 3248 | 3314 | 3265 | 3207 | 3238 | 3182
2007 | US | SPP | - | - | DCSSM | Planned Outage or Scheduled Maintenance | 278 | 50 | 0 | 0 | 0 | 0 | 0 | 0 | 0 | 0 | 0
2007 | US | SPP | - | - | DCSST | Standby Demand | 20 | 20 | 20 | 20 | 20 | 20 | 20 | 20 | 20 | 20 | 20
2007 | US | SPP | - | - | DCST | Total Internal Capacity | 54691 | 55080 | 56224 | 56722 | 58934 | 60015 | 60942 | 61102 | 62077 | 62547 | 63272
2007 | US | SPP | - | - | DCSTEX | Existing Capacity | 54107 | 54275 | 54275 | 54275 | 54275 | 54275 | 54275 | 54275 | 54275 | 54275 | 54275
2007 | US | SPP | - | - | DCSTI | Projected Total Internal Demand | 42902 | 43027 | 43959 | 44847 | 45694 | 46508 | 47272 | 48080 | 48902 | 49766 | 50627
2007 | US | SPP | - | - | DCSTL | Transmission-Limited Resources | 0 | 0 | 0 | 0 | 0 | 0 | 0 | 0 | 0 | 0 | 0
2007 | US | SPP | - | - | DCSTNP | Net Purchases From Non-reporting Parties Within Region/Subregion | 0 | 595 | 725 | 855 | 1025 | 1145 | 880 | 1010 | 1150 | 1320 | 1460
2007 | US | SPP | - | - | DCSTO | Operable Total Internal Capacity | 54499 | 54948 | 56092 | 56590 | 58802 | 59883 | 60830 | 60990 | 61945 | 62415 | 63140
2007 | US | SPP | - | - | DCSTP | Total Potential Resources | 58379 | 59298 | 60677 | 61517 | 62893 | 63997 | 64117 | 64350 | 65388 | 65984 | 66900
2007 | US | SPP | - | - | DCSTPN | Planned – NOT under construction & positive rerating | 0 | 60 | 410 | 735 | 1190 | 1858 | 3068 | 3118 | 3958 | 4008 | 4487
2007 | US | SPP | - | - | DCSTPU | Planned Additions of New Capacity and Planned Uprates to Existing Capacity | 0 | 155 | 821 | 821 | 2439 | 2714 | 2714 | 2714 | 2714 | 2964 | 3064
2007 | US | SPP | - | - | DCSTRE | Planned Retirements and Planned Deratings | 0 | 61 | 61 | 61 | 61 | 61 | 61 | 61 | 61 | 61 | 61
2007 | US | SPP | - | - | DCSUC | Uncommitted Resources (Operable) | 9758 | 9758 | 9758 | 9758 | 9758 | 9758 | 9758 | 9758 | 9758 | 9758 | 9758
2007 | US | SPP | - | - | DCSUCC | Committed | 0 | 155 | 821 | 821 | 2439 | 2714 | 2714 | 2714 | 2714 | 2964 | 3064
2007 | US | SPP | - | - | DCSUCE | Energy Only | 0 | 0 | 0 | 0 | 0 | 0 | 0 | 0 | 0 | 0 | 0
2007 | US | SPP | - | - | DCSUCU | Uncommitted | 0 | 0 | 0 | 0 | 0 | 0 | 0 | 0 | 0 | 0 | 0
2007 | US | SPP | - | - | DCSXC | COMMITTED | 44349 | 44517 | 44517 | 44517 | 44517 | 44517 | 44517 | 44517 | 44517 | 44517 | 44517
2007 | US | SPP | - | - | DCSXCI | Inoperable | 192 | 180 | 180 | 180 | 180 | 180 | 180 | 180 | 180 | 180 | 180
2007 | US | SPP | - | - | DCSXCO | Operable | 44157 | 44337 | 44337 | 44337 | 44337 | 44337 | 44337 | 44337 | 44337 | 44337 | 44337
2007 | US | SPP | - | - | DCSXE | ENERGY ONLY | 0 | 0 | 0 | 0 | 0 | 0 | 0 | 0 | 0 | 0 | 0
2007 | US | SPP | - | - | DCSXEI | Inoperable | 0 | 0 | 0 | 0 | 0 | 0 | 0 | 0 | 0 | 0 | 0
2007 | US | SPP | - | - | DCSXU | UNCOMMITTED | 9758 | 9758 | 9758 | 9758 | 9758 | 9758 | 9758 | 9758 | 9758 | 9758 | 9758
2007 | US | SPP | - | - | DCSXUI | Inoperable | 0 | 0 | 0 | 0 | 0 | 0 | 0 | 0 | 0 | 0 | 0
2007 | US | WECC | - | - | CSTF | Total | 174802 | 176940 | 182982 | 185309 | 188594 | 189490 | 189502 | 189502 | 189502 | 189502 | 189502
2007 | US | WECC | - | - | DCSAI | Owned Capacity/Entitlement Located Externally | 0 | 0 | 0 | 0 | 0 | 0 | 0 | 0 | 0 | 0 | 0
2007 | US | WECC | - | - | DCSAO | Capacity Owned by/Entitlement Held by External Entity | 0 | 0 | 0 | 0 | 0 | 0 | 0 | 0 | 0 | 0 | 0
2007 | US | WECC | - | - | DCSCD | Conditional derates | 0 | 0 | 0 | 0 | 0 | 0 | 0 | 0 | 0 | 0 | 0
2007 | US | WECC | - | - | DCSDGG | Distributed Generator Capacity >= 1 MW | 0 | 0 | 0 | 0 | 0 | 0 | 0 | 0 | 0 | 0 | 0
2007 | US | WECC | - | - | DCSDGL | Distributed Generator Capacity < 1 MW | 0 | 0 | 0 | 0 | 0 | 0 | 0 | 0 | 0 | 0 | 0
2007 | US | WECC | - | - | DCSDIC | Deliverable Internal Capacity | 159465 | 167422 | 170909 | 171233 | 172976 | 173255 | 173219 | 173124 | 173134 | 173126 | 173151
2007 | US | WECC | - | - | DCSDR | Derates and Decreases in Seasonal Rated Capacity | 8876 | 8911 | 10126 | 10234 | 10234 | 10234 | 10234 | 10234 | 10234 | 10234 | 10234
2007 | US | WECC | - | - | DCSDTO | Derated Operable Total Internal Capacity | 159575 | 167532 | 172436 | 174766 | 178102 | 178991 | 178955 | 178860 | 178870 | 178862 | 178887
2007 | US | WECC | - | - | DCSEO | Energy-Only Resources (Operable) | 0 | 0 | 0 | 0 | 0 | 0 | 0 | 0 | 0 | 0 | 0
2007 | US | WECC | - | - | DCSFP | Full-Responsibility Purchases (portion of total purchases) | 716 | 755 | 760 | 724 | 730 | 594 | 602 | 603 | 605 | 608 | 610
2007 | US | WECC | - | - | DCSFS | Full-Responsibility Sales (portion of total sales) | 547 | 245 | 217 | 219 | 219 | 221 | 222 | 223 | 223 | 224 | 225
2007 | US | WECC | - | - | DCSIC | Inoperable capacity | 0 | 0 | 0 | 0 | 0 | 0 | 0 | 0 | 0 | 0 | 0
2007 | US | WECC | - | - | DCSICC | Inoperable Committed Capacity | 0 | 0 | 0 | 0 | 0 | 0 | 0 | 0 | 0 | 0 | 0
2007 | US | WECC | - | - | DCSICE | Inoperable Energy Only Capacity | 0 | 0 | 0 | 0 | 0 | 0 | 0 | 0 | 0 | 0 | 0
2007 | US | WECC | - | - | DCSICU | Inoperable Uncommitted Capacity | 0 | 0 | 0 | 0 | 0 | 0 | 0 | 0 | 0 | 0 | 0
2007 | US | WECC | - | - | DCSIN | Internal Demand | 142096 | 137465 | 140284 | 143175 | 146044 | 148854 | 151644 | 154431 | 157280 | 160298 | 163341
2007 | US | WECC | - | - | DCSIT | Interruptible Demand | 2522 | 3169 | 3242 | 3289 | 3304 | 3329 | 3341 | 3351 | 3349 | 3365 | 3357
2007 | US | WECC | - | - | DCSLM | Direct Control Load Management | 172 | 207 | 238 | 270 | 301 | 357 | 407 | 450 | 490 | 525 | 556
2007 | US | WECC | - | - | DCSNC | Net Capacity Resources | 159634 | 167932 | 171452 | 171738 | 173487 | 173628 | 173599 | 173504 | 173516 | 173510 | 173536
2007 | US | WECC | - | - | DCSNI | Projected Net Internal Demand | 139402 | 134089 | 136804 | 139616 | 142439 | 145168 | 147896 | 150630 | 153441 | 156408 | 159428
2007 | US | WECC | - | - | DCSNUC | Committed | 0 | 0 | 0 | 0 | 0 | 0 | 0 | 0 | 0 | 0 | 0
2007 | US | WECC | - | - | DCSNUE | Energy Only | 0 | 0 | 0 | 0 | 0 | 0 | 0 | 0 | 0 | 0 | 0
2007 | US | WECC | - | - | DCSNUU | Uncommitted | 0 | 0 | 1417 | 3423 | 5016 | 5626 | 5626 | 5626 | 5626 | 5626 | 5626
2007 | US | WECC | - | - | DCSOEU | OPERABLE ENERGY-ONLY AND UNCOMMITTED RESOURCES | 0 | 0 | 1417 | 3423 | 5016 | 5626 | 5626 | 5626 | 5626 | 5626 | 5626
2007 | US | WECC | - | - | DCSOIC | Derated Operable Internal Capacity | 159575 | 167532 | 171019 | 171343 | 173086 | 173365 | 173329 | 173234 | 173244 | 173236 | 173261
2007 | US | WECC | - | - | DCSOTL | Other Capacity < 1 MW | 0 | 0 | 0 | 0 | 0 | 0 | 0 | 0 | 0 | 0 | 0
2007 | US | WECC | - | - | DCSP | Projected Purchases and Incoming Adjustments | 716 | 755 | 760 | 724 | 730 | 594 | 602 | 603 | 605 | 608 | 610
2007 | US | WECC | - | - | DCSPCA | PLANNED CAPACITY ADDITIONS | 0 | 1856 | 7778 | 10112 | 13385 | 14269 | 14269 | 14269 | 14269 | 14269 | 14269
2007 | US | WECC | - | - | DCSPU | Purchases | 716 | 755 | 760 | 724 | 730 | 594 | 602 | 603 | 605 | 608 | 610
2007 | US | WECC | - | - | DCSREI | Planned Retirements of Existing Inoperable Capacity | 0 | 0 | 0 | 0 | 0 | 0 | 0 | 0 | 0 | 0 | 0
2007 | US | WECC | - | - | DCSREP | Existing Net Purchases from Non-reporting Parties within Region/Subregion | 0 | 0 | 0 | 0 | 0 | 0 | 0 | 0 | 0 | 0 | 0
2007 | US | WECC | - | - | DCSRIC | Return to Service of Existing Inoperable Capacity | 0 | 0 | 0 | 0 | 0 | 0 | 0 | 0 | 0 | 0 | 0
2007 | US | WECC | - | - | DCSRNR | Planned Negative Reratings of Existing Capacity | 0 | 0 | 0 | 5 | 5 | 5 | 5 | 133 | 133 | 133 | 133
2007 | US | WECC | - | - | DCSRPR | Planned Positive Reratings of Existing Capacity | 0 | 282 | 403 | 415 | 427 | 439 | 451 | 579 | 579 | 579 | 579
2007 | US | WECC | - | - | DCSRRA | CAPACITY RERATINGS, RETIREMENTS AND ADJUSTMENTS | 0 | 282 | 403 | 395 | 407 | 419 | 431 | 431 | 431 | 431 | 431
2007 | US | WECC | - | - | DCSS | Projected Sales and Outgoing Adjustments | 547 | 245 | 217 | 219 | 219 | 221 | 222 | 223 | 223 | 224 | 225
2007 | US | WECC | - | - | DCSSA | Sales | 547 | 245 | 217 | 219 | 219 | 221 | 222 | 223 | 223 | 224 | 225
2007 | US | WECC | - | - | DCSSM | Planned Outage or Scheduled Maintenance | 6351 | 497 | 421 | 309 | 258 | 265 | 313 | 408 | 398 | 406 | 381
2007 | US | WECC | - | - | DCSST | Standby Demand | 0 | 0 | 0 | 0 | 0 | 0 | 0 | 0 | 0 | 0 | 0
2007 | US | WECC | - | - | DCST | Total Internal Capacity | 174802 | 176940 | 182983 | 185309 | 188594 | 189490 | 189502 | 189502 | 189502 | 189502 | 189502
2007 | US | WECC | - | - | DCSTEX | Existing Capacity | 174802 | 174802 | 174802 | 174802 | 174802 | 174802 | 174802 | 174802 | 174802 | 174802 | 174802
2007 | US | WECC | - | - | DCSTI | Projected Total Internal Demand | 142096 | 137465 | 140284 | 143175 | 146044 | 148854 | 151644 | 154431 | 157280 | 160298 | 163341
2007 | US | WECC | - | - | DCSTL | Transmission-Limited Resources | 110 | 110 | 110 | 110 | 110 | 110 | 110 | 110 | 110 | 110 | 110
2007 | US | WECC | - | - | DCSTNP | Net Purchases From Non-reporting Parties Within Region/Subregion | 0 | 0 | 0 | 0 | 0 | 0 | 0 | 0 | 0 | 0 | 0
2007 | US | WECC | - | - | DCSTO | Operable Total Internal Capacity | 174802 | 176940 | 182983 | 185309 | 188594 | 189490 | 189502 | 189502 | 189502 | 189502 | 189502
2007 | US | WECC | - | - | DCSTP | Total Potential Resources | 159744 | 168042 | 172979 | 175271 | 178613 | 179364 | 179335 | 179240 | 179252 | 179246 | 179272
2007 | US | WECC | - | - | DCSTPN | Planned – NOT under construction & positive rerating | 0 | 0 | 1417 | 3423 | 5016 | 5626 | 5626 | 5626 | 5626 | 5626 | 5626
2007 | US | WECC | - | - | DCSTPU | Planned Additions of New Capacity and Planned Uprates to Existing Capacity | 0 | 1856 | 6361 | 6689 | 8369 | 8643 | 8643 | 8643 | 8643 | 8643 | 8643
2007 | US | WECC | - | - | DCSTRE | Planned Retirements and Planned Deratings | 0 | 0 | 0 | 15 | 15 | 15 | 15 | 15 | 15 | 15 | 15
2007 | US | WECC | - | - | DCSUC | Uncommitted Resources (Operable) | 0 | 0 | 0 | 0 | 0 | 0 | 0 | 0 | 0 | 0 | 0
2007 | US | WECC | - | - | DCSUCC | Committed | 0 | 1856 | 6361 | 6689 | 8369 | 8643 | 8643 | 8643 | 8643 | 8643 | 8643
2007 | US | WECC | - | - | DCSUCE | Energy Only | 0 | 0 | 0 | 0 | 0 | 0 | 0 | 0 | 0 | 0 | 0
2007 | US | WECC | - | - | DCSUCU | Uncommitted | 0 | 0 | 0 | 0 | 0 | 0 | 0 | 0 | 0 | 0 | 0
2007 | US | WECC | - | - | DCSXC | COMMITTED | 174802 | 174802 | 174802 | 174802 | 174802 | 174802 | 174802 | 174802 | 174802 | 174802 | 174802
2007 | US | WECC | - | - | DCSXCI | Inoperable | 0 | 0 | 0 | 0 | 0 | 0 | 0 | 0 | 0 | 0 | 0
2007 | US | WECC | - | - | DCSXCO | Operable | 174802 | 174802 | 174802 | 174802 | 174802 | 174802 | 174802 | 174802 | 174802 | 174802 | 174802
2007 | US | WECC | - | - | DCSXE | ENERGY ONLY | 0 | 0 | 0 | 0 | 0 | 0 | 0 | 0 | 0 | 0 | 0
2007 | US | WECC | - | - | DCSXEI | Inoperable | 0 | 0 | 0 | 0 | 0 | 0 | 0 | 0 | 0 | 0 | 0
2007 | US | WECC | - | - | DCSXU | UNCOMMITTED | 0 | 0 | 0 | 0 | 0 | 0 | 0 | 0 | 0 | 0 | 0
2007 | US | WECC | - | - | DCSXUI | Inoperable | 0 | 0 | 0 | 0 | 0 | 0 | 0 | 0 | 0 | 0 | 0
2007 | US | WECC | AZ-NM-SNV | - | CSTF | Total | 40312 | 40417 | 40904 | 41112 | 41512 | 41512 | 41512 | 41512 | 41512 | 41512 | 41512
2007 | US | WECC | AZ-NM-SNV | - | DCSAI | Owned Capacity/Entitlement Located Externally | 389 | 389 | 389 | 389 | 389 | 389 | 390 | 389 | 389 | 389 | 389
2007 | US | WECC | AZ-NM-SNV | - | DCSAO | Capacity Owned by/Entitlement Held by External Entity | 4917 | 4817 | 4836 | 4836 | 4836 | 4836 | 4936 | 4936 | 4936 | 4936 | 4936
2007 | US | WECC | AZ-NM-SNV | - | DCSCD | Conditional derates | 0 | 0 | 0 | 0 | 0 | 0 | 0 | 0 | 0 | 0 | 0
2007 | US | WECC | AZ-NM-SNV | - | DCSDGG | Distributed Generator Capacity >= 1 MW | 0 | 0 | 0 | 0 | 0 | 0 | 0 | 0 | 0 | 0 | 0
2007 | US | WECC | AZ-NM-SNV | - | DCSDGL | Distributed Generator Capacity < 1 MW | 0 | 0 | 0 | 0 | 0 | 0 | 0 | 0 | 0 | 0 | 0
2007 | US | WECC | AZ-NM-SNV | - | DCSDIC | Deliverable Internal Capacity | 37832 | 39540 | 40027 | 40235 | 40635 | 40635 | 40635 | 40635 | 40635 | 40635 | 40635
2007 | US | WECC | AZ-NM-SNV | - | DCSDR | Derates and Decreases in Seasonal Rated Capacity | 845 | 845 | 845 | 845 | 845 | 845 | 845 | 845 | 845 | 845 | 845
2007 | US | WECC | AZ-NM-SNV | - | DCSDTO | Derated Operable Total Internal Capacity | 37832 | 39540 | 40027 | 40235 | 40635 | 40635 | 40635 | 40635 | 40635 | 40635 | 40635
2007 | US | WECC | AZ-NM-SNV | - | DCSEO | Energy-Only Resources (Operable) | 0 | 0 | 0 | 0 | 0 | 0 | 0 | 0 | 0 | 0 | 0
2007 | US | WECC | AZ-NM-SNV | - | DCSFP | Full-Responsibility Purchases (portion of total purchases) | 2212 | 763 | 763 | 763 | 763 | 613 | 613 | 613 | 613 | 613 | 613
2007 | US | WECC | AZ-NM-SNV | - | DCSFS | Full-Responsibility Sales (portion of total sales) | 431 | 406 | 406 | 406 | 406 | 406 | 406 | 406 | 406 | 406 | 406
2007 | US | WECC | AZ-NM-SNV | - | DCSIC | Inoperable capacity | 0 | 0 | 0 | 0 | 0 | 0 | 0 | 0 | 0 | 0 | 0
2007 | US | WECC | AZ-NM-SNV | - | DCSICC | Inoperable Committed Capacity | 0 | 0 | 0 | 0 | 0 | 0 | 0 | 0 | 0 | 0 | 0
2007 | US | WECC | AZ-NM-SNV | - | DCSICE | Inoperable Energy Only Capacity | 0 | 0 | 0 | 0 | 0 | 0 | 0 | 0 | 0 | 0 | 0
2007 | US | WECC | AZ-NM-SNV | - | DCSICU | Inoperable Uncommitted Capacity | 0 | 0 | 0 | 0 | 0 | 0 | 0 | 0 | 0 | 0 | 0
2007 | US | WECC | AZ-NM-SNV | - | DCSIN | Internal Demand | 30111 | 30338 | 30879 | 31883 | 32875 | 33823 | 34695 | 35630 | 36536 | 37499 | 38386
2007 | US | WECC | AZ-NM-SNV | - | DCSIT | Interruptible Demand | 247 | 248 | 299 | 330 | 330 | 341 | 342 | 343 | 344 | 370 | 371
2007 | US | WECC | AZ-NM-SNV | - | DCSLM | Direct Control Load Management | 0 | 4 | 7 | 10 | 14 | 18 | 22 | 26 | 30 | 34 | 37
2007 | US | WECC | AZ-NM-SNV | - | DCSNC | Net Capacity Resources | 35085 | 36322 | 35381 | 37321 | 38734 | 38487 | 37905 | 37068 | 36531 | 35968 | 35885
2007 | US | WECC | AZ-NM-SNV | - | DCSNI | Projected Net Internal Demand | 29864 | 30086 | 30573 | 31543 | 32531 | 33464 | 34331 | 35261 | 36162 | 37095 | 37978
2007 | US | WECC | AZ-NM-SNV | - | DCSNUC | Committed | 0 | 0 | 0 | 0 | 0 | 0 | 0 | 0 | 0 | 0 | 0
2007 | US | WECC | AZ-NM-SNV | - | DCSNUE | Energy Only | 0 | 0 | 0 | 0 | 0 | 0 | 0 | 0 | 0 | 0 | 0
2007 | US | WECC | AZ-NM-SNV | - | DCSNUU | Uncommitted | 0 | 0 | 0 | 0 | 0 | 0 | 0 | 0 | 0 | 0 | 0
2007 | US | WECC | AZ-NM-SNV | - | DCSOEU | OPERABLE ENERGY-ONLY AND UNCOMMITTED RESOURCES | 0 | 0 | 0 | 0 | 0 | 0 | 0 | 0 | 0 | 0 | 0
2007 | US | WECC | AZ-NM-SNV | - | DCSOIC | Derated Operable Internal Capacity | 37832 | 39540 | 40027 | 40235 | 40635 | 40635 | 40635 | 40635 | 40635 | 40635 | 40635
2007 | US | WECC | AZ-NM-SNV | - | DCSOTL | Other Capacity < 1 MW | 0 | 0 | 0 | 0 | 0 | 0 | 0 | 0 | 0 | 0 | 0
2007 | US | WECC | AZ-NM-SNV | - | DCSP | Projected Purchases and Incoming Adjustments | 2601 | 2005 | 1152 | 2328 | 3341 | 3094 | 2612 | 1775 | 1238 | 1002 | 1002
2007 | US | WECC | AZ-NM-SNV | - | DCSPCA | PLANNED CAPACITY ADDITIONS | 0 | 94 | 510 | 718 | 1118 | 1118 | 1118 | 1118 | 1118 | 1118 | 1118
2007 | US | WECC | AZ-NM-SNV | - | DCSPU | Purchases | 2212 | 1616 | 763 | 1939 | 2952 | 2705 | 2222 | 1386 | 849 | 613 | 613
2007 | US | WECC | AZ-NM-SNV | - | DCSREI | Planned Retirements of Existing Inoperable Capacity | 0 | 0 | 0 | 0 | 0 | 0 | 0 | 0 | 0 | 0 | 0
2007 | US | WECC | AZ-NM-SNV | - | DCSREP | Existing Net Purchases from Non-reporting Parties within Region/Subregion | 0 | 0 | 0 | 0 | 0 | 0 | 0 | 0 | 0 | 0 | 0
2007 | US | WECC | AZ-NM-SNV | - | DCSRIC | Return to Service of Existing Inoperable Capacity | 0 | 0 | 0 | 0 | 0 | 0 | 0 | 0 | 0 | 0 | 0
2007 | US | WECC | AZ-NM-SNV | - | DCSRNR | Planned Negative Reratings of Existing Capacity | 0 | 0 | 0 | 0 | 0 | 0 | 0 | 0 | 0 | 0 | 0
2007 | US | WECC | AZ-NM-SNV | - | DCSRPR | Planned Positive Reratings of Existing Capacity | 0 | 11 | 82 | 82 | 82 | 82 | 82 | 82 | 82 | 82 | 82
2007 | US | WECC | AZ-NM-SNV | - | DCSRRA | CAPACITY RERATINGS, RETIREMENTS AND ADJUSTMENTS | 0 | 11 | 82 | 82 | 82 | 82 | 82 | 82 | 82 | 82 | 82
2007 | US | WECC | AZ-NM-SNV | - | DCSS | Projected Sales and Outgoing Adjustments | 5348 | 5223 | 5798 | 5242 | 5242 | 5242 | 5342 | 5342 | 5342 | 5669 | 5752
2007 | US | WECC | AZ-NM-SNV | - | DCSSA | Sales | 431 | 406 | 962 | 406 | 406 | 406 | 406 | 406 | 406 | 733 | 816
2007 | US | WECC | AZ-NM-SNV | - | DCSSM | Planned Outage or Scheduled Maintenance | 1634 | 31 | 31 | 31 | 31 | 31 | 31 | 31 | 31 | 31 | 31
2007 | US | WECC | AZ-NM-SNV | - | DCSST | Standby Demand | 0 | 0 | 0 | 0 | 0 | 0 | 0 | 0 | 0 | 0 | 0
2007 | US | WECC | AZ-NM-SNV | - | DCST | Total Internal Capacity | 40311 | 40416 | 40903 | 41111 | 41511 | 41511 | 41511 | 41511 | 41511 | 41511 | 41511
2007 | US | WECC | AZ-NM-SNV | - | DCSTEX | Existing Capacity | 40311 | 40311 | 40311 | 40311 | 40311 | 40311 | 40311 | 40311 | 40311 | 40311 | 40311
2007 | US | WECC | AZ-NM-SNV | - | DCSTI | Projected Total Internal Demand | 30111 | 30338 | 30879 | 31883 | 32875 | 33823 | 34695 | 35630 | 36536 | 37499 | 38386
2007 | US | WECC | AZ-NM-SNV | - | DCSTL | Transmission-Limited Resources | 0 | 0 | 0 | 0 | 0 | 0 | 0 | 0 | 0 | 0 | 0
2007 | US | WECC | AZ-NM-SNV | - | DCSTNP | Net Purchases From Non-reporting Parties Within Region/Subregion | 0 | 0 | 0 | 0 | 0 | 0 | 0 | 0 | 0 | 0 | 0
2007 | US | WECC | AZ-NM-SNV | - | DCSTO | Operable Total Internal Capacity | 40311 | 40416 | 40903 | 41111 | 41511 | 41511 | 41511 | 41511 | 41511 | 41511 | 41511
2007 | US | WECC | AZ-NM-SNV | - | DCSTP | Total Potential Resources | 35085 | 36322 | 35381 | 37321 | 38734 | 38487 | 37905 | 37068 | 36531 | 35968 | 35885
2007 | US | WECC | AZ-NM-SNV | - | DCSTPN | Planned – NOT under construction & positive rerating | 0 | 0 | 0 | 0 | 0 | 0 | 0 | 0 | 0 | 0 | 0
2007 | US | WECC | AZ-NM-SNV | - | DCSTPU | Planned Additions of New Capacity and Planned Uprates to Existing Capacity | 0 | 94 | 510 | 718 | 1118 | 1118 | 1118 | 1118 | 1118 | 1118 | 1118
2007 | US | WECC | AZ-NM-SNV | - | DCSTRE | Planned Retirements and Planned Deratings | 0 | 0 | 0 | 0 | 0 | 0 | 0 | 0 | 0 | 0 | 0
2007 | US | WECC | AZ-NM-SNV | - | DCSUC | Uncommitted Resources (Operable) | 0 | 0 | 0 | 0 | 0 | 0 | 0 | 0 | 0 | 0 | 0
2007 | US | WECC | AZ-NM-SNV | - | DCSUCC | Committed | 0 | 94 | 510 | 718 | 1118 | 1118 | 1118 | 1118 | 1118 | 1118 | 1118
2007 | US | WECC | AZ-NM-SNV | - | DCSUCE | Energy Only | 0 | 0 | 0 | 0 | 0 | 0 | 0 | 0 | 0 | 0 | 0
2007 | US | WECC | AZ-NM-SNV | - | DCSUCU | Uncommitted | 0 | 0 | 0 | 0 | 0 | 0 | 0 | 0 | 0 | 0 | 0
2007 | US | WECC | AZ-NM-SNV | - | DCSXC | COMMITTED | 40311 | 40311 | 40311 | 40311 | 40311 | 40311 | 40311 | 40311 | 40311 | 40311 | 40311
2007 | US | WECC | AZ-NM-SNV | - | DCSXCI | Inoperable | 0 | 0 | 0 | 0 | 0 | 0 | 0 | 0 | 0 | 0 | 0
2007 | US | WECC | AZ-NM-SNV | - | DCSXCO | Operable | 40311 | 40311 | 40311 | 40311 | 40311 | 40311 | 40311 | 40311 | 40311 | 40311 | 40311
2007 | US | WECC | AZ-NM-SNV | - | DCSXE | ENERGY ONLY | 0 | 0 | 0 | 0 | 0 | 0 | 0 | 0 | 0 | 0 | 0
2007 | US | WECC | AZ-NM-SNV | - | DCSXEI | Inoperable | 0 | 0 | 0 | 0 | 0 | 0 | 0 | 0 | 0 | 0 | 0
2007 | US | WECC | AZ-NM-SNV | - | DCSXU | UNCOMMITTED | 0 | 0 | 0 | 0 | 0 | 0 | 0 | 0 | 0 | 0 | 0
2007 | US | WECC | AZ-NM-SNV | - | DCSXUI | Inoperable | 0 | 0 | 0 | 0 | 0 | 0 | 0 | 0 | 0 | 0 | 0
2007 | US | WECC | NWPP | - | CSTF | Total | 54790 | 55733 | 57799 | 57827 | 57839 | 58125 | 58137 | 58137 | 58137 | 58137 | 58137
2007 | US | WECC | NWPP | - | DCSAI | Owned Capacity/Entitlement Located Externally | 1275 | 1275 | 1275 | 1275 | 1275 | 1275 | 1275 | 1275 | 1275 | 1275 | 1253
2007 | US | WECC | NWPP | - | DCSAO | Capacity Owned by/Entitlement Held by External Entity | 618 | 625 | 525 | 396 | 396 | 396 | 396 | 396 | 396 | 348 | 348
2007 | US | WECC | NWPP | - | DCSCD | Conditional derates | 0 | 0 | 0 | 0 | 0 | 0 | 0 | 0 | 0 | 0 | 0
2007 | US | WECC | NWPP | - | DCSDGG | Distributed Generator Capacity >= 1 MW | 0 | 0 | 0 | 0 | 0 | 0 | 0 | 0 | 0 | 0 | 0
2007 | US | WECC | NWPP | - | DCSDGL | Distributed Generator Capacity < 1 MW | 0 | 0 | 0 | 0 | 0 | 0 | 0 | 0 | 0 | 0 | 0
2007 | US | WECC | NWPP | - | DCSDIC | Deliverable Internal Capacity | 53161 | 55422 | 57332 | 57322 | 57385 | 57664 | 57627 | 57533 | 57543 | 57535 | 57559
2007 | US | WECC | NWPP | - | DCSDR | Derates and Decreases in Seasonal Rated Capacity | 4704 | 4704 | 5279 | 5279 | 5279 | 5279 | 5279 | 5279 | 5279 | 5279 | 5279
2007 | US | WECC | NWPP | - | DCSDTO | Derated Operable Total Internal Capacity | 53161 | 55422 | 57947 | 58137 | 58200 | 58479 | 58442 | 58348 | 58358 | 58350 | 58374
2007 | US | WECC | NWPP | - | DCSEO | Energy-Only Resources (Operable) | 0 | 0 | 0 | 0 | 0 | 0 | 0 | 0 | 0 | 0 | 0
2007 | US | WECC | NWPP | - | DCSFP | Full-Responsibility Purchases (portion of total purchases) | 518 | 536 | 534 | 492 | 483 | 493 | 491 | 492 | 492 | 493 | 495
2007 | US | WECC | NWPP | - | DCSFS | Full-Responsibility Sales (portion of total sales) | 1385 | 1930 | 1869 | 1861 | 1779 | 1625 | 1614 | 1489 | 1489 | 1441 | 1369
2007 | US | WECC | NWPP | - | DCSIC | Inoperable capacity | 0 | 0 | 0 | 0 | 0 | 0 | 0 | 0 | 0 | 0 | 0
2007 | US | WECC | NWPP | - | DCSICC | Inoperable Committed Capacity | 0 | 0 | 0 | 0 | 0 | 0 | 0 | 0 | 0 | 0 | 0
2007 | US | WECC | NWPP | - | DCSICE | Inoperable Energy Only Capacity | 0 | 0 | 0 | 0 | 0 | 0 | 0 | 0 | 0 | 0 | 0
2007 | US | WECC | NWPP | - | DCSICU | Inoperable Uncommitted Capacity | 0 | 0 | 0 | 0 | 0 | 0 | 0 | 0 | 0 | 0 | 0
2007 | US | WECC | NWPP | - | DCSIN | Internal Demand | 38753 | 36053 | 37124 | 37886 | 38501 | 39132 | 39707 | 40408 | 41068 | 41798 | 42501
2007 | US | WECC | NWPP | - | DCSIT | Interruptible Demand | 160 | 249 | 249 | 249 | 249 | 249 | 249 | 249 | 249 | 249 | 249
2007 | US | WECC | NWPP | - | DCSLM | Direct Control Load Management | bar: 0 to 37
2007 | US | WECC | NWPP | - | DCSNC | Net Capacity Resources | 52951 | 48489 | 51853 | 50613 | 51122 | 51226 | 50712 | 50485 | 50449 | 50385 | 50298
2007 | US | WECC | NWPP | - | DCSNI | Projected Net Internal Demand | 38592 | 35803 | 36874 | 37636 | 38251 | 38882 | 39457 | 40158 | 40818 | 41548 | 42251
2007 | US | WECC | NWPP | - | DCSNUC | Committed | 0 | 0 | 0 | 0 | 0 | 0 | 0 | 0 | 0 | 0 | 0
2007 | US | WECC | NWPP | - | DCSNUE | Energy Only | 0 | 0 | 0 | 0 | 0 | 0 | 0 | 0 | 0 | 0 | 0
2007 | US | WECC | NWPP | - | DCSNUU | Uncommitted | 0 | 0 | 615 | 815 | 815 | 815 | 815 | 815 | 815 | 815 | 815
2007 | US | WECC | NWPP | - | DCSOEU | OPERABLE ENERGY-ONLY AND UNCOMMITTED RESOURCES | 0 | 0 | 615 | 815 | 815 | 815 | 815 | 815 | 815 | 815 | 815
2007 | US | WECC | NWPP | - | DCSOIC | Derated Operable Internal Capacity | 53161 | 55422 | 57332 | 57322 | 57385 | 57664 | 57627 | 57533 | 57543 | 57535 | 57559
2007 | US | WECC | NWPP | - | DCSOTL | Other Capacity < 1 MW | 0 | 0 | 0 | 0 | 0 | 0 | 0 | 0 | 0 | 0 | 0
2007 | US | WECC | NWPP | - | DCSP | Projected Purchases and Incoming Adjustments | 1793 | 1811 | 1809 | 1767 | 1758 | 1768 | 1766 | 1767 | 1767 | 1768 | 1748
2007 | US | WECC | NWPP | - | DCSPCA | PLANNED CAPACITY ADDITIONS | 0 | 932 | 3957 | 4157 | 4157 | 4431 | 4431 | 4431 | 4431 | 4431 | 4431
2007 | US | WECC | NWPP | - | DCSPU | Purchases | 518 | 536 | 534 | 492 | 483 | 493 | 491 | 492 | 492 | 493 | 495
2007 | US | WECC | NWPP | - | DCSREI | Planned Retirements of Existing Inoperable Capacity | 0 | 0 | 0 | 0 | 0 | 0 | 0 | 0 | 0 | 0 | 0
2007 | US | WECC | NWPP | - | DCSREP | Existing Net Purchases from Non-reporting Parties within Region/Subregion | 0 | 0 | 0 | 0 | 0 | 0 | 0 | 0 | 0 | 0 | 0
2007 | US | WECC | NWPP | - | DCSRIC | Return to Service of Existing Inoperable Capacity | 0 | 0 | 0 | 0 | 0 | 0 | 0 | 0 | 0 | 0 | 0
2007 | US | WECC | NWPP | - | DCSRNR | Planned Negative Reratings of Existing Capacity | 0 | 0 | 0 | 0 | 0 | 0 | 0 | 0 | 0 | 0 | 0
2007 | US | WECC | NWPP | - | DCSRPR | Planned Positive Reratings of Existing Capacity | 0 | 11 | 11 | 23 | 35 | 47 | 59 | 59 | 59 | 59 | 59
2007 | US | WECC | NWPP | - | DCSRRA | CAPACITY RERATINGS, RETIREMENTS AND ADJUSTMENTS | 0 | 11 | 11 | 8 | 20 | 32 | 44 | 44 | 44 | 44 | 44
2007 | US | WECC | NWPP | - | DCSS | Projected Sales and Outgoing Adjustments | 2003 | 8744 | 7288 | 8476 | 8021 | 8206 | 8681 | 8815 | 8861 | 8918 | 9009
2007 | US | WECC | NWPP | - | DCSSA | Sales | 1385 | 8119 | 6763 | 8080 | 7625 | 7810 | 8285 | 8419 | 8465 | 8570 | 8661
2007 | US | WECC | NWPP | - | DCSSM | Planned Outage or Scheduled Maintenance | 1628 | 310 | 235 | 242 | 191 | 198 | 247 | 341 | 331 | 339 | 315
2007 | US | WECC | NWPP | - | DCSST | Standby Demand | 0 | 0 | 0 | 0 | 0 | 0 | 0 | 0 | 0 | 0 | 0
2007 | US | WECC | NWPP | - | DCST | Total Internal Capacity | 59493 | 60436 | 63461 | 63658 | 63670 | 63956 | 63968 | 63968 | 63968 | 63968 | 63968
2007 | US | WECC | NWPP | - | DCSTEX | Existing Capacity | 59493 | 59493 | 59493 | 59493 | 59493 | 59493 | 59493 | 59493 | 59493 | 59493 | 59493
2007 | US | WECC | NWPP | - | DCSTI | Projected Total Internal Demand | 38753 | 36053 | 37124 | 37886 | 38501 | 39132 | 39707 | 40408 | 41068 | 41798 | 42501
2007 | US | WECC | NWPP | - | DCSTL | Transmission-Limited Resources | 0 | 0 | 0 | 0 | 0 | 0 | 0 | 0 | 0 | 0 | 0
2007 | US | WECC | NWPP | - | DCSTNP | Net Purchases From Non-reporting Parties Within Region/Subregion | 0 | 0 | 0 | 0 | 0 | 0 | 0 | 0 | 0 | 0 | 0
2007 | US | WECC | NWPP | - | DCSTO | Operable Total Internal Capacity | 59493 | 60436 | 63461 | 63658 | 63670 | 63956 | 63968 | 63968 | 63968 | 63968 | 63968
2007 | US | WECC | NWPP | - | DCSTP | Total Potential Resources | 52951 | 48489 | 52468 | 51428 | 51937 | 52041 | 51527 | 51300 | 51264 | 51200 | 51113
2007 | US | WECC | NWPP | - | DCSTPN | Planned – NOT under construction & positive rerating | 0 | 0 | 615 | 815 | 815 | 815 | 815 | 815 | 815 | 815 | 815
2007 | US | WECC | NWPP | - | DCSTPU | Planned Additions of New Capacity and Planned Uprates to Existing Capacity | 0 | 932 | 3342 | 3342 | 3342 | 3616 | 3616 | 3616 | 3616 | 3616 | 3616
2007 | US | WECC | NWPP | - | DCSTRE | Planned Retirements and Planned Deratings | 0 | 0 | 0 | 15 | 15 | 15 | 15 | 15 | 15 | 15 | 15
2007 | US | WECC | NWPP | - | DCSUC | Uncommitted Resources (Operable) | 0 | 0 | 0 | 0 | 0 | 0 | 0 | 0 | 0 | 0 | 0
2007 | US | WECC | NWPP | - | DCSUCC | Committed | 0 | 932 | 3342 | 3342 | 3342 | 3616 | 3616 | 3616 | 3616 | 3616 | 3616
2007 | US | WECC | NWPP | - | DCSUCE | Energy Only | 0 | 0 | 0 | 0 | 0 | 0 | 0 | 0 | 0 | 0 | 0
2007 | US | WECC | NWPP | - | DCSUCU | Uncommitted | 0 | 0 | 0 | 0 | 0 | 0 | 0 | 0 | 0 | 0 | 0
2007 | US | WECC | NWPP | - | DCSXC | COMMITTED | 59493 | 59493 | 59493 | 59493 | 59493 | 59493 | 59493 | 59493 | 59493 | 59493 | 59493
2007 | US | WECC | NWPP | - | DCSXCI | Inoperable | 0 | 0 | 0 | 0 | 0 | 0 | 0 | 0 | 0 | 0 | 0
2007 | US | WECC | NWPP | - | DCSXCO | Operable | 59493 | 59493 | 59493 | 59493 | 59493 | 59493 | 59493 | 59493 | 59493 | 59493 | 59493
2007 | US | WECC | NWPP | - | DCSXE | ENERGY ONLY | 0 | 0 | 0 | 0 | 0 | 0 | 0 | 0 | 0 | 0 | 0
2007 | US | WECC | NWPP | - | DCSXEI | Inoperable | 0 | 0 | 0 | 0 | 0 | 0 | 0 | 0 | 0 | 0 | 0
2007 | US | WECC | NWPP | - | DCSXU | UNCOMMITTED | 0 | 0 | 0 | 0 | 0 | 0 | 0 | 0 | 0 | 0 | 0
2007 | US | WECC | NWPP | - | DCSXUI | Inoperable | 0 | 0 | 0 | 0 | 0 | 0 | 0 | 0 | 0 | 0 | 0
2007 | US | WECC | RMPA | - | CSTF | Total | 12920 | 13190 | 14186 | 14186 | 14936 | 14936 | 14936 | 14936 | 14936 | 14936 | 14936
2007 | US | WECC | RMPA | - | DCSAI | Owned Capacity/Entitlement Located Externally | 376 | 276 | 276 | 276 | 276 | 276 | 376 | 376 | 376 | 376 | 376
2007 | US | WECC | RMPA | - | DCSAO | Capacity Owned by/Entitlement Held by External Entity | 775 | 775 | 775 | 775 | 775 | 775 | 776 | 775 | 775 | 775 | 775
2007 | US | WECC | RMPA | - | DCSCD | Conditional derates | 0 | 0 | 0 | 0 | 0 | 0 | 0 | 0 | 0 | 0 | 0
2007 | US | WECC | RMPA | - | DCSDGG | Distributed Generator Capacity >= 1 MW | 0 | 0 | 0 | 0 | 0 | 0 | 0 | 0 | 0 | 0 | 0
2007 | US | WECC | RMPA | - | DCSDGL | Distributed Generator Capacity < 1 MW | 0 | 0 | 0 | 0 | 0 | 0 | 0 | 0 | 0 | 0 | 0
2007 | US | WECC | RMPA | - | DCSDIC | Deliverable Internal Capacity | 12422 | 12791 | 12963 | 12963 | 13713 | 13713 | 13713 | 13713 | 13713 | 13713 | 13713
2007 | US | WECC | RMPA | - | DCSDR | Derates and Decreases in Seasonal Rated Capacity | 400 | 400 | 1030 | 1030 | 1030 | 1030 | 1030 | 1030 | 1030 | 1030 | 1030
2007 | US | WECC | RMPA | - | DCSDTO | Derated Operable Total Internal Capacity | 12422 | 12791 | 13157 | 13157 | 13907 | 13907 | 13907 | 13907 | 13907 | 13907 | 13907
2007 | US | WECC | RMPA | - | DCSEO | Energy-Only Resources (Operable) | 0 | 0 | 0 | 0 | 0 | 0 | 0 | 0 | 0 | 0 | 0
2007 | US | WECC | RMPA | - | DCSFP | Full-Responsibility Purchases (portion of total purchases) | 706 | 790 | 785 | 740 | 760 | 764 | 761 | 762 | 764 | 793 | 795
2007 | US | WECC | RMPA | - | DCSFS | Full-Responsibility Sales (portion of total sales) | 314 | 333 | 307 | 266 | 257 | 268 | 267 | 269 | 269 | 271 | 274
2007 | US | WECC | RMPA | - | DCSIC | Inoperable capacity | 0 | 0 | 0 | 0 | 0 | 0 | 0 | 0 | 0 | 0 | 0
2007 | US | WECC | RMPA | - | DCSICC | Inoperable Committed Capacity | 0 | 0 | 0 | 0 | 0 | 0 | 0 | 0 | 0 | 0 | 0
2007 | US | WECC | RMPA | - | DCSICE | Inoperable Energy Only Capacity | 0 | 0 | 0 | 0 | 0 | 0 | 0 | 0 | 0 | 0 | 0
2007 | US | WECC | RMPA | - | DCSICU | Inoperable Uncommitted Capacity | 0 | 0 | 0 | 0 | 0 | 0 | 0 | 0 | 0 | 0 | 0
2007 | US | WECC | RMPA | - | DCSIN | Internal Demand | 10908 | 11547 | 11759 | 12072 | 12383 | 12660 | 12942 | 13209 | 13518 | 13841 | 14161
2007 | US | WECC | RMPA | - | DCSIT | Interruptible Demand | 81 | 204 | 226 | 242 | 257 | 271 | 282 | 291 | 288 | 278 | 269
2007 | US | WECC | RMPA | - | DCSLM | Direct Control Load Management | 0 | 0 | 0 | 0 | 0 | 0 | 0 | 0 | 0 | 0 | 0
2007 | US | WECC | RMPA | - | DCSNC | Net Capacity Resources | 12415 | 13109 | 13139 | 13487 | 13831 | 14134 | 13933 | 13885 | 13856 | 13830 | 13817
2007 | US | WECC | RMPA | - | DCSNI | Projected Net Internal Demand | 10827 | 11343 | 11533 | 11830 | 12126 | 12389 | 12660 | 12918 | 13230 | 13563 | 13892
2007 | US | WECC | RMPA | - | DCSNUC | Committed | 0 | 0 | 0 | 0 | 0 | 0 | 0 | 0 | 0 | 0 | 0
2007 | US | WECC | RMPA | - | DCSNUE | Energy Only | 0 | 0 | 0 | 0 | 0 | 0 | 0 | 0 | 0 | 0 | 0
2007 | US | WECC | RMPA | - | DCSNUU | Uncommitted | 0 | 0 | 194 | 194 | 194 | 194 | 194 | 194 | 194 | 194 | 194
2007 | US | WECC | RMPA | - | DCSOEU | OPERABLE ENERGY-ONLY AND UNCOMMITTED RESOURCES | 0 | 0 | 194 | 194 | 194 | 194 | 194 | 194 | 194 | 194 | 194
2007 | US | WECC | RMPA | - | DCSOIC | Derated Operable Internal Capacity | 12422 | 12791 | 12963 | 12963 | 13713 | 13713 | 13713 | 13713 | 13713 | 13713 | 13713
2007 | US | WECC | RMPA | - | DCSOTL | Other Capacity < 1 MW | 0 | 0 | 0 | 0 | 0 | 0 | 0 | 0 | 0 | 0 | 0
2007 | US | WECC | RMPA | - | DCSP | Projected Purchases and Incoming Adjustments | 1082 | 1426 | 1258 | 1565 | 1150 | 1464 | 1263 | 1216 | 1187 | 1169 | 1171
2007 | US | WECC | RMPA | - | DCSPCA | PLANNED CAPACITY ADDITIONS | 0 | 270 | 1258 | 1258 | 2008 | 2008 | 2008 | 2008 | 2008 | 2008 | 2008
2007 | US | WECC | RMPA | - | DCSPU | Purchases | 706 | 1150 | 982 | 1289 | 874 | 1188 | 887 | 840 | 811 | 793 | 795
2007 | US | WECC | RMPA | - | DCSREI | Planned Retirements of Existing Inoperable Capacity | 0 | 0 | 0 | 0 | 0 | 0 | 0 | 0 | 0 | 0 | 0
2007 | US | WECC | RMPA | - | DCSREP | Existing Net Purchases from Non-reporting Parties within Region/Subregion | 0 | 0 | 0 | 0 | 0 | 0 | 0 | 0 | 0 | 0 | 0
2007 | US | WECC | RMPA | - | DCSRIC | Return to Service of Existing Inoperable Capacity | 0 | 0 | 0 | 0 | 0 | 0 | 0 | 0 | 0 | 0 | 0
2007 | US | WECC | RMPA | - | DCSRNR | Planned Negative Reratings of Existing Capacity | 0 | 0 | 0 | 0 | 0 | 0 | 0 | 128 | 128 | 128 | 128
2007 | US | WECC | RMPA | - | DCSRPR | Planned Positive Reratings of Existing Capacity | 0 | 0 | 8 | 8 | 8 | 8 | 8 | 136 | 136 | 136 | 136
2007 | US | WECC | RMPA | - | DCSRRA | CAPACITY RERATINGS, RETIREMENTS AND ADJUSTMENTS | 0 | 0 | 8 | 8 | 8 | 8 | 8 | 8 | 8 | 8 | 8
2007 | US | WECC | RMPA | - | DCSS | Projected Sales and Outgoing Adjustments | 1089 | 1108 | 1082 | 1041 | 1032 | 1043 | 1043 | 1044 | 1044 | 1052 | 1067
2007 | US | WECC | RMPA | - | DCSSA | Sales | 314 | 333 | 307 | 266 | 257 | 268 | 267 | 269 | 269 | 277 | 292
2007 | US | WECC | RMPA | - | DCSSM | Planned Outage or Scheduled Maintenance | 99 | 0 | 0 | 0 | 0 | 0 | 0 | 0 | 0 | 0 | 0
2007 | US | WECC | RMPA | - | DCSST | Standby Demand | 0 | 0 | 0 | 0 | 0 | 0 | 0 | 0 | 0 | 0 | 0
2007 | US | WECC | RMPA | - | DCST | Total Internal Capacity | 12921 | 13191 | 14187 | 14187 | 14937 | 14937 | 14937 | 14937 | 14937 | 14937 | 14937
2007 | US | WECC | RMPA | - | DCSTEX | Existing Capacity | 12921 | 12921 | 12921 | 12921 | 12921 | 12921 | 12921 | 12921 | 12921 | 12921 | 12921
2007 | US | WECC | RMPA | - | DCSTI | Projected Total Internal Demand | 10908 | 11547 | 11759 | 12072 | 12383 | 12660 | 12942 | 13209 | 13518 | 13841 | 14161
2007 | US | WECC | RMPA | - | DCSTL | Transmission-Limited Resources | 0 | 0 | 0 | 0 | 0 | 0 | 0 | 0 | 0 | 0 | 0
2007 | US | WECC | RMPA | - | DCSTNP | Net Purchases From Non-reporting Parties Within Region/Subregion | 0 | 0 | 0 | 0 | 0 | 0 | 0 | 0 | 0 | 0 | 0
2007 | US | WECC | RMPA | - | DCSTO | Operable Total Internal Capacity | 12921 | 13191 | 14187 | 14187 | 14937 | 14937 | 14937 | 14937 | 14937 | 14937 | 14937
2007 | US | WECC | RMPA | - | DCSTP | Total Potential Resources | 12415 | 13109 | 13333 | 13681 | 14025 | 14328 | 14127 | 14079 | 14050 | 14024 | 14011
2007 | US | WECC | RMPA | - | DCSTPN | Planned – NOT under construction & positive rerating | 0 | 0 | 194 | 194 | 194 | 194 | 194 | 194 | 194 | 194 | 194
2007 | US | WECC | RMPA | - | DCSTPU | Planned Additions of New Capacity and Planned Uprates to Existing Capacity | 0 | 270 | 1064 | 1064 | 1814 | 1814 | 1814 | 1814 | 1814 | 1814 | 1814
2007 | US | WECC | RMPA | - | DCSTRE | Planned Retirements and Planned Deratings | 0 | 0 | 0 | 0 | 0 | 0 | 0 | 0 | 0 | 0 | 0
2007 | US | WECC | RMPA | - | DCSUC | Uncommitted Resources (Operable) | 0 | 0 | 0 | 0 | 0 | 0 | 0 | 0 | 0 | 0 | 0
2007 | US | WECC | RMPA | - | DCSUCC | Committed | 0 | 270 | 1064 | 1064 | 1814 | 1814 | 1814 | 1814 | 1814 | 1814 | 1814
2007 | US | WECC | RMPA | - | DCSUCE | Energy Only | 0 | 0 | 0 | 0 | 0 | 0 | 0 | 0 | 0 | 0 | 0
2007 | US | WECC | RMPA | - | DCSUCU | Uncommitted | 0 | 0 | 0 | 0 | 0 | 0 | 0 | 0 | 0 | 0 | 0
2007 | US | WECC | RMPA | - | DCSXC | COMMITTED | 12921 | 12921 | 12921 | 12921 | 12921 | 12921 | 12921 | 12921 | 12921 | 12921 | 12921
2007 | US | WECC | RMPA | - | DCSXCI | Inoperable | 0 | 0 | 0 | 0 | 0 | 0 | 0 | 0 | 0 | 0 | 0
2007 | US | WECC | RMPA | - | DCSXCO | Operable | 12921 | 12921 | 12921 | 12921 | 12921 | 12921 | 12921 | 12921 | 12921 | 12921 | 12921
2007 | US | WECC | RMPA | - | DCSXE | ENERGY ONLY | 0 | 0 | 0 | 0 | 0 | 0 | 0 | 0 | 0 | 0 | 0
2007 | US | WECC | RMPA | - | DCSXEI | Inoperable | 0 | 0 | 0 | 0 | 0 | 0 | 0 | 0 | 0 | 0 | 0
2007 | US | WECC | RMPA | - | DCSXU | UNCOMMITTED | 0 | 0 | 0 | 0 | 0 | 0 | 0 | 0 | 0 | 0 | 0
2007 | US | WECC | RMPA | - | DCSXUI | Inoperable | 0 | 0 | 0 | 0 | 0 | 0 | 0 | 0 | 0 | 0 | 0
2005 | US | TRE | - | ERCOT | DCSNC | Net Capacity Resources | 73850 | 69309 | 69218 | 70207 | 72398 | 72422 | 72399 | 72901 | 72903 | 72905 | 72907
2005 | US | TRE | - | ERCOT | DCSNGC | Total Net Generator Capacity | 73588 | 69380 | 69287 | 70274 | 72463 | 72485 | 72460 | 72960 | 72960 | 72960 | 72960
2005 | US | TRE | - | ERCOT | DCSNI | Projected Net Internal Demand | 58531 | 59325 | 60998 | 61982 | 63095 | 63947 | 65051 | 66201 | 67903 | 69064 | 69963
2005 | US | TRE | - | ERCOT | DCSOTL | Other Capacity < 1 MW | 0 | 0 | 0 | 0 | 0 | 0 | 0 | 0 | 0 | 0 | 0
2005 | US | TRE | - | ERCOT | DCSPU | Purchases | 262 | 118 | 120 | 122 | 124 | 126 | 128 | 130 | 132 | 134 | 136
2005 | US | TRE | - | ERCOT | DCSSA | Sales | 0 | 189 | 189 | 189 | 189 | 189 | 189 | 189 | 189 | 189 | 189
2005 | US | TRE | - | ERCOT | DCSST | Standby Demand | 0 | 0 | 0 | 0 | 0 | 0 | 0 | 0 | 0 | 0 | 0
2005 | US | TRE | - | ERCOT | DCSTI | Projected Total Internal Demand | 58531 | 60475 | 62148 | 63132 | 64245 | 65097 | 66201 | 67351 | 69053 | 70214 | 71113
2005 | US | TRE | - | ERCOT | DCSUC | Uncommitted Resources (Operable) | 0 | 0 | 0 | 0 | 0 | 0 | 0 | 0 | 0 | 0 | 0
2006 | US | TRE | - | ERCOT | CSTF | Total | 66510 | 70226 | 70426 | 70231 | 70163 | 70346 | 70364 | 70364 | 70364 | 70364 | 70364
2006 | US | TRE | - | ERCOT | DCSAI | Owned Capacity/Entitlement Located Externally | 0 | 0 | 0 | 0 | 0 | 0 | 0 | 0 | 0 | 0 | 0
2006 | US | TRE | - | ERCOT | DCSAO | Capacity Owned by/Entitlement Held by External Entity | 0 | 163 | 163 | 163 | 163 | 163 | 163 | 163 | 163 | 163 | 163
2006 | US | TRE | - | ERCOT | DCSCD | Conditional derates | 0 | 0 | 0 | 0 | 0 | 0 | 0 | 0 | 0 | 0 | 0
2006 | US | TRE | - | ERCOT | DCSDGG | Distributed Generator Capacity >= 1 MW | 80 | 90 | 90 | 90 | 90 | 90 | 90 | 90 | 90 | 90 | 90
2006 | US | TRE | - | ERCOT | DCSDGL | Distributed Generator Capacity < 1 MW | 2 | 2 | 2 | 2 | 2 | 2 | 2 | 2 | 2 | 2 | 2
2006 | US | TRE | - | ERCOT | DCSDIC | Deliverable Internal Capacity | 66510 | 70225 | 70425 | 70230 | 70161 | 70345 | 70363 | 70363 | 70363 | 70363 | 70363
2006 | US | TRE | - | ERCOT | DCSDRT | Summation of Derates | 1602 | 2216 | 3069 | 3239 | 3239 | 3239 | 3239 | 3239 | 3239 | 3239 | 3239
2006 | US | TRE | - | ERCOT | DCSDTO | Derated Operable Total Internal Capacity | 66510 | 70225 | 77261 | 77266 | 77208 | 77565 | 77565 | 77565 | 77565 | 77565 | 77565
2006 | US | TRE | - | ERCOT | DCSEO | Energy-Only Resources (Operable) | 0 | 0 | 0 | 0 | 0 | 0 | 0 | 0 | 0 | 0 | 0
2006 | US | TRE | - | ERCOT | DCSEU | Summation of Energy Only/Uncommitted | 0 | 0 | 6836 | 7036 | 7047 | 7220 | 7202 | 7202 | 7202 | 7202 | 7202
2006 | US | TRE | - | ERCOT | DCSFP | Full-Responsibility Purchases (portion of total purchases) | 224 | 120 | 122 | 124 | 126 | 128 | 130 | 132 | 134 | 136 | 138
2006 | US | TRE | - | ERCOT | DCSFS | Full-Responsibility Sales (portion of total sales) | 0 | 163 | 163 | 163 | 163 | 163 | 163 | 163 | 163 | 163 | 163
2006 | US | TRE | - | ERCOT | DCSIC | Inoperable capacity | 7435 | 6736 | 0 | 0 | 0 | 0 | 0 | 0 | 0 | 0 | 0
2006 | US | TRE | - | ERCOT | DCSIN | Internal Demand | 60210 | 61656 | 63222 | 64318 | 65950 | 67548 | 69034 | 70259 | 72078 | 73657 | 75322
2006 | US | TRE | - | ERCOT | DCSIT | Interruptible Demand | 1150 | 1150 | 1150 | 1150 | 1150 | 1150 | 1150 | 1150 | 1150 | 1150 | 1150
2006 | US | TRE | - | ERCOT | DCSLM | Direct Control Load Management | 0 | 0 | 0 | 0 | 0 | 0 | 0 | 0 | 0 | 0 | 0
2006 | US | TRE | - | ERCOT | DCSNC | Net Capacity Resources | 66724 | 70182 | 70384 | 70191 | 70124 | 70310 | 70330 | 70332 | 70334 | 70336 | 70338
2006 | US | TRE | - | ERCOT | DCSNI | Projected Net Internal Demand | 59060 | 60506 | 62072 | 63168 | 64800 | 66398 | 67884 | 69109 | 70928 | 72507 | 74172
2006 | US | TRE | - | ERCOT | DCSOIC | Derated Operable Internal Capacity | 66510 | 70225 | 70425 | 70230 | 70161 | 70345 | 70363 | 70363 | 70363 | 70363 | 70363
2006 | US | TRE | - | ERCOT | DCSOTL | Other Capacity < 1 MW | 0 | 0 | 0 | 0 | 0 | 0 | 0 | 0 | 0 | 0 | 0
2006 | US | TRE | - | ERCOT | DCSPU | Purchases | 214 | 120 | 122 | 124 | 126 | 128 | 130 | 132 | 134 | 136 | 138
2006 | US | TRE | - | ERCOT | DCSPUA | Summation of Purchases and Adjustments | 214 | 120 | 122 | 124 | 126 | 128 | 130 | 132 | 134 | 136 | 138
2006 | US | TRE | - | ERCOT | DCSSA | Sales | 0 | 0 | 0 | 0 | 0 | 0 | 0 | 0 | 0 | 0 | 0
2006 | US | TRE | - | ERCOT | DCSSAA | Summation of Sales and Adjustments | 0 | 163 | 163 | 163 | 163 | 163 | 163 | 163 | 163 | 163 | 163
2006 | US | TRE | - | ERCOT | DCSSM | Planned Outage or Scheduled Maintenance | 3005 | 0 | 0 | 0 | 0 | 0 | 0 | 0 | 0 | 0 | 0
2006 | US | TRE | - | ERCOT | DCSST | Standby Demand | 0 | 0 | 0 | 0 | 0 | 0 | 0 | 0 | 0 | 0 | 0
2006 | US | TRE | - | ERCOT | DCST | Total Internal Capacity | 78552 | 79177 | 80330 | 80505 | 80447 | 80804 | 80804 | 80804 | 80804 | 80804 | 80804
2006 | US | TRE | - | ERCOT | DCSTEX | Existing Capacity | 78552 | 78667 | 78667 | 78667 | 78667 | 78667 | 78667 | 78667 | 78667 | 78667 | 78667
2006 | US | TRE | - | ERCOT | DCSTI | Projected Total Internal Demand | 60210 | 61656 | 63222 | 64318 | 65950 | 67548 | 69034 | 70259 | 72078 | 73657 | 75322
2006 | US | TRE | - | ERCOT | DCSTL | Transmission-Limited Resources | 0 | 0 | 0 | 0 | 0 | 0 | 0 | 0 | 0 | 0 | 0
2006 | US | TRE | - | ERCOT | DCSTO | Operable Total Internal Capacity | 71117 | 72441 | 80330 | 80505 | 80447 | 80804 | 80804 | 80804 | 80804 | 80804 | 80804
2006 | US | TRE | - | ERCOT | DCSTP | Total Potential Resources | 66724 | 70182 | 77220 | 77227 | 77171 | 77530 | 77532 | 77534 | 77536 | 77538 | 77540
2006 | US | TRE | - | ERCOT | DCSTPN | Planned – NOT under construction & positive rerating | 0 | 0 | 60 | 60 | 60 | 810 | 810 | 810 | 810 | 810 | 810
2006 | US | TRE | - | ERCOT | DCSTPU | Planned Additions of New Capacity and Planned Uprates to Existing Capacity | 0 | 510 | 1603 | 1778 | 1778 | 1778 | 1778 | 1778 | 1778 | 1778 | 1778
2006 | US | TRE | - | ERCOT | DCSTRE | Planned Retirements and Planned Deratings | 0 | 0 | 0 | 0 | 58 | 451 | 451 | 451 | 451 | 451 | 451
2006 | US | TRE | - | ERCOT | DCSUC | Uncommitted Resources (Operable) | 0 | 0 | 6836 | 7036 | 7047 | 7220 | 7202 | 7202 | 7202 | 7202 | 7202
2007 | US | TRE | - | ERCOT | CSTF | Total | 70202 | 71259 | 71567 | 71462 | 71896 | 72610 | 73374 | 73374 | 73374 | 73374 | 73374
2007 | US | TRE | - | ERCOT | DCSAI | Owned Capacity/Entitlement Located Externally | 0 | 0 | 0 | 0 | 0 | 0 | 0 | 0 | 0 | 0 | 0
2007 | US | TRE | - | ERCOT | DCSAO | Capacity Owned by/Entitlement Held by External Entity | 0 | 218 | 247 | 247 | 247 | 247 | 247 | 247 | 247 | 247 | 247
2007 | US | TRE | - | ERCOT | DCSCD | Conditional derates | 0 | 0 | 0 | 0 | 0 | 0 | 0 | 0 | 0 | 0 | 0
2007 | US | TRE | - | ERCOT | DCSDGG | Distributed Generator Capacity >= 1 MW | 92 | 92 | 92 | 92 | 92 | 92 | 92 | 92 | 92 | 92 | 92
2007 | US | TRE | - | ERCOT | DCSDGL | Distributed Generator Capacity < 1 MW | bar: 214 214 to 138 138
2007 | US | TRE | - | ERCOT | DCSDIC | Deliverable Internal Capacity | 70200 | 71258 | 71566 | 71461 | 71895 | 72440 | 73204 | 73204 | 73204 | 73204 | 73204
2007 | US | TRE | - | ERCOT | DCSDR | Derates and Decreases in Seasonal Rated Capacity | 2183 | 3116 | 4906 | 4941 | 4941 | 4941 | 4941 | 4941 | 4941 | 4941 | 4941
2007 | US | TRE | - | ERCOT | DCSDTO | Derated Operable Total Internal Capacity | 70592 | 73126 | 82372 | 90246 | 93873 | 96398 | 97362 | 98162 | 98362 | 101062 | 101062
2008 | US | FRCC | - | FRCC | S01 | Unrestricted Non-coincident Peak Demand | 46676 | 47364 | 48181 | 49093 | 50284 | 51499 | 52645 | 53641 | 54862 | 56100 | 57346
2008 | US | FRCC | - | FRCC | S01a | New Conservation (Energy Efficiency) | 0 | 0 | 0 | 0 | 0 | 0 | 0 | 0 | 0 | 0 | 0
2008 | US | FRCC | - | FRCC | S01b | Estimated Diversity | 0 | 0 | 0 | 0 | 0 | 0 | 0 | 0 | 0 | 0 | 0
2008 | US | FRCC | - | FRCC | S01c | Additions for non-member load | 0 | 0 | 0 | 0 | 0 | 0 | 0 | 0 | 0 | 0 | 0
2008 | US | FRCC | - | FRCC | S01d | Stand-by Load Under Contract | 0 | 0 | 0 | 0 | 0 | 0 | 0 | 0 | 0 | 0 | 0
2008 | US | FRCC | - | FRCC | S02 | Total Internal Demand | 46676 | 47364 | 48181 | 49093 | 50284 | 51499 | 52645 | 53641 | 54862 | 56100 | 57346
2008 | US | FRCC | - | FRCC | S02a | Direct Control Load Management | 133 | 2256 | 2346 | 2428 | 2509 | 2590 | 2664 | 2735 | 2796 | 2854 | 2907
2008 | US | FRCC | - | FRCC | S02b | Contractually Interruptible (Curtailable) | 109 | 691 | 694 | 685 | 690 | 697 | 704 | 704 | 704 | 704 | 706
2008 | US | FRCC | - | FRCC | S02c | Critical Peak-Pricing with Control | 0 | 0 | 0 | 0 | 0 | 0 | 0 | 0 | 0 | 0 | 0
2008 | US | FRCC | - | FRCC | S02d | Load as a Capacity Resource | 0 | 0 | 0 | 0 | 0 | 0 | 0 | 0 | 0 | 0 | 0
2008 | US | FRCC | - | FRCC | S03 | Net Internal Demand | 46434 | 44417 | 45141 | 45980 | 47085 | 48212 | 49277 | 50202 | 51362 | 52542 | 53733
2008 | US | FRCC | - | FRCC | S04 | Demand Response Used for Ancillary Services | 0 | 0 | 0 | 0 | 0 | 0 | 0 | 0 | 0 | 0 | 0
2008 | US | FRCC | - | FRCC | S04a | Spinning Reserves | 0 | 0 | 0 | 0 | 0 | 0 | 0 | 0 | 0 | 0 | 0
2008 | US | FRCC | - | FRCC | S04b | Non-Spinning Reserves | 0 | 0 | 0 | 0 | 0 | 0 | 0 | 0 | 0 | 0 | 0
2008 | US | FRCC | - | FRCC | S04c | Regulation | 0 | 0 | 0 | 0 | 0 | 0 | 0 | 0 | 0 | 0 | 0
2008 | US | FRCC | - | FRCC | S04d | Emergency | 0 | 0 | 0 | 0 | 0 | 0 | 0 | 0 | 0 | 0 | 0
2008 | US | FRCC | - | FRCC | S05 | TOTAL INTERNAL CAPACITY | 51359 | 52158 | 54412.1 | 56280.8 | 58315.8 | 59058.6 | 60901.6 | 62463.2 | 62729.2 | 66632.5 | 68553.5
2008 | US | FRCC | - | FRCC | S06 | EXISTING CAPACITY | 51359 | 51682.4 | 51842.4 | 51896.1 | 51896.1 | 51896.1 | 52025.1 | 52375.9 | 52375.9 | 52582.9 | 52594.9
2008 | US | FRCC | - | FRCC | S06a | Certain | 50628.9 | 50628.9 | 50628.9 | 50628.9 | 50628.9 | 50628.9 | 50628.9 | 50628.9 | 50628.9 | 50628.9 | 50628.9
2008 | US | FRCC | - | FRCC | S06b | Uncertain | 730.1 | 1053.5 | 1213.5 | 1267.2 | 1267.2 | 1267.2 | 1396.2 | 1747 | 1747 | 1954 | 1966
2008 | US | FRCC | - | FRCC | S06b5 | Energy Only | 567.1 | 996 | 1105 | 1158.7 | 1158.7 | 1158.7 | 1158.7 | 1509.5 | 1509.5 | 1532.5 | 1532.5
2008 | US | FRCC | - | FRCC | S06b6 | Inoperable | 163 | 57.5 | 108.5 | 108.5 | 108.5 | 108.5 | 237.5 | 237.5 | 237.5 | 421.5 | 433.5
2008 | US | FRCC | - | FRCC | S07 | PLANNED AND PROPOSED CAPACITY ADDITIONS = 7a+7b | 0 | 475.6 | 2569.7 | 4384.7 | 6419.7 | 7162.5 | 8876.5 | 10087.3 | 10353.3 | 14049.6 | 15958.6
2008 | US | FRCC | - | FRCC | S07a | Planned | 0 | 475.6 | 2569.7 | 4384.7 | 6419.7 | 7162.5 | 8876.5 | 10087.3 | 10353.3 | 14049.6 | 15958.6
2008 | US | FRCC | - | FRCC | S07a9 | Energy Only | 0 | 0 | 0 | 0 | 0 | 0 | 0 | 0 | 0 | 0 | 0
2008 | US | FRCC | - | FRCC | S07b | Proposed | 0 | 0 | 0 | 0 | 0 | 0 | 0 | 0 | 0 | 0 | 0
2008 | US | FRCC | - | FRCC | S07b9 | Energy Only | 0 | 0 | 0 | 0 | 0 | 0 | 0 | 0 | 0 | 0 | 0
2008 | US | FRCC | - | FRCC | S08 | Transmission-Limited Resources | 0 | 0 | 0 | 0 | 0 | 0 | 0 | 0 | 0 | 0 | 0
2008 | US | FRCC | - | FRCC | S09 | DELIVERABLE INTERNAL CAPACITY = 6a + 7a | 50628.9 | 51104.5 | 53198.6 | 55013.6 | 57048.6 | 57791.4 | 59505.4 | 60716.2 | 60982.2 | 64678.5 | 66587.5
2008 | US | FRCC | - | FRCC | S10 | CAPACITY PURCHASES AND INCOMING ADJUSTMENTS = 10a+10b+10c+10d | 2398 | 2448 | 2423 | 2188 | 2263 | 2188 | 2188 | 2188 | 2188 | 1187 | 846
2008 | US | FRCC | - | FRCC | S10a | Firm Purchases | 2398 | 2448 | 2423 | 2188 | 2263 | 2188 | 2188 | 2188 | 2188 | 1187 | 846
2008 | US | FRCC | - | FRCC | S10b | Non-firm Purchases | 0 | 0 | 0 | 0 | 0 | 0 | 0 | 0 | 0 | 0 | 0
2008 | US | FRCC | - | FRCC | S10c | Expected Purchases | 0 | 0 | 0 | 0 | 0 | 0 | 0 | 0 | 0 | 0 | 0
2008 | US | FRCC | - | FRCC | S10d | Provisional Purchases | 0 | 0 | 0 | 0 | 0 | 0 | 0 | 0 | 0 | 0 | 0
2008 | US | FRCC | - | FRCC | S11 | CAPACITY SALES AND OUTGOING ADJUSTMENTS = 11a+11b+11c+11d | 0 | 0 | 0 | 0 | 0 | 0 | 0 | 0 | 0 | 0 | 0
2008 | US | FRCC | - | FRCC | S11a | Firm Sales | 0 | 0 | 0 | 0 | 0 | 0 | 0 | 0 | 0 | 0 | 0
2008 | US | FRCC | - | FRCC | S11b | Non-firm Sales | 0 | 0 | 0 | 0 | 0 | 0 | 0 | 0 | 0 | 0 | 0
2008 | US | FRCC | - | FRCC | S11c | Expected Sales | 0 | 0 | 0 | 0 | 0 | 0 | 0 | 0 | 0 | 0 | 0
2008 | US | FRCC | - | FRCC | S11d | Provisional Sales | 0 | 0 | 0 | 0 | 0 | 0 | 0 | 0 | 0 | 0 | 0
2008 | US | FRCC | - | FRCC | S12 | Net Capacity Resources | 53026.9 | 53552.5 | 55621.6 | 57201.6 | 59311.6 | 59979.4 | 61693.4 | 62904.2 | 63170.2 | 65865.5 | 67433.5
2008 | US | FRCC | - | FRCC | S14 | Adjusted Potential Resources | 53026.9 | 53553 | 55622 | 57202 | 59312 | 59979 | 61693 | 62904 | 63170 | 65866 | 67434
2008 | US | FRCC | - | FRCC | S13 | Total Potential Resources | 53026.9 | 53552.5 | 55621.6 | 57201.6 | 59311.6 | 59979.4 | 61693.4 | 62904.2 | 63170.2 | 65865.5 | 67433.5
2008 | US | FRCC | - | FRCC | S15 | Confidence of Proposed (7b), using engineering judgement | 0 | 0 | 0 | 0 | 0 | 0 | 0 | 0 | 0 | 0 | 0
2008 | US | FRCC | - | FRCC | S15a | Net Proposed Resources After Confidence Percentage Is Applied = 7b*15 | 0 | 0 | 0 | 0 | 0 | 0 | 0 | 0 | 0 | 0 | 0
2008 | US | FRCC | - | FRCC | S16 | Region/Subregion Target Margin | 0.13 | 0.13 | 0.13 | 0.13 | 0.13 | 0.13 | 0.13 | 0.13 | 0.13 | 0.13 | 0.13
2008 | US | FRCC | - | FRCC | S17 | Existing Certain | 0.12433 | 0.16316 | 0.14912 | 0.12945 | 0.10979 | 0.087186 | 0.067022 | 0.049509 | 0.027546 | -0.014013 | -0.043868
2008 | US | FRCC | - | FRCC | S18 | Net Capacity Resources | 0.12433 | 0.17059 | 0.18843 | 0.19618 | 0.20614 | 0.19619 | 0.20126 | 0.20193 | 0.18693 | 0.20228 | 0.20317
2008 | US | FRCC | - | FRCC | S20 | Adjusted Potential Resources | 0.12433 | 0.1706 | 0.18843 | 0.19618 | 0.20615 | 0.19619 | 0.20125 | 0.20193 | 0.18692 | 0.20229 | 0.20318
2008 | US | FRCC | - | FRCC | S19 | Total Potential Resources | 0.12433 | 0.17059 | 0.18843 | 0.19618 | 0.20614 | 0.19619 | 0.20126 | 0.20193 | 0.18693 | 0.20228 | 0.20317
2008 | US | FRCC | - | FRCC | S21 | Distributed Generator Capacity < 1 MW | 0 | 0 | 0 | 0 | 0 | 0 | 0 | 0 | 0 | 0 | 0
2008 | US | FRCC | - | FRCC | S22 | Other Capacity < 1 MW | 0 | 0 | 0 | 0 | 0 | 0 | 0 | 0 | 0 | 0 | 0
2008 | US | FRCC | - | FRCC | S23 | Distributed Generator Capacity >= 1 MW | 0 | 0 | 0 | 0 | 0 | 0 | 0 | 0 | 0 | 0 | 0
2008 | US | FRCC | - | FRCC | S24 | Capacity Total from EIA-860 | 0 | 0 | 0 | 0 | 0 | 0 | 0 | 0 | 0 | 0 | 0
2008 | US | FRCC | - | FRCC | S25 | EIA-860 Capacity Total less Total Internal Capacity | 51359 | 0 | 0 | 0 | 0 | 0 | 0 | 0 | 0 | 0 | 0
2008 | US | FRCC | - | FRCC | CSTF | Total | 50628.9 | 51104.5 | 53198.6 | 55013.6 | 57048.6 | 57791.4 | 59505.4 | 60716.2 | 60982.2 | 64678.5 | 66587.5
2008 | US | MRO | - | - | S01 | Unrestricted Non-coincident Peak Demand | 41638.41 | 44079.43 | 45479.88 | 46536.92 | 47503.79 | 48378.05 | 49321.79 | 50189.98 | 51061.8 | 51994.82 | 52812.98
2008 | US | MRO | - | - | S01a | New Conservation (Energy Efficiency) | 0 | 49.0586 | 93.6573 | 171.1731 | 329.7775 | 440.813 | 604.6596 | 719.4817 | 835.7086 | 952.5303 | 1070.684
2008 | US | MRO | - | - | S01b | Estimated Diversity | 2 | 164.8 | 169.5 | 172.1 | 176.5 | 179.9 | 182.4 | 186 | 189.6 | 192.2 | 195
2008 | US | MRO | - | - | S01c | Additions for non-member load | 246.8 | 246 | 242.3 | 242.3 | 240 | 240 | 240 | 240 | 240 | 240 | 240
2008 | US | MRO | - | - | S01d | Stand-by Load Under Contract | 11.4 | 11.4 | 11.4 | 11.4 | 11.4 | 11.4 | 11.4 | 11.4 | 11.4 | 11.4 | 11.4
2008 | US | MRO | - | - | S02 | Total Internal Demand | 41894.61 | 44122.97 | 45470.42 | 46447.35 | 47248.91 | 48008.74 | 48786.13 | 49535.89 | 50287.89 | 51101.49 | 51798.7
2008 | US | MRO | - | - | S02a | Direct Control Load Management | 1192.018 | 1621.147 | 1689.409 | 1750.07 | 1803.823 | 1837.131 | 1868.94 | 1892.403 | 1918.828 | 1944.217 | 1969.569
2008 | US | MRO | - | - | S02b | Contractually Interruptible (Curtailable) | 453.91 | 1242.21 | 1222.91 | 1188.91 | 1192.91 | 1178.91 | 1184.91 | 1188.91 | 1194.91 | 1199.91 | 1203.91
2008 | US | MRO | - | - | S02c | Critical Peak-Pricing with Control | 0 | 0 | 0 | 0 | 0 | 0 | 0 | 0 | 0 | 0 | 0
2008 | US | MRO | - | - | S02d | Load as a Capacity Resource | 0 | 0 | 0 | 0 | 0 | 0 | 0 | 0 | 0 | 0 | 0
2008 | US | MRO | - | - | S03 | Net Internal Demand | 40248.68 | 41259.61 | 42558.1 | 43508.37 | 44252.18 | 44992.7 | 45732.27 | 46454.58 | 47174.15 | 47957.36 | 48625.21
2008 | US | MRO | - | - | S04 | Demand Response Used for Ancillary Services | 364.53 | 348.245 | 357.695 | 344.685 | 351.56 | 358.4 | 364.37 | 369.415 | 374.95 | 380.38 | 385.675
2008 | US | MRO | - | - | S04a | Spinning Reserves | 25 | 25 | 25 | 25 | 25 | 25 | 25 | 25 | 25 | 25 | 25
2008 | US | MRO | - | - | S04b | Non-Spinning Reserves | 63 | 64 | 65 | 67 | 68 | 69 | 70 | 71 | 72 | 73 | 74
2008 | US | MRO | - | - | S04c | Regulation | 25 | 25 | 25 | 25 | 25 | 25 | 25 | 25 | 25 | 25 | 25
2008 | US | MRO | - | - | S04d | Emergency | 251.53 | 234.245 | 242.695 | 227.685 | 233.56 | 239.4 | 244.37 | 248.415 | 252.95 | 257.38 | 261.675
2008 | US | MRO | - | - | S05 | TOTAL INTERNAL CAPACITY | 47819.05 | 49404.16 | 53173.27 | 56459.77 | 59072.89 | 63226.85 | 65115.25 | 66263.91 | 66830.91 | 67083.57 | 67096.32
2008 | US | MRO | - | - | S06 | EXISTING CAPACITY | 47819.05 | 47300.97 | 46983.91 | 47039.35 | 47124.6 | 47034.84 | 47422.04 | 47422.28 | 47419.88 | 47420.12 | 47463.37
2008 | US | MRO | - | - | S06a | Certain | 44422.23 | 43903.6 | 43586.54 | 43641.98 | 43727.23 | 43637.47 | 43874.66 | 43874.91 | 43872.5 | 43872.75 | 43916
2008 | US | MRO | - | - | S06b | Uncertain | 3396.829 | 3397.371 | 3397.371 | 3397.371 | 3397.371 | 3397.371 | 3547.371 | 3547.371 | 3547.371 | 3547.371 | 3547.371
2008 | US | MRO | - | - | S06b5 | Energy Only | 0 | 0 | 0 | 0 | 0 | 0 | 0 | 0 | 0 | 0 | 0
2008 | US | MRO | - | - | S06b6 | Inoperable | 59 | 59 | 59 | 59 | 59 | 59 | 59 | 59 | 59 | 59 | 59
2008 | US | MRO | - | - | S07 | PLANNED AND PROPOSED CAPACITY ADDITIONS = 7a+7b | 0 | 2103.192 | 6189.36 | 9420.42 | 11948.3 | 16192.01 | 17693.22 | 18841.63 | 19411.04 | 19663.45 | 19632.96
2008 | US | MRO | - | - | S07a | Planned | 0 | 1512.192 | 3691.36 | 3898.76 | 4006.76 | 4306.76 | 4359.76 | 4712.76 | 4712.76 | 4905.76 | 4905.76
2008 | US | MRO | - | - | S07a9 | Energy Only | 0 | 0 | 0 | 0 | 0 | 0 | 0 | 0 | 0 | 0 | 0
2008 | US | MRO | - | - | S07b | Proposed | 0 | 591 | 2498 | 5521.66 | 7941.536 | 11885.25 | 13333.46 | 14128.87 | 14698.28 | 14757.69 | 14727.2
2008 | US | MRO | - | - | S07b9 | Energy Only | 0 | 0 | 0 | 0 | 0 | 0 | 5 | 5 | 5 | 8 | 8
2008 | US | MRO | - | - | S08 | Transmission-Limited Resources | 0 | 0 | 0 | 0 | 0 | 0 | 0 | 0 | 0 | 0 | 0
2008 | US | MRO | - | - | S09 | DELIVERABLE INTERNAL CAPACITY = 6a + 7a | 44422.23 | 45415.79 | 47277.89 | 47540.74 | 47733.98 | 47944.23 | 48234.43 | 48587.67 | 48585.27 | 48778.51 | 48821.75
2008 | US | MRO | - | - | S10 | CAPACITY PURCHASES AND INCOMING ADJUSTMENTS = 10a+10b+10c+10d | 3569.2 | 3189.8 | 2609.8 | 2149.5 | 2139.2 | 2139.2 | 2139.2 | 2064.2 | 2064.2 | 2279.2 | 2279.2
2008 | US | MRO | - | - | S10a | Firm Purchases | 3569.2 | 3189.8 | 2609.8 | 2149.5 | 2139.2 | 2139.2 | 2139.2 | 2064.2 | 2064.2 | 2029.2 | 1779.2
2008 | US | MRO | - | - | S10b | Non-firm Purchases | 0 | 0 | 0 | 0 | 0 | 0 | 0 | 0 | 0 | 0 | 0
2008 | US | MRO | - | - | S10c | Expected Purchases | 0 | 0 | 0 | 0 | 0 | 0 | 0 | 0 | 0 | 0 | 0
2008 | US | MRO | - | - | S10d | Provisional Purchases | 0 | 0 | 0 | 0 | 0 | 0 | 0 | 0 | 0 | 250 | 500
2008 | US | MRO | - | - | S11 | CAPACITY SALES AND OUTGOING ADJUSTMENTS = 11a+11b+11c+11d | 891.1014 | 842.5055 | 822.4707 | 750.5594 | 674.6481 | 668.7379 | 682.4814 | 611.5713 | 611.1603 | 611.1603 | 667.1603
2008 | US | MRO | - | - | S11a | Firm Sales | 732.1014 | 730.7555 | 705.7555 | 634.7555 | 559.7555 | 554.7555 | 489.4603 | 419.4603 | 419.4603 | 419.4603 | 475.4603
2008 | US | MRO | - | - | S11b | Non-firm Sales | 159 | 111.75 | 116.7153 | 115.8039 | 114.8926 | 113.9825 | 193.0211 | 192.111 | 191.7 | 191.7 | 191.7
2008 | US | MRO | - | - | S11c | Expected Sales | 0 | 0 | 0 | 0 | 0 | 0 | 0 | 0 | 0 | 0 | 0
2008 | US | MRO | - | - | S11d | Provisional Sales | 0 | 0 | 0 | 0 | 0 | 0 | 0 | 0 | 0 | 0 | 0
2008 | US | MRO | - | - | S12 | Net Capacity Resources | 47259.32 | 47874.84 | 49181.94 | 49055.48 | 49313.43 | 49528.68 | 49884.16 | 50232.41 | 50230 | 50388.25 | 50125.5
2008 | US | MRO | - | - | S14 | Adjusted Potential Resources | 47123.52 | 48083 | 50243 | 51327 | 52432 | 54029 | 54962 | 55470 | 55582 | 56002 | 55984
2008 | US | MRO | - | - | S13 | Total Potential Resources | 47123.52 | 48377.94 | 51587.08 | 54485.2 | 57163.93 | 61323.8 | 63198.46 | 64343.02 | 64910.44 | 65378.09 | 65334.85
2008 | US | MRO | - | - | S15 | Confidence of Proposed (7b), using engineering judgement | 0 | 0.5 | 0.45 | 0.4 | 0.35 | 0.35 | 0.35 | 0.2 | 0.2 | 0.2 | 0.2
2008 | US | MRO | - | - | S15a | Net Proposed Resources After Confidence Percentage Is Applied = 7b*15 | 0 | 296 | 1154 | 2363 | 3210 | 4590 | 5097 | 5256 | 5370 | 5382 | 5376
2008 | US | MRO | - | - | S16 | Region/Subregion Target Margin | 0 | 0.13 | 0.13 | 0.13 | 0.13 | 0.13 | 0.13 | 0.13 | 0.13 | 0.13 | 0.13
2008 | US | MRO | - | - | S17 | Existing Certain | 0.14834 | 0.11007 | 0.064463 | 0.036503 | 0.023275 | 0.0050687 | -0.0045661 | -0.020539 | -0.036402 | -0.054414 | -0.07531
2008 | US | MRO | - | - | S18 | Net Capacity Resources | 0.14834 | 0.13818 | 0.13468 | 0.11308 | 0.10263 | 0.091583 | 0.083231 | 0.075207 | 0.060837 | 0.048243 | 0.02993
2008 | US | MRO | - | - | S20 | Adjusted Potential Resources | 0.14589 | 0.14191 | 0.15295 | 0.15233 | 0.15601 | 0.16725 | 0.16793 | 0.16253 | 0.15127 | 0.14365 | 0.13144
2008 | US | MRO | - | - | S19 | Total Potential Resources | 0.14589 | 0.14714 | 0.17502 | 0.20146 | 0.22587 | 0.26631 | 0.27637 | 0.27802 | 0.27324 | 0.26646 | 0.25575
2008 | US | MRO | - | - | S21 | Distributed Generator Capacity < 1 MW | 27.5 | 27.5 | 27.5 | 29.1 | 30.7 | 32.3 | 33.9 | 35.5 | 37.1 | 38.7 | 40.3
2008 | US | MRO | - | - | S22 | Other Capacity < 1 MW | 15.895 | 15.895 | 15.895 | 15.895 | 15.895 | 15.895 | 15.895 | 15.895 | 14.595 | 14.595 | 14.595
2008 | US | MRO | - | - | S23 | Distributed Generator Capacity >= 1 MW | 208.9 | 208.9 | 209.6 | 209.6 | 209.6 | 209.6 | 209.6 | 209.6 | 209.6 | 209.6 | 209.6
2008 | US | MRO | - | - | S24 | Capacity Total from EIA-860 | 0 | 0 | 0 | 0 | 0 | 0 | 0 | 0 | 0 | 0 | 0
2008 | US | MRO | - | - | S25 | EIA-860 Capacity Total less Total Internal Capacity | 47819.05 | 0 | 0 | 0 | 0 | 0 | 0 | 0 | 0 | 0 | 0
2008 | US | MRO | - | - | CSTF | Total | 41013.28 | 41596.2 | 43504.14 | 43902.33 | 44426.85 | 44953.51 | 46037.67 | 46549.66 | 46643.67 | 46837.57 | 46883.82
2008 | US | NPCC | - | - | S01 | Unrestricted Non-coincident Peak Demand | 59629 | 61779 | 62647 | 63399 | 64173 | 64932 | 65665 | 66317 | 66923 | 67471 | 68012
2008 | US | NPCC | - | - | S01a | New Conservation (Energy Efficiency) | 0 | 0 | 0 | 0 | 0 | 0 | 0 | 0 | 0 | 0 | 0
2008 | US | NPCC | - | - | S01b | Estimated Diversity | 0 | 0 | 0 | 0 | 0 | 0 | 0 | 0 | 0 | 0 | 0
2008 | US | NPCC | - | - | S01c | Additions for non-member load | 0 | 0 | 0 | 0 | 0 | 0 | 0 | 0 | 0 | 0 | 0
2008 | US | NPCC | - | - | S01d | Stand-by Load Under Contract | 0 | 0 | 0 | 0 | 0 | 0 | 0 | 0 | 0 | 0 | 0
2008 | US | NPCC | - | - | S02 | Total Internal Demand | 59629 | 61779 | 62647 | 63399 | 64173 | 64932 | 65665 | 66317 | 66923 | 67471 | 68012
2008 | US | NPCC | - | - | S02a | Direct Control Load Management | 301 | 301 | 301 | 301 | 301 | 301 | 301 | 301 | 301 | 301 | 301
2008 | US | NPCC | - | - | S02b | Contractually Interruptible (Curtailable) | 0 | 0 | 0 | 0 | 0 | 0 | 0 | 0 | 0 | 0 | 0
2008 | US | NPCC | - | - | S02c | Critical Peak-Pricing with Control | 0 | 0 | 0 | 0 | 0 | 0 | 0 | 0 | 0 | 0 | 0
2008 | US | NPCC | - | - | S02d | Load as a Capacity Resource | 2695 | 3107 | 3107 | 3566 | 3566 | 3566 | 3566 | 3566 | 3566 | 3566 | 3566
2008 | US | NPCC | - | - | S03 | Net Internal Demand | 56633 | 58371 | 59239 | 59532 | 60306 | 61065 | 61798 | 62450 | 63056 | 63604 | 64145
2008 | US | NPCC | - | - | S04 | Demand Response Used for Ancillary Services | 2075 | 2075 | 2075 | 2075 | 2075 | 2075 | 2075 | 2075 | 2075 | 2075 | 2075
2008 | US | NPCC | - | - | S04a | Spinning Reserves | 1200 | 1200 | 1200 | 1200 | 1200 | 1200 | 1200 | 1200 | 1200 | 1200 | 1200
2008 | US | NPCC | - | - | S04b | Non-Spinning Reserves | 600 | 600 | 600 | 600 | 600 | 600 | 600 | 600 | 600 | 600 | 600
2008 | US | NPCC | - | - | S04c | Regulation | 275 | 275 | 275 | 275 | 275 | 275 | 275 | 275 | 275 | 275 | 275
2008 | US | NPCC | - | - | S04d | Emergency | 0 | 0 | 0 | 0 | 0 | 0 | 0 | 0 | 0 | 0 | 0
2008 | US | NPCC | - | - | S05 | TOTAL INTERNAL CAPACITY | 70249.64 | 70372.6 | 72972.47 | 76944.9 | 80377.09 | 81782.09 | 82562.7 | 82603.7 | 82603.7 | 82603.7 | 82603.7
2008 | US | NPCC | - | - | S06 | EXISTING CAPACITY | 70249.64 | 69987 | 69969.27 | 68616 | 68616 | 68616 | 68492 | 68492 | 68492 | 68492 | 68492
2008 | US | NPCC | - | - | S06a | Certain | 70249.64 | 69605 | 69587.27 | 68234 | 68234 | 68234 | 68110 | 68110 | 68110 | 68110 | 68110
2008 | US | NPCC | - | - | S06b | Uncertain | 0 | 382 | 382 | 382 | 382 | 382 | 382 | 382 | 382 | 382 | 382
2008 | US | NPCC | - | - | S06b5 | Energy Only | 0 | 0 | 0 | 0 | 0 | 0 | 0 | 0 | 0 | 0 | 0
2008 | US | NPCC | - | - | S06b6 | Inoperable | 0 | 0 | 0 | 0 | 0 | 0 | 0 | 0 | 0 | 0 | 0
2008 | US | NPCC | - | - | S07 | PLANNED AND PROPOSED CAPACITY ADDITIONS = 7a+7b | 0 | 385.6 | 3003.2 | 8328.9 | 11761.1 | 13166.1 | 14070.7 | 14111.7 | 14111.7 | 14111.7 | 14111.7
2008 | US | NPCC | - | - | S07a | Planned | 0 | 215.6 | 1024.8 | 990.1 | 1188.1 | 1188.1 | 1188.7 | 1188.7 | 1188.7 | 1188.7 | 1188.7
2008 | US | NPCC | - | - | S07a9 | Energy Only | 0 | 0 | 0 | 0 | 0 | 0 | 0 | 0 | 0 | 0 | 0
2008 | US | NPCC | - | - | S07b | Proposed | 0 | 170 | 1978.4 | 7338.8 | 10573 | 11978 | 12882 | 12923 | 12923 | 12923 | 12923
2008 | US | NPCC | - | - | S07b9 | Energy Only | 0 | 0 | 0 | 0 | 0 | 0 | 0 | 0 | 0 | 0 | 0
2008 | US | NPCC | - | - | S08 | Transmission-Limited Resources | 0 | 0 | 0 | 0 | 0 | 0 | 0 | 0 | 0 | 0 | 0
2008 | US | NPCC | - | - | S09 | DELIVERABLE INTERNAL CAPACITY = 6a + 7a | 70249.64 | 69820.6 | 70612.07 | 69224.09 | 69422.09 | 69422.09 | 69298.7 | 69298.7 | 69298.7 | 69298.7 | 69298.7
2008 | US | NPCC | - | - | S10 | CAPACITY PURCHASES AND INCOMING ADJUSTMENTS = 10a+10b+10c+10d | 0 | 3077.8 | 3077.8 | 3534 | 4050.8 | 4050.8 | 4050.8 | 4000.8 | 4000.8 | 4000.8 | 4000.8
2008 | US | NPCC | - | - | S10a | Firm Purchases | 4478.3 | 477.8 | 477.8 | 934 | 1450.8 | 1450.8 | 1450.8 | 1400.8 | 1400.8 | 1400.8 | 1400.8
2008 | US | NPCC | - | - | S10b | Non-firm Purchases | 0 | 0 | 0 | 0 | 0 | 0 | 0 | 0 | 0 | 0 | 0
2008 | US | NPCC | - | - | S10c | Expected Purchases | 0 | 2600 | 2600 | 2600 | 2600 | 2600 | 2600 | 2600 | 2600 | 2600 | 2600
2008 | US | NPCC | - | - | S10d | Provisional Purchases | 0 | 0 | 0 | 0 | 0 | 0 | 0 | 0 | 0 | 0 | 0
2008 | US | NPCC | - | - | S11 | CAPACITY SALES AND OUTGOING ADJUSTMENTS = 11a+11b+11c+11d | 0 | 793 | 793 | 674.2 | 550 | 550 | 550 | 550 | 550 | 550 | 550
2008 | US | NPCC | - | - | S11a | Firm Sales | 343 | 343 | 343 | 224.2 | 100 | 100 | 100 | 100 | 100 | 100 | 100
2008 | US | NPCC | - | - | S11b | Non-firm Sales | 0 | 0 | 0 | 0 | 0 | 0 | 0 | 0 | 0 | 0 | 0
2008 | US | NPCC | - | - | S11c | Expected Sales | 0 | 450 | 450 | 450 | 450 | 450 | 450 | 450 | 450 | 450 | 450
2008 | US | NPCC | - | - | S11d | Provisional Sales | 0 | 0 | 0 | 0 | 0 | 0 | 0 | 0 | 0 | 0 | 0
2008 | US | NPCC | - | - | S12 | Net Capacity Resources | 74384.94 | 72105.4 | 72896.87 | 72083.9 | 72922.9 | 72922.9 | 72799.5 | 72749.5 | 72749.5 | 72749.5 | 72749.5
2008 | US | NPCC | - | - | S14 | Adjusted Potential Resources | 74384.94 | 72105 | 72897 | 72084 | 72923 | 72923 | 72800 | 72750 | 72750 | 72750 | 72750
2008 | US | NPCC | - | - | S13 | Total Potential Resources | 74384.94 | 72275.4 | 74875.27 | 79422.7 | 83495.9 | 84900.9 | 85681.5 | 85672.5 | 85672.5 | 85672.5 | 85672.5
2008 | US | NPCC | - | - | S15 | Confidence of Proposed (7b), using engineering judgement | 0 | 0 | 0 | 0 | 0 | 0 | 0 | 0 | 0 | 0 | 0
2008 | US | NPCC | - | - | S15a | Net Proposed Resources After Confidence Percentage Is Applied = 7b*15 | 0 | 0 | 0 | 0 | 0 | 0 | 0 | 0 | 0 | 0 | 0
2008 | US | NPCC | - | - | S16 | Region/Subregion Target Margin | 0 | 0 | 0 | 0 | 0 | 0 | 0 | 0 | 0 | 0 | 0
2008 | US | NPCC | - | - | S17 | Existing Certain | 0.4711 | 0.32443 | 0.29823 | 0.2747 | 0.26642 | 0.24416 | 0.21998 | 0.19988 | 0.18238 | 0.1666 | 0.15117
2008 | US | NPCC | - | - | S18 | Net Capacity Resources | 0.4711 | 0.37363 | 0.36635 | 0.34472 | 0.33919 | 0.31775 | 0.2948 | 0.27562 | 0.25884 | 0.24373 | 0.229
2008 | US | NPCC | - | - | S20 | Adjusted Potential Resources | 0.4711 | 0.37362 | 0.36635 | 0.34472 | 0.3392 | 0.31776 | 0.29482 | 0.27563 | 0.25885 | 0.24374 | 0.22901
2008 | US | NPCC | - | - | S19 | Total Potential Resources | 0.4711 | 0.37819 | 0.41645 | 0.50319 | 0.55354 | 0.55636 | 0.54959 | 0.53391 | 0.51969 | 0.50682 | 0.49406
2008 | US | NPCC | - | - | S21 | Distributed Generator Capacity < 1 MW | 0 | 0 | 0 | 0 | 0 | 0 | 0 | 0 | 0 | 0 | 0
2008 | US | NPCC | - | - | S22 | Other Capacity < 1 MW | 0 | 0 | 0 | 0 | 0 | 0 | 0 | 0 | 0 | 0 | 0
2008 | US | NPCC | - | - | S23 | Distributed Generator Capacity >= 1 MW | 0 | 0 | 0 | 0 | 0 | 0 | 0 | 0 | 0 | 0 | 0
2008 | US | NPCC | - | - | S24 | Capacity Total from EIA-860 | 0 | 0 | 0 | 0 | 0 | 0 | 0 | 0 | 0 | 0 | 0
2008 | US | NPCC | - | - | S25 | EIA-860 Capacity Total less Total Internal Capacity | 70249.64 | 0 | 0 | 0 | 0 | 0 | 0 | 0 | 0 | 0 | 0
2008 | US | NPCC | - | - | CSTF | Total | 69636.64 | 69808.71 | 70199.67 | 70326.67 | 69435.67 | 69435.67 | 69435.67 | 69435.67 | 69435.67 | 69435.67 | 69435.67
2008 | US | NPCC | New England | New England | S01 | Unrestricted Non-coincident Peak Demand | 27460 | 27970 | 28480 | 28955 | 29405 | 29820 | 30190 | 30510 | 30790 | 31035 | 31250
2008 | US | NPCC | New England | New England | S01a | New Conservation (Energy Efficiency) | 0 | 0 | 0 | 0 | 0 | 0 | 0 | 0 | 0 | 0 | 0
2008 | US | NPCC | New England | New England | S01b | Estimated Diversity | 0 | 0 | 0 | 0 | 0 | 0 | 0 | 0 | 0 | 0 | 0
2008 | US | NPCC | New England | New England | S01c | Additions for non-member load | 0 | 0 | 0 | 0 | 0 | 0 | 0 | 0 | 0 | 0 | 0
2008 | US | NPCC | New England | New England | S01d | Stand-by Load Under Contract | 0 | 0 | 0 | 0 | 0 | 0 | 0 | 0 | 0 | 0 | 0
2008 | US | NPCC | New England | New England | S02 | Total Internal Demand | 27460 | 27970 | 28480 | 28955 | 29405 | 29820 | 30190 | 30510 | 30790 | 31035 | 31250
2008 | US | NPCC | New England | New England | S02a | Direct Control Load Management | 0 | 0 | 0 | 0 | 0 | 0 | 0 | 0 | 0 | 0 | 0
2008 | US | NPCC | New England | New England | S02b | Contractually Interruptible (Curtailable) | 0 | 0 | 0 | 0 | 0 | 0 | 0 | 0 | 0 | 0 | 0
2008 | US | NPCC | New England | New England | S02c | Critical Peak-Pricing with Control | 0 | 0 | 0 | 0 | 0 | 0 | 0 | 0 | 0 | 0 | 0
2008 | US | NPCC | New England | New England | S02d | Load as a Capacity Resource | 1408 | 1820 | 1820 | 2279 | 2279 | 2279 | 2279 | 2279 | 2279 | 2279 | 2279
2008 | US | NPCC | New England | New England | S03 | Net Internal Demand | 26052 | 26150 | 26660 | 26676 | 27126 | 27541 | 27911 | 28231 | 28511 | 28756 | 28971
2008 | US | NPCC | New England | New England | S04 | Demand Response Used for Ancillary Services | 0 | 0 | 0 | 0 | 0 | 0 | 0 | 0 | 0 | 0 | 0
2008 | US | NPCC | New England | New England | S04a | Spinning Reserves | 0 | 0 | 0 | 0 | 0 | 0 | 0 | 0 | 0 | 0 | 0
2008 | US | NPCC | New England | New England | S04b | Non-Spinning Reserves | 0 | 0 | 0 | 0 | 0 | 0 | 0 | 0 | 0 | 0 | 0
2008 | US | NPCC | New England | New England | S04c | Regulation | 0 | 0 | 0 | 0 | 0 | 0 | 0 | 0 | 0 | 0 | 0
2008 | US | NPCC | New England | New England | S04d | Emergency | 0 | 0 | 0 | 0 | 0 | 0 | 0 | 0 | 0 | 0 | 0
2008 | US | NPCC | New England | New England | S05 | TOTAL INTERNAL CAPACITY | 30878.64 | 31243 | 33374.67 | 38164.7 | 41411.7 | 42816.7 | 43720.7 | 43761.7 | 43761.7 | 43761.7 | 43761.7
2008 | US | NPCC | New England | New England | S06 | EXISTING CAPACITY | 30878.64 | 30892 | 30874.27 | 30412 | 30412 | 30412 | 30412 | 30412 | 30412 | 30412 | 30412
2008 | US | NPCC | New England | New England | S06a | Certain | 30878.64 | 30892 | 30874.27 | 30412 | 30412 | 30412 | 30412 | 30412 | 30412 | 30412 | 30412
2008 | US | NPCC | New England | New England | S06b | Uncertain | 0 | 0 | 0 | 0 | 0 | 0 | 0 | 0 | 0 | 0 | 0
2008 | US | NPCC | New England | New England | S06b5 | Energy Only | 0 | 0 | 0 | 0 | 0 | 0 | 0 | 0 | 0 | 0 | 0
2008 | US | NPCC | New England | New England | S06b6 | Inoperable | 0 | 0 | 0 | 0 | 0 | 0 | 0 | 0 | 0 | 0 | 0
2008 | US | NPCC | New England | New England | S07 | PLANNED AND PROPOSED CAPACITY ADDITIONS = 7a+7b | 0 | 351 | 2500.4 | 7752.7 | 10999.7 | 12404.7 | 13308.7 | 13349.7 | 13349.7 | 13349.7 | 13349.7
2008 | US | NPCC | New England | New England | S07a | Planned | 0 | 181 | 528.4 | 426.7 | 426.7 | 426.7 | 426.7 | 426.7 | 426.7 | 426.7 | 426.7
2008 | US | NPCC | New England | New England | S07a9 | Energy Only | 0 | 0 | 0 | 0 | 0 | 0 | 0 | 0 | 0 | 0 | 0
2008 | US | NPCC | New England | New England | S07b | Proposed | 0 | 170 | 1972 | 7326 | 10573 | 11978 | 12882 | 12923 | 12923 | 12923 | 12923
2008 | US | NPCC | New England | New England | S07b9 | Energy Only | 0 | 0 | 0 | 0 | 0 | 0 | 0 | 0 | 0 | 0 | 0
2008 | US | NPCC | New England | New England | S08 | Transmission-Limited Resources | 0 | 0 | 0 | 0 | 0 | 0 | 0 | 0 | 0 | 0 | 0
2008 | US | NPCC | New England | New England | S09 | DELIVERABLE INTERNAL CAPACITY = 6a + 7a | 30878.64 | 31073 | 31402.67 | 30838.7 | 30838.7 | 30838.7 | 30838.7 | 30838.7 | 30838.7 | 30838.7 | 30838.7
2008 | US | NPCC | New England | New England | S10 | CAPACITY PURCHASES AND INCOMING ADJUSTMENTS = 10a+10b+10c+10d | 0 | 401 | 401 | 934 | 934 | 934 | 934 | 934 | 934 | 934 | 934
2008 | US | NPCC | New England | New England | S10a | Firm Purchases | 2382 | 401 | 401 | 934 | 934 | 934 | 934 | 934 | 934 | 934 | 934
2008 | US | NPCC | New England | New England | S10b | Non-firm Purchases | 0 | 0 | 0 | 0 | 0 | 0 | 0 | 0 | 0 | 0 | 0
2008 | US | NPCC | New England | New England | S10c | Expected Purchases | 0 | 0 | 0 | 0 | 0 | 0 | 0 | 0 | 0 | 0 | 0
2008 | US | NPCC | New England | New England | S10d | Provisional Purchases | 0 | 0 | 0 | 0 | 0 | 0 | 0 | 0 | 0 | 0 | 0
2008 | US | NPCC | New England | New England | S11 | CAPACITY SALES AND OUTGOING ADJUSTMENTS = 11a+11b+11c+11d | 0 | 343 | 343 | 100 | 100 | 100 | 100 | 100 | 100 | 100 | 100
2008 | US | NPCC | New England | New England | S11a | Firm Sales | 343 | 343 | 343 | 100 | 100 | 100 | 100 | 100 | 100 | 100 | 100
2008 | US | NPCC | New England | New England | S11b | Non-firm Sales | 0 | 0 | 0 | 0 | 0 | 0 | 0 | 0 | 0 | 0 | 0
2008 | US | NPCC | New England | New England | S11c | Expected Sales | 0 | 0 | 0 | 0 | 0 | 0 | 0 | 0 | 0 | 0 | 0
2008 | US | NPCC | New England | New England | S11d | Provisional Sales | 0 | 0 | 0 | 0 | 0 | 0 | 0 | 0 | 0 | 0 | 0
2008 | US | NPCC | New England | New England | S12 | Net Capacity Resources | 32917.64 | 31131 | 31460.67 | 31672.7 | 31672.7 | 31672.7 | 31672.7 | 31672.7 | 31672.7 | 31672.7 | 31672.7
2008 | US | NPCC | New England | New England | S14 | Adjusted Potential Resources | 32917.64 | 31131 | 31461 | 31673 | 31673 | 31673 | 31673 | 31673 | 31673 | 31673 | 31673
2008 | US | NPCC | New England | New England | S13 | Total Potential Resources | 32917.64 | 31301 | 33432.67 | 38998.7 | 42245.7 | 43650.7 | 44554.7 | 44595.7 | 44595.7 | 44595.7 | 44595.7
2008 | US | NPCC | New England | New England | S15 | Confidence of Proposed (7b), using engineering judgement | 0 | 0 | 0 | 0 | 0 | 0 | 0 | 0 | 0 | 0 | 0
2008 | US | NPCC | New England | New England | S15a | Net Proposed Resources After Confidence Percentage Is Applied = 7b*15 | 0 | 0 | 0 | 0 | 0 | 0 | 0 | 0 | 0 | 0 | 0
2008 | US | NPCC | New England | New England | S16 | Region/Subregion Target Margin | 0 | 0.13 | 0.13 | 0.13 | 0.13 | 0.13 | 0.13 | 0.13 | 0.13 | 0.13 | 0.13
2008 | US | NPCC | New England | New England | S17 | Existing Certain | 0.20857 | 0.15509 | 0.13812 | 0.14626 | 0.13186 | 0.11858 | 0.10673 | 0.096492 | 0.087531 | 0.07969 | 0.072809
2008 | US | NPCC | New England | New England | S18 | Net Capacity Resources | 0.20857 | 0.16 | 0.15259 | 0.15776 | 0.14355 | 0.13045 | 0.11877 | 0.10866 | 0.099824 | 0.092089 | 0.085301
2008 | US | NPCC | New England | New England | S20 | Adjusted Potential Resources | 0.20857 | 0.16 | 0.1526 | 0.15777 | 0.14356 | 0.13046 | 0.11878 | 0.10867 | 0.099833 | 0.092097 | 0.085309
2008 | US | NPCC | New England | New England | S19 | Total Potential Resources | 0.20857 | 0.16456 | 0.20258 | 0.31598 | 0.3579 | 0.36906 | 0.37356 | 0.36696 | 0.36068 | 0.35518 | 0.35036
2008 | US | NPCC | New England | New England | S21 | Distributed Generator Capacity < 1 MW | 0 | 0 | 0 | 0 | 0 | 0 | 0 | 0 | 0 | 0 | 0
2008 | US | NPCC | New England | New England | S22 | Other Capacity < 1 MW | 0 | 0 | 0 | 0 | 0 | 0 | 0 | 0 | 0 | 0 | 0
2008 | US | NPCC | New England | New England | S23 | Distributed Generator Capacity >= 1 MW | 0 | 0 | 0 | 0 | 0 | 0 | 0 | 0 | 0 | 0 | 0
2008 | US | NPCC | New England | New England | S24 | Capacity Total from EIA-860 | 0 | 0 | 0 | 0 | 0 | 0 | 0 | 0 | 0 | 0 | 0
2008 | US | NPCC | New England | New England | S25 | EIA-860 Capacity Total less Total Internal Capacity | 30878.64 | 0 | 0 | 0 | 0 | 0 | 0 | 0 | 0 | 0 | 0
2008 | US | NPCC | New England | New England | CSTF | Total | 30878.64 | 31072.71 | 31402.67 | 30839.67 | 30839.67 | 30839.67 | 30839.67 | 30839.67 | 30839.67 | 30839.67 | 30839.67
2008 | US | NPCC | New York | New York | S01 | Unrestricted Non-coincident Peak Demand | 32169 | 33809 | 34167 | 34444 | 34768 | 35112 | 35475 | 35807 | 36133 | 36436 | 36762
2008 | US | NPCC | New York | New York | S01a | New Conservation (Energy Efficiency) | 0 | 0 | 0 | 0 | 0 | 0 | 0 | 0 | 0 | 0 | 0
2008 | US | NPCC | New York | New York | S01b | Estimated Diversity | 0 | 0 | 0 | 0 | 0 | 0 | 0 | 0 | 0 | 0 | 0
2008 | US | NPCC | New York | New York | S01c | Additions for non-member load | 0 | 0 | 0 | 0 | 0 | 0 | 0 | 0 | 0 | 0 | 0
2008 | US | NPCC | New York | New York | S01d | Stand-by Load Under Contract | 0 | 0 | 0 | 0 | 0 | 0 | 0 | 0 | 0 | 0 | 0
2008 | US | NPCC | New York | New York | S02 | Total Internal Demand | 32169 | 33809 | 34167 | 34444 | 34768 | 35112 | 35475 | 35807 | 36133 | 36436 | 36762
2008 | US | NPCC | New York | New York | S02a | Direct Control Load Management | 301 | 301 | 301 | 301 | 301 | 301 | 301 | 301 | 301 | 301 | 301
2008 | US | NPCC | New York | New York | S02b | Contractually Interruptible (Curtailable) | 0 | 0 | 0 | 0 | 0 | 0 | 0 | 0 | 0 | 0 | 0
2008 | US | NPCC | New York | New York | S02c | Critical Peak-Pricing with Control | 0 | 0 | 0 | 0 | 0 | 0 | 0 | 0 | 0 | 0 | 0
2008 | US | NPCC | New York | New York | S02d | Load as a Capacity Resource | 1287 | 1287 | 1287 | 1287 | 1287 | 1287 | 1287 | 1287 | 1287 | 1287 | 1287
2008 | US | NPCC | New York | New York | S03 | Net Internal Demand | 30581 | 32221 | 32579 | 32856 | 33180 | 33524 | 33887 | 34219 | 34545 | 34848 | 35174
2008 | US | NPCC | New York | New York | S04 | Demand Response Used for Ancillary Services | 2075 | 2075 | 2075 | 2075 | 2075 | 2075 | 2075 | 2075 | 2075 | 2075 | 2075
2008 | US | NPCC | New York | New York | S04a | Spinning Reserves | 1200 | 1200 | 1200 | 1200 | 1200 | 1200 | 1200 | 1200 | 1200 | 1200 | 1200
2008 | US | NPCC | New York | New York | S04b | Non-Spinning Reserves | 600 | 600 | 600 | 600 | 600 | 600 | 600 | 600 | 600 | 600 | 600
2008 | US | NPCC | New York | New York | S04c | Regulation | 275 | 275 | 275 | 275 | 275 | 275 | 275 | 275 | 275 | 275 | 275
2008 | US | NPCC | New York | New York | S04d | Emergency | 0 | 0 | 0 | 0 | 0 | 0 | 0 | 0 | 0 | 0 | 0
2008 | US | NPCC | New York | New York | S05 | TOTAL INTERNAL CAPACITY | 39371 | 39129.6 | 39597.8 | 38780.2 | 38965.4 | 38965.4 | 38842 | 38842 | 38842 | 38842 | 38842
2008 | US | NPCC | New York | New York | S06 | EXISTING CAPACITY | 39371 | 39095 | 39095 | 38204 | 38204 | 38204 | 38080 | 38080 | 38080 | 38080 | 38080
2008 | US | NPCC | New York | New York | S06a | Certain | 39371 | 38713 | 38713 | 37822 | 37822 | 37822 | 37698 | 37698 | 37698 | 37698 | 37698
2008 | US | NPCC | New York | New York | S06b | Uncertain | 0 | 382 | 382 | 382 | 382 | 382 | 382 | 382 | 382 | 382 | 382
2008 | US | NPCC | New York | New York | S06b5 | Energy Only | 0 | 0 | 0 | 0 | 0 | 0 | 0 | 0 | 0 | 0 | 0
2008 | US | NPCC | New York | New York | S06b6 | Inoperable | 0 | 0 | 0 | 0 | 0 | 0 | 0 | 0 | 0 | 0 | 0
2008 | US | NPCC | New York | New York | S07 | PLANNED AND PROPOSED CAPACITY ADDITIONS = 7a+7b | 0 | 34.6 | 502.8 | 576.2 | 761.4 | 761.4 | 762 | 762 | 762 | 762 | 762
2008 | US | NPCC | New York | New York | S07a | Planned | 0 | 34.6 | 496.4 | 563.4 | 761.4 | 761.4 | 762 | 762 | 762 | 762 | 762
2008 | US | NPCC | New York | New York | S07a9 | Energy Only | 0 | 0 | 0 | 0 | 0 | 0 | 0 | 0 | 0 | 0 | 0
2008 | US | NPCC | New York | New York | S07b | Proposed | 0 | 0 | 6.4 | 12.8 | 0 | 0 | 0 | 0 | 0 | 0 | 0
2008 | US | NPCC | New York | New York | S07b9 | Energy Only | 0 | 0 | 0 | 0 | 0 | 0 | 0 | 0 | 0 | 0 | 0
2008 | US | NPCC | New York | New York | S08 | Transmission-Limited Resources | 0 | 0 | 0 | 0 | 0 | 0 | 0 | 0 | 0 | 0 | 0
2008 | US | NPCC | New York | New York | S09 | DELIVERABLE INTERNAL CAPACITY = 6a + 7a | 39371 | 38747.6 | 39209.4 | 38385.4 | 38583.4 | 38583.4 | 38460 | 38460 | 38460 | 38460 | 38460
2008 | US | NPCC | New York | New York | S10 | CAPACITY PURCHASES AND INCOMING ADJUSTMENTS = 10a+10b+10c+10d | 0 | 2676.8 | 2676.8 | 2600 | 3116.8 | 3116.8 | 3116.8 | 3066.8 | 3066.8 | 3066.8 | 3066.8
2008 | US | NPCC | New York | New York | S10a | Firm Purchases | 2096.3 | 76.8 | 76.8 | 0 | 516.8 | 516.8 | 516.8 | 466.8 | 466.8 | 466.8 | 466.8
2008 | US | NPCC | New York | New York | S10b | Non-firm Purchases | 0 | 0 | 0 | 0 | 0 | 0 | 0 | 0 | 0 | 0 | 0
2008 | US | NPCC | New York | New York | S10c | Expected Purchases | 0 | 2600 | 2600 | 2600 | 2600 | 2600 | 2600 | 2600 | 2600 | 2600 | 2600
2008 | US | NPCC | New York | New York | S10d | Provisional Purchases | 0 | 0 | 0 | 0 | 0 | 0 | 0 | 0 | 0 | 0 | 0
2008 | US | NPCC | New York | New York | S11 | CAPACITY SALES AND OUTGOING ADJUSTMENTS = 11a+11b+11c+11d | 0 | 450 | 450 | 574.2 | 450 | 450 | 450 | 450 | 450 | 450 | 450
2008 | US | NPCC | New York | New York | S11a | Firm Sales | 0 | 0 | 0 | 124.2 | 0 | 0 | 0 | 0 | 0 | 0 | 0
2008 | US | NPCC | New York | New York | S11b | Non-firm Sales | 0 | 0 | 0 | 0 | 0 | 0 | 0 | 0 | 0 | 0 | 0
2008 | US | NPCC | New York | New York | S11c | Expected Sales | 0 | 450 | 450 | 450 | 450 | 450 | 450 | 450 | 450 | 450 | 450
2008 | US | NPCC | New York | New York | S11d | Provisional Sales | 0 | 0 | 0 | 0 | 0 | 0 | 0 | 0 | 0 | 0 | 0
2008 | US | NPCC | New York | New York | S12 | Net Capacity Resources | 41467.3 | 40974.4 | 41436.2 | 40411.2 | 41250.2 | 41250.2 | 41126.8 | 41076.8 | 41076.8 | 41076.8 | 41076.8
2008 | US | NPCC | New York | New York | S14 | Adjusted Potential Resources | 41467.3 | 40974 | 41436 | 40411 | 41250 | 41250 | 41127 | 41077 | 41077 | 41077 | 41077
2008 | US | NPCC | New York | New York | S13 | Total Potential Resources | 41467.3 | 40974.4 | 41442.6 | 40424 | 41250.2 | 41250.2 | 41126.8 | 41076.8 | 41076.8 | 41076.8 | 41076.8
2008 | US | NPCC | New York | New York | S15 | Confidence of Proposed (7b), using engineering judgement | 0 | 0 | 0 | 0 | 0 | 0 | 0 | 0 | 0 | 0 | 0
2008 | US | NPCC | New York | New York | S15a | Net Proposed Resources After Confidence Percentage Is Applied = 7b*15 | 0 | 0 | 0 | 0 | 0 | 0 | 0 | 0 | 0 | 0 | 0
2008 | US | NPCC | New York | New York | S16 | Region/Subregion Target Margin | 0 | 0 | 0 | 0 | 0 | 0 | 0 | 0 | 0 | 0 | 0
2008 | US | NPCC | New York | New York | S17 | Existing Certain | 0.26253 | 0.16934 | 0.16011 | 0.12844 | 0.13456 | 0.12559 | 0.11325 | 0.10339 | 0.094847 | 0.086907 | 0.078365
2008 | US | NPCC | New York | New York | S18 | Net Capacity Resources | 0.26253 | 0.21363 | 0.21376 | 0.18696 | 0.19564 | 0.1873 | 0.17604 | 0.16695 | 0.15901 | 0.15164 | 0.1437
2008 | US | NPCC | New York | New York | S20 | Adjusted Potential Resources | 0.26253 | 0.21362 | 0.21375 | 0.18695 | 0.19564 | 0.1873 | 0.17604 | 0.16695 | 0.15902 | 0.15164 | 0.14371
2008 | US | NPCC | New York | New York | S19 | Total Potential Resources | 0.26253 | 0.21363 | 0.21388 | 0.18722 | 0.19564 | 0.1873 | 0.17604 | 0.16695 | 0.15901 | 0.15164 | 0.1437
2008 | US | NPCC | New York | New York | S21 | Distributed Generator Capacity < 1 MW | 0 | 0 | 0 | 0 | 0 | 0 | 0 | 0 | 0 | 0 | 0
2008 | US | NPCC | New York | New York | S22 | Other Capacity < 1 MW | 0 | 0 | 0 | 0 | 0 | 0 | 0 | 0 | 0 | 0 | 0
2008 | US | NPCC | New York | New York | S23 | Distributed Generator Capacity >= 1 MW | 0 | 0 | 0 | 0 | 0 | 0 | 0 | 0 | 0 | 0 | 0
2008 | US | NPCC | New York | New York | S24 | Capacity Total from EIA-860 | 0 | 0 | 0 | 0 | 0 | 0 | 0 | 0 | 0 | 0 | 0
2008 | US | NPCC | New York | New York | S25 | EIA-860 Capacity Total less Total Internal Capacity | 39371 | 0 | 0 | 0 | 0 | 0 | 0 | 0 | 0 | 0 | 0
2008 | US | NPCC | New York | New York | CSTF | Total | 38758 | 38736 | 38797 | 39487 | 38596 | 38596 | 38596 | 38596 | 38596 | 38596 | 38596
2008 | US | RF | - | - | S01 | Unrestricted Non-coincident Peak Demand | 180063 | 184000 | 187100 | 190700 | 193400 | 195700 | 198400 | 201100 | 203600 | 206200 | 208600
2008 | US | RF | - | - | S01a | New Conservation (Energy Efficiency) | 0 | 0 | 0 | 0 | 0 | 0 | 0 | 0 | 0 | 0 | 0
2008 | US | RF | - | - | S01b | Estimated Diversity | 0 | 0 | 0 | 0 | 0 | 0 | 0 | 0 | 0 | 0 | 0
2008 | US | RF | - | - | S01c | Additions for non-member load | 0 | 0 | 0 | 0 | 0 | 0 | 0 | 0 | 0 | 0 | 0
2008 | US | RF | - | - | S01d | Stand-by Load Under Contract | 0 | 0 | 0 | 0 | 0 | 0 | 0 | 0 | 0 | 0 | 0
2008 | US | RF | - | - | S02 | Total Internal Demand | 180063 | 184000 | 187100 | 190700 | 193400 | 195700 | 198400 | 201100 | 203600 | 206200 | 208600
2008 | US | RF | - | - | S02a | Direct Control Load Management | 0 | 900 | 1000 | 1000 | 1000 | 1000 | 1000 | 1000 | 1000 | 1000 | 1000
2008 | US | RF | - | - | S02b | Contractually Interruptible (Curtailable) | 0 | 5900 | 5800 | 5800 | 5800 | 5800 | 5800 | 5800 | 5900 | 5900 | 5900
2008 | US | RF | - | - | S02c | Critical Peak-Pricing with Control | 0 | 0 | 0 | 0 | 0 | 0 | 0 | 0 | 0 | 0 | 0
2008 | US | RF | - | - | S02d | Load as a Capacity Resource | 0 | 0 | 0 | 0 | 0 | 0 | 0 | 0 | 0 | 0 | 0
2008 | US | RF | - | - | S03 | Net Internal Demand | 0 | 177200 | 180300 | 183900 | 186600 | 188900 | 191600 | 194300 | 196700 | 199300 | 201700
2008 | US | RF | - | - | S04 | Demand Response Used for Ancillary Services | 0 | 334 | 334 | 334 | 334 | 334 | 334 | 334 | 334 | 334 | 334
2008 | US | RF | - | - | S04a | Spinning Reserves | 0 | 325 | 325 | 325 | 325 | 325 | 325 | 325 | 325 | 325 | 325
2008 | US | RF | - | - | S04b | Non-Spinning Reserves | 0 | 0 | 0 | 0 | 0 | 0 | 0 | 0 | 0 | 0 | 0
2008 | US | RF | - | - | S04c | Regulation | 0 | 0 | 0 | 0 | 0 | 0 | 0 | 0 | 0 | 0 | 0
2008 | US | RF | - | - | S04d | Emergency | 0 | 9 | 9 | 9 | 9 | 9 | 9 | 9 | 9 | 9 | 9
2008 | US | RF | - | - | S05 | TOTAL INTERNAL CAPACITY | 215020 | 216811 | 222331 | 232921 | 247702 | 257415 | 264680 | 265120 | 266653 | 268293 | 269856
2008 | US | RF | - | - | S06 | EXISTING CAPACITY | 215020 | 216811 | 216811 | 216811 | 216811 | 216811 | 216811 | 216811 | 216811 | 216811 | 216811
2008 | US | RF | - | - | S06a | Certain | 213214 | 213749 | 213749 | 213749 | 213749 | 213749 | 213749 | 213749 | 213749 | 213749 | 213749
2008 | US | RF | - | - | S06b | Uncertain | 1806 | 3062 | 3062 | 3062 | 3062 | 3062 | 3062 | 3062 | 3062 | 3062 | 3062
2008 | US | RF | - | - | S06b5 | Energy Only | 580 | 580 | 580 | 580 | 580 | 580 | 580 | 580 | 580 | 580 | 580
2008 | US | RF | - | - | S06b6 | Inoperable | 0 | 662 | 0 | 0 | 0 | 0 | 0 | 0 | 0 | 0 | 0
2008 | US | RF | - | - | S07 | PLANNED AND PROPOSED CAPACITY ADDITIONS = 7a+7b | 0 | 0 | 5520 | 16110 | 30891 | 40604 | 47869 | 48309 | 49842 | 51482 | 53045
2008 | US | RF | - | - | S07a | Planned | 0 | 0 | 996 | 3838 | 5705 | 5705 | 5705 | 5845 | 5845 | 5845 | 5845
2008 | US | RF | - | - | S07a9 | Energy Only | 0 | 0 | 0 | 0 | 0 | 0 | 0 | 0 | 0 | 0 | 0
2008 | US | RF | - | - | S07b | Proposed | 0 | 0 | 4524 | 12272 | 25186 | 34899 | 42164 | 42464 | 43997 | 45637 | 47200
2008 | US | RF | - | - | S07b9 | Energy Only | 0 | 0 | 0 | 0 | 0 | 0 | 0 | 0 | 0 | 0 | 0
2008 | US | RF | - | - | S08 | Transmission-Limited Resources | 0 | 0 | 0 | 0 | 0 | 0 | 0 | 0 | 0 | 0 | 0
2008 | US | RF | - | - | S09 | DELIVERABLE INTERNAL CAPACITY = 6a + 7a | 213214 | 213749 | 214745 | 217587 | 219454 | 219454 | 219454 | 219594 | 219594 | 219594 | 219594
2008 | US | RF | - | - | S10 | CAPACITY PURCHASES AND INCOMING ADJUSTMENTS = 10a+10b+10c+10d | 0 | 2307 | 2307 | 2307 | 2307 | 2307 | 2307 | 2307 | 2307 | 2307 | 2307
2008 | US | RF | - | - | S10a | Firm Purchases | 330 | 2307 | 2307 | 2307 | 2307 | 2307 | 2307 | 2307 | 2307 | 2307 | 2307
2008 | US | RF | - | - | S10b | Non-firm Purchases | 0 | 0 | 0 | 0 | 0 | 0 | 0 | 0 | 0 | 0 | 0
2008 | US | RF | - | - | S10c | Expected Purchases | 0 | 0 | 0 | 0 | 0 | 0 | 0 | 0 | 0 | 0 | 0
2008 | US | RF | - | - | S10d | Provisional Purchases | 0 | 0 | 0 | 0 | 0 | 0 | 0 | 0 | 0 | 0 | 0
2008 | US | RF | - | - | S11 | CAPACITY SALES AND OUTGOING ADJUSTMENTS = 11a+11b+11c+11d | 0 | 2269 | 2269 | 2269 | 2269 | 2269 | 2269 | 2269 | 2269 | 2269 | 2269
2008 | US | RF | - | - | S11a | Firm Sales | 0 | 2269 | 2269 | 2269 | 2269 | 2269 | 2269 | 2269 | 2269 | 2269 | 2269
2008 | US | RF | - | - | S11b | Non-firm Sales | 0 | 0 | 0 | 0 | 0 | 0 | 0 | 0 | 0 | 0 | 0
2008 | US | RF | - | - | S11c | Expected Sales | 0 | 0 | 0 | 0 | 0 | 0 | 0 | 0 | 0 | 0 | 0
2008 | US | RF | - | - | S11d | Provisional Sales | 0 | 0 | 0 | 0 | 0 | 0 | 0 | 0 | 0 | 0 | 0
2008 | US | RF | - | - | S12 | Net Capacity Resources | 213544 | 213787 | 214783 | 217625 | 219492 | 219492 | 219492 | 219632 | 219632 | 219632 | 219632
2008 | US | RF | - | - | S14 | Adjusted Potential Resources | 213544 | 213806 | 216465 | 221270 | 226126 | 227911 | 229372 | 229600 | 230062 | 230390 | 230875
2008 | US | RF | - | - | S13 | Total Potential Resources | 213544 | 213806 | 219988 | 230578 | 245359 | 255072 | 262337 | 262777 | 264310 | 265950 | 267513
2008 | US | RF | - | - | S15 | Confidence of Proposed (7b), using engineering judgement | 0 | 0 | 0 | 0 | 0 | 0 | 0 | 0 | 0 | 0 | 0
2008 | US | RF | - | - | S15a | Net Proposed Resources After Confidence Percentage Is Applied = 7b*15 | 0 | 0 | 1001 | 2964 | 5953 | 7738 | 9199 | 9287 | 9749 | 10077 | 10562
2008 | US | RF | - | - | S16 | Region/Subregion Target Margin | 0 | 0.128 | 0.128 | 0.128 | 0.128 | 0.128 | 0.128 | 0.128 | 0.128 | 0.128 | 0.128
2008 | US | RF | - | - | S17 | Existing Certain | 1 | 0.17114 | 0.15664 | 0.1398 | 0.12717 | 0.11641 | 0.10378 | 0.091151 | 0.079925 | 0.067764 | 0.056538
2008 | US | RF | - | - | S18 | Net Capacity Resources | 1 | 0.17114 | 0.16055 | 0.15497 | 0.14986 | 0.13938 | 0.12708 | 0.11534 | 0.10441 | 0.092573 | 0.081646
2008 | US | RF | - | - | S20 | Adjusted Potential Resources | 1 | 0.17121 | 0.16707 | 0.16889 | 0.1748 | 0.17117 | 0.16468 | 0.15375 | 0.14501 | 0.13495 | 0.12637
2008 | US | RF | - | - | S19 | Total Potential Resources | 1 | 0.17121 | 0.18041 | 0.20244 | 0.23948 | 0.25942 | 0.26964 | 0.26059 | 0.2558 | 0.25061 | 0.24602
2008 | US | RF | - | - | S21 | Distributed Generator Capacity < 1 MW | 0 | 0 | 0 | 0 | 0 | 0 | 0 | 0 | 0 | 0 | 0
2008 | US | RF | - | - | S22 | Other Capacity < 1 MW | 0 | 0 | 0 | 0 | 0 | 0 | 0 | 0 | 0 | 0 | 0
2008 | US | RF | - | - | S23 | Distributed Generator Capacity >= 1 MW | 0 | 0 | 0 | 0 | 0 | 0 | 0 | 0 | 0 | 0 | 0
2008 | US | RF | - | - | S24 | Capacity Total from EIA-860 | 0 | 0 | 0 | 0 | 0 | 0 | 0 | 0 | 0 | 0 | 0
2008 | US | RF | - | - | S25 | EIA-860 Capacity Total less Total Internal Capacity | 215020 | 0 | 0 | 0 | 0 | 0 | 0 | 0 | 0 | 0 | 0
2008 | US | RF | - | - | CSTF | Total | 215020 | 216811 | 222331 | 232921 | 247702 | 257415 | 264680 | 265120 | 266653 | 268293 | 269856
2008 | US | RF | MISO | - | S01 | Unrestricted Non-coincident Peak Demand | 60217 | 63600 | 64400 | 66100 | 67000 | 67600 | 68300 | 69100 | 69800 | 70600 | 71400
2008 | US | RF | MISO | - | S01a | New Conservation (Energy Efficiency) | 0 | 0 | 0 | 0 | 0 | 0 | 0 | 0 | 0 | 0 | 0
2008 | US | RF | MISO | - | S01b | Estimated Diversity | 0 | 0 | 0 | 0 | 0 | 0 | 0 | 0 | 0 | 0 | 0
2008 | US | RF | MISO | - | S01c | Additions for non-member load | 0 | 0 | 0 | 0 | 0 | 0 | 0 | 0 | 0 | 0 | 0
2008 | US | RF | MISO | - | S01d | Stand-by Load Under Contract | 0 | 0 | 0 | 0 | 0 | 0 | 0 | 0 | 0 | 0 | 0
2008 | US | RF | MISO | - | S02 | Total Internal Demand | 60217 | 63600 | 64400 | 66100 | 67000 | 67600 | 68300 | 69100 | 69800 | 70600 | 71400
2008 | US | RF | MISO | - | S02a | Direct Control Load Management | 0 | 500 | 600 | 600 | 600 | 600 | 600 | 600 | 600 | 600 | 600
2008 | US | RF | MISO | - | S02b | Contractually Interruptible (Curtailable) | 0 | 1900 | 1800 | 1800 | 1800 | 1800 | 1800 | 1800 | 1900 | 1900 | 1900
2008 | US | RF | MISO | - | S02c | Critical Peak-Pricing with Control | 0 | 0 | 0 | 0 | 0 | 0 | 0 | 0 | 0 | 0 | 0
2008 | US | RF | MISO | - | S02d | Load as a Capacity Resource | 0 | 0 | 0 | 0 | 0 | 0 | 0 | 0 | 0 | 0 | 0
2008 | US | RF | MISO | - | S03 | Net Internal Demand | 0 | 61200 | 62000 | 63700 | 64600 | 65200 | 65900 | 66700 | 67300 | 68100 | 68900
2008 | US | RF | MISO | - | S04 | Demand Response Used for Ancillary Services | 0 | 0 | 0 | 0 | 0 | 0 | 0 | 0 | 0 | 0 | 0
2008 | US | RF | MISO | - | S04a | Spinning Reserves | 0 | 0 | 0 | 0 | 0 | 0 | 0 | 0 | 0 | 0 | 0
2008 | US | RF | MISO | - | S04b | Non-Spinning Reserves | 0 | 0 | 0 | 0 | 0 | 0 | 0 | 0 | 0 | 0 | 0
2008 | US | RF | MISO | - | S04c | Regulation | 0 | 0 | 0 | 0 | 0 | 0 | 0 | 0 | 0 | 0 | 0
2008 | US | RF | MISO | - | S04d | Emergency | 0 | 0 | 0 | 0 | 0 | 0 | 0 | 0 | 0 | 0 | 0
2008 | US | RF | MISO | - | S05 | TOTAL INTERNAL CAPACITY | 68721 | 69368 | 70333 | 72905 | 75283 | 75933 | 75973 | 75973 | 77386 | 77386 | 78949
2008 | US | RF | MISO | - | S06 | EXISTING CAPACITY | 68721 | 69368 | 69368 | 69368 | 69368 | 69368 | 69368 | 69368 | 69368 | 69368 | 69368
2008 | US | RF | MISO | - | S06a | Certain | 68150 | 68036 | 68036 | 68036 | 68036 | 68036 | 68036 | 68036 | 68036 | 68036 | 68036
2008 | US | RF | MISO | - | S06b | Uncertain | 571 | 1332 | 1332 | 1332 | 1332 | 1332 | 1332 | 1332 | 1332 | 1332 | 1332
2008 | US | RF | MISO | - | S06b5 | Energy Only | 0 | 0 | 0 | 0 | 0 | 0 | 0 | 0 | 0 | 0 | 0
2008 | US | RF | MISO | - | S06b6 | Inoperable | 0 | 662 | 0 | 0 | 0 | 0 | 0 | 0 | 0 | 0 | 0
2008 | US | RF | MISO | - | S07 | PLANNED AND PROPOSED CAPACITY ADDITIONS = 7a+7b | 0 | 0 | 965 | 3537 | 5915 | 6565 | 6605 | 6605 | 8018 | 8018 | 9581
2008 | US | RF | MISO | - | S07a | Planned | 0 | 0 | 650 | 2044 | 2464 | 2464 | 2464 | 2464 | 2464 | 2464 | 2464
2008 | US | RF | MISO | - | S07a9 | Energy Only | 0 | 0 | 0 | 0 | 0 | 0 | 0 | 0 | 0 | 0 | 0
2008 | US | RF | MISO | - | S07b | Proposed | 0 | 0 | 315 | 1493 | 3451 | 4101 | 4141 | 4141 | 5554 | 5554 | 7117
2008 | US | RF | MISO | - | S07b9 | Energy Only | 0 | 0 | 0 | 0 | 0 | 0 | 0 | 0 | 0 | 0 | 0
2008 | US | RF | MISO | - | S08 | Transmission-Limited Resources | 0 | 0 | 0 | 0 | 0 | 0 | 0 | 0 | 0 | 0 | 0
2008 | US | RF | MISO | - | S09 | DELIVERABLE INTERNAL CAPACITY = 6a + 7a | 68150 | 68036 | 68686 | 70080 | 70500 | 70500 | 70500 | 70500 | 70500 | 70500 | 70500
2008 | US | RF | MISO | - | S10 | CAPACITY PURCHASES AND INCOMING ADJUSTMENTS = 10a+10b+10c+10d | 0 | 2040 | 2040 | 2040 | 2040 | 2040 | 2040 | 2040 | 2040 | 2040 | 2040
2008 | US | RF | MISO | - | S10a | Firm Purchases | 0 | 2040 | 2040 | 2040 | 2040 | 2040 | 2040 | 2040 | 2040 | 2040 | 2040
2008 | US | RF | MISO | - | S10b | Non-firm Purchases | 0 | 0 | 0 | 0 | 0 | 0 | 0 | 0 | 0 | 0 | 0
2008 | US | RF | MISO | - | S10c | Expected Purchases | 0 | 0 | 0 | 0 | 0 | 0 | 0 | 0 | 0 | 0 | 0
2008 | US | RF | MISO | - | S10d | Provisional Purchases | 0 | 0 | 0 | 0 | 0 | 0 | 0 | 0 | 0 | 0 | 0
2008 | US | RF | MISO | - | S11 | CAPACITY SALES AND OUTGOING ADJUSTMENTS = 11a+11b+11c+11d | 0 | 0 | 0 | 0 | 0 | 0 | 0 | 0 | 0 | 0 | 0
2008 | US | RF | MISO | - | S11a | Firm Sales | 0 | 0 | 0 | 0 | 0 | 0 | 0 | 0 | 0 | 0 | 0
2008 | US | RF | MISO | - | S11b | Non-firm Sales | 0 | 0 | 0 | 0 | 0 | 0 | 0 | 0 | 0 | 0 | 0
2008 | US | RF | MISO | - | S11c | Expected Sales | 0 | 0 | 0 | 0 | 0 | 0 | 0 | 0 | 0 | 0 | 0
2008 | US | RF | MISO | - | S11d | Provisional Sales | 0 | 0 | 0 | 0 | 0 | 0 | 0 | 0 | 0 | 0 | 0
2008 | US | RF | MISO | - | S12 | Net Capacity Resources | 68150 | 70076 | 70726 | 72120 | 72540 | 72540 | 72540 | 72540 | 72540 | 72540 | 72540
2008 | US | RF | MISO | - | S14 | Adjusted Potential Resources | 68150 | 70095 | 71505 | 73264 | 74291 | 74493 | 74505 | 74505 | 74943 | 74943 | 75428
2008 | US | RF | MISO | - | S13 | Total Potential Resources | 68150 | 70095 | 71722 | 74294 | 76672 | 77322 | 77362 | 77362 | 78775 | 78775 | 80338
2008 | US | RF | MISO | - | S15 | Confidence of Proposed (7b), using engineering judgement | 0 | 0.31 | 0.31 | 0.31 | 0.31 | 0.31 | 0.31 | 0.31 | 0.31 | 0.31 | 0.31
2008 | US | RF | MISO | - | S15a | Net Proposed Resources After Confidence Percentage Is Applied = 7b*15 | 0 | 0 | 98 | 463 | 1070 | 1272 | 1284 | 1284 | 1722 | 1722 | 2207
2008 | US | RF | MISO | - | S16 | Region/Subregion Target Margin | 0 | 0 | 0 | 0 | 0 | 0 | 0 | 0 | 0 | 0 | 0
2008 | US | RF | MISO | - | S17 | Existing Certain | 1 | 0.12666 | 0.11525 | 0.090987 | 0.078144 | 0.069582 | 0.059592 | 0.048176 | 0.039614 | 0.028198 | 0.016782
2008 | US | RF | MISO | - | S18 | Net Capacity Resources | 1 | 0.12666 | 0.12338 | 0.11675 | 0.10946 | 0.10119 | 0.091536 | 0.080507 | 0.072236 | 0.061208 | 0.050179
2008 | US | RF | MISO | - | S20 | Adjusted Potential Resources | 1 | 0.1269 | 0.13293 | 0.13054 | 0.13045 | 0.12475 | 0.1155 | 0.10476 | 0.10198 | 0.091309 | 0.086546
2008 | US | RF | MISO | - | S19 | Total Potential Resources | 1 | 0.1269 | 0.13555 | 0.1426 | 0.15745 | 0.15677 | 0.14816 | 0.13782 | 0.14567 | 0.13551 | 0.14237
2008 | US | RF | MISO | - | S21 | Distributed Generator Capacity < 1 MW | 0 | 0 | 0 | 0 | 0 | 0 | 0 | 0 | 0 | 0 | 0
2008 | US | RF | MISO | - | S22 | Other Capacity < 1 MW | 0 | 0 | 0 | 0 | 0 | 0 | 0 | 0 | 0 | 0 | 0
2008 | US | RF | MISO | - | S23 | Distributed Generator Capacity >= 1 MW | 0 | 0 | 0 | 0 | 0 | 0 | 0 | 0 | 0 | 0 | 0
2008 | US | RF | MISO | - | S24 | Capacity Total from EIA-860 | 0 | 0 | 0 | 0 | 0 | 0 | 0 | 0 | 0 | 0 | 0
2008 | US | RF | MISO | - | S25 | EIA-860 Capacity Total less Total Internal Capacity | 68721 | 0 | 0 | 0 | 0 | 0 | 0 | 0 | 0 | 0 | 0
2008 | US | RF | MISO | - | CSTF | Total | 68721 | 69478 | 71276 | 73783 | 75843 | 75933 | 75973 | 75973 | 77386 | 77386 | 78949
2008 | US | RF | PJM | - | S01 | Unrestricted Non-coincident Peak Demand | 119898 | 124100 | 126400 | 128400 | 130300 | 132000 | 134100 | 136000 | 137900 | 139700 | 141400
2008 | US | RF | PJM | - | S01a | New Conservation (Energy Efficiency) | 0 | 0 | 0 | 0 | 0 | 0 | 0 | 0 | 0 | 0 | 0
2008 | US | RF | PJM | - | S01b | Estimated Diversity | 0 | 0 | 0 | 0 | 0 | 0 | 0 | 0 | 0 | 0 | 0
2008 | US | RF | PJM | - | S01c | Additions for non-member load | 0 | 0 | 0 | 0 | 0 | 0 | 0 | 0 | 0 | 0 | 0
2008 | US | RF | PJM | - | S01d | Stand-by Load Under Contract | 0 | 0 | 0 | 0 | 0 | 0 | 0 | 0 | 0 | 0 | 0
2008 | US | RF | PJM | - | S02 | Total Internal Demand | 119758 | 124100 | 126400 | 128400 | 130300 | 132000 | 134100 | 136000 | 137900 | 139700 | 141400
2008 | US | RF | PJM | - | S02a | Direct Control Load Management | 0 | 400 | 400 | 400 | 400 | 400 | 400 | 400 | 400 | 400 | 400
2008 | US | RF | PJM | - | S02b | Contractually Interruptible (Curtailable) | 0 | 4000 | 4000 | 4000 | 4000 | 4000 | 4000 | 4000 | 4000 | 4000 | 4000
2008 | US | RF | PJM | - | S02c | Critical Peak-Pricing with Control | 0 | 0 | 0 | 0 | 0 | 0 | 0 | 0 | 0 | 0 | 0
2008 | US | RF | PJM | - | S02d | Load as a Capacity Resource | 0 | 0 | 0 | 0 | 0 | 0 | 0 | 0 | 0 | 0 | 0
2008 | US | RF | PJM | - | S03 | Net Internal Demand | 119758 | 119700 | 122000 | 124000 | 125900 | 127600 | 129700 | 131600 | 133500 | 135300 | 137000
2008 | US | RF | PJM | - | S04 | Demand Response Used for Ancillary Services | 334 | 334 | 334 | 334 | 334 | 334 | 334 | 334 | 334 | 334 | 334
2008 | US | RF | PJM | - | S04a | Spinning Reserves | 325 | 325 | 325 | 325 | 325 | 325 | 325 | 325 | 325 | 325 | 325
2008 | US | RF | PJM | - | S04b | Non-Spinning Reserves | 0 | 0 | 0 | 0 | 0 | 0 | 0 | 0 | 0 | 0 | 0
2008 | US | RF | PJM | - | S04c | Regulation | 0 | 0 | 0 | 0 | 0 | 0 | 0 | 0 | 0 | 0 | 0
2008 | US | RF | PJM | - | S04d | Emergency | 9 | 9 | 9 | 9 | 9 | 9 | 9 | 9 | 9 | 9 | 9
2008 | US | RF | PJM | - | S05 | TOTAL INTERNAL CAPACITY | 144130 | 145274 | 149829 | 157847 | 170250 | 179313 | 186538 | 186978 | 187098 | 188738 | 188738
2008 | US | RF | PJM | - | S06 | EXISTING CAPACITY | 144130 | 145274 | 145274 | 145274 | 145274 | 145274 | 145274 | 145274 | 145274 | 145274 | 145274
2008 | US | RF | PJM | - | S06a | Certain | 142895 | 143544 | 143544 | 143544 | 143544 | 143544 | 143544 | 143544 | 143544 | 143544 | 143544
2008 | US | RF | PJM | - | S06b | Uncertain | 1235 | 1730 | 1730 | 1730 | 1730 | 1730 | 1730 | 1730 | 1730 | 1730 | 1730
2008 | US | RF | PJM | - | S06b5 | Energy Only | 580 | 580 | 580 | 580 | 580 | 580 | 580 | 580 | 580 | 580 | 580
2008 | US | RF | PJM | - | S06b6 | Inoperable | 0 | 0 | 0 | 0 | 0 | 0 | 0 | 0 | 0 | 0 | 0
2008 | US | RF | PJM | - | S07 | PLANNED AND PROPOSED CAPACITY ADDITIONS = 7a+7b | 0 | 0 | 4555 | 12573 | 24976 | 34039 | 41264 | 41704 | 41824 | 43464 | 43464
2008 | US | RF | PJM | - | S07a | Planned | 0 | 0 | 346 | 1794 | 3241 | 3241 | 3241 | 3381 | 3381 | 3381 | 3381
2008 | US | RF | PJM | - | S07a9 | Energy Only | 0 | 0 | 0 | 0 | 0 | 0 | 0 | 0 | 0 | 0 | 0
2008 | US | RF | PJM | - | S07b | Proposed | 0 | 0 | 4209 | 10779 | 21735 | 30798 | 38023 | 38323 | 38443 | 40083 | 40083
2008 | US | RF | PJM | - | S07b9 | Energy Only | 0 | 0 | 0 | 0 | 0 | 0 | 0 | 0 | 0 | 0 | 0
2008 | US | RF | PJM | - | S08 | Transmission-Limited Resources | 0 | 0 | 0 | 0 | 0 | 0 | 0 | 0 | 0 | 0 | 0
2008 | US | RF | PJM | - | S09 | DELIVERABLE INTERNAL CAPACITY = 6a + 7a | 142895 | 143544 | 143890 | 145338 | 146785 | 146785 | 146785 | 146925 | 146925 | 146925 | 146925
2008 | US | RF | PJM | - | S10 | CAPACITY PURCHASES AND INCOMING ADJUSTMENTS = 10a+10b+10c+10d | 330 | 267 | 267 | 267 | 267 | 267 | 267 | 267 | 267 | 267 | 267
2008 | US | RF | PJM | - | S10a | Firm Purchases | 330 | 267 | 267 | 267 | 267 | 267 | 267 | 267 | 267 | 267 | 267
2008 | US | RF | PJM | - | S10b | Non-firm Purchases | 0 | 0 | 0 | 0 | 0 | 0 | 0 | 0 | 0 | 0 | 0
2008 | US | RF | PJM | - | S10c | Expected Purchases | 0 | 0 | 0 | 0 | 0 | 0 | 0 | 0 | 0 | 0 | 0
2008 | US | RF | PJM | - | S10d | Provisional Purchases | 0 | 0 | 0 | 0 | 0 | 0 | 0 | 0 | 0 | 0 | 0
2008 | US | RF | PJM | - | S11 | CAPACITY SALES AND OUTGOING ADJUSTMENTS = 11a+11b+11c+11d | 0 | 2269 | 2269 | 2269 | 2269 | 2269 | 2269 | 2269 | 2269 | 2269 | 2269
2008 | US | RF | PJM | - | S11a | Firm Sales | 0 | 2269 | 2269 | 2269 | 2269 | 2269 | 2269 | 2269 | 2269 | 2269 | 2269
2008 | US | RF | PJM | - | S11b | Non-firm Sales | 0 | 0 | 0 | 0 | 0 | 0 | 0 | 0 | 0 | 0 | 0
2008 | US | RF | PJM | - | S11c | Expected Sales | 0 | 0 | 0 | 0 | 0 | 0 | 0 | 0 | 0 | 0 | 0
2008 | US | RF | PJM | - | S11d | Provisional Sales | 0 | 0 | 0 | 0 | 0 | 0 | 0 | 0 | 0 | 0 | 0
2008 | US | RF | PJM | - | S12 | Net Capacity Resources | 143225 | 141542 | 141888 | 143336 | 144783 | 144783 | 144783 | 144923 | 144923 | 144923 | 144923
2008 | US | RF | PJM | - | S14 | Adjusted Potential Resources | 143225 | 141542 | 142730 | 145492 | 149130 | 150943 | 152388 | 152588 | 152612 | 152940 | 152940
2008 | US | RF | PJM | - | S13 | Total Potential Resources | 143225 | 141542 | 146097 | 154115 | 166518 | 175581 | 182806 | 183246 | 183366 | 185006 | 185006
2008 | US | RF | PJM | - | S15 | Confidence of Proposed (7b), using engineering judgement | 0 | 0.2 | 0.2 | 0.2 | 0.2 | 0.2 | 0.2 | 0.2 | 0.2 | 0.2 | 0.2
2008 | US | RF | PJM | - | S15a | Net Proposed Resources After Confidence Percentage Is Applied = 7b*15 | 0 | 0 | 842 | 2156 | 4347 | 6160 | 7605 | 7665 | 7689 | 8017 | 8017
2008 | US | RF | PJM | - | S16 | Region/Subregion Target Margin | 0 | 0 | 0 | 0 | 0 | 0 | 0 | 0 | 0 | 0 | 0
2008 | US | RF | PJM | - | S17 | Existing Certain | 0.16385 | 0.15431 | 0.13806 | 0.12393 | 0.11051 | 0.098501 | 0.083664 | 0.070241 | 0.056817 | 0.0441 | 0.032089
2008 | US | RF | PJM | - | S18 | Net Capacity Resources | 0.16385 | 0.15431 | 0.14017 | 0.1349 | 0.13042 | 0.11868 | 0.10418 | 0.091932 | 0.078821 | 0.066401 | 0.05467
2008 | US | RF | PJM | - | S20 | Adjusted Potential Resources | 0.16385 | 0.15431 | 0.14524 | 0.14772 | 0.15577 | 0.15465 | 0.14888 | 0.13755 | 0.12523 | 0.11534 | 0.10422
2008 | US | RF | PJM | - | S19 | Total Potential Resources | 0.16385 | 0.15431 | 0.16494 | 0.19541 | 0.24393 | 0.27327 | 0.2905 | 0.28184 | 0.27195 | 0.26867 | 0.25948
2008 | US | RF | PJM | - | S21 | Distributed Generator Capacity < 1 MW | 0 | 0 | 0 | 0 | 0 | 0 | 0 | 0 | 0 | 0 | 0
2008 | US | RF | PJM | - | S22 | Other Capacity < 1 MW | 0 | 0 | 0 | 0 | 0 | 0 | 0 | 0 | 0 | 0 | 0
2008 | US | RF | PJM | - | S23 | Distributed Generator Capacity >= 1 MW | 0 | 0 | 0 | 0 | 0 | 0 | 0 | 0 | 0 | 0 | 0
2008 | US | RF | PJM | - | S24 | Capacity Total from EIA-860 | 0 | 0 | 0 | 0 | 0 | 0 | 0 | 0 | 0 | 0 | 0
2008 | US | RF | PJM | - | S25 | EIA-860 Capacity Total less Total Internal Capacity | 144130 | 0 | 0 | 0 | 0 | 0 | 0 | 0 | 0 | 0 | 0
2008 | US | RF | PJM | - | CSTF | Total | 144130 | 145274 | 149829 | 157847 | 170250 | 179313 | 186538 | 186978 | 187098 | 188738 | 188738
2008 | US | SERC | - | - | S01 | Unrestricted Non-coincident Peak Demand | 209109 | 204530 | 209177 | 213792 | 218063 | 222202 | 226418 | 231140 | 235697 | 239987 | 244478
2008 | US | SERC | - | - | S01a | New Conservation (Energy Efficiency) | 0 | 81 | 241 | 429 | 652 | 981 | 1143 | 1313 | 1487 | 1589 | 1822
2008 | US | SERC | - | - | S01b | Estimated Diversity | 0 | 0 | 0 | 0 | 0 | 0 | 0 | 0 | 0 | 0 | 0
2008 | US | SERC | - | - | S01c | Additions for non-member load | 0 | 317 | 323 | 328 | 334 | 340 | 346 | 352 | 358 | 365 | 371
2008 | US | SERC | - | - | S01d | Stand-by Load Under Contract | 0 | 25 | 29 | 29 | 29 | 29 | 29 | 29 | 29 | 29 | 29
2008 | US | SERC | - | - | S02 | Total Internal Demand | 209109 | 204791 | 209288 | 213720 | 217774 | 221590 | 225650 | 230208 | 234597 | 238792 | 243056
2008 | US | SERC | - | - | S02a | Direct Control Load Management | 589 | 970 | 1001 | 1033 | 1073 | 1172 | 1151 | 1244 | 1342 | 1353 | 1358
2008 | US | SERC | - | - | S02b | Contractually Interruptible (Curtailable) | 2854 | 4953 | 5092 | 5226 | 5232 | 5226 | 5228 | 5230 | 5247 | 5262 | 5260
2008 | US | SERC | - | - | S02c | Critical Peak-Pricing with Control | 221 | 221 | 215 | 224 | 228 | 231 | 201 | 229 | 244 | 238 | 241
2008 | US | SERC | - | - | S02d | Load as a Capacity Resource | 124 | 125 | 126 | 127 | 127 | 127 | 127 | 127 | 127 | 127 | 127
2008 | US | SERC | - | - | S03 | Net Internal Demand | 205321 | 198522 | 202854 | 207110 | 211114 | 214834 | 218943 | 223378 | 227637 | 231812 | 236070
2008 | US | SERC | - | - | S04 | Demand Response Used for Ancillary Services | 750 | 760 | 776 | 779.5 | 783.5 | 785.5 | 787.5 | 789.5 | 791.5 | 791.5 | 791.5
2008 | US | SERC | - | - | S04a | Spinning Reserves | 98 | 98 | 98 | 98 | 98 | 98 | 98 | 98 | 98 | 98 | 98
2008 | US | SERC | - | - | S04b | Non-Spinning Reserves | 233 | 243 | 255 | 254.5 | 254.5 | 254.5 | 254.5 | 254.5 | 254.5 | 254.5 | 254.5
2008 | US | SERC | - | - | S04c | Regulation | 0 | 0 | 4 | 8 | 12 | 14 | 16 | 18 | 20 | 20 | 20
2008 | US | SERC | - | - | S04d | Emergency | 419 | 419 | 419 | 419 | 419 | 419 | 419 | 419 | 419 | 419 | 419
2008 | US | SERC | - | - | S05 | TOTAL INTERNAL CAPACITY | 264157.1 | 267522.4 | 270001.6 | 270844.1 | 275921.1 | 279550.6 | 283246.7 | 285663.2 | 293247.2 | 298811.3 | 302895.3
2008 | US | SERC | - | - | S06 | EXISTING CAPACITY | 264157.1 | 265990.4 | 267165.6 | 265672.1 | 265189.1 | 264867.6 | 264133.7 | 263088.2 | 264220.2 | 264023.2 | 264306.2
2008 | US | SERC | - | - | S06a | Certain | 235188.6 | 237018.9 | 238194.1 | 236695.6 | 236201.6 | 235866.1 | 235014.2 | 233941.7 | 235055.7 | 234824.7 | 235078.7
2008 | US | SERC | - | - | S06b | Uncertain | 28968.5 | 28971.5 | 28971.5 | 28976.5 | 28987.5 | 29001.5 | 29119.5 | 29146.5 | 29164.5 | 29198.5 | 29227.5
2008 | US | SERC | - | - | S06b5 | Energy Only | 0 | 0 | 0 | 0 | 0 | 0 | 0 | 0 | 0 | 0 | 0
2008 | US | SERC | - | - | S06b6 | Inoperable | 980 | 980 | 540 | 540 | 540 | 540 | 540 | 540 | 540 | 540 | 540
2008 | US | SERC | - | - | S07 | PLANNED AND PROPOSED CAPACITY ADDITIONS = 7a+7b | 0 | 1532 | 2836 | 5172 | 10732 | 14683 | 19113 | 22575 | 29027 | 34788 | 38589
2008 | US | SERC | - | - | S07a | Planned | 0 | 349 | 1419 | 2760 | 5186 | 6692 | 7844 | 7848 | 7852 | 7856 | 7860
2008 | US | SERC | - | - | S07a9 | Energy Only | 0 | 0 | 0 | 0 | 0 | 0 | 0 | 0 | 0 | 0 | 0
2008 | US | SERC | - | - | S07b | Proposed | 0 | 1183 | 1417 | 2412 | 5546 | 7991 | 11269 | 14727 | 21175 | 26932 | 30729
2008 | US | SERC | - | - | S07b9 | Energy Only | 0 | 0 | 0 | 0 | 0 | 0 | 0 | 0 | 0 | 0 | 0
2008 | US | SERC | - | - | S08 | Transmission-Limited Resources | 0 | 0 | 0 | 0 | 0 | 0 | 0 | 0 | 0 | 0 | 0
2008 | US | SERC | - | - | S09 | DELIVERABLE INTERNAL CAPACITY = 6a + 7a | 235188.6 | 237367.9 | 239613.1 | 239455.6 | 241387.6 | 242558.1 | 242858.2 | 241789.7 | 242907.7 | 242680.7 | 242938.7
2008 | US | SERC | - | - | S10 | CAPACITY PURCHASES AND INCOMING ADJUSTMENTS = 10a+10b+10c+10d | 4698 | 4269 | 3308 | 3278 | 3131 | 3135 | 3329 | 3405 | 3630 | 3446 | 3492
2008 | US | SERC | - | - | S10a | Firm Purchases | 4698 | 4269 | 3124 | 3087 | 2883 | 2815 | 2700 | 2747 | 2786 | 2544 | 2505
2008 | US | SERC | - | - | S10b | Non-firm Purchases | 0 | 0 | 184 | 191 | 196 | 203 | 208 | 215 | 220 | 227 | 234
2008 | US | SERC | - | - | S10c | Expected Purchases | 0 | 0 | 0 | 0 | 0 | 0 | 0 | 0 | 0 | 0 | 0
2008 | US | SERC | - | - | S10d | Provisional Purchases | 0 | 0 | 0 | 0 | 52 | 117 | 421 | 443 | 624 | 675 | 753
2008 | US | SERC | - | - | S11 | CAPACITY SALES AND OUTGOING ADJUSTMENTS = 11a+11b+11c+11d | 5655 | 6152 | 5876 | 5582 | 5681 | 5443 | 5478 | 5525 | 5564 | 3326 | 3289
2008 | US | SERC | - | - | S11a | Firm Sales | 5655 | 6152 | 5700 | 5239 | 5338 | 5100 | 5135 | 5182 | 5221 | 2983 | 2946
2008 | US | SERC | - | - | S11b | Non-firm Sales | 0 | 0 | 176 | 343 | 343 | 343 | 343 | 343 | 343 | 343 | 343
2008 | US | SERC | - | - | S11c | Expected Sales | 0 | 0 | 0 | 0 | 0 | 0 | 0 | 0 | 0 | 0 | 0
2008 | US | SERC | - | - | S11d | Provisional Sales | 0 | 0 | 0 | 0 | 0 | 0 | 0 | 0 | 0 | 0 | 0
2008 | US | SERC | - | - | S12 | Net Capacity Resources | 234231.6 | 235484.9 | 237037.1 | 237303.6 | 238932.6 | 240273.1 | 240423.2 | 239354.7 | 240472.7 | 242241.7 | 242497.7
2008 | US | SERC | - | - | S14 | Adjusted Potential Resources | 262220.1 | 263476 | 265477 | 265588 | 267285 | 268712 | 269289 | 268277 | 269599 | 271460 | 271830
2008 | US | SERC | - | - | S13 | Total Potential Resources | 262220.1 | 264659.4 | 266893.6 | 268000.1 | 272831.1 | 276702.6 | 280557.7 | 283003.2 | 290773.2 | 298391.2 | 302558.3
2008 | US | SERC | - | - | S15 | Confidence of Proposed (7b), using engineering judgement | 0 | 0 | 0 | 0 | 0 | 0 | 0 | 0 | 0 | 0 | 0
2008 | US | SERC | - | - | S15a | Net Proposed Resources After Confidence Percentage Is Applied = 7b*15 | 0 | 0 | 0 | 0 | 0 | 0 | 0 | 0 | 0 | 0 | 0
2008 | US | SERC | - | - | S16 | Region/Subregion Target Margin | 0 | 0 | 0 | 0 | 0 | 0 | 0 | 0 | 0 | 0 | 0
2008 | US | SERC | - | - | S17 | Existing Certain | 0.16242 | 0.14837 | 0.12499 | 0.10621 | 0.08917 | 0.068384 | 0.045155 | 0.031562 | 0.01283 | -0.0042167 | -0.024232
2008 | US | SERC | - | - | S18 | Net Capacity Resources | 0.15697 | 0.14421 | 0.12724 | 0.11643 | 0.10588 | 0.089343 | 0.066749 | 0.053377 | 0.043055 | 0.026506 | 0.11686
2008 | US | SERC | - | - | S20 | Adjusted Potential Resources | 0.24653 | 0.23589 | 0.22018 | 0.21015 | 0.2005 | 0.18696 | 0.16736 | 0.15565 | 0.14605 | 0.13155 | 0.76587
2008 | US | SERC | - | - | S19 | Total Potential Resources | 0.2499 | 0.23994 | 0.2272 | 0.22621 | 0.22359 | 0.21962 | 0.21069 | 0.21713 | 0.22313 | 0.21975 | 1.1706
2008 | US | SERC | - | - | S21 | Distributed Generator Capacity < 1 MW | 0 | 0 | 0 | 0 | 0 | 0 | 0 | 0 | 0 | 0 | 0
2008 | US | SERC | - | - | S22 | Other Capacity < 1 MW | 0 | 0 | 0 | 0 | 0 | 0 | 0 | 0 | 0 | 0 | 0
2008 | US | SERC | - | - | S23 | Distributed Generator Capacity >= 1 MW | 0 | 0 | 0 | 0 | 0 | 0 | 0 | 0 | 0 | 0 | 0
2008 | US | SERC | - | - | S24 | Capacity Total from EIA-860 | 0 | 0 | 0 | 0 | 0 | 0 | 0 | 0 | 0 | 0 | 0
2008 | US | SERC | - | - | S25 | EIA-860 Capacity Total less Total Internal Capacity | 264157.1 | 0 | 0 | 0 | 0 | 0 | 0 | 0 | 0 | 0 | 0
2008 | US | SERC | - | - | CSTF | Total | 224652.6 | 225075.9 | 227014.1 | 228351.6 | 230400.6 | 231347.1 | 231891.2 | 231605.7 | 231101.7 | 230864.7 | 230710.7
2008 | US | SERC | Central | - | S01 | Unrestricted Non-coincident Peak Demand | 44787 | 43896 | 44748 | 45433 | 46309 | 47170 | 48011 | 49071 | 50239 | 51361 | 52338
2008 | US | SERC | Central | - | S01a | New Conservation (Energy Efficiency) | 0 | 30 | 97 | 189 | 308 | 520 | 562 | 617 | 674 | 662 | 779
2008 | US | SERC | Central | - | S01b | Estimated Diversity | 0 | 0 | 0 | 0 | 0 | 0 | 0 | 0 | 0 | 0 | 0
2008 | US | SERC | Central | - | S01c | Additions for non-member load | 0 | 0 | 0 | 0 | 0 | 0 | 0 | 0 | 0 | 0 | 0
2008 | US | SERC | Central | - | S01d | Stand-by Load Under Contract | 0 | 0 | 0 | 0 | 0 | 0 | 0 | 0 | 0 | 0 | 0
2008 | US | SERC | Central | - | S02 | Total Internal Demand | 44787 | 43866 | 44651 | 45244 | 46001 | 46650 | 47449 | 48454 | 49565 | 50699 | 51559
2008 | US | SERC | Central | - | S02a | Direct Control Load Management | 30 | 178 | 203 | 237 | 278 | 367 | 268 | 282 | 293 | 296 | 296
2008 | US | SERC | Central | - | S02b | Contractually Interruptible (Curtailable) | 0 | 1525 | 1535 | 1525 | 1515 | 1515 | 1505 | 1505 | 1505 | 1505 | 1505
2008 | US | SERC | Central | - | S02c | Critical Peak-Pricing with Control | 0 | 0 | 0 | 12 | 24 | 36 | 48 | 60 | 73 | 85 | 85
2008 | US | SERC | Central | - | S02d | Load as a Capacity Resource | 0 | 0 | 0 | 0 | 0 | 0 | 0 | 0 | 0 | 0 | 0
2008 | US | SERC | Central | - | S03 | Net Internal Demand | 44757 | 42163 | 42913 | 43470 | 44184 | 44732 | 45628 | 46607 | 47694 | 48813 | 49673
2008 | US | SERC | Central | - | S04 | Demand Response Used for Ancillary Services | 0 | 0 | 0 | 0 | 0 | 0 | 0 | 0 | 0 | 0 | 0
2008 | US | SERC | Central | - | S04a | Spinning Reserves | 0 | 0 | 0 | 0 | 0 | 0 | 0 | 0 | 0 | 0 | 0
2008 | US | SERC | Central | - | S04b | Non-Spinning Reserves | 0 | 0 | 0 | 0 | 0 | 0 | 0 | 0 | 0 | 0 | 0
2008 | US | SERC | Central | - | S04c | Regulation | 0 | 0 | 0 | 0 | 0 | 0 | 0 | 0 | 0 | 0 | 0
2008 | US | SERC | Central | - | S04d | Emergency | 0 | 0 | 0 | 0 | 0 | 0 | 0 | 0 | 0 | 0 | 0
2008 | US | SERC | Central | - | S05 | TOTAL INTERNAL CAPACITY | 55053.76 | 55458.06 | 55444.06 | 56160.06 | 56248.06 | 57161.06 | 59144.06 | 60648.06 | 63218.06 | 65807.06 | 67913.06
2008 | US | SERC | Central | - | S06 | EXISTING CAPACITY | 55053.76 | 54275.06 | 53738.06 | 53722.06 | 53719.06 | 53701.06 | 53063.06 | 52347.06 | 52339.06 | 52356.06 | 52365.06
2008 | US | SERC | Central | - | S06a | Certain | 50446.26 | 49667.56 | 49130.56 | 49109.56 | 49095.56 | 49063.56 | 48412.56 | 47669.56 | 47643.56 | 47626.56 | 47606.56
2008 | US | SERC | Central | - | S06b | Uncertain | 4607.5 | 4607.5 | 4607.5 | 4612.5 | 4623.5 | 4637.5 | 4650.5 | 4677.5 | 4695.5 | 4729.5 | 4758.5
2008 | US | SERC | Central | - | S06b5 | Energy Only | 0 | 0 | 0 | 0 | 0 | 0 | 0 | 0 | 0 | 0 | 0
2008 | US | SERC | Central | - | S06b6 | Inoperable | 0 | 0 | 0 | 0 | 0 | 0 | 0 | 0 | 0 | 0 | 0
2008 | US | SERC | Central | - | S07 | PLANNED AND PROPOSED CAPACITY ADDITIONS = 7a+7b | 0 | 1183 | 1706 | 2438 | 2529 | 3460 | 6081 | 8301 | 10879 | 13451 | 15548
2008 | US | SERC | Central | - | S07a | Planned | 0 | 0 | 446 | 1178 | 1178 | 1456 | 2604 | 2604 | 2604 | 2604 | 2604
2008 | US | SERC | Central | - | S07a9 | Energy Only | 0 | 0 | 0 | 0 | 0 | 0 | 0 | 0 | 0 | 0 | 0
2008 | US | SERC | Central | - | S07b | Proposed | 0 | 1183 | 1260 | 1260 | 1351 | 2004 | 3477 | 5697 | 8275 | 10847 | 12944
2008 | US | SERC | Central | - | S07b9 | Energy Only | 0 | 0 | 0 | 0 | 0 | 0 | 0 | 0 | 0 | 0 | 0
2008 | US | SERC | Central | - | S08 | Transmission-Limited Resources | 0 | 0 | 0 | 0 | 0 | 0 | 0 | 0 | 0 | 0 | 0
2008 | US | SERC | Central | - | S09 | DELIVERABLE INTERNAL CAPACITY = 6a + 7a | 50446.26 | 49667.56 | 49576.56 | 50287.56 | 50273.56 | 50519.56 | 51016.56 | 50273.56 | 50247.56 | 50230.56 | 50210.56
2008 | US | SERC | Central | - | S10 | CAPACITY PURCHASES AND INCOMING ADJUSTMENTS = 10a+10b+10c+10d | 316 | 266 | 216 | 216 | 176 | 176 | 176 | 176 | 176 | 176 | 176
2008 | US | SERC | Central | - | S10a | Firm Purchases | 316 | 266 | 216 | 216 | 176 | 176 | 176 | 176 | 176 | 176 | 176
2008 | US | SERC | Central | - | S10b | Non-firm Purchases | 0 | 0 | 0 | 0 | 0 | 0 | 0 | 0 | 0 | 0 | 0
2008 | US | SERC | Central | - | S10c | Expected Purchases | 0 | 0 | 0 | 0 | 0 | 0 | 0 | 0 | 0 | 0 | 0
2008 | US | SERC | Central | - | S10d | Provisional Purchases | 0 | 0 | 0 | 0 | 0 | 0 | 0 | 0 | 0 | 0 | 0
2008 | US | SERC | Central | - | S11 | CAPACITY SALES AND OUTGOING ADJUSTMENTS = 11a+11b+11c+11d | 209 | 209 | 209 | 559 | 559 | 559 | 559 | 571 | 571 | 571 | 571
2008 | US | SERC | Central | - | S11a | Firm Sales | 209 | 209 | 209 | 392 | 392 | 392 | 392 | 404 | 404 | 404 | 404
2008 | US | SERC | Central | - | S11b | Non-firm Sales | 0 | 0 | 0 | 167 | 167 | 167 | 167 | 167 | 167 | 167 | 167
2008 | US | SERC | Central | - | S11c | Expected Sales | 0 | 0 | 0 | 0 | 0 | 0 | 0 | 0 | 0 | 0 | 0
2008 | US | SERC | Central | - | S11d | Provisional Sales | 0 | 0 | 0 | 0 | 0 | 0 | 0 | 0 | 0 | 0 | 0
2008 | US | SERC | Central | - | S12 | Net Capacity Resources | 50553.26 | 49724.56 | 49583.56 | 50111.56 | 50057.56 | 50303.56 | 50800.56 | 50045.56 | 50019.56 | 50002.56 | 49982.56
2008 | US | SERC | Central | - | S14 | Adjusted Potential Resources | 55160.76 | 54332 | 54191 | 54557 | 54514 | 54774 | 55284 | 54556 | 54548 | 54565 | 54574
2008 | US | SERC | Central | - | S13 | Total Potential Resources | 55160.76 | 55515.06 | 55451.06 | 55817.06 | 55865.06 | 56778.06 | 58761.06 | 60253.06 | 62823.06 | 65412.06 | 67518.06
2008 | US | SERC | Central | - | S15 | Confidence of Proposed (7b), using engineering judgement | 0 | 0 | 0 | 0 | 0 | 0 | 0 | 0 | 0 | 0 | 0
2008 | US | SERC | Central | - | S15a | Net Proposed Resources After Confidence Percentage Is Applied = 7b*15 | 0 | 0 | 0 | 0 | 0 | 0 | 0 | 0 | 0 | 0 | 0
2008 | US | SERC | Central | - | S16 | Region/Subregion Target Margin | 0 | 0.13 | 0.13 | 0.13 | 0.13 | 0.13 | 0.13 | 0.13 | 0.13 | 0.13 | 0.13
2008 | US | SERC | Central | - | S17 | Existing Certain | 0.11466 | 0.15207 | 0.12668 | 0.11165 | 0.096064 | 0.084253 | 0.053293 | 0.017591 | -0.0058723 | -0.029841 | -0.048428
2008 | US | SERC | Central | - | S18 | Net Capacity Resources | 0.11466 | 0.15207 | 0.13453 | 0.13254 | 0.11734 | 0.11076 | 0.10182 | 0.068709 | 0.046493 | 0.02379 | 0.0061934
2008 | US | SERC | Central | - | S20 | Adjusted Potential Resources | 0.18861 | 0.22397 | 0.20812 | 0.20322 | 0.18949 | 0.18334 | 0.17466 | 0.1457 | 0.12565 | 0.10542 | 0.089805
2008 | US | SERC | Central | - | S19 | Total Potential Resources | 0.18861 | 0.24051 | 0.22611 | 0.22121 | 0.20909 | 0.21216 | 0.2235 | 0.22648 | 0.24082 | 0.25376 | 0.2643
2008 | US | SERC | Central | - | S21 | Distributed Generator Capacity < 1 MW | 0 | 0 | 0 | 0 | 0 | 0 | 0 | 0 | 0 | 0 | 0
2008 | US | SERC | Central | - | S22 | Other Capacity < 1 MW | 0 | 0 | 0 | 0 | 0 | 0 | 0 | 0 | 0 | 0 | 0
2008 | US | SERC | Central | - | S23 | Distributed Generator Capacity >= 1 MW | 0 | 0 | 0 | 0 | 0 | 0 | 0 | 0 | 0 | 0 | 0
2008 | US | SERC | Central | - | S24 | Capacity Total from EIA-860 | 0 | 0 | 0 | 0 | 0 | 0 | 0 | 0 | 0 | 0 | 0
2008 | US | SERC | Central | - | S25 | EIA-860 Capacity Total less Total Internal Capacity | 55053.76 | 0 | 0 | 0 | 0 | 0 | 0 | 0 | 0 | 0 | 0
2008 | US | SERC | Central | - | CSTF | Total | 46546.26 | 46586.56 | 47287.56 | 48163.56 | 48168.56 | 48433.56 | 49578.56 | 49574.56 | 49547.56 | 49529.56 | 49509.56
2008 | US | SERC | Delta | - | S01 | Unrestricted Non-coincident Peak Demand | 29106 | 28436 | 29189 | 29935 | 30343 | 30886 | 31492 | 32366 | 32956 | 33324 | 33754
2008 | US | SERC | Delta | - | S01a | New Conservation (Energy Efficiency) | 0 | 2 | 5 | 8 | 13 | 19 | 24 | 30 | 41 | 46 | 52
2008 | US | SERC | Delta | - | S01b | Estimated Diversity | 0 | 0 | 0 | 0 | 0 | 0 | 0 | 0 | 0 | 0 | 0
2008 | US | SERC | Delta | - | S01c | Additions for non-member load | 0 | 0 | 0 | 0 | 0 | 0 | 0 | 0 | 0 | 0 | 0
2008 | US | SERC | Delta | - | S01d | Stand-by Load Under Contract | 0 | 6 | 6 | 6 | 6 | 6 | 6 | 6 | 6 | 6 | 6
2008 | US | SERC | Delta | - | S02 | Total Internal Demand | 29106 | 28440 | 29190 | 29933 | 30336 | 30873 | 31474 | 32342 | 32921 | 33284 | 33708
2008 | US | SERC | Delta | - | S02a | Direct Control Load Management | 2 | 2 | 2 | 2 | 2 | 2 | 2 | 2 | 2 | 2 | 2
2008 | US | SERC | Delta | - | S02b | Contractually Interruptible (Curtailable) | 445 | 502 | 491 | 509 | 525 | 519 | 531 | 533 | 550 | 565 | 562
2008 | US | SERC | Delta | - | S02c | Critical Peak-Pricing with Control | 0 | 0 | 0 | 0 | 0 | 0 | 0 | 0 | 0 | 0 | 0
2008 | US | SERC | Delta | - | S02d | Load as a Capacity Resource | 0 | 0 | 0 | 0 | 0 | 0 | 0 | 0 | 0 | 0 | 0
2008 | US | SERC | Delta | - | S03 | Net Internal Demand | 28659 | 27936 | 28697 | 29422 | 29809 | 30352 | 30941 | 31807 | 32369 | 32717 | 33144
2008 | US | SERC | Delta | - | S04 | Demand Response Used for Ancillary Services | 3 | 3 | 3 | 2.5 | 2.5 | 2.5 | 2.5 | 2.5 | 2.5 | 2.5 | 2.5
2008 | US | SERC | Delta | - | S04a | Spinning Reserves | 0 | 0 | 0 | 0 | 0 | 0 | 0 | 0 | 0 | 0 | 0
2008 | US | SERC | Delta | - | S04b | Non-Spinning Reserves | 3 | 3 | 3 | 2.5 | 2.5 | 2.5 | 2.5 | 2.5 | 2.5 | 2.5 | 2.5
2008 | US | SERC | Delta | - | S04c | Regulation | 0 | 0 | 0 | 0 | 0 | 0 | 0 | 0 | 0 | 0 | 0
2008 | US | SERC | Delta | - | S04d | Emergency | 0 | 0 | 0 | 0 | 0 | 0 | 0 | 0 | 0 | 0 | 0
2008 | US | SERC | Delta | - | S05 | TOTAL INTERNAL CAPACITY | 43038 | 42084 | 42234 | 42758 | 44063 | 44063 | 44063 | 44063 | 47165 | 47165 | 47165
2008 | US | SERC | Delta | - | S06 | EXISTING CAPACITY | 43038 | 42084 | 42234 | 41931 | 41931 | 41931 | 41931 | 41931 | 41931 | 41931 | 41931
2008 | US | SERC | Delta | - | S06a | Certain | 31045 | 30091 | 30241 | 29938 | 29938 | 29938 | 29938 | 29938 | 29938 | 29938 | 29938
2008 | US | SERC | Delta | - | S06b | Uncertain | 11993 | 11993 | 11993 | 11993 | 11993 | 11993 | 11993 | 11993 | 11993 | 11993 | 11993
2008 | US | SERC | Delta | - | S06b5 | Energy Only | 0 | 0 | 0 | 0 | 0 | 0 | 0 | 0 | 0 | 0 | 0
2008 | US | SERC | Delta | - | S06b6 | Inoperable | 389 | 389 | 389 | 389 | 389 | 389 | 389 | 389 | 389 | 389 | 389
2008 | US | SERC | Delta | - | S07 | PLANNED AND PROPOSED CAPACITY ADDITIONS = 7a+7b | 0 | 0 | 0 | 827 | 2132 | 2132 | 2132 | 2132 | 5234 | 5234 | 5234
2008 | US | SERC | Delta | - | S07a | Planned | 0 | 0 | 0 | 0 | 0 | 0 | 0 | 0 | 0 | 0 | 0
2008 | US | SERC | Delta | - | S07a9 | Energy Only | 0 | 0 | 0 | 0 | 0 | 0 | 0 | 0 | 0 | 0 | 0
2008 | US | SERC | Delta | - | S07b | Proposed | 0 | 0 | 0 | 827 | 2132 | 2132 | 2132 | 2132 | 5234 | 5234 | 5234
2008 | US | SERC | Delta | - | S07b9 | Energy Only | 0 | 0 | 0 | 0 | 0 | 0 | 0 | 0 | 0 | 0 | 0
2008 | US | SERC | Delta | - | S08 | Transmission-Limited Resources | 0 | 0 | 0 | 0 | 0 | 0 | 0 | 0 | 0 | 0 | 0
2008 | US | SERC | Delta | - | S09 | DELIVERABLE INTERNAL CAPACITY = 6a + 7a | 31045 | 30091 | 30241 | 29938 | 29938 | 29938 | 29938 | 29938 | 29938 | 29938 | 29938
2008 | US | SERC | Delta | - | S10 | CAPACITY PURCHASES AND INCOMING ADJUSTMENTS = 10a+10b+10c+10d | 2135 | 1666 | 636 | 600 | 597 | 597 | 597 | 597 | 597 | 597 | 597
2008 | US | SERC | Delta | - | S10a | Firm Purchases | 2135 | 1666 | 636 | 600 | 597 | 597 | 597 | 597 | 597 | 597 | 597
2008 | US | SERC | Delta | - | S10b | Non-firm Purchases | 0 | 0 | 0 | 0 | 0 | 0 | 0 | 0 | 0 | 0 | 0
2008 | US | SERC | Delta | - | S10c | Expected Purchases | 0 | 0 | 0 | 0 | 0 | 0 | 0 | 0 | 0 | 0 | 0
2008 | US | SERC | Delta | - | S10d | Provisional Purchases | 0 | 0 | 0 | 0 | 0 | 0 | 0 | 0 | 0 | 0 | 0
2008 | US | SERC | Delta | - | S11 | CAPACITY SALES AND OUTGOING ADJUSTMENTS = 11a+11b+11c+11d | 1520 | 1745 | 1517 | 975 | 880 | 880 | 880 | 880 | 880 | 887 | 888
2008 | US | SERC | Delta | - | S11a | Firm Sales | 1520 | 1745 | 1517 | 975 | 880 | 880 | 880 | 880 | 880 | 887 | 888
2008 | US | SERC | Delta | - | S11b | Non-firm Sales | 0 | 0 | 0 | 0 | 0 | 0 | 0 | 0 | 0 | 0 | 0
2008 | US | SERC | Delta | - | S11c | Expected Sales | 0 | 0 | 0 | 0 | 0 | 0 | 0 | 0 | 0 | 0 | 0
2008 | US | SERC | Delta | - | S11d | Provisional Sales | 0 | 0 | 0 | 0 | 0 | 0 | 0 | 0 | 0 | 0 | 0
2008 | US | SERC | Delta | - | S12 | Net Capacity Resources | 31660 | 30012 | 29360 | 29563 | 29655 | 29655 | 29655 | 29655 | 29655 | 29648 | 29647
2008 | US | SERC | Delta | - | S14 | Adjusted Potential Resources | 43264 | 41616 | 40964 | 41167 | 41259 | 41259 | 41259 | 41259 | 41259 | 41252 | 41251
2008 | US | SERC | Delta | - | S13 | Total Potential Resources | 43264 | 41616 | 40964 | 41994 | 43391 | 43391 | 43391 | 43391 | 46493 | 46486 | 46485
2008 | US | SERC | Delta | - | S15 | Confidence of Proposed (7b), using engineering judgement | 0 | 0 | 0 | 0 | 0 | 0 | 0 | 0 | 0 | 0 | 0
2008 | US | SERC | Delta | - | S15a | Net Proposed Resources After Confidence Percentage Is Applied = 7b*15 | 0 | 0 | 0 | 0 | 0 | 0 | 0 | 0 | 0 | 0 | 0
2008 | US | SERC | Delta | - | S16 | Region/Subregion Target Margin | 0 | 0.13 | 0.13 | 0.13 | 0.13 | 0.13 | 0.13 | 0.13 | 0.13 | 0.13 | 0.13
2008 | US | SERC | Delta | - | S17 | Existing Certain | 0.094788 | 0.069172 | 0.022582 | 0.0047695 | -0.0051931 | -0.023504 | -0.043365 | -0.072568 | -0.091519 | -0.10351 | -0.11795
2008 | US | SERC | Delta | - | S18 | Net Capacity Resources | 0.094788 | 0.069172 | 0.022582 | 0.0047695 | -0.0051931 | -0.023504 | -0.043365 | -0.072568 | -0.091519 | -0.10351 | -0.11795
2008 | US | SERC | Delta | - | S20 | Adjusted Potential Resources | 0.33758 | 0.32872 | 0.29946 | 0.2853 | 0.27752 | 0.26435 | 0.25008 | 0.22909 | 0.21547 | 0.2069 | 0.19653
2008 | US | SERC | Delta | - | S19 | Total Potential Resources | 0.33758 | 0.32872 | 0.29946 | 0.29938 | 0.31301 | 0.3005 | 0.28693 | 0.26697 | 0.30379 | 0.2962 | 0.287
2008 | US | SERC | Delta | - | S21 | Distributed Generator Capacity < 1 MW | 0 | 0 | 0 | 0 | 0 | 0 | 0 | 0 | 0 | 0 | 0
2008 | US | SERC | Delta | - | S22 | Other Capacity < 1 MW | 0 | 0 | 0 | 0 | 0 | 0 | 0 | 0 | 0 | 0 | 0
2008 | US | SERC | Delta | - | S23 | Distributed Generator Capacity >= 1 MW | 0 | 0 | 0 | 0 | 0 | 0 | 0 | 0 | 0 | 0 | 0
2008 | US | SERC | Delta | - | S24 | Capacity Total from EIA-860 | 0 | 0 | 0 | 0 | 0 | 0 | 0 | 0 | 0 | 0 | 0
2008 | US | SERC | Delta | - | S25 | EIA-860 Capacity Total less Total Internal Capacity | 43038 | 0 | 0 | 0 | 0 | 0 | 0 | 0 | 0 | 0 | 0
2008 | US | SERC | Delta | - | CSTF | Total | 29413 | 29413 | 29413 | 29413 | 29413 | 29413 | 29413 | 29413 | 29413 | 29413 | 29413
2008 | US | SERC | Gateway | - | S01 | Unrestricted Non-coincident Peak Demand | 19582 | 19226 | 19470 | 19724 | 19942 | 20124 | 20332 | 20522 | 20718 | 20902 | 21124
2008 | US | SERC | Gateway | - | S01a | New Conservation (Energy Efficiency) | 0 | 0 | 0 | 0 | 0 | 0 | 0 | 0 | 0 | 0 | 0
2008 | US | SERC | Gateway | - | S01b | Estimated Diversity | 0 | 0 | 0 | 0 | 0 | 0 | 0 | 0 | 0 | 0 | 0
2008 | US | SERC | Gateway | - | S01c | Additions for non-member load | 0 | 0 | 0 | 0 | 0 | 0 | 0 | 0 | 0 | 0 | 0
2008 | US | SERC | Gateway | - | S01d | Stand-by Load Under Contract | 0 | 7 | 11 | 11 | 11 | 11 | 11 | 11 | 11 | 11 | 11
2008 | US | SERC | Gateway | - | S02 | Total Internal Demand | 19582 | 19233 | 19481 | 19735 | 19953 | 20135 | 20343 | 20533 | 20729 | 20913 | 21135
2008 | US | SERC | Gateway | - | S02a | Direct Control Load Management | 85 | 85 | 87 | 89 | 91 | 92 | 93 | 94 | 95 | 95 | 95
2008 | US | SERC | Gateway | - | S02b | Contractually Interruptible (Curtailable) | 43 | 43 | 43 | 43 | 43 | 43 | 43 | 43 | 43 | 43 | 43
2008 | US | SERC | Gateway | - | S02c | Critical Peak-Pricing with Control | 0 | 0 | 0 | 0 | 0 | 0 | 0 | 0 | 0 | 0 | 0
2008 | US | SERC | Gateway | - | S02d | Load as a Capacity Resource | 0 | 0 | 0 | 0 | 0 | 0 | 0 | 0 | 0 | 0 | 0
2008 | US | SERC | Gateway | - | S03 | Net Internal Demand | 19454 | 19105 | 19351 | 19603 | 19819 | 20000 | 20207 | 20396 | 20591 | 20775 | 20997
2008 | US | SERC | Gateway | - | S04 | Demand Response Used for Ancillary Services | 0 | 0 | 4 | 8 | 12 | 14 | 16 | 18 | 20 | 20 | 20
2008 | US | SERC | Gateway | - | S04a | Spinning Reserves | 0 | 0 | 0 | 0 | 0 | 0 | 0 | 0 | 0 | 0 | 0
2008 | US | SERC | Gateway | - | S04b | Non-Spinning Reserves | 0 | 0 | 0 | 0 | 0 | 0 | 0 | 0 | 0 | 0 | 0
2008 | US | SERC | Gateway | - | S04c | Regulation | 0 | 0 | 4 | 8 | 12 | 14 | 16 | 18 | 20 | 20 | 20
2008 | US | SERC | Gateway | - | S04d | Emergency | 0 | 0 | 0 | 0 | 0 | 0 | 0 | 0 | 0 | 0 | 0
2008 | US | SERC | Gateway | - | S05 | TOTAL INTERNAL CAPACITY | 25737.07 | 29352.07 | 29274.07 | 28503.07 | 28742.07 | 29066.07 | 29175.07 | 29140.57 | 29144.57 | 29148.57 | 29152.57
2008 | US | SERC | Gateway | - | S06 | EXISTING CAPACITY | 25737.07 | 29352.07 | 29270.07 | 28206.07 | 28321.07 | 28521.07 | 28626.07 | 28587.57 | 28587.57 | 28587.57 | 28587.57
2008 | US | SERC | Gateway | - | S06a | Certain | 21171.07 | 24786.07 | 24704.07 | 23640.07 | 23755.07 | 23955.07 | 23955.07 | 23916.57 | 23916.57 | 23916.57 | 23916.57
2008 | US | SERC | Gateway | - | S06b | Uncertain | 4566 | 4566 | 4566 | 4566 | 4566 | 4566 | 4671 | 4671 | 4671 | 4671 | 4671
2008 | US | SERC | Gateway | - | S06b5 | Energy Only | 0 | 0 | 0 | 0 | 0 | 0 | 0 | 0 | 0 | 0 | 0
2008 | US | SERC | Gateway | - | S06b6 | Inoperable | 526 | 526 | 86 | 86 | 86 | 86 | 86 | 86 | 86 | 86 | 86
2008 | US | SERC | Gateway | - | S07 | PLANNED AND PROPOSED CAPACITY ADDITIONS = 7a+7b | 0 | 0 | 4 | 297 | 421 | 545 | 549 | 553 | 557 | 561 | 565
2008 | US | SERC | Gateway | - | S07a | Planned | 0 | 0 | 4 | 297 | 421 | 545 | 549 | 553 | 557 | 561 | 565
2008 | US | SERC | Gateway | - | S07a9 | Energy Only | 0 | 0 | 0 | 0 | 0 | 0 | 0 | 0 | 0 | 0 | 0
2008 | US | SERC | Gateway | - | S07b | Proposed | 0 | 0 | 0 | 0 | 0 | 0 | 0 | 0 | 0 | 0 | 0
2008 | US | SERC | Gateway | - | S07b9 | Energy Only | 0 | 0 | 0 | 0 | 0 | 0 | 0 | 0 | 0 | 0 | 0
2008 | US | SERC | Gateway | - | S08 | Transmission-Limited Resources | 0 | 0 | 0 | 0 | 0 | 0 | 0 | 0 | 0 | 0 | 0
2008 | US | SERC | Gateway | - | S09 | DELIVERABLE INTERNAL CAPACITY = 6a + 7a | 21171.07 | 24786.07 | 24708.07 | 23937.07 | 24176.07 | 24500.07 | 24504.07 | 24469.57 | 24473.57 | 24477.57 | 24481.57
2008 | US | SERC | Gateway | - | S10 | CAPACITY PURCHASES AND INCOMING ADJUSTMENTS = 10a+10b+10c+10d | 349 | 391 | 533 | 469 | 519 | 551 | 556 | 563 | 568 | 575 | 582
2008 | US | SERC | Gateway | - | S10a | Firm Purchases | 349 | 391 | 349 | 278 | 323 | 348 | 348 | 348 | 348 | 348 | 348
2008 | US | SERC | Gateway | - | S10b | Non-firm Purchases | 0 | 0 | 184 | 191 | 196 | 203 | 208 | 215 | 220 | 227 | 234
2008 | US | SERC | Gateway | - | S10c | Expected Purchases | 0 | 0 | 0 | 0 | 0 | 0 | 0 | 0 | 0 | 0 | 0
2008 | US | SERC | Gateway | - | S10d | Provisional Purchases | 0 | 0 | 0 | 0 | 0 | 0 | 0 | 0 | 0 | 0 | 0
2008 | US | SERC | Gateway | - | S11 | CAPACITY SALES AND OUTGOING ADJUSTMENTS = 11a+11b+11c+11d | 1284 | 1466 | 969 | 717 | 837 | 692 | 692 | 692 | 692 | 692 | 692
2008 | US | SERC | Gateway | - | S11a | Firm Sales | 1284 | 1466 | 793 | 541 | 661 | 516 | 516 | 516 | 516 | 516 | 516
2008 | US | SERC | Gateway | - | S11b | Non-firm Sales | 0 | 0 | 176 | 176 | 176 | 176 | 176 | 176 | 176 | 176 | 176
2008 | US | SERC | Gateway | - | S11c | Expected Sales | 0 | 0 | 0 | 0 | 0 | 0 | 0 | 0 | 0 | 0 | 0
2008 | US | SERC | Gateway | - | S11d | Provisional Sales | 0 | 0 | 0 | 0 | 0 | 0 | 0 | 0 | 0 | 0 | 0
2008 | US | SERC | Gateway | - | S12 | Net Capacity Resources | 20236.07 | 23711.07 | 24264.07 | 23674.07 | 23838.07 | 24332.07 | 24336.07 | 24301.57 | 24305.57 | 24309.57 | 24313.57
2008 | US | SERC | Gateway | - | S14 | Adjusted Potential Resources | 24276.07 | 27751 | 28752 | 28169 | 28338 | 28839 | 28953 | 28926 | 28935 | 28946 | 28957
2008 | US | SERC | Gateway | - | S13 | Total Potential Resources | 24276.07 | 27751.07 | 28752.07 | 28169.07 | 28338.07 | 28839.07 | 28953.07 | 28925.57 | 28934.57 | 28945.57 | 28956.57
2008 | US | SERC | Gateway | - | S15 | Confidence of Proposed (7b), using engineering judgement | 0 | 0 | 0 | 0 | 0 | 0 | 0 | 0 | 0 | 0 | 0
2008 | US | SERC | Gateway | - | S15a | Net Proposed Resources After Confidence Percentage Is Applied = 7b*15 | 0 | 0 | 0 | 0 | 0 | 0 | 0 | 0 | 0 | 0 | 0
2008 | US | SERC | Gateway | - | S16 | Region/Subregion Target Margin | 0 | 0.13 | 0.13 | 0.13 | 0.13 | 0.13 | 0.13 | 0.13 | 0.13 | 0.13 | 0.13
2008 | US | SERC | Gateway | - | S17 | Existing Certain | 0.038647 | 0.19426 | 0.20235 | 0.16144 | 0.15365 | 0.15921 | 0.1505 | 0.14117 | 0.13296 | 0.12521 | 0.11586
2008 | US | SERC | Gateway | - | S18 | Net Capacity Resources | 0.038647 | 0.19426 | 0.20248 | 0.17196 | 0.1686 | 0.17804 | 0.16967 | 0.16071 | 0.15283 | 0.1454 | 0.13641
2008 | US | SERC | Gateway | - | S20 | Adjusted Potential Resources | 0.19863 | 0.31156 | 0.32697 | 0.30409 | 0.30062 | 0.30649 | 0.30208 | 0.29489 | 0.28837 | 0.28228 | 0.27489
2008 | US | SERC | Gateway | - | S19 | Total Potential Resources | 0.19863 | 0.31156 | 0.32697 | 0.30409 | 0.30062 | 0.3065 | 0.30208 | 0.29488 | 0.28836 | 0.28227 | 0.27488
2008 | US | SERC | Gateway | - | S21 | Distributed Generator Capacity < 1 MW | 0 | 0 | 0 | 0 | 0 | 0 | 0 | 0 | 0 | 0 | 0
2008 | US | SERC | Gateway | - | S22 | Other Capacity < 1 MW | 0 | 0 | 0 | 0 | 0 | 0 | 0 | 0 | 0 | 0 | 0
2008 | US | SERC | Gateway | - | S23 | Distributed Generator Capacity >= 1 MW | 0 | 0 | 0 | 0 | 0 | 0 | 0 | 0 | 0 | 0 | 0
2008 | US | SERC | Gateway | - | S24 | Capacity Total from EIA-860 | 0 | 0 | 0 | 0 | 0 | 0 | 0 | 0 | 0 | 0 | 0
2008 | US | SERC | Gateway | - | S25 | EIA-860 Capacity Total less Total Internal Capacity | 25737.07 | 0 | 0 | 0 | 0 | 0 | 0 | 0 | 0 | 0 | 0
2008 | US | SERC | Gateway | - | CSTF | Total | 23355.07 | 23313.07 | 23877.07 | 24093.07 | 24217.07 | 24341.07 | 24345.07 | 24310.57 | 24314.57 | 24318.57 | 24322.57
2008 | US | SERC | Southeastern | - | S01 | Unrestricted Non-coincident Peak Demand | 50894 | 50122 | 51605 | 53125 | 54621 | 55840 | 57058 | 58311 | 59561 | 60836 | 62316
2008 | US | SERC | Southeastern | - | S01a | New Conservation (Energy Efficiency) | 0 | 0 | 0 | 0 | 0 | 0 | 0 | 0 | 0 | 0 | 0
2008 | US | SERC | Southeastern | - | S01b | Estimated Diversity | 0 | 0 | 0 | 0 | 0 | 0 | 0 | 0 | 0 | 0 | 0
2008 | US | SERC | Southeastern | - | S01c | Additions for non-member load | 0 | 0 | 0 | 0 | 0 | 0 | 0 | 0 | 0 | 0 | 0
2008 | US | SERC | Southeastern | - | S01d | Stand-by Load Under Contract | 0 | 0 | 0 | 0 | 0 | 0 | 0 | 0 | 0 | 0 | 0
2008 | US | SERC | Southeastern | - | S02 | Total Internal Demand | 50894 | 50122 | 51605 | 53125 | 54621 | 55840 | 57058 | 58311 | 59561 | 60836 | 62316
2008 | US | SERC | Southeastern | - | S02a | Direct Control Load Management | 308 | 309 | 326 | 339 | 349 | 358 | 435 | 513 | 599 | 607 | 612
2008 | US | SERC | Southeastern | - | S02b | Contractually Interruptible (Curtailable) | 1316 | 1316 | 1320 | 1328 | 1328 | 1328 | 1328 | 1328 | 1328 | 1328 | 1329
2008 | US | SERC | Southeastern | - | S02c | Critical Peak-Pricing with Control | 221 | 221 | 215 | 212 | 204 | 195 | 153 | 169 | 171 | 153 | 156
2008 | US | SERC | Southeastern | - | S02d | Load as a Capacity Resource | 60 | 61 | 62 | 63 | 63 | 63 | 63 | 63 | 63 | 63 | 63
2008 | US | SERC | Southeastern | - | S03 | Net Internal Demand | 48989 | 48215 | 49682 | 51183 | 52677 | 53896 | 55079 | 56238 | 57400 | 58685 | 60156
2008 | US | SERC | Southeastern | - | S04 | Demand Response Used for Ancillary Services | 0 | 0 | 0 | 0 | 0 | 0 | 0 | 0 | 0 | 0 | 0
2008 | US | SERC | Southeastern | - | S04a | Spinning Reserves | 0 | 0 | 0 | 0 | 0 | 0 | 0 | 0 | 0 | 0 | 0
2008 | US | SERC | Southeastern | - | S04b | Non-Spinning Reserves | 0 | 0 | 0 | 0 | 0 | 0 | 0 | 0 | 0 | 0 | 0
2008 | US | SERC | Southeastern | - | S04c | Regulation | 0 | 0 | 0 | 0 | 0 | 0 | 0 | 0 | 0 | 0 | 0
2008 | US | SERC | Southeastern | - | S04d | Emergency | 0 | 0 | 0 | 0 | 0 | 0 | 0 | 0 | 0 | 0 | 0
2008 | US | SERC | Southeastern | - | S05 | TOTAL INTERNAL CAPACITY | 65417.9 | 65339.9 | 67005.9 | 67011.9 | 69514.9 | 70714.9 | 72123.9 | 73371.9 | 75318.9 | 77376.9 | 79345.9
2008 | US | SERC | Southeastern | - | S06 | EXISTING CAPACITY | 65417.9 | 65339.9 | 67005.9 | 67011.9 | 66880.9 | 66417.9 | 66626.9 | 66636.9 | 67983.9 | 68141.9 | 68410.9
2008 | US | SERC | Southeastern | - | S06a | Certain | 59617.9 | 59539.9 | 61205.9 | 61211.9 | 61080.9 | 60617.9 | 60826.9 | 60836.9 | 62183.9 | 62341.9 | 62610.9
2008 | US | SERC | Southeastern | - | S06b | Uncertain | 5800 | 5800 | 5800 | 5800 | 5800 | 5800 | 5800 | 5800 | 5800 | 5800 | 5800
2008 | US | SERC | Southeastern | - | S06b5 | Energy Only | 0 | 0 | 0 | 0 | 0 | 0 | 0 | 0 | 0 | 0 | 0
2008 | US | SERC | Southeastern | - | S06b6 | Inoperable | 0 | 0 | 0 | 0 | 0 | 0 | 0 | 0 | 0 | 0 | 0
2008 | US | SERC | Southeastern | - | S07 | PLANNED AND PROPOSED CAPACITY ADDITIONS = 7a+7b | 0 | 0 | 0 | 0 | 2634 | 4297 | 5497 | 6735 | 7335 | 9235 | 10935
2008 | US | SERC | Southeastern | - | S07a | Planned | 0 | 0 | 0 | 0 | 1682 | 1682 | 1682 | 1682 | 1682 | 1682 | 1682
2008 | US | SERC | Southeastern | - | S07a9 | Energy Only | 0 | 0 | 0 | 0 | 0 | 0 | 0 | 0 | 0 | 0 | 0
2008 | US | SERC | Southeastern | - | S07b | Proposed | 0 | 0 | 0 | 0 | 952 | 2615 | 3815 | 5053 | 5653 | 7553 | 9253
2008 | US | SERC | Southeastern | - | S07b9 | Energy Only | 0 | 0 | 0 | 0 | 0 | 0 | 0 | 0 | 0 | 0 | 0
2008 | US | SERC | Southeastern | - | S08 | Transmission-Limited Resources | 0 | 0 | 0 | 0 | 0 | 0 | 0 | 0 | 0 | 0 | 0
2008 | US | SERC | Southeastern | - | S09 | DELIVERABLE INTERNAL CAPACITY = 6a + 7a | 59617.9 | 59539.9 | 61205.9 | 61211.9 | 62762.9 | 62299.9 | 62508.9 | 62518.9 | 63865.9 | 64023.9 | 64292.9
2008 | US | SERC | Southeastern | - | S10 | CAPACITY PURCHASES AND INCOMING ADJUSTMENTS = 10a+10b+10c+10d | 405 | 408 | 407 | 405 | 330 | 330 | 330 | 330 | 330 | 333 | 332
2008 | US | SERC | Southeastern | - | S10a | Firm Purchases | 405 | 408 | 407 | 405 | 330 | 330 | 330 | 330 | 330 | 333 | 332
2008 | US | SERC | Southeastern | - | S10b | Non-firm Purchases | 0 | 0 | 0 | 0 | 0 | 0 | 0 | 0 | 0 | 0 | 0
2008 | US | SERC | Southeastern | - | S10c | Expected Purchases | 0 | 0 | 0 | 0 | 0 | 0 | 0 | 0 | 0 | 0 | 0
2008 | US | SERC | Southeastern | - | S10d | Provisional Purchases | 0 | 0 | 0 | 0 | 0 | 0 | 0 | 0 | 0 | 0 | 0
2008 | US | SERC | Southeastern | - | S11 | CAPACITY SALES AND OUTGOING ADJUSTMENTS = 11a+11b+11c+11d | 2437 | 2482 | 3081 | 3231 | 3305 | 3212 | 3247 | 3282 | 3321 | 1076 | 1038
2008 | US | SERC | Southeastern | - | S11a | Firm Sales | 2437 | 2482 | 3081 | 3231 | 3305 | 3212 | 3247 | 3282 | 3321 | 1076 | 1038
2008 | US | SERC | Southeastern | - | S11b | Non-firm Sales | 0 | 0 | 0 | 0 | 0 | 0 | 0 | 0 | 0 | 0 | 0
2008 | US | SERC | Southeastern | - | S11c | Expected Sales | 0 | 0 | 0 | 0 | 0 | 0 | 0 | 0 | 0 | 0 | 0
2008 | US | SERC | Southeastern | - | S11d | Provisional Sales | 0 | 0 | 0 | 0 | 0 | 0 | 0 | 0 | 0 | 0 | 0
2008 | US | SERC | Southeastern | - | S12 | Net Capacity Resources | 57585.9 | 57465.9 | 58531.9 | 58385.9 | 59787.9 | 59417.9 | 59591.9 | 59566.9 | 60874.9 | 63280.9 | 63586.9
2008 | US | SERC | Southeastern | - | S14 | Adjusted Potential Resources | 63385.9 | 63266 | 64332 | 64186 | 65588 | 65218 | 65392 | 65367 | 66675 | 69081 | 69387
2008 | US | SERC | Southeastern | - | S13 | Total Potential Resources | 63385.9 | 63265.9 | 64331.9 | 64185.9 | 66539.9 | 67832.9 | 69206.9 | 70419.9 | 72327.9 | 76633.9 | 78639.9
2008 | US | SERC | Southeastern | - | S15 | Confidence of Proposed (7b), using engineering judgement | 0 | 0 | 0 | 0 | 0 | 0 | 0 | 0 | 0 | 0 | 0
2008 | US | SERC | Southeastern | - | S15a | Net Proposed Resources After Confidence Percentage Is Applied = 7b*15 | 0 | 0 | 0 | 0 | 0 | 0 | 0 | 0 | 0 | 0 | 0
2008 | US | SERC | Southeastern | - | S16 | Region/Subregion Target Margin | 0 | 0.13 | 0.13 | 0.13 | 0.13 | 0.13 | 0.13 | 0.13 | 0.13 | 0.13 | 0.13
2008 | US | SERC | Southeastern | - | S17 | Existing Certain | 0.14929 | 0.16098 | 0.1512 | 0.12337 | 0.093431 | 0.066508 | 0.048885 | 0.028451 | 0.030289 | 0.047304 | 0.028251
2008 | US | SERC | Southeastern | - | S18 | Net Capacity Resources | 0.14929 | 0.16098 | 0.1512 | 0.12337 | 0.11894 | 0.092933 | 0.07573 | 0.055885 | 0.057083 | 0.072627 | 0.053956
2008 | US | SERC | Southeastern | - | S20 | Adjusted Potential Resources | 0.22713 | 0.2379 | 0.22772 | 0.20258 | 0.19685 | 0.1736 | 0.15771 | 0.13966 | 0.13911 | 0.15049 | 0.13304
2008 | US | SERC | Southeastern | - | S19 | Total Potential Resources | 0.22713 | 0.2379 | 0.22772 | 0.20258 | 0.20834 | 0.20546 | 0.20414 | 0.20139 | 0.20639 | 0.23422 | 0.23504
2008 | US | SERC | Southeastern | - | S21 | Distributed Generator Capacity < 1 MW | 0 | 0 | 0 | 0 | 0 | 0 | 0 | 0 | 0 | 0 | 0
2008 | US | SERC | Southeastern | - | S22 | Other Capacity < 1 MW | 0 | 0 | 0 | 0 | 0 | 0 | 0 | 0 | 0 | 0 | 0
2008 | US | SERC | Southeastern | - | S23 | Distributed Generator Capacity >= 1 MW | 0 | 0 | 0 | 0 | 0 | 0 | 0 | 0 | 0 | 0 | 0
2008 | US | SERC | Southeastern | - | S24 | Capacity Total from EIA-860 | 0 | 0 | 0 | 0 | 0 | 0 | 0 | 0 | 0 | 0 | 0
2008 | US | SERC | Southeastern | - | S25 | EIA-860 Capacity Total less Total Internal Capacity | 65417.9 | 0 | 0 | 0 | 0 | 0 | 0 | 0 | 0 | 0 | 0
2008 | US | SERC | Southeastern | - | CSTF | Total | 54032.9 | 54055.9 | 54024.9 | 53928.9 | 55315.9 | 54962.9 | 54635.9 | 54584.9 | 54535.9 | 54445.9 | 54440.9
2008 | US | SERC | VACAR | - | S01 | Unrestricted Non-coincident Peak Demand | 64740 | 62850 | 64165 | 65575 | 66848 | 68182 | 69525 | 70870 | 72223 | 73564 | 74946
2008 | US | SERC | VACAR | - | S01a | New Conservation (Energy Efficiency) | 0 | 49 | 139 | 232 | 331 | 442 | 557 | 666 | 772 | 881 | 991
2008 | US | SERC | VACAR | - | S01b | Estimated Diversity | 0 | 0 | 0 | 0 | 0 | 0 | 0 | 0 | 0 | 0 | 0
2008 | US | SERC | VACAR | - | S01c | Additions for non-member load | 0 | 317 | 323 | 328 | 334 | 340 | 346 | 352 | 358 | 365 | 371
2008 | US | SERC | VACAR | - | S01d | Stand-by Load Under Contract | 0 | 12 | 12 | 12 | 12 | 12 | 12 | 12 | 12 | 12 | 12
2008 | US | SERC | VACAR | - | S02 | Total Internal Demand | 64740 | 63130 | 64361 | 65683 | 66863 | 68092 | 69326 | 70568 | 71821 | 73060 | 74338
2008 | US | SERC | VACAR | - | S02a | Direct Control Load Management | 164 | 396 | 383 | 366 | 353 | 353 | 353 | 353 | 353 | 353 | 353
2008 | US | SERC | VACAR | - | S02b | Contractually Interruptible (Curtailable) | 1050 | 1567 | 1703 | 1821 | 1821 | 1821 | 1821 | 1821 | 1821 | 1821 | 1821
2008 | US | SERC | VACAR | - | S02c | Critical Peak-Pricing with Control | 0 | 0 | 0 | 0 | 0 | 0 | 0 | 0 | 0 | 0 | 0
2008 | US | SERC | VACAR | - | S02d | Load as a Capacity Resource | 64 | 64 | 64 | 64 | 64 | 64 | 64 | 64 | 64 | 64 | 64
2008 | US | SERC | VACAR | - | S03 | Net Internal Demand | 63462 | 61103 | 62211 | 63432 | 64625 | 65854 | 67088 | 68330 | 69583 | 70822 | 72100
2008 | US | SERC | VACAR | - | S04 | Demand Response Used for Ancillary Services | 747 | 757 | 769 | 769 | 769 | 769 | 769 | 769 | 769 | 769 | 769
2008 | US | SERC | VACAR | - | S04a | Spinning Reserves | 98 | 98 | 98 | 98 | 98 | 98 | 98 | 98 | 98 | 98 | 98
2008 | US | SERC | VACAR | - | S04b | Non-Spinning Reserves | 230 | 240 | 252 | 252 | 252 | 252 | 252 | 252 | 252 | 252 | 252
2008 | US | SERC | VACAR | - | S04c | Regulation | 0 | 0 | 0 | 0 | 0 | 0 | 0 | 0 | 0 | 0 | 0
2008 | US | SERC | VACAR | - | S04d | Emergency | 419 | 419 | 419 | 419 | 419 | 419 | 419 | 419 | 419 | 419 | 419
2008 | US | SERC | VACAR | - | S05 | TOTAL INTERNAL CAPACITY | 74910.4 | 75288.4 | 76043.6 | 76411.1 | 77353.1 | 78545.6 | 78740.7 | 78439.7 | 78400.7 | 79313.7 | 79318.7
2008 | US | SERC | VACAR | - | S06 | EXISTING CAPACITY | 74910.4 | 74939.4 | 74917.6 | 74801.1 | 74337.1 | 74296.6 | 73886.7 | 73585.7 | 73378.7 | 73006.7 | 73011.7
2008 | US | SERC | VACAR | - | S06a | Certain | 72908.4 | 72934.4 | 72912.6 | 72796.1 | 72332.1 | 72291.6 | 71881.7 | 71580.7 | 71373.7 | 71001.7 | 71006.7
2008 | US | SERC | VACAR | - | S06b | Uncertain | 2002 | 2005 | 2005 | 2005 | 2005 | 2005 | 2005 | 2005 | 2005 | 2005 | 2005
2008 | US | SERC | VACAR | - | S06b5 | Energy Only | 0 | 0 | 0 | 0 | 0 | 0 | 0 | 0 | 0 | 0 | 0
2008 | US | SERC | VACAR | - | S06b6 | Inoperable | 65 | 65 | 65 | 65 | 65 | 65 | 65 | 65 | 65 | 65 | 65
2008 | US | SERC | VACAR | - | S07 | PLANNED AND PROPOSED CAPACITY ADDITIONS = 7a+7b | 0 | 349 | 1126 | 1610 | 3016 | 4249 | 4854 | 4854 | 5022 | 6307 | 6307
2008 | US | SERC | VACAR | - | S07a | Planned | 0 | 349 | 969 | 1285 | 1905 | 3009 | 3009 | 3009 | 3009 | 3009 | 3009
2008 | US | SERC | VACAR | - | S07a9 | Energy Only | 0 | 0 | 0 | 0 | 0 | 0 | 0 | 0 | 0 | 0 | 0
2008 | US | SERC | VACAR | - | S07b | Proposed | 0 | 0 | 157 | 325 | 1111 | 1240 | 1845 | 1845 | 2013 | 3298 | 3298
2008 | US | SERC | VACAR | - | S07b9 | Energy Only | 0 | 0 | 0 | 0 | 0 | 0 | 0 | 0 | 0 | 0 | 0
2008 | US | SERC | VACAR | - | S08 | Transmission-Limited Resources | 0 | 0 | 0 | 0 | 0 | 0 | 0 | 0 | 0 | 0 | 0
2008 | US | SERC | VACAR | - | S09 | DELIVERABLE INTERNAL CAPACITY = 6a + 7a | 72908.4 | 73283.4 | 73881.6 | 74081.1 | 74237.1 | 75300.6 | 74890.7 | 74589.7 | 74382.7 | 74010.7 | 74015.7
2008 | US | SERC | VACAR | - | S10 | CAPACITY PURCHASES AND INCOMING ADJUSTMENTS = 10a+10b+10c+10d | 1493 | 1538 | 1516 | 1588 | 1509 | 1481 | 1670 | 1739 | 1959 | 1765 | 1805
2008 | US | SERC | VACAR | - | S10a | Firm Purchases | 1493 | 1538 | 1516 | 1588 | 1457 | 1364 | 1249 | 1296 | 1335 | 1090 | 1052
2008 | US | SERC | VACAR | - | S10b | Non-firm Purchases | 0 | 0 | 0 | 0 | 0 | 0 | 0 | 0 | 0 | 0 | 0
2008 | US | SERC | VACAR | - | S10c | Expected Purchases | 0 | 0 | 0 | 0 | 0 | 0 | 0 | 0 | 0 | 0 | 0
2008 | US | SERC | VACAR | - | S10d | Provisional Purchases | 0 | 0 | 0 | 0 | 52 | 117 | 421 | 443 | 624 | 675 | 753
2008 | US | SERC | VACAR | - | S11 | CAPACITY SALES AND OUTGOING ADJUSTMENTS = 11a+11b+11c+11d | 205 | 250 | 100 | 100 | 100 | 100 | 100 | 100 | 100 | 100 | 100
2008 | US | SERC | VACAR | - | S11a | Firm Sales | 205 | 250 | 100 | 100 | 100 | 100 | 100 | 100 | 100 | 100 | 100
2008 | US | SERC | VACAR | - | S11b | Non-firm Sales | 0 | 0 | 0 | 0 | 0 | 0 | 0 | 0 | 0 | 0 | 0
2008 | US | SERC | VACAR | - | S11c | Expected Sales | 0 | 0 | 0 | 0 | 0 | 0 | 0 | 0 | 0 | 0 | 0
2008 | US | SERC | VACAR | - | S11d | Provisional Sales | 0 | 0 | 0 | 0 | 0 | 0 | 0 | 0 | 0 | 0 | 0
2008 | US | SERC | VACAR | - | S12 | Net Capacity Resources | 74196.4 | 74571.4 | 75297.6 | 75569.1 | 75594.1 | 76564.6 | 76039.7 | 75785.7 | 75617.7 | 75000.7 | 74967.7
2008 | US | SERC | VACAR | - | S14 | Adjusted Potential Resources | 76133.4 | 76511 | 77238 | 77509 | 77586 | 78622 | 78401 | 78169 | 78182 | 77616 | 77661
2008 | US | SERC | VACAR | - | S13 | Total Potential Resources | 76133.4 | 76511.4 | 77394.6 | 77834.1 | 78697.1 | 79861.6 | 80245.7 | 80013.7 | 80194.7 | 80913.7 | 80958.7
2008 | US | SERC | VACAR | - | S15 | Confidence of Proposed (7b), using engineering judgement | 0 | 0 | 0 | 0 | 0 | 0 | 0 | 0 | 0 | 0 | 0
2008 | US | SERC | VACAR | - | S15a | Net Proposed Resources After Confidence Percentage Is Applied = 7b*15 | 0 | 0 | 0 | 0 | 0 | 0 | 0 | 0 | 0 | 0 | 0
2008 | US | SERC | VACAR | - | S16 | Region/Subregion Target Margin | 0 | 0.13 | 0.13 | 0.13 | 0.13 | 0.13 | 0.13 | 0.13 | 0.13 | 0.13 | 0.13
2008 | US | SERC | VACAR | - | S17 | Existing Certain | 0.14468 | 0.17676 | 0.16303 | 0.14609 | 0.123 | 0.1047 | 0.081373 | 0.061101 | 0.041671 | 0.016248 | -0.0019636
2008 | US | SERC | VACAR | - | S18 | Net Capacity Resources | 0.14468 | 0.18061 | 0.1738 | 0.16061 | 0.14511 | 0.13989 | 0.11772 | 0.098379 | 0.079805 | 0.055715 | 0.038252
2008 | US | SERC | VACAR | - | S20 | Adjusted Potential Resources | 0.16644 | 0.20138 | 0.19455 | 0.18162 | 0.16705 | 0.1624 | 0.1443 | 0.12587 | 0.10999 | 0.087534 | 0.071606
2008 | US | SERC | VACAR | - | S19 | Total Potential Resources | 0.16644 | 0.20139 | 0.19618 | 0.18504 | 0.17881 | 0.1754 | 0.16397 | 0.14602 | 0.13232 | 0.12472 | 0.10942
2008 | US | SERC | VACAR | - | S21 | Distributed Generator Capacity < 1 MW | 0 | 0 | 0 | 0 | 0 | 0 | 0 | 0 | 0 | 0 | 0
2008 | US | SERC | VACAR | - | S22 | Other Capacity < 1 MW | 0 | 0 | 0 | 0 | 0 | 0 | 0 | 0 | 0 | 0 | 0
2008 | US | SERC | VACAR | - | S23 | Distributed Generator Capacity >= 1 MW | 0 | 0 | 0 | 0 | 0 | 0 | 0 | 0 | 0 | 0 | 0
2008 | US | SERC | VACAR | - | S24 | Capacity Total from EIA-860 | 0 | 0 | 0 | 0 | 0 | 0 | 0 | 0 | 0 | 0 | 0
2008 | US | SERC | VACAR | - | S25 | EIA-860 Capacity Total less Total Internal Capacity | 74910.4 | 0 | 0 | 0 | 0 | 0 | 0 | 0 | 0 | 0 | 0
2008 | US | SERC | VACAR | - | CSTF | Total | 71305.4 | 71707.4 | 72411.6 | 72753.1 | 73286.1 | 74196.6 | 73918.7 | 73722.7 | 73290.7 | 73157.7 | 73024.7
2008 | US | SPP | - | - | S01 | Unrestricted Non-coincident Peak Demand | 43167.34 | 43852.11 | 44857.41 | 45751.13 | 46466.53 | 47144.55 | 47866.05 | 48595.77 | 49337.15 | 50078.19 | 50859.35
2008 | US | SPP | - | - | S01a | New Conservation (Energy Efficiency) | 0 | 51.8977 | 71.4591 | 94.064 | 112.6683 | 132.8352 | 150.6883 | 167.9904 | 185.0484 | 201.8158 | 219.3243
2008 | US | SPP | - | - | S01b | Estimated Diversity | 0 | 0 | 0 | 0 | 0 | 0 | 0 | 0 | 0 | 0 | 0
2008 | US | SPP | - | - | S01c | Additions for non-member load | 0 | 0 | 0 | 0 | 0 | 0 | 0 | 0 | 0 | 0 | 0
2008 | US | SPP | - | - | S01d | Stand-by Load Under Contract | 0 | 0 | 0 | 0 | 0 | 0 | 0 | 0 | 0 | 0 | 0
2008 | US | SPP | - | - | S02 | Total Internal Demand | 43167.34 | 43800.21 | 44785.95 | 45657.06 | 46353.86 | 47011.71 | 47715.36 | 48427.78 | 49152.1 | 49876.37 | 50640.02
2008 | US | SPP | - | - | S02a | Direct Control Load Management | 114 | 36 | 36 | 18 | 18 | 18 | 18 | 18 | 18 | 18 | 18
2008 | US | SPP | - | - | S02b | Contractually Interruptible (Curtailable) | 477 | 486.569 | 492.0172 | 497.2606 | 501.2622 | 505.9503 | 509.8854 | 514.9174 | 519.1353 | 524.4081 | 529.064
2008 | US | SPP | - | - | S02c | Critical Peak-Pricing with Control | 0 | 35 | 35 | 35 | 35 | 35 | 35 | 35 | 35 | 35 | 35
2008 | US | SPP | - | - | S02d | Load as a Capacity Resource | 117.5 | 186.716 | 205.216 | 205.216 | 205.216 | 205.216 | 205.216 | 205.216 | 205.216 | 205.216 | 205.216
2008 | US | SPP | - | - | S03 | Net Internal Demand | 42458.84 | 43055.93 | 44017.72 | 44901.58 | 45594.38 | 46247.54 | 46947.26 | 47654.64 | 48374.75 | 49093.75 | 49852.74
2008 | US | SPP | - | - | S04 | Demand Response Used for Ancillary Services | 242 | 252 | 252 | 252 | 252 | 252 | 252 | 252 | 252 | 252 | 252
2008 | US | SPP | - | - | S04a | Spinning Reserves | 91 | 91 | 91 | 91 | 91 | 91 | 91 | 91 | 91 | 91 | 91
2008 | US | SPP | - | - | S04b | Non-Spinning Reserves | 91 | 91 | 91 | 91 | 91 | 91 | 91 | 91 | 91 | 91 | 91
2008 | US | SPP | - | - | S04c | Regulation | 60 | 70 | 70 | 70 | 70 | 70 | 70 | 70 | 70 | 70 | 70
2008 | US | SPP | - | - | S04d | Emergency | 0 | 0 | 0 | 0 | 0 | 0 | 0 | 0 | 0 | 0 | 0
2008 | US | SPP | - | - | S05 | TOTAL INTERNAL CAPACITY | 56533.64 | 58655.38 | 64048.59 | 66578.78 | 67088.78 | 68007.78 | 68755.78 | 68838.78 | 69628.78 | 70003.78 | 74360.78
2008 | US | SPP | - | - | S06 | EXISTING CAPACITY | 56533.64 | 57539.38 | 57216.59 | 57259.79 | 57366.79 | 57301.79 | 57213.79 | 57196.79 | 57086.79 | 57091.79 | 57043.79
2008 | US | SPP | - | - | S06a | Certain | 47333.54 | 47753.77 | 47744.27 | 47327.47 | 47434.47 | 47389.47 | 47321.47 | 47304.47 | 47194.47 | 47199.47 | 47151.47
2008 | US | SPP | - | - | S06b | Uncertain | 9200.11 | 9785.61 | 9472.31 | 9932.31 | 9932.31 | 9912.31 | 9892.31 | 9892.31 | 9892.31 | 9892.31 | 9892.31
2008 | US | SPP | - | - | S06b5 | Energy Only | 129.8 | 129.8 | 129.8 | 129.8 | 129.8 | 129.8 | 129.8 | 129.8 | 129.8 | 129.8 | 129.8
2008 | US | SPP | - | - | S06b6 | Inoperable | 340 | 293 | 220 | 180 | 180 | 160 | 140 | 140 | 140 | 140 | 140
2008 | US | SPP | - | - | S07 | PLANNED AND PROPOSED CAPACITY ADDITIONS = 7a+7b | 0 | 1116 | 6832 | 9319 | 9722 | 10706 | 11542 | 11642 | 12542 | 12912 | 17317
2008 | US | SPP | - | - | S07a | Planned | 0 | 1116 | 2918 | 4854 | 5208 | 5700 | 6070 | 6070 | 6620 | 6620 | 7391
2008 | US | SPP | - | - | S07a9 | Energy Only | 0 | 400 | 400 | 400 | 400 | 400 | 400 | 400 | 400 | 400 | 400
2008 | US | SPP | - | - | S07b | Proposed | 0 | 0 | 3914 | 4465 | 4514 | 5006 | 5472 | 5572 | 5922 | 6292 | 9926
2008 | US | SPP | - | - | S07b9 | Energy Only | 0 | 18 | 18 | 168 | 168 | 168 | 168 | 168 | 168 | 168 | 168
2008 | US | SPP | - | - | S08 | Transmission-Limited Resources | 0 | 0 | 0 | 0 | 0 | 0 | 0 | 0 | 0 | 0 | 0
2008 | US | SPP | - | - | S09 | DELIVERABLE INTERNAL CAPACITY = 6a + 7a | 47333.54 | 48869.77 | 50662.27 | 52181.47 | 52642.47 | 53089.47 | 53391.47 | 53374.47 | 53814.47 | 53819.47 | 54542.47
2008 | US | SPP | - | - | S10 | CAPACITY PURCHASES AND INCOMING ADJUSTMENTS = 10a+10b+10c+10d | 0 | 2789 | 2789 | 2789 | 2789 | 2789 | 2789 | 2789 | 2789 | 2789 | 2789
2008 | US | SPP | - | - | S10a | Firm Purchases | 2789 | 2789 | 2789 | 2789 | 2789 | 2789 | 2789 | 2789 | 2789 | 2789 | 2789
2008 | US | SPP | - | - | S10b | Non-firm Purchases | 0 | 0 | 0 | 0 | 0 | 0 | 0 | 0 | 0 | 0 | 0
2008 | US | SPP | - | - | S10c | Expected Purchases | 0 | 0 | 0 | 0 | 0 | 0 | 0 | 0 | 0 | 0 | 0
2008 | US | SPP | - | - | S10d | Provisional Purchases | 0 | 0 | 0 | 0 | 0 | 0 | 0 | 0 | 0 | 0 | 0
2008 | US | SPP | - | - | S11 | CAPACITY SALES AND OUTGOING ADJUSTMENTS = 11a+11b+11c+11d | 0 | 1550 | 1550 | 1550 | 1550 | 1550 | 1550 | 1550 | 1550 | 1550 | 1550
2008 | US | SPP | - | - | S11a | Firm Sales | 1550 | 1550 | 1550 | 1550 | 1550 | 1550 | 1550 | 1550 | 1550 | 1550 | 1550
2008 | US | SPP | - | - | S11b | Non-firm Sales | 0 | 0 | 0 | 0 | 0 | 0 | 0 | 0 | 0 | 0 | 0
2008 | US | SPP | - | - | S11c | Expected Sales | 0 | 0 | 0 | 0 | 0 | 0 | 0 | 0 | 0 | 0 | 0
2008 | US | SPP | - | - | S11d | Provisional Sales | 0 | 0 | 0 | 0 | 0 | 0 | 0 | 0 | 0 | 0 | 0
2008 | US | SPP | - | - | S12 | Net Capacity Resources | 48572.54 | 50108.77 | 51901.27 | 53420.47 | 53881.47 | 54328.47 | 54630.47 | 54613.47 | 55053.47 | 55058.47 | 55781.47
2008 | US | SPP | - | - | S14 | Adjusted Potential Resources | 56882.59 | 58514 | 60048 | 62067 | 62528 | 62975 | 63277 | 63260 | 63700 | 63705 | 64428
2008 | US | SPP | - | - | S13 | Total Potential Resources | 56882.59 | 58513.84 | 63961.54 | 66531.73 | 67041.73 | 67980.73 | 68748.73 | 68831.73 | 69621.73 | 69996.73 | 74353.73
2008 | US | SPP | - | - | S15 | Confidence of Proposed (7b), using engineering judgement | 0 | 0 | 0 | 0 | 0 | 0 | 0 | 0 | 0 | 0 | 0
2008 | US | SPP | - | - | S15a | Net Proposed Resources After Confidence Percentage Is Applied = 7b*15 | 0 | 0 | 0 | 0 | 0 | 0 | 0 | 0 | 0 | 0 | 0
2008 | US | SPP | - | - | S16 | Region/Subregion Target Margin | 0 | 0.13 | 0.13 | 0.13 | 0.13 | 0.13 | 0.13 | 0.13 | 0.13 | 0.13 | 0.13
2008 | US | SPP | - | - | S17 | Existing Certain | 0.12587 | 0.12118 | 0.10137 | 0.075461 | 0.06326 | 0.048962 | 0.033221 | 0.01831 | 0.0012124 | -0.013528 | -0.030218
2008 | US | SPP | - | - | S18 | Net Capacity Resources | 0.12587 | 0.14075 | 0.1519 | 0.15947 | 0.1538 | 0.14874 | 0.14064 | 0.12742 | 0.12131 | 0.10833 | 0.10629
2008 | US | SPP | - | - | S20 | Adjusted Potential Resources | 0.25357 | 0.26418 | 0.26696 | 0.27656 | 0.27082 | 0.26562 | 0.25807 | 0.24669 | 0.24058 | 0.22936 | 0.22623
2008 | US | SPP | - | - | S19 | Total Potential Resources | 0.25357 | 0.26418 | 0.31181 | 0.32511 | 0.31991 | 0.3197 | 0.31712 | 0.30766 | 0.30518 | 0.29863 | 0.32952
2008 | US | SPP | - | - | S21 | Distributed Generator Capacity < 1 MW | 0 | 0 | 0 | 0 | 0 | 0 | 0 | 0 | 0 | 0 | 0
2008 | US | SPP | - | - | S22 | Other Capacity < 1 MW | 0 | 0 | 0 | 0 | 0 | 0 | 0 | 0 | 0 | 0 | 0
2008 | US | SPP | - | - | S23 | Distributed Generator Capacity >= 1 MW | 0 | 0 | 0 | 0 | 0 | 0 | 0 | 0 | 0 | 0 | 0
2008 | US | SPP | - | - | S24 | Capacity Total from EIA-860 | 0 | 0 | 0 | 0 | 0 | 0 | 0 | 0 | 0 | 0 | 0
2008 | US | SPP | - | - | S25 | EIA-860 Capacity Total less Total Internal Capacity | 56533.64 | 0 | 0 | 0 | 0 | 0 | 0 | 0 | 0 | 0 | 0
2008 | US | SPP | - | - | CSTF | Total | 47333.53 | 48869.77 | 49891.27 | 51410.47 | 51917.47 | 52279.47 | 52620.47 | 52603.47 | 53043.47 | 53048.47 | 53000.47
2008 | US | WECC | - | - | S01 | Unrestricted Non-coincident Peak Demand | 137927 | 141318 | 144835 | 147911 | 151072 | 154432 | 157556 | 160671 | 163803 | 166966 | 169964
2008 | US | WECC | - | - | S01a | New Conservation (Energy Efficiency) | 62 | 828 | 1196 | 1580 | 1967 | 2358 | 2756 | 3132 | 3508 | 3889 | 4271
2008 | US | WECC | - | - | S01b | Estimated Diversity | 363 | 363 | 363 | 363 | 363 | 363 | 363 | 363 | 363 | 363 | 363
2008 | US | WECC | - | - | S01c | Additions for non-member load | 1569 | 1587 | 1623 | 1656 | 1696 | 1738 | 1784 | 1835 | 1891 | 1950 | 2013
2008 | US | WECC | - | - | S01d | Stand-by Load Under Contract | 318 | 318 | 318 | 318 | 318 | 318 | 318 | 318 | 318 | 318 | 318
2008 | US | WECC | - | - | S02 | Total Internal Demand | 139389 | 142032 | 145217 | 147942 | 150756 | 153767 | 156539 | 159329 | 162141 | 164982 | 167661
2008 | US | WECC | - | - | S02a | Direct Control Load Management | 2656 | 3053 | 3126 | 3191 | 3254 | 3314 | 3366 | 3417 | 3469 | 3519 | 3568
2008 | US | WECC | - | - | S02b | Contractually Interruptible (Curtailable) | 894 | 1054 | 1151 | 1249 | 1297 | 1316 | 1336 | 1340 | 1348 | 1338 | 1330
2008 | US | WECC | - | - | S02c | Critical Peak-Pricing with Control | 0 | 0 | 0 | 0 | 0 | 0 | 0 | 0 | 0 | 0 | 0
2008 | US | WECC | - | - | S02d | Load as a Capacity Resource | 0 | 0 | 0 | 0 | 0 | 0 | 0 | 0 | 0 | 0 | 0
2008 | US | WECC | - | - | S03 | Net Internal Demand | 135839 | 137925 | 140940 | 143502 | 146205 | 149137 | 151837 | 154572 | 157324 | 160125 | 162763
2008 | US | WECC | - | - | S04 | Demand Response Used for Ancillary Services | 259 | 307 | 330 | 340 | 348 | 348 | 348 | 348 | 348 | 348 | 348
2008 | US | WECC | - | - | S04a | Spinning Reserves | 0 | 0 | 0 | 0 | 0 | 0 | 0 | 0 | 0 | 0 | 0
2008 | US | WECC | - | - | S04b | Non-Spinning Reserves | 210 | 240 | 255 | 265 | 273 | 273 | 273 | 273 | 273 | 273 | 273
2008 | US | WECC | - | - | S04c | Regulation | 0 | 0 | 0 | 0 | 0 | 0 | 0 | 0 | 0 | 0 | 0
2008 | US | WECC | - | - | S04d | Emergency | 49 | 67 | 75 | 75 | 75 | 75 | 75 | 75 | 75 | 75 | 75
2008 | US | WECC | - | - | S05 | TOTAL INTERNAL CAPACITY | 177801 | 183049 | 186105 | 189269 | 192661 | 195809 | 197655 | 198627 | 199112 | 199120 | 199298
2008 | US | WECC | - | - | S06 | EXISTING CAPACITY | 177801 | 177801 | 177801 | 177801 | 177801 | 177801 | 177801 | 177801 | 177801 | 177801 | 177801
2008 | US | WECC | - | - | S06a | Certain | 162720 | 166281 | 166285 | 166297 | 166335 | 166324 | 166338 | 166338 | 166276 | 166291 | 166309
2008 | US | WECC | - | - | S06b | Uncertain | 15081 | 11520 | 11516 | 11504 | 11466 | 11477 | 11463 | 11463 | 11525 | 11510 | 11492
2008 | US | WECC | - | - | S06b5 | Energy Only | 0 | 0 | 0 | 0 | 0 | 0 | 0 | 0 | 0 | 0 | 0
2008 | US | WECC | - | - | S06b6 | Inoperable | 4002 | 441 | 437 | 425 | 387 | 398 | 384 | 384 | 446 | 431 | 413
2008 | US | WECC | - | - | S07 | PLANNED AND PROPOSED CAPACITY ADDITIONS = 7a+7b | 0 | 5248 | 8304 | 11468 | 14860 | 18008 | 19854 | 20826 | 21311 | 21319 | 21497
2008 | US | WECC | - | - | S07a | Planned | 0 | 3944 | 6178 | 7571 | 8726 | 9101 | 9831 | 9831 | 9831 | 9827 | 9827
2008 | US | WECC | - | - | S07a9 | Energy Only | 0 | 0 | 0 | 0 | 0 | 0 | 0 | 0 | 0 | 0 | 0
2008 | US | WECC | - | - | S07b | Proposed | 0 | 1304 | 2126 | 3897 | 6134 | 8907 | 10023 | 10995 | 11480 | 11492 | 11670
2008 | US | WECC | - | - | S07b9 | Energy Only | 0 | 0 | 0 | 0 | 0 | 0 | 0 | 0 | 0 | 0 | 0
2008 | US | WECC | - | - | S08 | Transmission-Limited Resources | 4 | 4 | 4 | 4 | 4 | 4 | 4 | 4 | 4 | 4 | 4
2008 | US | WECC | - | - | S09 | DELIVERABLE INTERNAL CAPACITY = 6a + 7a | 162720 | 170225 | 172463 | 173868 | 175061 | 175425 | 176169 | 176169 | 176107 | 176118 | 176136
2008 | US | WECC | - | - | S10 | CAPACITY PURCHASES AND INCOMING ADJUSTMENTS = 10a+10b+10c+10d | 0 | 1283 | 1173 | 985 | 1419 | 1197 | 1087 | 1081 | 1015 | 964 | 838
2008 | US | WECC | - | - | S10a | Firm Purchases | 1691 | 807 | 777 | 625 | 477 | 431 | 436 | 438 | 440 | 443 | 444
2008 | US | WECC | - | - | S10b | Non-firm Purchases | 0 | 0 | 0 | 0 | 0 | 0 | 0 | 0 | 0 | 0 | 0
2008 | US | WECC | - | - | S10c | Expected Purchases | 0 | 476 | 396 | 360 | 942 | 766 | 651 | 643 | 575 | 521 | 394
2008 | US | WECC | - | - | S10d | Provisional Purchases | 0 | 0 | 0 | 0 | 0 | 0 | 0 | 0 | 0 | 0 | 0
2008 | US | WECC | - | - | S11 | CAPACITY SALES AND OUTGOING ADJUSTMENTS = 11a+11b+11c+11d | 0 | 1632 | 1469 | 1359 | 1211 | 1191 | 1192 | 1174 | 1158 | 1145 | 1136
2008 | US | WECC | - | - | S11a | Firm Sales | 878 | 580 | 411 | 296 | 177 | 177 | 177 | 178 | 179 | 182 | 182
2008 | US | WECC | - | - | S11b | Non-firm Sales | 0 | 0 | 0 | 0 | 0 | 0 | 0 | 0 | 0 | 0 | 0
2008 | US | WECC | - | - | S11c | Expected Sales | 0 | 1052 | 1058 | 1063 | 1034 | 1014 | 1015 | 996 | 979 | 963 | 954
2008 | US | WECC | - | - | S11d | Provisional Sales | 0 | 0 | 0 | 0 | 0 | 0 | 0 | 0 | 0 | 0 | 0
2008 | US | WECC | - | - | S12 | Net Capacity Resources | 163533 | 169876 | 172167 | 173494 | 175269 | 175431 | 176064 | 176076 | 175964 | 175937 | 175838
2008 | US | WECC | - | - | S14 | Adjusted Potential Resources | 163537 | 169880 | 172171 | 173498 | 175273 | 175435 | 176068 | 176080 | 175968 | 175941 | 175842
2008 | US | WECC | - | - | S13 | Total Potential Resources | 163537 | 171184 | 174297 | 177395 | 181407 | 184342 | 186091 | 187075 | 187448 | 187433 | 187512
2008 | US | WECC | - | - | S15 | Confidence of Proposed (7b), using engineering judgement | 0 | 0 | 0 | 0 | 0 | 0 | 0 | 0 | 0 | 0 | 0
2008 | US | WECC | - | - | S15a | Net Proposed Resources After Confidence Percentage Is Applied = 7b*15 | 0 | 0 | 0 | 0 | 0 | 0 | 0 | 0 | 0 | 0 | 0
2008 | US | WECC | - | - | S16 | Region/Subregion Target Margin | 0.12302 | 0.12302 | 0.12302 | 0.12302 | 0.12302 | 0.12302 | 0.12302 | 0.12302 | 0.12302 | 0.12302 | 0.12302
2008 | US | WECC | - | - | S17 | Existing Certain | 0.16935 | 0.17166 | 0.15428 | 0.13878 | 0.1226 | 0.1047 | 0.088597 | 0.072186 | 0.055321 | 0.038589 | 0.022861
2008 | US | WECC | - | - | S18 | Net Capacity Resources | 0.16935 | 0.18808 | 0.18138 | 0.17287 | 0.16583 | 0.14988 | 0.1376 | 0.12213 | 0.10593 | 0.089873 | 0.074358
2008 | US | WECC | - | - | S20 | Adjusted Potential Resources | 0.16937 | 0.1881 | 0.1814 | 0.17289 | 0.16584 | 0.1499 | 0.13762 | 0.12215 | 0.10595 | 0.089894 | 0.074379
2008 | US | WECC | - | - | S19 | Total Potential Resources | 0.16937 | 0.19429 | 0.19138 | 0.19106 | 0.19405 | 0.19098 | 0.18407 | 0.17374 | 0.16071 | 0.14569 | 0.13199
2008 | US | WECC | - | - | S21 | Distributed Generator Capacity < 1 MW | 0 | 0 | 0 | 0 | 0 | 0 | 0 | 0 | 0 | 0 | 0
2008 | US | WECC | - | - | S22 | Other Capacity < 1 MW | 0 | 0 | 0 | 0 | 0 | 0 | 0 | 0 | 0 | 0 | 0
2008 | US | WECC | - | - | S23 | Distributed Generator Capacity >= 1 MW | 0 | 0 | 0 | 0 | 0 | 0 | 0 | 0 | 0 | 0 | 0
2008 | US | WECC | - | - | S24 | Capacity Total from EIA-860 | 0 | 0 | 0 | 0 | 0 | 0 | 0 | 0 | 0 | 0 | 0
2008 | US | WECC | - | - | S25 | EIA-860 Capacity Total less Total Internal Capacity | 177801 | 0 | 0 | 0 | 0 | 0 | 0 | 0 | 0 | 0 | 0
2008 | US | WECC | - | - | CSTF | Total | 167784 | 171134 | 173364 | 174757 | 175912 | 176287 | 177017 | 177017 | 177017 | 177013 | 177013
2008 | US | WECC | AZ-NM-SNV | - | S01 | Unrestricted Non-coincident Peak Demand | 29990 | 30956 | 32034 | 32994 | 33985 | 34903 | 35780 | 36703 | 37640 | 38504 | 39417
2008 | US | WECC | AZ-NM-SNV | - | S01a | New Conservation (Energy Efficiency) | 0 | 88 | 133 | 177 | 216 | 254 | 292 | 304 | 316 | 328 | 339
2008 | US | WECC | AZ-NM-SNV | - | S01b | Estimated Diversity | 0 | 0 | 0 | 0 | 0 | 0 | 0 | 0 | 0 | 0 | 0
2008 | US | WECC | AZ-NM-SNV | - | S01c | Additions for non-member load | 652 | 683 | 719 | 759 | 801 | 846 | 894 | 946 | 1002 | 1062 | 1126
2008 | US | WECC | AZ-NM-SNV | - | S01d | Stand-by Load Under Contract | 0 | 0 | 0 | 0 | 0 | 0 | 0 | 0 | 0 | 0 | 0
2008 | US | WECC | AZ-NM-SNV | - | S02 | Total Internal Demand | 30642 | 31551 | 32620 | 33576 | 34570 | 35495 | 36382 | 37345 | 38326 | 39238 | 40204
2008 | US | WECC | AZ-NM-SNV | - | S02a | Direct Control Load Management | 31 | 70 | 94 | 114 | 131 | 141 | 150 | 160 | 169 | 178 | 187
2008 | US | WECC | AZ-NM-SNV | - | S02b | Contractually Interruptible (Curtailable) | 260 | 485 | 525 | 563 | 569 | 552 | 557 | 558 | 574 | 574 | 575
2008 | US | WECC | AZ-NM-SNV | - | S02c | Critical Peak-Pricing with Control | 0 | 0 | 0 | 0 | 0 | 0 | 0 | 0 | 0 | 0 | 0
2008 | US | WECC | AZ-NM-SNV | - | S02d | Load as a Capacity Resource | 0 | 0 | 0 | 0 | 0 | 0 | 0 | 0 | 0 | 0 | 0
2008 | US | WECC | AZ-NM-SNV | - | S03 | Net Internal Demand | 30351 | 30996 | 32001 | 32899 | 33870 | 34802 | 35675 | 36627 | 37583 | 38486 | 39442
2008 | US | WECC | AZ-NM-SNV | - | S04 | Demand Response Used for Ancillary Services | 0 | 30 | 45 | 55 | 63 | 63 | 63 | 63 | 63 | 63 | 63
2008 | US | WECC | AZ-NM-SNV | - | S04a | Spinning Reserves | 0 | 0 | 0 | 0 | 0 | 0 | 0 | 0 | 0 | 0 | 0
2008 | US | WECC | AZ-NM-SNV | - | S04b | Non-Spinning Reserves | 0 | 30 | 45 | 55 | 63 | 63 | 63 | 63 | 63 | 63 | 63
2008 | US | WECC | AZ-NM-SNV | - | S04c | Regulation | 0 | 0 | 0 | 0 | 0 | 0 | 0 | 0 | 0 | 0 | 0
2008 | US | WECC | AZ-NM-SNV | - | S04d | Emergency | 0 | 0 | 0 | 0 | 0 | 0 | 0 | 0 | 0 | 0 | 0
2008 | US | WECC | AZ-NM-SNV | - | S05 | TOTAL INTERNAL CAPACITY | 40212 | 41043 | 41592 | 42258 | 43096 | 43879 | 43716 | 43973 | 44043 | 44113 | 44291
2008 | US | WECC | AZ-NM-SNV | - | S06 | EXISTING CAPACITY | 40212 | 40212 | 40212 | 40212 | 40212 | 40212 | 40212 | 40212 | 40212 | 40212 | 40212
2008 | US | WECC | AZ-NM-SNV | - | S06a | Certain | 38966 | 39269 | 39269 | 39269 | 39269 | 39269 | 39269 | 39269 | 39269 | 39269 | 39269
2008 | US | WECC | AZ-NM-SNV | - | S06b | Uncertain | 1246 | 943 | 943 | 943 | 943 | 943 | 943 | 943 | 943 | 943 | 943
2008 | US | WECC | AZ-NM-SNV | - | S06b5 | Energy Only | 0 | 0 | 0 | 0 | 0 | 0 | 0 | 0 | 0 | 0 | 0
2008 | US | WECC | AZ-NM-SNV | - | S06b6 | Inoperable | 318 | 15 | 15 | 15 | 15 | 15 | 15 | 15 | 15 | 15 | 15
2008 | US | WECC | AZ-NM-SNV | - | S07 | PLANNED AND PROPOSED CAPACITY ADDITIONS = 7a+7b | 0 | 831 | 1380 | 2046 | 2884 | 3667 | 3504 | 3761 | 3831 | 3901 | 4079
2008 | US | WECC | AZ-NM-SNV | - | S07a | Planned | 0 | 831 | 1167 | 1613 | 2097 | 2359 | 2359 | 2359 | 2359 | 2359 | 2359
2008 | US | WECC | AZ-NM-SNV | - | S07a9 | Energy Only | 0 | 0 | 0 | 0 | 0 | 0 | 0 | 0 | 0 | 0 | 0
2008 | US | WECC | AZ-NM-SNV | - | S07b | Proposed | 0 | 0 | 213 | 433 | 787 | 1308 | 1145 | 1402 | 1472 | 1542 | 1720
2008 | US | WECC | AZ-NM-SNV | - | S07b9 | Energy Only | 0 | 0 | 0 | 0 | 0 | 0 | 0 | 0 | 0 | 0 | 0
2008 | US | WECC | AZ-NM-SNV | - | S08 | Transmission-Limited Resources | 4 | 4 | 4 | 4 | 4 | 4 | 4 | 4 | 4 | 4 | 4
2008 | US | WECC | AZ-NM-SNV | - | S09 | DELIVERABLE INTERNAL CAPACITY = 6a + 7a | 38966 | 40100 | 40436 | 40882 | 41366 | 41628 | 41628 | 41628 | 41628 | 41628 | 41628
2008 | US | WECC | AZ-NM-SNV | - | S10 | CAPACITY PURCHASES AND INCOMING ADJUSTMENTS = 10a+10b+10c+10d | 0 | 2325 | 2438 | 1987 | 1223 | 1073 | 1173 | 1103 | 1154 | 1207 | 1260
2008 | US | WECC | AZ-NM-SNV | - | S10a | Firm Purchases | 3325 | 1152 | 1152 | 1019 | 869 | 1073 | 1098 | 1098 | 1098 | 1098 | 1098
2008 | US | WECC | AZ-NM-SNV | - | S10b | Non-firm Purchases | 0 | 0 | 0 | 0 | 0 | 0 | 0 | 0 | 0 | 0 | 0
2008 | US | WECC | AZ-NM-SNV | - | S10c | Expected Purchases | 0 | 1173 | 1286 | 968 | 354 | 0 | 75 | 5 | 56 | 109 | 162
2008 | US | WECC | AZ-NM-SNV | - | S10d | Provisional Purchases | 0 | 0 | 0 | 0 | 0 | 0 | 0 | 0 | 0 | 0 | 0
2008 | US | WECC | AZ-NM-SNV | - | S11 | CAPACITY SALES AND OUTGOING ADJUSTMENTS = 11a+11b+11c+11d | 0 | 5522 | 5540 | 5563 | 5556 | 5614 | 5565 | 5550 | 5551 | 5552 | 5552
2008 | US | WECC | AZ-NM-SNV | - | S11a | Firm Sales | 6555 | 5286 | 5286 | 5305 | 5305 | 5316 | 5316 | 5301 | 5301 | 5301 | 5301
2008 | US | WECC | AZ-NM-SNV | - | S11b | Non-firm Sales | 0 | 0 | 0 | 0 | 0 | 0 | 0 | 0 | 0 | 0 | 0
2008 | US | WECC | AZ-NM-SNV | - | S11c | Expected Sales | 0 | 236 | 254 | 258 | 251 | 298 | 249 | 249 | 250 | 251 | 251
2008 | US | WECC | AZ-NM-SNV | - | S11d | Provisional Sales | 0 | 0 | 0 | 0 | 0 | 0 | 0 | 0 | 0 | 0 | 0
2008 | US | WECC | AZ-NM-SNV | - | S12 | Net Capacity Resources | 35736 | 36903 | 37334 | 37306 | 37033 | 37087 | 37236 | 37181 | 37231 | 37283 | 37336
2008 | US | WECC | AZ-NM-SNV | - | S14 | Adjusted Potential Resources | 35740 | 36907 | 37338 | 37310 | 37037 | 37091 | 37240 | 37185 | 37235 | 37287 | 37340
2008 | US | WECC | AZ-NM-SNV | - | S13 | Total Potential Resources | 35740 | 36907 | 37551 | 37743 | 37824 | 38399 | 38385 | 38587 | 38707 | 38829 | 39060
2008 | US | WECC | AZ-NM-SNV | - | S15 | Confidence of Proposed (7b), using engineering judgement | 0 | 0 | 0 | 0 | 0 | 0 | 0 | 0 | 0 | 0 | 0
2008 | US | WECC | AZ-NM-SNV | - | S15a | Net Proposed Resources After Confidence Percentage Is Applied = 7b*15 | 0 | 0 | 0 | 0 | 0 | 0 | 0 | 0 | 0 | 0 | 0
2008 | US | WECC | AZ-NM-SNV | - | S16 | Region/Subregion Target Margin | 0.11716 | 0.11716 | 0.11716 | 0.11716 | 0.11716 | 0.11716 | 0.11716 | 0.11716 | 0.11716 | 0.11716 | 0.11716
2008 | US | WECC | AZ-NM-SNV | - | S17 | Existing Certain | 0.15069 | 0.1178 | 0.089199 | 0.059572 | 0.027646 | 0.0063952 | -0.017803 | -0.044516 | -0.071779 | -0.09753 | -0.12479
2008 | US | WECC | AZ-NM-SNV | - | S18 | Net Capacity Resources | 0.15069 | 0.16007 | 0.14285 | 0.11813 | 0.08541 | 0.061612 | 0.041922 | 0.0149 | -0.0094545 | -0.032267 | -0.056407
2008 | US | WECC | AZ-NM-SNV | - | S20 | Adjusted Potential Resources | 0.15078 | 0.16016 | 0.14294 | 0.11823 | 0.085509 | 0.061713 | 0.042025 | 0.015006 | -0.009346 | -0.032156 | -0.056294
2008 | US | WECC | AZ-NM-SNV | - | S19 | Total Potential Resources | 0.15078 | 0.16016 | 0.1478 | 0.12834 | 0.10454 | 0.093674 | 0.0706 | 0.050794 | 0.029039 | 0.0088336 | -0.0097798
2008 | US | WECC | AZ-NM-SNV | - | S21 | Distributed Generator Capacity < 1 MW | 0 | 0 | 0 | 0 | 0 | 0 | 0 | 0 | 0 | 0 | 0
2008 | US | WECC | AZ-NM-SNV | - | S22 | Other Capacity < 1 MW | 0 | 0 | 0 | 0 | 0 | 0 | 0 | 0 | 0 | 0 | 0
2008 | US | WECC | AZ-NM-SNV | - | S23 | Distributed Generator Capacity >= 1 MW | 0 | 0 | 0 | 0 | 0 | 0 | 0 | 0 | 0 | 0 | 0
2008 | US | WECC | AZ-NM-SNV | - | S24 | Capacity Total from EIA-860 | 0 | 0 | 0 | 0 | 0 | 0 | 0 | 0 | 0 | 0 | 0
2008 | US | WECC | AZ-NM-SNV | - | S25 | EIA-860 Capacity Total less Total Internal Capacity | 40212 | 0 | 0 | 0 | 0 | 0 | 0 | 0 | 0 | 0 | 0
2008 | US | WECC | AZ-NM-SNV | - | CSTF | Total | 39543 | 40374 | 40710 | 41156 | 41640 | 41902 | 41902 | 41902 | 41902 | 41902 | 41902
2008 | US | WECC | NWPP | - | S01 | Unrestricted Non-coincident Peak Demand | 38536 | 37620 | 38647 | 39414 | 40095 | 41066 | 41832 | 42579 | 43303 | 44111 | 44739
2008 | US | WECC | NWPP | - | S01a | New Conservation (Energy Efficiency) | 62 | 115 | 157 | 199 | 241 | 283 | 323 | 364 | 401 | 436 | 471
2008 | US | WECC | NWPP | - | S01b | Estimated Diversity | 0 | 0 | 0 | 0 | 0 | 0 | 0 | 0 | 0 | 0 | 0
2008 | US | WECC | NWPP | - | S01c | Additions for non-member load | 315 | 302 | 302 | 295 | 293 | 290 | 288 | 287 | 287 | 286 | 285
2008 | US | WECC | NWPP | - | S01d | Stand-by Load Under Contract | 318 | 318 | 318 | 318 | 318 | 318 | 318 | 318 | 318 | 318 | 318
2008 | US | WECC | NWPP | - | S02 | Total Internal Demand | 39107 | 38125 | 39110 | 39828 | 40465 | 41391 | 42115 | 42820 | 43507 | 44279 | 44871
2008 | US | WECC | NWPP | - | S02a | Direct Control Load Management | 0 | 95 | 100 | 100 | 100 | 105 | 105 | 105 | 105 | 105 | 105
2008 | US | WECC | NWPP | - | S02b | Contractually Interruptible (Curtailable) | 249 | 252 | 252 | 258 | 262 | 282 | 282 | 282 | 282 | 282 | 282
2008 | US | WECC | NWPP | - | S02c | Critical Peak-Pricing with Control | 0 | 0 | 0 | 0 | 0 | 0 | 0 | 0 | 0 | 0 | 0
2008 | US | WECC | NWPP | - | S02d | Load as a Capacity Resource | 0 | 0 | 0 | 0 | 0 | 0 | 0 | 0 | 0 | 0 | 0
2008 | US | WECC | NWPP | - | S03 | Net Internal Demand | 38858 | 37778 | 38758 | 39470 | 40103 | 41004 | 41728 | 42433 | 43120 | 43892 | 44484
2008 | US | WECC | NWPP | - | S04 | Demand Response Used for Ancillary Services | 153 | 171 | 179 | 179 | 179 | 179 | 179 | 179 | 179 | 179 | 179
2008 | US | WECC | NWPP | - | S04a | Spinning Reserves | 0 | 0 | 0 | 0 | 0 | 0 | 0 | 0 | 0 | 0 | 0
2008 | US | WECC | NWPP | - | S04b | Non-Spinning Reserves | 104 | 104 | 104 | 104 | 104 | 104 | 104 | 104 | 104 | 104 | 104
2008 | US | WECC | NWPP | - | S04c | Regulation | 0 | 0 | 0 | 0 | 0 | 0 | 0 | 0 | 0 | 0 | 0
2008 | US | WECC | NWPP | - | S04d | Emergency | 49 | 67 | 75 | 75 | 75 | 75 | 75 | 75 | 75 | 75 | 75
2008 | US | WECC | NWPP | - | S05 | TOTAL INTERNAL CAPACITY | 60647 | 62605 | 62795 | 63076 | 63247 | 65413 | 66204 | 66196 | 66221 | 66163 | 66163
2008 | US | WECC | NWPP | - | S06 | EXISTING CAPACITY | 60647 | 60647 | 60647 | 60647 | 60647 | 60647 | 60647 | 60647 | 60647 | 60647 | 60647
2008 | US | WECC | NWPP | - | S06a | Certain | 53379 | 54372 | 54375 | 54387 | 54424 | 54414 | 54427 | 54427 | 54365 | 54380 | 54398
2008 | US | WECC | NWPP | - | S06b | Uncertain | 7268 | 6275 | 6272 | 6260 | 6223 | 6233 | 6220 | 6220 | 6282 | 6267 | 6249
2008 | US | WECC | NWPP | - | S06b5 | Energy Only | 0 | 0 | 0 | 0 | 0 | 0 | 0 | 0 | 0 | 0 | 0
2008 | US | WECC | NWPP | - | S06b6 | Inoperable | 1265 | 272 | 269 | 257 | 220 | 230 | 217 | 217 | 279 | 264 | 246
2008 | US | WECC | NWPP | - | S07 | PLANNED AND PROPOSED CAPACITY ADDITIONS = 7a+7b | 0 | 1958 | 2148 | 2429 | 2600 | 4766 | 5557 | 5549 | 5574 | 5516 | 5516
2008 | US | WECC | NWPP | - | S07a | Planned | 0 | 1945 | 2079 | 2216 | 2304 | 2417 | 2443 | 2443 | 2443 | 2443 | 2443
2008 | US | WECC | NWPP | - | S07a9 | Energy Only | 0 | 0 | 0 | 0 | 0 | 0 | 0 | 0 | 0 | 0 | 0
2008 | US | WECC | NWPP | - | S07b | Proposed | 0 | 13 | 69 | 213 | 296 | 2349 | 3114 | 3106 | 3131 | 3073 | 3073
2008 | US | WECC | NWPP | - | S07b9 | Energy Only | 0 | 0 | 0 | 0 | 0 | 0 | 0 | 0 | 0 | 0 | 0
2008 | US | WECC | NWPP | - | S08 | Transmission-Limited Resources | 0 | 0 | 0 | 0 | 0 | 0 | 0 | 0 | 0 | 0 | 0
2008 | US | WECC | NWPP | - | S09 | DELIVERABLE INTERNAL CAPACITY = 6a + 7a | 53379 | 56317 | 56454 | 56603 | 56728 | 56831 | 56870 | 56870 | 56808 | 56823 | 56841
2008 | US | WECC | NWPP | - | S10 | CAPACITY PURCHASES AND INCOMING ADJUSTMENTS = 10a+10b+10c+10d | 0 | 1829 | 1803 | 1794 | 1746 | 1752 | 1754 | 1755 | 1756 | 1735 | 1736
2008 | US | WECC | NWPP | - | S10a | Firm Purchases | 1758 | 1829 | 1803 | 1794 | 1746 | 1752 | 1754 | 1755 | 1756 | 1735 | 1736
2008 | US | WECC | NWPP | - | S10b | Non-firm Purchases | 0 | 0 | 0 | 0 | 0 | 0 | 0 | 0 | 0 | 0 | 0
2008 | US | WECC | NWPP | - | S10c | Expected Purchases | 0 | 0 | 0 | 0 | 0 | 0 | 0 | 0 | 0 | 0 | 0
2008 | US | WECC | NWPP | - | S10d | Provisional Purchases | 0 | 0 | 0 | 0 | 0 | 0 | 0 | 0 | 0 | 0 | 0
2008 | US | WECC | NWPP | - | S11 | CAPACITY SALES AND OUTGOING ADJUSTMENTS = 11a+11b+11c+11d | 0 | 7641 | 7190 | 7149 | 6206 | 6460 | 6608 | 6643 | 6703 | 6689 | 6789
2008 | US | WECC | NWPP | - | S11a | Firm Sales | 2553 | 2825 | 2385 | 2325 | 2193 | 2357 | 2314 | 2314 | 2093 | 2021 | 2007
2008 | US | WECC | NWPP | - | S11b | Non-firm Sales | 0 | 0 | 0 | 0 | 0 | 0 | 0 | 0 | 0 | 0 | 0
2008 | US | WECC | NWPP | - | S11c | Expected Sales | 0 | 4816 | 4805 | 4824 | 4013 | 4103 | 4294 | 4329 | 4610 | 4668 | 4782
2008 | US | WECC | NWPP | - | S11d | Provisional Sales | 0 | 0 | 0 | 0 | 0 | 0 | 0 | 0 | 0 | 0 | 0
2008 | US | WECC | NWPP | - | S12 | Net Capacity Resources | 52584 | 50505 | 51067 | 51248 | 52268 | 52123 | 52016 | 51982 | 51861 | 51869 | 51788
2008 | US | WECC | NWPP | - | S14 | Adjusted Potential Resources | 52584 | 50505 | 51067 | 51248 | 52268 | 52123 | 52016 | 51982 | 51861 | 51869 | 51788
2008 | US | WECC | NWPP | - | S13 | Total Potential Resources | 52584 | 50518 | 51136 | 51461 | 52564 | 54472 | 55130 | 55088 | 54992 | 54942 | 54861
2008 | US | WECC | NWPP | - | S15 | Confidence of Proposed (7b), using engineering judgement | 0 | 0 | 0 | 0 | 0 | 0 | 0 | 0 | 0 | 0 | 0
2008 | US | WECC | NWPP | - | S15a | Net Proposed Resources After Confidence Percentage Is Applied = 7b*15 | 0 | 0 | 0 | 0 | 0 | 0 | 0 | 0 | 0 | 0 | 0
2008 | US | WECC | NWPP | - | S16 | Region/Subregion Target Margin | 0.11912 | 0.11912 | 0.11912 | 0.11912 | 0.11912 | 0.11912 | 0.11912 | 0.11912 | 0.11912 | 0.11912 | 0.11912
2008 | US | WECC | NWPP | - | S17 | Existing Certain | 0.26103 | 0.29223 | 0.2795 | 0.26712 | 0.25704 | 0.23797 | 0.22535 | 0.21228 | 0.2019 | 0.1886 | 0.17816
2008 | US | WECC | NWPP | - | S18 | Net Capacity Resources | 0.26103 | 0.25199 | 0.24104 | 0.22982 | 0.23274 | 0.21332 | 0.19779 | 0.1837 | 0.16855 | 0.15379 | 0.14104
2008 | US | WECC | NWPP | - | S20 | Adjusted Potential Resources | 0.26103 | 0.25199 | 0.24104 | 0.22982 | 0.23274 | 0.21332 | 0.19779 | 0.1837 | 0.16855 | 0.15379 | 0.14104
2008 | US | WECC | NWPP | - | S19 | Total Potential Resources | 0.26103 | 0.25219 | 0.24206 | 0.23301 | 0.23706 | 0.24725 | 0.2431 | 0.22972 | 0.21589 | 0.20112 | 0.18915
2008 | US | WECC | NWPP | - | S21 | Distributed Generator Capacity < 1 MW | 0 | 0 | 0 | 0 | 0 | 0 | 0 | 0 | 0 | 0 | 0
2008 | US | WECC | NWPP | - | S22 | Other Capacity < 1 MW | 0 | 0 | 0 | 0 | 0 | 0 | 0 | 0 | 0 | 0 | 0
2008 | US | WECC | NWPP | - | S23 | Distributed Generator Capacity >= 1 MW | 0 | 0 | 0 | 0 | 0 | 0 | 0 | 0 | 0 | 0 | 0
2008 | US | WECC | NWPP | - | S24 | Capacity Total from EIA-860 | 0 | 0 | 0 | 0 | 0 | 0 | 0 | 0 | 0 | 0 | 0
2008 | US | WECC | NWPP | - | S25 | EIA-860 Capacity Total less Total Internal Capacity | 60647 | 0 | 0 | 0 | 0 | 0 | 0 | 0 | 0 | 0 | 0
2008 | US | WECC | NWPP | - | CSTF | Total | 55173 | 56605 | 56739 | 56876 | 56964 | 57077 | 57103 | 57103 | 57103 | 57103 | 57103
2008 | US | WECC | RMPA | - | S01 | Unrestricted Non-coincident Peak Demand | 11692 | 12048 | 12349 | 12574 | 12898 | 13217 | 13556 | 13869 | 14195 | 14559 | 14908
2008 | US | WECC | RMPA | - | S01a | New Conservation (Energy Efficiency) | 0 | 2 | 2 | 2 | 2 | 2 | 2 | 2 | 2 | 2 | 2
2008 | US | WECC | RMPA | - | S01b | Estimated Diversity | 363 | 363 | 363 | 363 | 363 | 363 | 363 | 363 | 363 | 363 | 363
2008 | US | WECC | RMPA | - | S01c | Additions for non-member load | 602 | 602 | 602 | 602 | 602 | 602 | 602 | 602 | 602 | 602 | 602
2008 | US | WECC | RMPA | - | S01d | Stand-by Load Under Contract | 0 | 0 | 0 | 0 | 0 | 0 | 0 | 0 | 0 | 0 | 0
2008 | US | WECC | RMPA | - | S02 | Total Internal Demand | 11931 | 12285 | 12586 | 12811 | 13135 | 13454 | 13793 | 14106 | 14432 | 14796 | 15145
2008 | US | WECC | RMPA | - | S02a | Direct Control Load Management | 0 | 0 | 0 | 0 | 0 | 0 | 0 | 0 | 0 | 0 | 0
2008 | US | WECC | RMPA | - | S02b | Contractually Interruptible (Curtailable) | 326 | 242 | 299 | 353 | 391 | 407 | 422 | 425 | 417 | 407 | 398
2008 | US | WECC | RMPA | - | S02c | Critical Peak-Pricing with Control | 0 | 0 | 0 | 0 | 0 | 0 | 0 | 0 | 0 | 0 | 0
2008 | US | WECC | RMPA | - | S02d | Load as a Capacity Resource | 0 | 0 | 0 | 0 | 0 | 0 | 0 | 0 | 0 | 0 | 0
2008 | US | WECC | RMPA | - | S03 | Net Internal Demand | 11605 | 12043 | 12287 | 12458 | 12744 | 13047 | 13371 | 13681 | 14015 | 14389 | 14747
2008 | US | WECC | RMPA | - | S04 | Demand Response Used for Ancillary Services | 106 | 106 | 106 | 106 | 106 | 106 | 106 | 106 | 106 | 106 | 106
2008 | US | WECC | RMPA | - | S04a | Spinning Reserves | 0 | 0 | 0 | 0 | 0 | 0 | 0 | 0 | 0 | 0 | 0
2008 | US | WECC | RMPA | - | S04b | Non-Spinning Reserves | 106 | 106 | 106 | 106 | 106 | 106 | 106 | 106 | 106 | 106 | 106
2008 | US | WECC | RMPA | - | S04c | Regulation | 0 | 0 | 0 | 0 | 0 | 0 | 0 | 0 | 0 | 0 | 0
2008 | US | WECC | RMPA | - | S04d | Emergency | 0 | 0 | 0 | 0 | 0 | 0 | 0 | 0 | 0 | 0 | 0
2008 | US | WECC | RMPA | - | S05 | TOTAL INTERNAL CAPACITY | 13205 | 13688 | 13700 | 14446 | 14926 | 14926 | 15630 | 16330 | 16330 | 16326 | 16326
2008 | US | WECC | RMPA | - | S06 | EXISTING CAPACITY | 13205 | 13205 | 13205 | 13205 | 13205 | 13205 | 13205 | 13205 | 13205 | 13205 | 13205
2008 | US | WECC | RMPA | - | S06a | Certain | 12575 | 12818 | 12818 | 12818 | 12818 | 12818 | 12818 | 12818 | 12818 | 12818 | 12818
2008 | US | WECC | RMPA | - | S06b | Uncertain | 630 | 387 | 387 | 387 | 387 | 387 | 387 | 387 | 387 | 387 | 387
2008 | US | WECC | RMPA | - | S06b5 | Energy Only | 0 | 0 | 0 | 0 | 0 | 0 | 0 | 0 | 0 | 0 | 0
2008 | US | WECC | RMPA | - | S06b6 | Inoperable | 243 | 0 | 0 | 0 | 0 | 0 | 0 | 0 | 0 | 0 | 0
2008 | US | WECC | RMPA | - | S07 | PLANNED AND PROPOSED CAPACITY ADDITIONS = 7a+7b | 0 | 483 | 495 | 1241 | 1721 | 1721 | 2425 | 3125 | 3125 | 3121 | 3121
2008 | US | WECC | RMPA | - | S07a | Planned | 0 | 483 | 495 | 1241 | 1721 | 1721 | 2425 | 2425 | 2425 | 2421 | 2421
2008 | US | WECC | RMPA | - | S07a9 | Energy Only | 0 | 0 | 0 | 0 | 0 | 0 | 0 | 0 | 0 | 0 | 0
2008 | US | WECC | RMPA | - | S07b | Proposed | 0 | 0 | 0 | 0 | 0 | 0 | 0 | 700 | 700 | 700 | 700
2008 | US | WECC | RMPA | - | S07b9 | Energy Only | 0 | 0 | 0 | 0 | 0 | 0 | 0 | 0 | 0 | 0 | 0
2008 | US | WECC | RMPA | - | S08 | Transmission-Limited Resources | 0 | 0 | 0 | 0 | 0 | 0 | 0 | 0 | 0 | 0 | 0
2008 | US | WECC | RMPA | - | S09 | DELIVERABLE INTERNAL CAPACITY = 6a + 7a | 12575 | 13301 | 13313 | 14059 | 14539 | 14539 | 15243 | 15243 | 15243 | 15239 | 15239
2008 | US | WECC | RMPA | - | S10 | CAPACITY PURCHASES AND INCOMING ADJUSTMENTS = 10a+10b+10c+10d | 0 | 1623 | 1877 | 1374 | 1258 | 1358 | 1288 | 1416 | 1405 | 1354 | 1327
2008 | US | WECC | RMPA | - | S10a | Firm Purchases | 1109 | 1553 | 1064 | 1059 | 1051 | 1044 | 1049 | 1051 | 1078 | 1081 | 1082
2008 | US | WECC | RMPA | - | S10b | Non-firm Purchases | 0 | 0 | 0 | 0 | 0 | 0 | 0 | 0 | 0 | 0 | 0
2008 | US | WECC | RMPA | - | S10c | Expected Purchases | 0 | 70 | 813 | 315 | 207 | 314 | 239 | 365 | 327 | 273 | 245
2008 | US | WECC | RMPA | - | S10d | Provisional Purchases | 0 | 0 | 0 | 0 | 0 | 0 | 0 | 0 | 0 | 0 | 0
2008 | US | WECC | RMPA | - | S11 | CAPACITY SALES AND OUTGOING ADJUSTMENTS = 11a+11b+11c+11d | 0 | 1222 | 1158 | 1156 | 1163 | 1153 | 1165 | 1159 | 1153 | 1147 | 1148
2008 | US | WECC | RMPA | - | S11a | Firm Sales | 1092 | 1069 | 1018 | 1010 | 1013 | 1010 | 1011 | 1013 | 1015 | 1019 | 1020
2008 | US | WECC | RMPA | - | S11b | Non-firm Sales | 0 | 0 | 0 | 0 | 0 | 0 | 0 | 0 | 0 | 0 | 0
2008 | US | WECC | RMPA | - | S11c | Expected Sales | 0 | 153 | 140 | 146 | 150 | 143 | 154 | 146 | 138 | 128 | 128
2008 | US | WECC | RMPA | - | S11d | Provisional Sales | 0 | 0 | 0 | 0 | 0 | 0 | 0 | 0 | 0 | 0 | 0
2008 | US | WECC | RMPA | - | S12 | Net Capacity Resources | 12592 | 13702 | 14032 | 14277 | 14634 | 14744 | 15366 | 15500 | 15495 | 15446 | 15418
2008 | US | WECC | RMPA | - | S14 | Adjusted Potential Resources | 12592 | 13702 | 14032 | 14277 | 14634 | 14744 | 15366 | 15500 | 15495 | 15446 | 15418
2008 | US | WECC | RMPA | - | S13 | Total Potential Resources | 12592 | 13702 | 14032 | 14277 | 14634 | 14744 | 15366 | 16200 | 16195 | 16146 | 16118
2008 | US | WECC | RMPA | - | S15 | Confidence of Proposed (7b), using engineering judgement | 0 | 0 | 0 | 0 | 0 | 0 | 0 | 0 | 0 | 0 | 0
2008 | US | WECC | RMPA | - | S15a | Net Proposed Resources After Confidence Percentage Is Applied = 7b*15 | 0 | 0 | 0 | 0 | 0 | 0 | 0 | 0 | 0 | 0 | 0
2008 | US | WECC | RMPA | - | S16 | Region/Subregion Target Margin | 0.10526 | 0.10526 | 0.10526 | 0.10526 | 0.10526 | 0.10526 | 0.10526 | 0.10526 | 0.10526 | 0.10526 | 0.10526
2008 | US | WECC | RMPA | - | S17 | Existing Certain | 0.078383 | 0.094647 | 0.044854 | 0.031787 | 0.0087119 | -0.015173 | -0.040059 | -0.064172 | -0.088037 | -0.11716 | -0.14495
2008 | US | WECC | RMPA | - | S18 | Net Capacity Resources | 0.078383 | 0.12108 | 0.12436 | 0.12741 | 0.12915 | 0.1151 | 0.12983 | 0.11735 | 0.095515 | 0.068432 | 0.043521
2008 | US | WECC | RMPA | - | S20 | Adjusted Potential Resources | 0.078383 | 0.12108 | 0.12436 | 0.12741 | 0.12915 | 0.1151 | 0.12983 | 0.11735 | 0.095515 | 0.068432 | 0.043521
2008 | US | WECC | RMPA | - | S19 | Total Potential Resources | 0.078383 | 0.12108 | 0.12436 | 0.12741 | 0.12915 | 0.1151 | 0.12983 | 0.15549 | 0.13461 | 0.10882 | 0.08506
2008 | US | WECC | RMPA | - | S21 | Distributed Generator Capacity < 1 MW | 0 | 0 | 0 | 0 | 0 | 0 | 0 | 0 | 0 | 0 | 0
2008 | US | WECC | RMPA | - | S22 | Other Capacity < 1 MW | 0 | 0 | 0 | 0 | 0 | 0 | 0 | 0 | 0 | 0 | 0
2008 | US | WECC | RMPA | - | S23 | Distributed Generator Capacity >= 1 MW | 0 | 0 | 0 | 0 | 0 | 0 | 0 | 0 | 0 | 0 | 0
2008 | US | WECC | RMPA | - | S24 | Capacity Total from EIA-860 | 0 | 0 | 0 | 0 | 0 | 0 | 0 | 0 | 0 | 0 | 0
2008 | US | WECC | RMPA | - | S25 | EIA-860 Capacity Total less Total Internal Capacity | 13205 | 0 | 0 | 0 | 0 | 0 | 0 | 0 | 0 | 0 | 0
2008 | US | WECC | RMPA | - | CSTF | Total | 12956 | 13301 | 13313 | 14059 | 14539 | 14539 | 15243 | 15243 | 15243 | 15239 | 15239
2008 | CA | MRO | - | - | S01 | Unrestricted Non-coincident Peak Demand | 6195 | 6223.281 | 6394.043 | 6608.349 | 6762.311 | 6875.625 | 6997.677 | 7136.666 | 7129.393 | 7199.213 | 7242.678
2008 | CA | MRO | - | - | S01a | New Conservation (Energy Efficiency) | 0 | 47.1 | 72.7 | 128.2 | 177.1 | 225.2 | 280.8 | 356.8 | 366.8 | 377.8 | 373.8
2008 | CA | MRO | - | - | S01b | Estimated Diversity | 0 | 0 | 0 | 0 | 0 | 0 | 0 | 0 | 0 | 0 | 0
2008 | CA | MRO | - | - | S01c | Additions for non-member load | 0 | 0 | 0 | 0 | 0 | 0 | 0 | 0 | 0 | 0 | 0
2008 | CA | MRO | - | - | S01d | Stand-by Load Under Contract | 0 | 0 | 0 | 0 | 0 | 0 | 0 | 0 | 0 | 0 | 0
2008 | CA | MRO | - | - | S02 | Total Internal Demand | 6195 | 6176.181 | 6321.344 | 6480.149 | 6585.211 | 6650.425 | 6716.877 | 6779.865 | 6762.593 | 6821.413 | 6868.878
2008 | CA | MRO | - | - | S02a | Direct Control Load Management | 269 | 271 | 271 | 271 | 256 | 256 | 256 | 256 | 256 | 256 | 256
2008 | CA | MRO | - | - | S02b | Contractually Interruptible (Curtailable) | 20 | 19 | 0 | 0 | 0 | 0 | 0 | 0 | 0 | 0 | 0
2008 | CA | MRO | - | - | S02c | Critical Peak-Pricing with Control | 0 | 0 | 0 | 0 | 0 | 0 | 0 | 0 | 0 | 0 | 0
2008 | CA | MRO | - | - | S02d | Load as a Capacity Resource | 0 | 0 | 0 | 0 | 0 | 0 | 0 | 0 | 0 | 0 | 0
2008 | CA | MRO | - | - | S03 | Net Internal Demand | 5906 | 5886.181 | 6050.344 | 6209.149 | 6329.211 | 6394.425 | 6460.877 | 6523.865 | 6506.593 | 6565.413 | 6612.878
2008 | CA | MRO | - | - | S04 | Demand Response Used for Ancillary Services | 385.5 | 387.5 | 387.5 | 387.5 | 372.5 | 372.5 | 372.5 | 372.5 | 372.5 | 372.5 | 372.5
2008 | CA | MRO | - | - | S04a | Spinning Reserves | 47 | 49 | 49 | 49 | 34 | 34 | 34 | 34 | 34 | 34 | 34
2008 | CA | MRO | - | - | S04b | Non-Spinning Reserves | 50 | 50 | 50 | 50 | 50 | 50 | 50 | 50 | 50 | 50 | 50
2008 | CA | MRO | - | - | S04c | Regulation | 50 | 50 | 50 | 50 | 50 | 50 | 50 | 50 | 50 | 50 | 50
2008 | CA | MRO | - | - | S04d | Emergency | 238.5 | 238.5 | 238.5 | 238.5 | 238.5 | 238.5 | 238.5 | 238.5 | 238.5 | 238.5 | 238.5
2008 | CA | MRO | - | - | S05 | TOTAL INTERNAL CAPACITY | 9237.3 | 9002.9 | 9057.1 | 9111.7 | 9192.1 | 9450.7 | 9504.3 | 9504.3 | 9700.3 | 9700.3 | 9700.3
2008 | CA | MRO | - | - | S06 | EXISTING CAPACITY | 9237.3 | 8997.3 | 9015.3 | 9016.3 | 9016.3 | 9016.3 | 9016.3 | 9016.3 | 9092.3 | 9092.3 | 9092.3
2008 | CA | MRO | - | - | S06a | Certain | 8967.3 | 8997.3 | 9015.3 | 9016.3 | 9016.3 | 9016.3 | 9016.3 | 9016.3 | 9092.3 | 9092.3 | 9092.3
2008 | CA | MRO | - | - | S06b | Uncertain | 270 | 0 | 0 | 0 | 0 | 0 | 0 | 0 | 0 | 0 | 0
2008 | CA | MRO | - | - | S06b5 | Energy Only | 0 | 0 | 0 | 0 | 0 | 0 | 0 | 0 | 0 | 0 | 0
2008 | CA | MRO | - | - | S06b6 | Inoperable | 0 | 0 | 0 | 0 | 0 | 0 | 0 | 0 | 0 | 0 | 0
2008 | CA | MRO | - | - | S07 | PLANNED AND PROPOSED CAPACITY ADDITIONS = 7a+7b | 0 | 5.6 | 41.8 | 95.4 | 175.8 | 434.4 | 488 | 488 | 608 | 608 | 608
2008 | CA | MRO | - | - | S07a | Planned | 0 | 5.6 | 41.8 | 95.4 | 175.8 | 434.4 | 488 | 488 | 608 | 608 | 608
2008 | CA | MRO | - | - | S07a9 | Energy Only | 0 | 0 | 0 | 0 | 0 | 0 | 0 | 0 | 0 | 0 | 0
2008 | CA | MRO | - | - | S07b | Proposed | 0 | 0 | 0 | 0 | 0 | 0 | 0 | 0 | 0 | 0 | 0
2008 | CA | MRO | - | - | S07b9 | Energy Only | 0 | 0 | 0 | 0 | 0 | 0 | 0 | 0 | 0 | 0 | 0
2008 | CA | MRO | - | - | S08 | Transmission-Limited Resources | 0 | 0 | 0 | 0 | 0 | 0 | 0 | 0 | 0 | 0 | 0
2008 | CA | MRO | - | - | S09 | DELIVERABLE INTERNAL CAPACITY = 6a + 7a | 8967.3 | 9002.9 | 9057.1 | 9111.7 | 9192.1 | 9450.7 | 9504.3 | 9504.3 | 9700.3 | 9700.3 | 9700.3
2008 | CA | MRO | - | - | S10 | CAPACITY PURCHASES AND INCOMING ADJUSTMENTS = 10a+10b+10c+10d | 0 | 0 | 0 | 0 | 0 | 0 | 0 | 0 | 0 | 0 | 0
2008 | CA | MRO | - | - | S10a | Firm Purchases | 0 | 0 | 0 | 0 | 0 | 0 | 0 | 0 | 0 | 0 | 0
2008 | CA | MRO | - | - | S10b | Non-firm Purchases | 0 | 0 | 0 | 0 | 0 | 0 | 0 | 0 | 0 | 0 | 0
2008 | CA | MRO | - | - | S10c | Expected Purchases | 0 | 0 | 0 | 0 | 0 | 0 | 0 | 0 | 0 | 0 | 0
2008 | CA | MRO | - | - | S10d | Provisional Purchases | 0 | 0 | 0 | 0 | 0 | 0 | 0 | 0 | 0 | 0 | 0
2008 | CA | MRO | - | - | S11 | CAPACITY SALES AND OUTGOING ADJUSTMENTS = 11a+11b+11c+11d | 0 | 1403 | 1403 | 1403 | 1403 | 1403 | 1403 | 1403 | 1403 | 1403 | 1403
2008 | CA | MRO | - | - | S11a | Firm Sales | 1403 | 1403 | 1403 | 1403 | 1403 | 1403 | 1403 | 1403 | 1403 | 1403 | 1403
2008 | CA | MRO | - | - | S11b | Non-firm Sales | 0 | 0 | 0 | 0 | 0 | 0 | 0 | 0 | 0 | 0 | 0
2008 | CA | MRO | - | - | S11c | Expected Sales | 0 | 0 | 0 | 0 | 0 | 0 | 0 | 0 | 0 | 0 | 0
2008 | CA | MRO | - | - | S11d | Provisional Sales | 0 | 0 | 0 | 0 | 0 | 0 | 0 | 0 | 0 | 0 | 0
2008 | CA | MRO | - | - | S12 | Net Capacity Resources | 7564.3 | 7599.9 | 7654.1 | 7708.7 | 7789.1 | 8047.7 | 8101.3 | 8101.3 | 8297.3 | 8297.3 | 8297.3
2008 | CA | MRO | - | - | S14 | Adjusted Potential Resources | 7564.3 | 7600 | 7654 | 7709 | 7789 | 8048 | 8101 | 8101 | 8297 | 8297 | 8297
2008 | CA | MRO | - | - | S13 | Total Potential Resources | 7564.3 | 7599.9 | 7654.1 | 7708.7 | 7789.1 | 8047.7 | 8101.3 | 8101.3 | 8297.3 | 8297.3 | 8297.3
2008 | CA | MRO | - | - | S15 | Confidence of Proposed (7b), using engineering judgement | 0 | 0.5 | 0.45 | 0.4 | 0.35 | 0.35 | 0.35 | 0.2 | 0.2 | 0.2 | 0.2
2008 | CA | MRO | - | - | S15a | Net Proposed Resources After Confidence Percentage Is Applied = 7b*15 | 0 | 0 | 0 | 0 | 0 | 0 | 0 | 0 | 0 | 0 | 0
2008 | CA | MRO | - | - | S16 | Region/Subregion Target Margin | 0 | 0.13 | 0.13 | 0.13 | 0.13 | 0.13 | 0.13 | 0.13 | 0.13 | 0.13 | 0.13
2008 | CA | MRO | - | - | S17 | Existing Certain | 0.21923 | 0.22492 | 0.20519 | 0.18443 | 0.16866 | 0.1601 | 0.15137 | 0.1431 | 0.15381 | 0.14616 | 0.13999
2008 | CA | MRO | - | - | S18 | Net Capacity Resources | 0.21923 | 0.22549 | 0.20953 | 0.19453 | 0.18743 | 0.20543 | 0.20249 | 0.19471 | 0.21582 | 0.20873 | 0.20301
2008 | CA | MRO | - | - | S20 | Adjusted Potential Resources | 0.21923 | 0.2255 | 0.20952 | 0.19456 | 0.18742 | 0.20546 | 0.20246 | 0.19468 | 0.21579 | 0.2087 | 0.20298
2008 | CA | MRO | - | - | S19 | Total Potential Resources | 0.21923 | 0.22549 | 0.20953 | 0.19453 | 0.18743 | 0.20543 | 0.20249 | 0.19471 | 0.21582 | 0.20873 | 0.20301
2008 | CA | MRO | - | - | S21 | Distributed Generator Capacity < 1 MW | 0 | 0 | 0 | 0 | 0 | 0 | 0 | 0 | 0 | 0 | 0
2008 | CA | MRO | - | - | S22 | Other Capacity < 1 MW | 0 | 0 | 0 | 0 | 0 | 0 | 0 | 0 | 0 | 0 | 0
2008 | CA | MRO | - | - | S23 | Distributed Generator Capacity >= 1 MW | 0 | 0 | 0 | 0 | 0 | 0 | 0 | 0 | 0 | 0 | 0
2008 | CA | MRO | - | - | S24 | Capacity Total from EIA-860 | 0 | 0 | 0 | 0 | 0 | 0 | 0 | 0 | 0 | 0 | 0
2008 | CA | MRO | - | - | S25 | EIA-860 Capacity Total less Total Internal Capacity | 9237.3 | 0 | 0 | 0 | 0 | 0 | 0 | 0 | 0 | 0 | 0
2008 | CA | MRO | - | - | CSTF | Total | 8285.259 | 8897.858 | 8967.573 | 9004.174 | 9110.573 | 9165.174 | 9219.773 | 9220.773 | 9177.773 | 9142.773 | 9143.773
2008 | CA | NPCC | - | - | S01 | Unrestricted Non-coincident Peak Demand | 50264.62 | 50365.47 | 50805.09 | 51668.14 | 52075.25 | 52481.98 | 52886.32 | 53281.79 | 53663.49 | 54008.95 | 54438.1
2008 | CA | NPCC | - | - | S01a | New Conservation (Energy Efficiency) | 0 | 601.2072 | 929.5545 | 1467.434 | 1774.632 | 2090.262 | 2410.353 | 2735.317 | 3316.98 | 3556.908 | 3782.787
2008 | CA | NPCC | - | - | S01b | Estimated Diversity | 0 | 0 | 0 | 0 | 0 | 0 | 0 | 0 | 0 | 0 | 0
2008 | CA | NPCC | - | - | S01c | Additions for non-member load | 0 | 0 | 0 | 0 | 0 | 0 | 0 | 0 | 0 | 0 | 0
2008 | CA | NPCC | - | - | S01d | Stand-by Load Under Contract | 0 | 0 | 0 | 0 | 0 | 0 | 0 | 0 | 0 | 0 | 0
2008 | CA | NPCC | - | - | S02 | Total Internal Demand | 50264.62 | 49764.26 | 49875.54 | 50200.71 | 50300.62 | 50391.72 | 50475.97 | 50546.47 | 50346.51 | 50452.04 | 50655.31
2008 | CA | NPCC | - | - | S02a | Direct Control Load Management | 0 | 0 | 0 | 0 | 0 | 0 | 0 | 0 | 0 | 0 | 0
2008 | CA | NPCC | - | - | S02b | Contractually Interruptible (Curtailable) | 501 | 766 | 765 | 913.1097 | 935.4444 | 956.7791 | 975.1138 | 991.4485 | 1006.783 | 1010.592 | 1014.321
2008 | CA | NPCC | - | - | S02c | Critical Peak-Pricing with Control | 0 | 0 | 0 | 0 | 0 | 0 | 0 | 0 | 0 | 0 | 0
2008 | CA | NPCC | - | - | S02d | Load as a Capacity Resource | 0 | 292.0012 | 292.0012 | 292.0012 | 292.0012 | 292.0012 | 292.0012 | 292.0012 | 292.0012 | 292.0012 | 292.0012
2008 | CA | NPCC | - | - | S03 | Net Internal Demand | 49763.62 | 48706.26 | 48818.54 | 48995.6 | 49073.18 | 49142.93 | 49208.86 | 49263.02 | 49047.73 | 49149.44 | 49348.99
2008 | CA | NPCC | - | - | S04 | Demand Response Used for Ancillary Services | 0 | 449.3 | 449.3 | 449.3 | 449.3 | 449.3 | 449.3 | 449.3 | 449.3 | 449.3 | 449.3
2008 | CA | NPCC | - | - | S04a | Spinning Reserves | 0 | 128.7 | 128.7 | 128.7 | 128.7 | 128.7 | 128.7 | 128.7 | 128.7 | 128.7 | 128.7
2008 | CA | NPCC | - | - | S04b | Non-Spinning Reserves | 0 | 141.35 | 141.35 | 141.35 | 141.35 | 141.35 | 141.35 | 141.35 | 141.35 | 141.35 | 141.35
2008 | CA | NPCC | - | - | S04c | Regulation | 0 | 0 | 0 | 0 | 0 | 0 | 0 | 0 | 0 | 0 | 0
2008 | CA | NPCC | - | - | S04d | Emergency | 0 | 179.25 | 179.25 | 179.25 | 179.25 | 179.25 | 179.25 | 179.25 | 179.25 | 179.25 | 179.25
2008 | CA | NPCC | - | - | S05 | TOTAL INTERNAL CAPACITY | 72308.63 | 73407.2 | 77268.34 | 79545.07 | 78474.39 | 78477.07 | 80113.54 | 80908.45 | 78265.03 | 78504.58 | 78545.53
2008 | CA | NPCC | - | - | S06 | EXISTING CAPACITY | 72308.63 | 73108 | 73084 | 73077 | 70985 | 69984 | 69819 | 69819 | 66222 | 66115 | 65909
2008 | CA | NPCC | - | - | S06a | Certain | 65559.62 | 65570.6 | 65983.06 | 64395.2 | 62799.2 | 62906.2 | 62995.2 | 62995.2 | 58632.2 | 57161.2 | 56955.2
2008 | CA | NPCC | - | - | S06b | Uncertain | 6749 | 7537.4 | 7100.935 | 8681.8 | 8185.8 | 7077.8 | 6823.8 | 6823.8 | 7589.8 | 8953.8 | 8953.8
2008 | CA | NPCC | - | - | S06b5 | Energy Only | 45 | 45 | 45 | 45 | 45 | 45 | 45 | 45 | 45 | 45 | 45
2008 | CA | NPCC | - | - | S06b6 | Inoperable | 5755 | 4615 | 4188 | 4942 | 4942 | 4172 | 3918 | 3918 | 4715 | 6079 | 6079
2008 | CA | NPCC | - | - | S07 | PLANNED AND PROPOSED CAPACITY ADDITIONS = 7a+7b | 0 | 299.2 | 4184.349 | 6468.072 | 7489.386 | 8493.066 | 10294.54 | 11089.47 | 12043.03 | 12389.58 | 12636.53
2008 | CA | NPCC | - | - | S07a | Planned | 0 | 299.2 | 4165.349 | 6148.322 | 6561.346 | 6824.749 | 6857.383 | 6857.383 | 7340.677 | 7340.677 | 7542.697
2008 | CA | NPCC | - | - | S07a9 | Energy Only | 0 | 0 | 80 | 80 | 80 | 80 | 80 | 80 | 80 | 80 | 80
2008 | CA | NPCC | - | - | S07b | Proposed | 0 | 0 | 19 | 319.75 | 928.04 | 1668.317 | 3437.162 | 4232.083 | 4702.346 | 5048.9 | 5093.828
2008 | CA | NPCC | - | - | S07b9 | Energy Only | 0 | 0 | 0 | 0 | 0 | 0 | 0 | 0 | 0 | 0 | 0
2008 | CA | NPCC | - | - | S08 | Transmission-Limited Resources | 0 | 225 | 865 | 865 | 369 | 31 | 31 | 31 | 0 | 0 | 0
2008 | CA | NPCC | - | - | S09 | DELIVERABLE INTERNAL CAPACITY = 6a + 7a | 65559.62 | 65869.8 | 70148.41 | 70543.52 | 69360.55 | 69730.95 | 69852.58 | 69852.58 | 65972.88 | 64501.88 | 64497.9
2008 | CA | NPCC | - | - | S10 | CAPACITY PURCHASES AND INCOMING ADJUSTMENTS = 10a+10b+10c+10d | 0 | 200 | 1450 | 1450 | 1450 | 1250 | 1250 | 1250 | 1250 | 1250 | 1250
2008 | CA | NPCC | - | - | S10a | Firm Purchases | 200 | 200 | 200 | 200 | 200 | 0 | 0 | 0 | 0 | 0 | 0
2008 | CA | NPCC | - | - | S10b | Non-firm Purchases | 0 | 0 | 0 | 0 | 0 | 0 | 0 | 0 | 0 | 0 | 0
2008 | CA | NPCC | - | - | S10c | Expected Purchases | 0 | 0 | 0 | 0 | 0 | 0 | 0 | 0 | 0 | 0 | 0
2008 | CA | NPCC | - | - | S10d | Provisional Purchases | 0 | 0 | 1250 | 1250 | 1250 | 1250 | 1250 | 1250 | 1250 | 1250 | 1250
2008 | CA | NPCC | - | - | S11 | CAPACITY SALES AND OUTGOING ADJUSTMENTS = 11a+11b+11c+11d | 0 | 664 | 744 | 744 | 744 | 236 | 236 | 236 | 236 | 236 | 236
2008 | CA | NPCC | - | - | S11a | Firm Sales | 198 | 653 | 653 | 653 | 653 | 145 | 145 | 145 | 145 | 145 | 145
2008 | CA | NPCC | - | - | S11b | Non-firm Sales | 11 | 11 | 91 | 91 | 91 | 91 | 91 | 91 | 91 | 91 | 91
2008 | CA | NPCC | - | - | S11c | Expected Sales | 0 | 0 | 0 | 0 | 0 | 0 | 0 | 0 | 0 | 0 | 0
2008 | CA | NPCC | - | - | S11d | Provisional Sales | 0 | 0 | 0 | 0 | 0 | 0 | 0 | 0 | 0 | 0 | 0
2008 | CA | NPCC | - | - | S12 | Net Capacity Resources | 65561.62 | 65416.8 | 69695.41 | 70090.52 | 68907.55 | 69585.95 | 69707.58 | 69707.58 | 65827.88 | 64356.88 | 64352.9
2008 | CA | NPCC | - | - | S14 | Adjusted Potential Resources | 65550.62 | 65406 | 70856 | 72276 | 70900 | 71976 | 73860 | 74652 | 71209 | 70085 | 70123
2008 | CA | NPCC | - | - | S13 | Total Potential Resources | 65550.62 | 65406.3 | 70864.45 | 72434.27 | 71363.59 | 72444.27 | 74334.74 | 75129.66 | 71689.23 | 70564.78 | 70605.73
2008 | CA | NPCC | - | - | S15 | Confidence of Proposed (7b), using engineering judgement | 0 | 0.5 | 1 | 1 | 1 | 1.5 | 1.5 | 1.5 | 1.5 | 1.5 | 1.5
2008 | CA | NPCC | - | - | S15a | Net Proposed Resources After Confidence Percentage Is Applied = 7b*15 | 0 | 0 | 10 | 161 | 465 | 1200 | 2963 | 3755 | 4222 | 4569 | 4611
2008 | CA | NPCC | - | - | S16 | Region/Subregion Target Margin | 0 | 0 | 0 | 0 | 0 | 0 | 0 | 0 | 0 | 0 | 0
2008 | CA | NPCC | - | - | S17 | Existing Certain | 0.91254 | 0.9156 | 0.90658 | 0.87925 | 0.82338 | 0.82978 | 0.82871 | 0.82439 | 0.62896 | 0.53404 | 0.51054
2008 | CA | NPCC | - | - | S18 | Net Capacity Resources | 0.91254 | 0.92467 | 1.0173 | 1.0552 | 1.0201 | 1.0382 | 1.0357 | 1.0305 | 0.91918 | 0.86122 | 0.84788
2008 | CA | NPCC | - | - | S20 | Adjusted Potential Resources | 0.91169 | 0.92366 | 1.0375 | 1.1057 | 1.0695 | 1.0979 | 1.1317 | 1.1416 | 1.0735 | 1.0408 | 1.0314
2008 | CA | NPCC | - | - | S19 | Total Potential Resources | 0.91169 | 0.92366 | 1.0384 | 1.1164 | 1.0874 | 1.1157 | 1.1492 | 1.1591 | 1.0928 | 1.0607 | 1.0517
2008 | CA | NPCC | - | - | S21 | Distributed Generator Capacity < 1 MW | 2.959 | 3.909 | 3.909 | 3.909 | 3.909 | 3.909 | 3.909 | 3.909 | 3.909 | 3.909 | 3.909
2008 | CA | NPCC | - | - | S22 | Other Capacity < 1 MW | 0 | 0 | 0 | 0 | 0 | 0 | 0 | 0 | 0 | 0 | 0
2008 | CA | NPCC | - | - | S23 | Distributed Generator Capacity >= 1 MW | 29.636 | 488.878 | 1004.728 | 1088.408 | 1098.408 | 1098.408 | 1098.408 | 1098.408 | 1098.408 | 1098.408 | 1098.408
2008 | CA | NPCC | - | - | S24 | Capacity Total from EIA-860 | 0 | 0 | 0 | 0 | 0 | 0 | 0 | 0 | 0 | 0 | 0
2008 | CA | NPCC | - | - | S25 | EIA-860 Capacity Total less Total Internal Capacity | 72308.63 | 0 | 0 | 0 | 0 | 0 | 0 | 0 | 0 | 0 | 0
2008 | CA | NPCC | - | - | CSTF | Total | 65514 | 66068 | 71109.92 | 71762.75 | 70691.24 | 71464.52 | 73355.36 | 74150.28 | 70709.55 | 69586.1 | 69627.03
2008 | CA | NPCC | Maritimes | Maritimes | S01 | Unrestricted Non-coincident Peak Demand | 3625.618 | 3654.099 | 3755.099 | 3787.19 | 3843.745 | 3900.137 | 3958.766 | 4020.207 | 4076.108 | 4132.508 | 4196.357
2008 | CA | NPCC | Maritimes | Maritimes | S01a | New Conservation (Energy Efficiency) | 0 | 0 | 0 | 23.5109 | 48.0057 | 80.7186 | 118.0302 | 159.9494 | 206.4621 | 254.786 | 302.6664
2008 | CA | NPCC | Maritimes | Maritimes | S01b | Estimated Diversity | 0 | 0 | 0 | 0 | 0 | 0 | 0 | 0 | 0 | 0 | 0
2008 | CA | NPCC | Maritimes | Maritimes | S01c | Additions for non-member load | 0 | 0 | 0 | 0 | 0 | 0 | 0 | 0 | 0 | 0 | 0
2008 | CA | NPCC | Maritimes | Maritimes | S01d | Stand-by Load Under Contract | 0 | 0 | 0 | 0 | 0 | 0 | 0 | 0 | 0 | 0 | 0
2008 | CA | NPCC | Maritimes | Maritimes | S02 | Total Internal Demand | 3625.618 | 3654.099 | 3755.099 | 3763.679 | 3795.739 | 3819.418 | 3840.736 | 3860.258 | 3869.646 | 3877.722 | 3893.69
2008 | CA | NPCC | Maritimes | Maritimes | S02a | Direct Control Load Management | 0 | 0 | 0 | 0 | 0 | 0 | 0 | 0 | 0 | 0 | 0
2008 | CA | NPCC | Maritimes | Maritimes | S02b | Contractually Interruptible (Curtailable) | 501 | 517 | 516 | 541 | 536 | 530 | 521 | 510 | 498 | 485 | 471
2008 | CA | NPCC | Maritimes | Maritimes | S02c | Critical Peak-Pricing with Control | 0 | 0 | 0 | 0 | 0 | 0 | 0 | 0 | 0 | 0 | 0
2008 | CA | NPCC | Maritimes | Maritimes | S02d | Load as a Capacity Resource | 0 | 0 | 0 | 0 | 0 | 0 | 0 | 0 | 0 | 0 | 0
2008 | CA | NPCC | Maritimes | Maritimes | S03 | Net Internal Demand | 3124.618 | 3137.099 | 3239.099 | 3222.679 | 3259.739 | 3289.418 | 3319.736 | 3350.258 | 3371.646 | 3392.722 | 3422.69
2008 | CA | NPCC | Maritimes | Maritimes | S04 | Demand Response Used for Ancillary Services | 0 | 0 | 0 | 0 | 0 | 0 | 0 | 0 | 0 | 0 | 0
2008 | CA | NPCC | Maritimes | Maritimes | S04a | Spinning Reserves | 0 | 0 | 0 | 0 | 0 | 0 | 0 | 0 | 0 | 0 | 0
2008 | CA | NPCC | Maritimes | Maritimes | S04b | Non-Spinning Reserves | 0 | 0 | 0 | 0 | 0 | 0 | 0 | 0 | 0 | 0 | 0
2008 | CA | NPCC | Maritimes | Maritimes | S04c | Regulation | 0 | 0 | 0 | 0 | 0 | 0 | 0 | 0 | 0 | 0 | 0
2008 | CA | NPCC | Maritimes | Maritimes | S04d | Emergency | 0 | 0 | 0 | 0 | 0 | 0 | 0 | 0 | 0 | 0 | 0
2008 | CA | NPCC | Maritimes | Maritimes | S05 | TOTAL INTERNAL CAPACITY | 6912 | 6912 | 6931 | 7174 | 7190 | 7200 | 7212 | 7219 | 7226 | 7226 | 7233
2008 | CA | NPCC | Maritimes | Maritimes | S06 | EXISTING CAPACITY | 6912 | 6912 | 6912 | 6912 | 6912 | 6912 | 6912 | 6912 | 6912 | 6912 | 6912
2008 | CA | NPCC | Maritimes | Maritimes | S06a | Certain | 6555 | 6025 | 6025 | 6526 | 6526 | 6526 | 6526 | 6526 | 6526 | 6526 | 6526
2008 | CA | NPCC | Maritimes | Maritimes | S06b | Uncertain | 357 | 887 | 887 | 386 | 386 | 386 | 386 | 386 | 386 | 386 | 386
2008 | CA | NPCC | Maritimes | Maritimes | S06b5 | Energy Only | 45 | 45 | 45 | 45 | 45 | 45 | 45 | 45 | 45 | 45 | 45
2008 | CA | NPCC | Maritimes | Maritimes | S06b6 | Inoperable | 228 | 758 | 758 | 257 | 257 | 257 | 257 | 257 | 257 | 257 | 257
2008 | CA | NPCC | Maritimes | Maritimes | S07 | PLANNED AND PROPOSED CAPACITY ADDITIONS = 7a+7b | 0 | 0 | 19 | 262 | 278 | 288 | 300 | 307 | 314 | 314 | 321
2008 | CA | NPCC | Maritimes | Maritimes | S07a | Planned | 0 | 0 | 0 | 0 | 0 | 0 | 0 | 0 | 0 | 0 | 0
2008 | CA | NPCC | Maritimes | Maritimes | S07a9 | Energy Only | 0 | 0 | 80 | 80 | 80 | 80 | 80 | 80 | 80 | 80 | 80
2008 | CA | NPCC | Maritimes | Maritimes | S07b | Proposed | 0 | 0 | 19 | 262 | 278 | 288 | 300 | 307 | 314 | 314 | 321
2008 | CA | NPCC | Maritimes | Maritimes | S07b9 | Energy Only | 0 | 0 | 0 | 0 | 0 | 0 | 0 | 0 | 0 | 0 | 0
2008 | CA | NPCC | Maritimes | Maritimes | S08 | Transmission-Limited Resources | 0 | 0 | 0 | 0 | 0 | 0 | 0 | 0 | 0 | 0 | 0
2008 | CA | NPCC | Maritimes | Maritimes | S09 | DELIVERABLE INTERNAL CAPACITY = 6a + 7a | 6555 | 6025 | 6025 | 6526 | 6526 | 6526 | 6526 | 6526 | 6526 | 6526 | 6526
2008 | CA | NPCC | Maritimes | Maritimes | S10 | CAPACITY PURCHASES AND INCOMING ADJUSTMENTS = 10a+10b+10c+10d | 0 | 0 | 0 | 0 | 0 | 0 | 0 | 0 | 0 | 0 | 0
2008 | CA | NPCC | Maritimes | Maritimes | S10a | Firm Purchases | 0 | 0 | 0 | 0 | 0 | 0 | 0 | 0 | 0 | 0 | 0
2008 | CA | NPCC | Maritimes | Maritimes | S10b | Non-firm Purchases | 0 | 0 | 0 | 0 | 0 | 0 | 0 | 0 | 0 | 0 | 0
2008 | CA | NPCC | Maritimes | Maritimes | S10c | Expected Purchases | 0 | 0 | 0 | 0 | 0 | 0 | 0 | 0 | 0 | 0 | 0
2008 | CA | NPCC | Maritimes | Maritimes | S10d | Provisional Purchases | 0 | 0 | 0 | 0 | 0 | 0 | 0 | 0 | 0 | 0 | 0
2008 | CA | NPCC | Maritimes | Maritimes | S11 | CAPACITY SALES AND OUTGOING ADJUSTMENTS = 11a+11b+11c+11d | 0 | 209 | 289 | 289 | 289 | 91 | 91 | 91 | 91 | 91 | 91
2008 | CA | NPCC | Maritimes | Maritimes | S11a | Firm Sales | 198 | 198 | 198 | 198 | 198 | 0 | 0 | 0 | 0 | 0 | 0
2008 | CA | NPCC | Maritimes | Maritimes | S11b | Non-firm Sales | 11 | 11 | 91 | 91 | 91 | 91 | 91 | 91 | 91 | 91 | 91
2008 | CA | NPCC | Maritimes | Maritimes | S11c | Expected Sales | 0 | 0 | 0 | 0 | 0 | 0 | 0 | 0 | 0 | 0 | 0
2008 | CA | NPCC | Maritimes | Maritimes | S11d | Provisional Sales | 0 | 0 | 0 | 0 | 0 | 0 | 0 | 0 | 0 | 0 | 0
2008 | CA | NPCC | Maritimes | Maritimes | S12 | Net Capacity Resources | 6357 | 5827 | 5827 | 6328 | 6328 | 6526 | 6526 | 6526 | 6526 | 6526 | 6526
2008 | CA | NPCC | Maritimes | Maritimes | S14 | Adjusted Potential Resources | 6346 | 5816 | 5746 | 6369 | 6377 | 6580 | 6586 | 6590 | 6594 | 6594 | 6598
2008 | CA | NPCC | Maritimes | Maritimes | S13 | Total Potential Resources | 6346 | 5816 | 5755 | 6499 | 6515 | 6723 | 6735 | 6742 | 6749 | 6749 | 6756
2008 | CA | NPCC | Maritimes | Maritimes | S15 | Confidence of Proposed (7b), using engineering judgement | 0 | 0.5 | 0.5 | 0.5 | 0.5 | 0.5 | 0.5 | 0.5 | 0.5 | 0.5 | 0.5
2008 | CA | NPCC | Maritimes | Maritimes | S15a | Net Proposed Resources After Confidence Percentage Is Applied = 7b*15 | 0 | 0 | 10 | 132 | 140 | 145 | 151 | 155 | 159 | 159 | 163
2008 | CA | NPCC | Maritimes | Maritimes | S16 | Region/Subregion Target Margin | 0 | 0.13 | 0.13 | 0.13 | 0.13 | 0.13 | 0.13 | 0.13 | 0.13 | 0.13 | 0.13
2008 | CA | NPCC | Maritimes | Maritimes | S17 | Existing Certain | 0.50848 | 0.46163 | 0.44412 | 0.49073 | 0.48487 | 0.49595 | 0.49131 | 0.48663 | 0.48335 | 0.48012 | 0.47553
2008 | CA | NPCC | Maritimes | Maritimes | S18 | Net Capacity Resources | 0.50848 | 0.46163 | 0.44412 | 0.49073 | 0.48487 | 0.49595 | 0.49131 | 0.48663 | 0.48335 | 0.48012 | 0.47553
2008 | CA | NPCC | Maritimes | Maritimes | S20 | Adjusted Potential Resources | 0.50762 | 0.46061 | 0.43629 | 0.49401 | 0.48883 | 0.50009 | 0.49594 | 0.49161 | 0.48868 | 0.48548 | 0.48125
2008 | CA | NPCC | Maritimes | Maritimes | S19 | Total Potential Resources | 0.50762 | 0.46061 | 0.43717 | 0.50413 | 0.49966 | 0.51072 | 0.50709 | 0.50308 | 0.50042 | 0.4973 | 0.49339
2008 | CA | NPCC | Maritimes | Maritimes | S21 | Distributed Generator Capacity < 1 MW | 0 | 0 | 0 | 0 | 0 | 0 | 0 | 0 | 0 | 0 | 0
2008 | CA | NPCC | Maritimes | Maritimes | S22 | Other Capacity < 1 MW | 0 | 0 | 0 | 0 | 0 | 0 | 0 | 0 | 0 | 0 | 0
2008 | CA | NPCC | Maritimes | Maritimes | S23 | Distributed Generator Capacity >= 1 MW | 0 | 0 | 0 | 0 | 0 | 0 | 0 | 0 | 0 | 0 | 0
2008 | CA | NPCC | Maritimes | Maritimes | S24 | Capacity Total from EIA-860 | 0 | 0 | 0 | 0 | 0 | 0 | 0 | 0 | 0 | 0 | 0
2008 | CA | NPCC | Maritimes | Maritimes | S25 | EIA-860 Capacity Total less Total Internal Capacity | 6912 | 0 | 0 | 0 | 0 | 0 | 0 | 0 | 0 | 0 | 0
2008 | CA | NPCC | Maritimes | Maritimes | CSTF | Total | 6509 | 5998 | 6121 | 6822 | 6838 | 6848 | 6860 | 6867 | 6874 | 6874 | 6881
2008 | CA | NPCC | Ontario | Ontario | S01 | Unrestricted Non-coincident Peak Demand | 25737 | 25493.37 | 25683.62 | 26146.13 | 26334.61 | 26516.46 | 26697.19 | 26887.21 | 27070.17 | 27250.21 | 27440.03
2008 | CA | NPCC | Ontario | Ontario | S01a | New Conservation (Energy Efficiency) | 0 | 601.2072 | 929.5545 | 1443.923 | 1726.626 | 2009.544 | 2292.323 | 2575.368 | 3110.518 | 3302.122 | 3480.12
2008 | CA | NPCC | Ontario | Ontario | S01b | Estimated Diversity | 0 | 0 | 0 | 0 | 0 | 0 | 0 | 0 | 0 | 0 | 0
2008 | CA | NPCC | Ontario | Ontario | S01c | Additions for non-member load | 0 | 0 | 0 | 0 | 0 | 0 | 0 | 0 | 0 | 0 | 0
2008 | CA | NPCC | Ontario | Ontario | S01d | Stand-by Load Under Contract | 0 | 0 | 0 | 0 | 0 | 0 | 0 | 0 | 0 | 0 | 0
2008 | CA | NPCC | Ontario | Ontario | S02 | Total Internal Demand | 25737 | 24892.16 | 24754.07 | 24702.21 | 24607.98 | 24506.92 | 24404.87 | 24311.84 | 23959.65 | 23948.09 | 23959.91
2008 | CA | NPCC | Ontario | Ontario | S02a | Direct Control Load Management | 0 | 0 | 0 | 0 | 0 | 0 | 0 | 0 | 0 | 0 | 0
2008 | CA | NPCC | Ontario | Ontario | S02b | Contractually Interruptible (Curtailable) | 0 | 249 | 249 | 372.1097 | 399.4444 | 426.7791 | 454.1138 | 481.4485 | 508.7831 | 525.5918 | 543.3212
2008 | CA | NPCC | Ontario | Ontario | S02c | Critical Peak-Pricing with Control | 0 | 0 | 0 | 0 | 0 | 0 | 0 | 0 | 0 | 0 | 0
2008 | CA | NPCC | Ontario | Ontario | S02d | Load as a Capacity Resource | 0 | 292.0012 | 292.0012 | 292.0012 | 292.0012 | 292.0012 | 292.0012 | 292.0012 | 292.0012 | 292.0012 | 292.0012
2008 | CA | NPCC | Ontario | Ontario | S03 | Net Internal Demand | 25737 | 24351.16 | 24213.07 | 24038.1 | 23916.54 | 23788.13 | 23658.75 | 23538.39 | 23158.87 | 23130.49 | 23124.59
2008 | CA | NPCC | Ontario | Ontario | S04 | Demand Response Used for Ancillary Services | 0 | 449.3 | 449.3 | 449.3 | 449.3 | 449.3 | 449.3 | 449.3 | 449.3 | 449.3 | 449.3
2008 | CA | NPCC | Ontario | Ontario | S04a | Spinning Reserves | 0 | 128.7 | 128.7 | 128.7 | 128.7 | 128.7 | 128.7 | 128.7 | 128.7 | 128.7 | 128.7
2008 | CA | NPCC | Ontario | Ontario | S04b | Non-Spinning Reserves | 0 | 141.35 | 141.35 | 141.35 | 141.35 | 141.35 | 141.35 | 141.35 | 141.35 | 141.35 | 141.35
2008 | CA | NPCC | Ontario | Ontario | S04c | Regulation | 0 | 0 | 0 | 0 | 0 | 0 | 0 | 0 | 0 | 0 | 0
2008 | CA | NPCC | Ontario | Ontario | S04d | Emergency | 0 | 179.25 | 179.25 | 179.25 | 179.25 | 179.25 | 179.25 | 179.25 | 179.25 | 179.25 | 179.25
2008 | CA | NPCC | Ontario | Ontario | S05 | TOTAL INTERNAL CAPACITY | 31214 | 31596.2 | 35309.79 | 37308.55 | 36451.04 | 35505.32 | 37097.16 | 37885.08 | 34751.35 | 34990.9 | 34822.83
2008 | CA | NPCC | Ontario | Ontario | S06 | EXISTING CAPACITY | 31214 | 31297 | 31297 | 31297 | 29832 | 28156 | 27991 | 27991 | 24394 | 24287 | 24081
2008 | CA | NPCC | Ontario | Ontario | S06a | Certain | 27442 | 28193.6 | 28123.06 | 26041.2 | 25072.2 | 24504.2 | 24593.2 | 24593.2 | 20230.2 | 18759.2 | 18553.2
2008 | CA | NPCC | Ontario | Ontario | S06b | Uncertain | 3772 | 3103.4 | 3173.935 | 5255.8 | 4759.8 | 3651.8 | 3397.8 | 3397.8 | 4163.8 | 5527.8 | 5527.8
2008 | CA | NPCC | Ontario | Ontario | S06b5 | Energy Only | 0 | 0 | 0 | 0 | 0 | 0 | 0 | 0 | 0 | 0 | 0
2008 | CA | NPCC | Ontario | Ontario | S06b6 | Inoperable | 2907 | 730 | 810 | 2065 | 2065 | 1295 | 1041 | 1041 | 1838 | 3202 | 3202
2008 | CA | NPCC | Ontario | Ontario | S07 | PLANNED AND PROPOSED CAPACITY ADDITIONS = 7a+7b | 0 | 299.2 | 4012.785 | 6011.55 | 6619.04 | 7349.317 | 9106.162 | 9894.083 | 10357.35 | 10703.9 | 10741.83
2008 | CA | NPCC | Ontario | Ontario | S07a | Planned | 0 | 299.2 | 4012.785 | 5953.8 | 5969 | 5969 | 5969 | 5969 | 5969 | 5969 | 5969
2008 | CA | NPCC | Ontario | Ontario | S07a9 | Energy Only | 0 | 0 | 0 | 0 | 0 | 0 | 0 | 0 | 0 | 0 | 0
2008 | CA | NPCC | Ontario | Ontario | S07b | Proposed | 0 | 0 | 0 | 57.75 | 650.04 | 1380.317 | 3137.162 | 3925.083 | 4388.346 | 4734.9 | 4772.828
2008 | CA | NPCC | Ontario | Ontario | S07b9 | Energy Only | 0 | 0 | 0 | 0 | 0 | 0 | 0 | 0 | 0 | 0 | 0
2008 | CA | NPCC | Ontario | Ontario | S08 | Transmission-Limited Resources | 0 | 225 | 865 | 865 | 369 | 31 | 31 | 31 | 0 | 0 | 0
2008 | CA | NPCC | Ontario | Ontario | S09 | DELIVERABLE INTERNAL CAPACITY = 6a + 7a | 27442 | 28492.8 | 32135.85 | 31995 | 31041.2 | 30473.2 | 30562.2 | 30562.2 | 26199.2 | 24728.2 | 24522.2
2008 | CA | NPCC | Ontario | Ontario | S10 | CAPACITY PURCHASES AND INCOMING ADJUSTMENTS = 10a+10b+10c+10d | 0 | 0 | 1250 | 1250 | 1250 | 1250 | 1250 | 1250 | 1250 | 1250 | 1250
2008 | CA | NPCC | Ontario | Ontario | S10a | Firm Purchases | 0 | 0 | 0 | 0 | 0 | 0 | 0 | 0 | 0 | 0 | 0
2008 | CA | NPCC | Ontario | Ontario | S10b | Non-firm Purchases | 0 | 0 | 0 | 0 | 0 | 0 | 0 | 0 | 0 | 0 | 0
2008 | CA | NPCC | Ontario | Ontario | S10c | Expected Purchases | 0 | 0 | 0 | 0 | 0 | 0 | 0 | 0 | 0 | 0 | 0
2008 | CA | NPCC | Ontario | Ontario | S10d | Provisional Purchases | 0 | 0 | 1250 | 1250 | 1250 | 1250 | 1250 | 1250 | 1250 | 1250 | 1250
2008 | CA | NPCC | Ontario | Ontario | S11 | CAPACITY SALES AND OUTGOING ADJUSTMENTS = 11a+11b+11c+11d | 0 | 0 | 0 | 0 | 0 | 0 | 0 | 0 | 0 | 0 | 0
2008 | CA | NPCC | Ontario | Ontario | S11a | Firm Sales | 0 | 0 | 0 | 0 | 0 | 0 | 0 | 0 | 0 | 0 | 0
2008 | CA | NPCC | Ontario | Ontario | S11b | Non-firm Sales | 0 | 0 | 0 | 0 | 0 | 0 | 0 | 0 | 0 | 0 | 0
2008 | CA | NPCC | Ontario | Ontario | S11c | Expected Sales | 0 | 0 | 0 | 0 | 0 | 0 | 0 | 0 | 0 | 0 | 0
2008 | CA | NPCC | Ontario | Ontario | S11d | Provisional Sales | 0 | 0 | 0 | 0 | 0 | 0 | 0 | 0 | 0 | 0 | 0
2008 | CA | NPCC | Ontario | Ontario | S12 | Net Capacity Resources | 27442 | 28492.8 | 32135.85 | 31995 | 31041.2 | 30473.2 | 30562.2 | 30562.2 | 26199.2 | 24728.2 | 24522.2
2008 | CA | NPCC | Ontario | Ontario | S14 | Adjusted Potential Resources | 27442 | 28493 | 33377 | 34139 | 32985 | 32809 | 34655 | 35443 | 31512 | 30388 | 30220
2008 | CA | NPCC | Ontario | Ontario | S13 | Total Potential Resources | 27442 | 28493.3 | 33376.89 | 34167.75 | 33310.24 | 33134.52 | 34980.36 | 35768.28 | 31837.55 | 30713.1 | 30545.03
2008 | CA | NPCC | Ontario | Ontario | S15 | Confidence of Proposed (7b), using engineering judgement | 0 | 0 | 0.5 | 0.5 | 0.5 | 1 | 1 | 1 | 1 | 1 | 1
2008 | CA | NPCC | Ontario | Ontario | S15a | Net Proposed Resources After Confidence Percentage Is Applied = 7b*15 | 0 | 0 | 0 | 29 | 325 | 1055 | 2812 | 3600 | 4063 | 4410 | 4448
2008 | CA | NPCC | Ontario | Ontario | S16 | Region/Subregion Target Margin | 0 | 0.145 | 0.145 | 0.145 | 0.145 | 0.145 | 0.145 | 0.145 | 0.153 | 0.153 | 0.153
2008 | CA | NPCC | Ontario | Ontario | S17 | Existing Certain | 0.062131 | 0.13629 | 0.13903 | 0.076921 | 0.046093 | 0.029222 | 0.037996 | 0.04289 | -0.14477 | -0.23302 | -0.24639
2008 | CA | NPCC | Ontario | Ontario | S18 | Net Capacity Resources | 0.062131 | 0.14536 | 0.24654 | 0.24869 | 0.22952 | 0.21938 | 0.22588 | 0.22982 | 0.11605 | 0.064611 | 0.056994
2008 | CA | NPCC | Ontario | Ontario | S20 | Adjusted Potential Resources | 0.062131 | 0.14536 | 0.27456 | 0.29588 | 0.27493 | 0.27495 | 0.31731 | 0.33588 | 0.26508 | 0.23883 | 0.23479
2008 | CA | NPCC | Ontario | Ontario | S19 | Total Potential Resources | 0.062131 | 0.14537 | 0.27456 | 0.29647 | 0.28201 | 0.28207 | 0.32366 | 0.34192 | 0.27259 | 0.24689 | 0.24293
2008 | CA | NPCC | Ontario | Ontario | S21 | Distributed Generator Capacity < 1 MW | 2.959 | 3.909 | 3.909 | 3.909 | 3.909 | 3.909 | 3.909 | 3.909 | 3.909 | 3.909 | 3.909
2008 | CA | NPCC | Ontario | Ontario | S22 | Other Capacity < 1 MW | 0 | 0 | 0 | 0 | 0 | 0 | 0 | 0 | 0 | 0 | 0
2008 | CA | NPCC | Ontario | Ontario | S23 | Distributed Generator Capacity >= 1 MW | 29.636 | 488.878 | 1004.728 | 1088.408 | 1098.408 | 1098.408 | 1098.408 | 1098.408 | 1098.408 | 1098.408 | 1098.408
2008 | CA | NPCC | Ontario | Ontario | S24 | Capacity Total from EIA-860 | 0 | 0 | 0 | 0 | 0 | 0 | 0 | 0 | 0 | 0 | 0
2008 | CA | NPCC | Ontario | Ontario | S25 | EIA-860 Capacity Total less Total Internal Capacity | 31214 | 0 | 0 | 0 | 0 | 0 | 0 | 0 | 0 | 0 | 0
2008 | CA | NPCC | Ontario | Ontario | CSTF | Total | 27442 | 28718 | 33000.92 | 32917.75 | 32060.24 | 31884.52 | 33731.36 | 34519.28 | 30587.55 | 29464.1 | 29296.03
2008 | CA | NPCC | Quebec | Quebec | S01 | Unrestricted Non-coincident Peak Demand | 20902 | 21218 | 21366.37 | 21734.82 | 21896.9 | 22065.38 | 22230.37 | 22374.37 | 22517.21 | 22626.23 | 22801.71
2008 | CA | NPCC | Quebec | Quebec | S01a | New Conservation (Energy Efficiency) | 0 | 0 | 0 | 0 | 0 | 0 | 0 | 0 | 0 | 0 | 0
2008 | CA | NPCC | Quebec | Quebec | S01b | Estimated Diversity | 0 | 0 | 0 | 0 | 0 | 0 | 0 | 0 | 0 | 0 | 0
2008 | CA | NPCC | Quebec | Quebec | S01c | Additions for non-member load | 0 | 0 | 0 | 0 | 0 | 0 | 0 | 0 | 0 | 0 | 0
2008 | CA | NPCC | Quebec | Quebec | S01d | Stand-by Load Under Contract | 0 | 0 | 0 | 0 | 0 | 0 | 0 | 0 | 0 | 0 | 0
2008 | CA | NPCC | Quebec | Quebec | S02 | Total Internal Demand | 20902 | 21218 | 21366.37 | 21734.82 | 21896.9 | 22065.38 | 22230.37 | 22374.37 | 22517.21 | 22626.23 | 22801.71
2008 | CA | NPCC | Quebec | Quebec | S02a | Direct Control Load Management | 0 | 0 | 0 | 0 | 0 | 0 | 0 | 0 | 0 | 0 | 0
2008 | CA | NPCC | Quebec | Quebec | S02b | Contractually Interruptible (Curtailable) | 0 | 0 | 0 | 0 | 0 | 0 | 0 | 0 | 0 | 0 | 0
2008 | CA | NPCC | Quebec | Quebec | S02c | Critical Peak-Pricing with Control | 0 | 0 | 0 | 0 | 0 | 0 | 0 | 0 | 0 | 0 | 0
2008 | CA | NPCC | Quebec | Quebec | S02d | Load as a Capacity Resource | 0 | 0 | 0 | 0 | 0 | 0 | 0 | 0 | 0 | 0 | 0
2008 | CA | NPCC | Quebec | Quebec | S03 | Net Internal Demand | 20902 | 21218 | 21366.37 | 21734.82 | 21896.9 | 22065.38 | 22230.37 | 22374.37 | 22517.21 | 22626.23 | 22801.71
2008 | CA | NPCC | Quebec | Quebec | S04 | Demand Response Used for Ancillary Services | 0 | 0 | 0 | 0 | 0 | 0 | 0 | 0 | 0 | 0 | 0
2008 | CA | NPCC | Quebec | Quebec | S04a | Spinning Reserves | 0 | 0 | 0 | 0 | 0 | 0 | 0 | 0 | 0 | 0 | 0
2008 | CA | NPCC | Quebec | Quebec | S04b | Non-Spinning Reserves | 0 | 0 | 0 | 0 | 0 | 0 | 0 | 0 | 0 | 0 | 0
2008 | CA | NPCC | Quebec | Quebec | S04c | Regulation | 0 | 0 | 0 | 0 | 0 | 0 | 0 | 0 | 0 | 0 | 0
2008 | CA | NPCC | Quebec | Quebec | S04d | Emergency | 0 | 0 | 0 | 0 | 0 | 0 | 0 | 0 | 0 | 0 | 0
2008 | CA | NPCC | Quebec | Quebec | S05 | TOTAL INTERNAL CAPACITY | 34182.62 | 34899 | 35027.56 | 35062.52 | 34833.35 | 35771.75 | 35804.38 | 35804.38 | 36287.68 | 36287.68 | 36489.7
2008 | CA | NPCC | Quebec | Quebec | S06 | EXISTING CAPACITY | 34182.62 | 34899 | 34875 | 34868 | 34241 | 34916 | 34916 | 34916 | 34916 | 34916 | 34916
2008 | CA | NPCC | Quebec | Quebec | S06a | Certain | 31562.62 | 31352 | 31835 | 31828 | 31201 | 31876 | 31876 | 31876 | 31876 | 31876 | 31876
2008 | CA | NPCC | Quebec | Quebec | S06b | Uncertain | 2620 | 3547 | 3040 | 3040 | 3040 | 3040 | 3040 | 3040 | 3040 | 3040 | 3040
2008 | CA | NPCC | Quebec | Quebec | S06b5 | Energy Only | 0 | 0 | 0 | 0 | 0 | 0 | 0 | 0 | 0 | 0 | 0
2008 | CA | NPCC | Quebec | Quebec | S06b6 | Inoperable | 2620 | 3127 | 2620 | 2620 | 2620 | 2620 | 2620 | 2620 | 2620 | 2620 | 2620
2008 | CA | NPCC | Quebec | Quebec | S07 | PLANNED AND PROPOSED CAPACITY ADDITIONS = 7a+7b | 0 | 0 | 152.564 | 194.522 | 592.346 | 855.749 | 888.383 | 888.383 | 1371.677 | 1371.677 | 1573.697
2008 | CA | NPCC | Quebec | Quebec | S07a | Planned | 0 | 0 | 152.564 | 194.522 | 592.346 | 855.749 | 888.383 | 888.383 | 1371.677 | 1371.677 | 1573.697
2008 | CA | NPCC | Quebec | Quebec | S07a9 | Energy Only | 0 | 0 | 0 | 0 | 0 | 0 | 0 | 0 | 0 | 0 | 0
2008 | CA | NPCC | Quebec | Quebec | S07b | Proposed | 0 | 0 | 0 | 0 | 0 | 0 | 0 | 0 | 0 | 0 | 0
2008 | CA | NPCC | Quebec | Quebec | S07b9 | Energy Only | 0 | 0 | 0 | 0 | 0 | 0 | 0 | 0 | 0 | 0 | 0
2008 | CA | NPCC | Quebec | Quebec | S08 | Transmission-Limited Resources | 0 | 0 | 0 | 0 | 0 | 0 | 0 | 0 | 0 | 0 | 0
2008 | CA | NPCC | Quebec | Quebec | S09 | DELIVERABLE INTERNAL CAPACITY = 6a + 7a | 31562.62 | 31352 | 31987.56 | 32022.52 | 31793.35 | 32731.75 | 32764.38 | 32764.38 | 33247.68 | 33247.68 | 33449.7
2008 | CA | NPCC | Quebec | Quebec | S10 | CAPACITY PURCHASES AND INCOMING ADJUSTMENTS = 10a+10b+10c+10d | 0 | 200 | 200 | 200 | 200 | 0 | 0 | 0 | 0 | 0 | 0
2008 | CA | NPCC | Quebec | Quebec | S10a | Firm Purchases | 200 | 200 | 200 | 200 | 200 | 0 | 0 | 0 | 0 | 0 | 0
2008 | CA | NPCC | Quebec | Quebec | S10b | Non-firm Purchases | 0 | 0 | 0 | 0 | 0 | 0 | 0 | 0 | 0 | 0 | 0
2008 | CA | NPCC | Quebec | Quebec | S10c | Expected Purchases | 0 | 0 | 0 | 0 | 0 | 0 | 0 | 0 | 0 | 0 | 0
2008 | CA | NPCC | Quebec | Quebec | S10d | Provisional Purchases | 0 | 0 | 0 | 0 | 0 | 0 | 0 | 0 | 0 | 0 | 0
2008 | CA | NPCC | Quebec | Quebec | S11 | CAPACITY SALES AND OUTGOING ADJUSTMENTS = 11a+11b+11c+11d | 0 | 455 | 455 | 455 | 455 | 145 | 145 | 145 | 145 | 145 | 145
2008 | CA | NPCC | Quebec | Quebec | S11a | Firm Sales | 0 | 455 | 455 | 455 | 455 | 145 | 145 | 145 | 145 | 145 | 145
2008 | CA | NPCC | Quebec | Quebec | S11b | Non-firm Sales | 0 | 0 | 0 | 0 | 0 | 0 | 0 | 0 | 0 | 0 | 0
2008 | CA | NPCC | Quebec | Quebec | S11c | Expected Sales | 0 | 0 | 0 | 0 | 0 | 0 | 0 | 0 | 0 | 0 | 0
2008 | CA | NPCC | Quebec | Quebec | S11d | Provisional Sales | 0 | 0 | 0 | 0 | 0 | 0 | 0 | 0 | 0 | 0 | 0
2008 | CA | NPCC | Quebec | Quebec | S12 | Net Capacity Resources | 31762.62 | 31097 | 31732.56 | 31767.52 | 31538.35 | 32586.75 | 32619.38 | 32619.38 | 33102.68 | 33102.68 | 33304.7
2008 | CA | NPCC | Quebec | Quebec | S14 | Adjusted Potential Resources | 31762.62 | 31097 | 31733 | 31768 | 31538 | 32587 | 32619 | 32619 | 33103 | 33103 | 33305
2008 | CA | NPCC | Quebec | Quebec | S13 | Total Potential Resources | 31762.62 | 31097 | 31732.56 | 31767.52 | 31538.35 | 32586.75 | 32619.38 | 32619.38 | 33102.68 | 33102.68 | 33304.7
2008 | CA | NPCC | Quebec | Quebec | S15 | Confidence of Proposed (7b), using engineering judgement | 0 | 0 | 0 | 0 | 0 | 0 | 0 | 0 | 0 | 0 | 0
2008 | CA | NPCC | Quebec | Quebec | S15a | Net Proposed Resources After Confidence Percentage Is Applied = 7b*15 | 0 | 0 | 0 | 0 | 0 | 0 | 0 | 0 | 0 | 0 | 0
2008 | CA | NPCC | Quebec | Quebec | S16 | Region/Subregion Target Margin | 0 | 0 | 0 | 0 | 0 | 0 | 0 | 0 | 0 | 0 | 0
2008 | CA | NPCC | Quebec | Quebec | S17 | Existing Certain | 0.34193 | 0.31768 | 0.32342 | 0.3116 | 0.29242 | 0.30461 | 0.29941 | 0.29487 | 0.29037 | 0.28694 | 0.28141
2008 | CA | NPCC | Quebec | Quebec | S18 | Net Capacity Resources | 0.34193 | 0.31768 | 0.32667 | 0.31582 | 0.30571 | 0.32287 | 0.31849 | 0.31408 | 0.31978 | 0.31648 | 0.31536
2008 | CA | NPCC | Quebec | Quebec | S20 | Adjusted Potential Resources | 0.34193 | 0.31768 | 0.32668 | 0.31583 | 0.3057 | 0.32288 | 0.31848 | 0.31407 | 0.31978 | 0.31649 | 0.31537
2008 | CA | NPCC | Quebec | Quebec | S19 | Total Potential Resources | 0.34193 | 0.31768 | 0.32667 | 0.31582 | 0.30571 | 0.32287 | 0.31849 | 0.31408 | 0.31978 | 0.31648 | 0.31536
2008 | CA | NPCC | Quebec | Quebec | S21 | Distributed Generator Capacity < 1 MW | 0 | 0 | 0 | 0 | 0 | 0 | 0 | 0 | 0 | 0 | 0
2008 | CA | NPCC | Quebec | Quebec | S22 | Other Capacity < 1 MW | 0 | 0 | 0 | 0 | 0 | 0 | 0 | 0 | 0 | 0 | 0
2008 | CA | NPCC | Quebec | Quebec | S23 | Distributed Generator Capacity >= 1 MW | 0 | 0 | 0 | 0 | 0 | 0 | 0 | 0 | 0 | 0 | 0
2008 | CA | NPCC | Quebec | Quebec | S24 | Capacity Total from EIA-860 | 0 | 0 | 0 | 0 | 0 | 0 | 0 | 0 | 0 | 0 | 0
2008 | CA | NPCC | Quebec | Quebec | S25 | EIA-860 Capacity Total less Total Internal Capacity | 34182.62 | 0 | 0 | 0 | 0 | 0 | 0 | 0 | 0 | 0 | 0
2008 | CA | NPCC | Quebec | Quebec | CSTF | Total | 31563 | 31352 | 31988 | 32023 | 31793 | 32732 | 32764 | 32764 | 33248 | 33248 | 33450
2008 | CA | WECC | - | - | S01 | Unrestricted Non-coincident Peak Demand | 17265 | 17907 | 18524 | 18952 | 19486 | 19984 | 20521 | 20944 | 21495 | 21941 | 22489
2008 | CA | WECC | - | - | S01a | New Conservation (Energy Efficiency) | 0 | 0 | 0 | 0 | 0 | 0 | 0 | 0 | 0 | 0 | 0
2008 | CA | WECC | - | - | S01b | Estimated Diversity | 0 | 0 | 0 | 0 | 0 | 0 | 0 | 0 | 0 | 0 | 0
2008 | CA | WECC | - | - | S01c | Additions for non-member load | 0 | 0 | 0 | 0 | 0 | 0 | 0 | 0 | 0 | 0 | 0
2008 | CA | WECC | - | - | S01d | Stand-by Load Under Contract | 0 | 0 | 0 | 0 | 0 | 0 | 0 | 0 | 0 | 0 | 0
2008 | CA | WECC | - | - | S02 | Total Internal Demand | 17265 | 17907 | 18524 | 18952 | 19486 | 19984 | 20521 | 20944 | 21495 | 21941 | 22489
2008 | CA | WECC | - | - | S02a | Direct Control Load Management | 0 | 0 | 0 | 0 | 0 | 0 | 0 | 0 | 0 | 0 | 0
2008 | CA | WECC | - | - | S02b | Contractually Interruptible (Curtailable) | 0 | 0 | 0 | 0 | 0 | 0 | 0 | 0 | 0 | 0 | 0
2008 | CA | WECC | - | - | S02c | Critical Peak-Pricing with Control | 0 | 0 | 0 | 0 | 0 | 0 | 0 | 0 | 0 | 0 | 0
2008 | CA | WECC | - | - | S02d | Load as a Capacity Resource | 0 | 0 | 0 | 0 | 0 | 0 | 0 | 0 | 0 | 0 | 0
2008 | CA | WECC | - | - | S03 | Net Internal Demand | 17265 | 17907 | 18524 | 18952 | 19486 | 19984 | 20521 | 20944 | 21495 | 21941 | 22489
2008 | CA | WECC | - | - | S04 | Demand Response Used for Ancillary Services | 0 | 0 | 0 | 0 | 0 | 0 | 0 | 0 | 0 | 0 | 0
2008 | CA | WECC | - | - | S04a | Spinning Reserves | 0 | 0 | 0 | 0 | 0 | 0 | 0 | 0 | 0 | 0 | 0
2008 | CA | WECC | - | - | S04b | Non-Spinning Reserves | 0 | 0 | 0 | 0 | 0 | 0 | 0 | 0 | 0 | 0 | 0
2008 | CA | WECC | - | - | S04c | Regulation | 0 | 0 | 0 | 0 | 0 | 0 | 0 | 0 | 0 | 0 | 0
2008 | CA | WECC | - | - | S04d | Emergency | 0 | 0 | 0 | 0 | 0 | 0 | 0 | 0 | 0 | 0 | 0
2008 | CA | WECC | - | - | S05 | TOTAL INTERNAL CAPACITY | 25626 | 26167 | 26758 | 28962 | 30235 | 30129 | 30129 | 30129 | 30129 | 30129 | 30129
2008 | CA | WECC | - | - | S06 | EXISTING CAPACITY | 25626 | 25626 | 25626 | 25626 | 25626 | 25626 | 25626 | 25626 | 25626 | 25626 | 25626
2008 | CA | WECC | - | - | S06a | Certain | 21315 | 21880 | 22032 | 22032 | 22032 | 22032 | 22032 | 22032 | 22032 | 22032 | 22032
2008 | CA | WECC | - | - | S06b | Uncertain | 4311 | 3746 | 3594 | 3594 | 3594 | 3594 | 3594 | 3594 | 3594 | 3594 | 3594
2008 | CA | WECC | - | - | S06b5 | Energy Only | 0 | 0 | 0 | 0 | 0 | 0 | 0 | 0 | 0 | 0 | 0
2008 | CA | WECC | - | - | S06b6 | Inoperable | 2508 | 1943 | 1791 | 1791 | 1791 | 1791 | 1791 | 1791 | 1791 | 1791 | 1791
2008 | CA | WECC | - | - | S07 | PLANNED AND PROPOSED CAPACITY ADDITIONS = 7a+7b | 0 | 541 | 1132 | 3336 | 4609 | 4503 | 4503 | 4503 | 4503 | 4503 | 4503
2008 | CA | WECC | - | - | S07a | Planned | 0 | 541 | 725 | 1159 | 2325 | 2219 | 2219 | 2219 | 2219 | 2219 | 2219
2008 | CA | WECC | - | - | S07a9 | Energy Only | 0 | 0 | 0 | 0 | 0 | 0 | 0 | 0 | 0 | 0 | 0
2008 | CA | WECC | - | - | S07b | Proposed | 0 | 0 | 407 | 2177 | 2284 | 2284 | 2284 | 2284 | 2284 | 2284 | 2284
2008 | CA | WECC | - | - | S07b9 | Energy Only | 0 | 0 | 0 | 0 | 0 | 0 | 0 | 0 | 0 | 0 | 0
2008 | CA | WECC | - | - | S08 | Transmission-Limited Resources | 0 | 0 | 0 | 0 | 0 | 0 | 0 | 0 | 0 | 0 | 0
2008 | CA | WECC | - | - | S09 | DELIVERABLE INTERNAL CAPACITY = 6a + 7a | 21315 | 22421 | 22757 | 23191 | 24357 | 24251 | 24251 | 24251 | 24251 | 24251 | 24251
2008 | CA | WECC | - | - | S10 | CAPACITY PURCHASES AND INCOMING ADJUSTMENTS = 10a+10b+10c+10d | 0 | 0 | 0 | 0 | 0 | 0 | 0 | 0 | 0 | 0 | 0
2008 | CA | WECC | - | - | S10a | Firm Purchases | 0 | 0 | 0 | 0 | 0 | 0 | 0 | 0 | 0 | 0 | 0
2008 | CA | WECC | - | - | S10b | Non-firm Purchases | 0 | 0 | 0 | 0 | 0 | 0 | 0 | 0 | 0 | 0 | 0
2008 | CA | WECC | - | - | S10c | Expected Purchases | 0 | 0 | 0 | 0 | 0 | 0 | 0 | 0 | 0 | 0 | 0
2008 | CA | WECC | - | - | S10d | Provisional Purchases | 0 | 0 | 0 | 0 | 0 | 0 | 0 | 0 | 0 | 0 | 0
2008 | CA | WECC | - | - | S11 | CAPACITY SALES AND OUTGOING ADJUSTMENTS = 11a+11b+11c+11d | 0 | 426 | 825 | 671 | 1482 | 1339 | 1219 | 1174 | 1072 | 981 | 849
2008 | CA | WECC | - | - | S11a | Firm Sales | 193 | 193 | 193 | 193 | 193 | 143 | 143 | 143 | 143 | 143 | 143
2008 | CA | WECC | - | - | S11b | Non-firm Sales | 0 | 0 | 0 | 0 | 0 | 0 | 0 | 0 | 0 | 0 | 0
2008 | CA | WECC | - | - | S11c | Expected Sales | 0 | 233 | 632 | 478 | 1289 | 1196 | 1076 | 1031 | 929 | 838 | 706
2008 | CA | WECC | - | - | S11d | Provisional Sales | 0 | 0 | 0 | 0 | 0 | 0 | 0 | 0 | 0 | 0 | 0
2008 | CA | WECC | - | - | S12 | Net Capacity Resources | 21122 | 21995 | 21932 | 22520 | 22875 | 22912 | 23032 | 23077 | 23179 | 23270 | 23402
2008 | CA | WECC | - | - | S14 | Adjusted Potential Resources | 21122 | 21995 | 21932 | 22520 | 22875 | 22912 | 23032 | 23077 | 23179 | 23270 | 23402
2008 | CA | WECC | - | - | S13 | Total Potential Resources | 21122 | 21995 | 22339 | 24697 | 25159 | 25196 | 25316 | 25361 | 25463 | 25554 | 25686
2008 | CA | WECC | - | - | S15 | Confidence of Proposed (7b), using engineering judgement | 0 | 0 | 0 | 0 | 0 | 0 | 0 | 0 | 0 | 0 | 0
2008 | CA | WECC | - | - | S15a | Net Proposed Resources After Confidence Percentage Is Applied = 7b*15 | 0 | 0 | 0 | 0 | 0 | 0 | 0 | 0 | 0 | 0 | 0
2008 | CA | WECC | - | - | S16 | Region/Subregion Target Margin | 0.10157 | 0.10157 | 0.10157 | 0.10157 | 0.10157 | 0.10157 | 0.10157 | 0.10157 | 0.10157 | 0.10157 | 0.10157
2008 | CA | WECC | - | - | S17 | Existing Certain | 0.18261 | 0.1743 | 0.15179 | 0.13219 | 0.10774 | 0.08703 | 0.062497 | 0.043172 | 0.018 | -0.0023756 | -0.027411
2008 | CA | WECC | - | - | S18 | Net Capacity Resources | 0.18261 | 0.18586 | 0.15539 | 0.15844 | 0.14815 | 0.12779 | 0.10902 | 0.09243 | 0.072652 | 0.057112 | 0.039014
2008 | CA | WECC | - | - | S20 | Adjusted Potential Resources | 0.18261 | 0.18586 | 0.15539 | 0.15844 | 0.14815 | 0.12779 | 0.10902 | 0.09243 | 0.072652 | 0.057112 | 0.039014
2008 | CA | WECC | - | - | S19 | Total Potential Resources | 0.18261 | 0.18586 | 0.17078 | 0.23262 | 0.22549 | 0.20686 | 0.18941 | 0.17417 | 0.15583 | 0.14139 | 0.12446
2008 | CA | WECC | - | - | S21 | Distributed Generator Capacity < 1 MW | 0 | 0 | 0 | 0 | 0 | 0 | 0 | 0 | 0 | 0 | 0
2008 | CA | WECC | - | - | S22 | Other Capacity < 1 MW | 0 | 0 | 0 | 0 | 0 | 0 | 0 | 0 | 0 | 0 | 0
2008 | CA | WECC | - | - | S23 | Distributed Generator Capacity >= 1 MW | 0 | 0 | 0 | 0 | 0 | 0 | 0 | 0 | 0 | 0 | 0
2008 | CA | WECC | - | - | S24 | Capacity Total from EIA-860 | 0 | 0 | 0 | 0 | 0 | 0 | 0 | 0 | 0 | 0 | 0
2008 | CA | WECC | - | - | S25 | EIA-860 Capacity Total less Total Internal Capacity | 25626 | 0 | 0 | 0 | 0 | 0 | 0 | 0 | 0 | 0 | 0
2008 | CA | WECC | - | - | CSTF | Total | 24694 | 24840 | 25046 | 25480 | 26646 | 26540 | 26540 | 26540 | 26540 | 26540 | 26540
2008 | MX | WECC | CA-MX | - | S01 | Unrestricted Non-coincident Peak Demand | 2153 | 2223 | 2334 | 2479 | 2624 | 2769 | 2921 | 3086 | 3251 | 3425 | 3598
2008 | MX | WECC | CA-MX | - | S01a | New Conservation (Energy Efficiency) | 0 | 0 | 0 | 0 | 0 | 0 | 0 | 0 | 0 | 0 | 0
2008 | MX | WECC | CA-MX | - | S01b | Estimated Diversity | 0 | 0 | 0 | 0 | 0 | 0 | 0 | 0 | 0 | 0 | 0
2008 | MX | WECC | CA-MX | - | S01c | Additions for non-member load | 0 | 0 | 0 | 0 | 0 | 0 | 0 | 0 | 0 | 0 | 0
2008 | MX | WECC | CA-MX | - | S01d | Stand-by Load Under Contract | 0 | 0 | 0 | 0 | 0 | 0 | 0 | 0 | 0 | 0 | 0
2008 | MX | WECC | CA-MX | - | S02 | Total Internal Demand | 2153 | 2223 | 2334 | 2479 | 2624 | 2769 | 2921 | 3086 | 3251 | 3425 | 3598
2008 | MX | WECC | CA-MX | - | S02a | Direct Control Load Management | 0 | 0 | 0 | 0 | 0 | 0 | 0 | 0 | 0 | 0 | 0
2008 | MX | WECC | CA-MX | - | S02b | Contractually Interruptible (Curtailable) | 0 | 0 | 0 | 0 | 0 | 0 | 0 | 0 | 0 | 0 | 0
2008 | MX | WECC | CA-MX | - | S02c | Critical Peak-Pricing with Control | 0 | 0 | 0 | 0 | 0 | 0 | 0 | 0 | 0 | 0 | 0
2008 | MX | WECC | CA-MX | - | S02d | Load as a Capacity Resource | 0 | 0 | 0 | 0 | 0 | 0 | 0 | 0 | 0 | 0 | 0
2008 | MX | WECC | CA-MX | - | S03 | Net Internal Demand | 2153 | 2223 | 2334 | 2479 | 2624 | 2769 | 2921 | 3086 | 3251 | 3425 | 3598
2008 | MX | WECC | CA-MX | - | S04 | Demand Response Used for Ancillary Services | 0 | 0 | 0 | 0 | 0 | 0 | 0 | 0 | 0 | 0 | 0
2008 | MX | WECC | CA-MX | - | S04a | Spinning Reserves | 0 | 0 | 0 | 0 | 0 | 0 | 0 | 0 | 0 | 0 | 0
2008 | MX | WECC | CA-MX | - | S04b | Non-Spinning Reserves | 0 | 0 | 0 | 0 | 0 | 0 | 0 | 0 | 0 | 0 | 0
2008 | MX | WECC | CA-MX | - | S04c | Regulation | 0 | 0 | 0 | 0 | 0 | 0 | 0 | 0 | 0 | 0 | 0
2008 | MX | WECC | CA-MX | - | S04d | Emergency | 0 | 0 | 0 | 0 | 0 | 0 | 0 | 0 | 0 | 0 | 0
2008 | MX | WECC | CA-MX | - | S05 | TOTAL INTERNAL CAPACITY | 2358 | 2358 | 2840 | 3040 | 3328 | 3328 | 3616 | 3616 | 3895 | 4051 | 4051
2008 | MX | WECC | CA-MX | - | S06 | EXISTING CAPACITY | 2358 | 2358 | 2358 | 2358 | 2358 | 2358 | 2358 | 2358 | 2358 | 2358 | 2358
2008 | MX | WECC | CA-MX | - | S06a | Certain | 2358 | 2356 | 2356 | 2356 | 2356 | 2356 | 2356 | 2356 | 2356 | 2356 | 2356
2008 | MX | WECC | CA-MX | - | S06b | Uncertain | 0 | 2 | 2 | 2 | 2 | 2 | 2 | 2 | 2 | 2 | 2
2008 | MX | WECC | CA-MX | - | S06b5 | Energy Only | 0 | 0 | 0 | 0 | 0 | 0 | 0 | 0 | 0 | 0 | 0
2008 | MX | WECC | CA-MX | - | S06b6 | Inoperable | 0 | 2 | 2 | 2 | 2 | 2 | 2 | 2 | 2 | 2 | 2
2008 | MX | WECC | CA-MX | - | S07 | PLANNED AND PROPOSED CAPACITY ADDITIONS = 7a+7b | 0 | 0 | 482 | 682 | 970 | 970 | 1258 | 1258 | 1537 | 1693 | 1693
2008 | MX | WECC | CA-MX | - | S07a | Planned | 0 | 0 | 259 | 459 | 459 | 459 | 459 | 459 | 738 | 894 | 894
2008 | MX | WECC | CA-MX | - | S07a9 | Energy Only | 0 | 0 | 0 | 0 | 0 | 0 | 0 | 0 | 0 | 0 | 0
2008 | MX | WECC | CA-MX | - | S07b | Proposed | 0 | 0 | 223 | 223 | 511 | 511 | 799 | 799 | 799 | 799 | 799
2008 | MX | WECC | CA-MX | - | S07b9 | Energy Only | 0 | 0 | 0 | 0 | 0 | 0 | 0 | 0 | 0 | 0 | 0
2008 | MX | WECC | CA-MX | - | S08 | Transmission-Limited Resources | 0 | 0 | 0 | 0 | 0 | 0 | 0 | 0 | 0 | 0 | 0
2008 | MX | WECC | CA-MX | - | S09 | DELIVERABLE INTERNAL CAPACITY = 6a + 7a | 2358 | 2356 | 2615 | 2815 | 2815 | 2815 | 2815 | 2815 | 3094 | 3250 | 3250
2008 | MX | WECC | CA-MX | - | S10 | CAPACITY PURCHASES AND INCOMING ADJUSTMENTS = 10a+10b+10c+10d | 0 | 433 | 238 | 121 | 0 | 0 | 0 | 0 | 0 | 0 | 0
2008 | MX | WECC | CA-MX | - | S10a | Firm Purchases | 0 | 433 | 238 | 121 | 0 | 0 | 0 | 0 | 0 | 0 | 0
2008 | MX | WECC | CA-MX | - | S10b | Non-firm Purchases | 0 | 0 | 0 | 0 | 0 | 0 | 0 | 0 | 0 | 0 | 0
2008 | MX | WECC | CA-MX | - | S10c | Expected Purchases | 0 | 0 | 0 | 0 | 0 | 0 | 0 | 0 | 0 | 0 | 0
2008 | MX | WECC | CA-MX | - | S10d | Provisional Purchases | 0 | 0 | 0 | 0 | 0 | 0 | 0 | 0 | 0 | 0 | 0
2008 | MX | WECC | CA-MX | - | S11 | CAPACITY SALES AND OUTGOING ADJUSTMENTS = 11a+11b+11c+11d | 0 | 249 | 186 | 214 | 93 | 93 | 93 | 93 | 372 | 528 | 528
2008 | MX | WECC | CA-MX | - | S11a | Firm Sales | 0 | 0 | 0 | 0 | 0 | 0 | 0 | 0 | 0 | 0 | 0
2008 | MX | WECC | CA-MX | - | S11b | Non-firm Sales | 0 | 0 | 0 | 0 | 0 | 0 | 0 | 0 | 0 | 0 | 0
2008 | MX | WECC | CA-MX | - | S11c | Expected Sales | 0 | 249 | 186 | 214 | 93 | 93 | 93 | 93 | 372 | 528 | 528
2008 | MX | WECC | CA-MX | - | S11d | Provisional Sales | 0 | 0 | 0 | 0 | 0 | 0 | 0 | 0 | 0 | 0 | 0
2008 | MX | WECC | CA-MX | - | S12 | Net Capacity Resources | 2358 | 2540 | 2667 | 2722 | 2722 | 2722 | 2722 | 2722 | 2722 | 2722 | 2722
2008 | MX | WECC | CA-MX | - | S14 | Adjusted Potential Resources | 2358 | 2540 | 2667 | 2722 | 2722 | 2722 | 2722 | 2722 | 2722 | 2722 | 2722
2008 | MX | WECC | CA-MX | - | S13 | Total Potential Resources | 2358 | 2540 | 2890 | 2945 | 3233 | 3233 | 3521 | 3521 | 3521 | 3521 | 3521
2008 | MX | WECC | CA-MX | - | S15 | Confidence of Proposed (7b), using engineering judgement | 0 | 0 | 0 | 0 | 0 | 0 | 0 | 0 | 0 | 0 | 0
2008 | MX | WECC | CA-MX | - | S15a | Net Proposed Resources After Confidence Percentage Is Applied = 7b*15 | 0 | 0 | 0 | 0 | 0 | 0 | 0 | 0 | 0 | 0 | 0
2008 | MX | WECC | CA-MX | - | S16 | Region/Subregion Target Margin | 0.12474 | 0.12474 | 0.12474 | 0.12474 | 0.12474 | 0.12474 | 0.12474 | 0.12474 | 0.12474 | 0.12474 | 0.12474
2008 | MX | WECC | CA-MX | - | S17 | Existing Certain | 0.086938 | 0.20294 | 0.10023 | -0.00080743 | -0.11375 | -0.1753 | -0.23981 | -0.30985 | -0.37988 | -0.45374 | -0.52716
2008 | MX | WECC | CA-MX | - | S18 | Net Capacity Resources | 0.086938 | 0.1248 | 0.12486 | 0.089273 | 0.036003 | -0.017267 | -0.073108 | -0.13373 | -0.19434 | -0.25827 | -0.32182
2008 | MX | WECC | CA-MX | - | S20 | Adjusted Potential Resources | 0.086938 | 0.1248 | 0.12486 | 0.089273 | 0.036003 | -0.017267 | -0.073108 | -0.13373 | -0.19434 | -0.25827 | -0.32182
2008 | MX | WECC | CA-MX | - | S19 | Total Potential Resources | 0.086938 | 0.1248 | 0.19239 | 0.15823 | 0.18837 | 0.14352 | 0.17041 | 0.12354 | 0.076683 | 0.027265 | -0.021869
2008 | MX | WECC | CA-MX | - | S21 | Distributed Generator Capacity < 1 MW | 0 | 0 | 0 | 0 | 0 | 0 | 0 | 0 | 0 | 0 | 0
2008 | MX | WECC | CA-MX | - | S22 | Other Capacity < 1 MW | 0 | 0 | 0 | 0 | 0 | 0 | 0 | 0 | 0 | 0 | 0
2008 | MX | WECC | CA-MX | - | S23 | Distributed Generator Capacity >= 1 MW | 0 | 0 | 0 | 0 | 0 | 0 | 0 | 0 | 0 | 0 | 0
2008 | MX | WECC | CA-MX | - | S24 | Capacity Total from EIA-860 | 0 | 0 | 0 | 0 | 0 | 0 | 0 | 0 | 0 | 0 | 0
2008 | MX | WECC | CA-MX | - | S25 | EIA-860 Capacity Total less Total Internal Capacity | 2358 | 0 | 0 | 0 | 0 | 0 | 0 | 0 | 0 | 0 | 0
2008 | MX | WECC | CA-MX | - | CSTF | Total | 2358 | 2358 | 2617 | 2724 | 2724 | 2724 | 2724 | 2724 | 2724 | 2724 | 2724
2008 | TL | MRO | - | - | S01 | Unrestricted Non-coincident Peak Demand | 47833.41 | 50302.71 | 51873.92 | 53145.27 | 54266.1 | 55253.68 | 56319.46 | 57326.64 | 58191.19 | 59194.04 | 60055.66
2008 | TL | MRO | - | - | S01a | New Conservation (Energy Efficiency) | 0 | 96.1586 | 166.3573 | 299.3731 | 506.8775 | 666.0131 | 885.4596 | 1076.282 | 1202.509 | 1330.33 | 1444.484
2008 | TL | MRO | - | - | S01b | Estimated Diversity | 2 | 164.8 | 169.5 | 172.1 | 176.5 | 179.9 | 182.4 | 186 | 189.6 | 192.2 | 195
2008 | TL | MRO | - | - | S01c | Additions for non-member load | 246.8 | 246 | 242.3 | 242.3 | 240 | 240 | 240 | 240 | 240 | 240 | 240
2008 | TL | MRO | - | - | S01d | Stand-by Load Under Contract | 11.4 | 11.4 | 11.4 | 11.4 | 11.4 | 11.4 | 11.4 | 11.4 | 11.4 | 11.4 | 11.4
2008 | TL | MRO | - | - | S02 | Total Internal Demand | 48089.61 | 50299.15 | 51791.76 | 52927.5 | 53834.12 | 54659.16 | 55503 | 56315.76 | 57050.48 | 57922.9 | 58667.57
2008 | TL | MRO | - | - | S02a | Direct Control Load Management | 1461.018 | 1892.147 | 1960.409 | 2021.07 | 2059.823 | 2093.131 | 2124.94 | 2148.403 | 2174.828 | 2200.217 | 2225.569
2008 | TL | MRO | - | - | S02b | Contractually Interruptible (Curtailable) | 473.91 | 1261.21 | 1222.91 | 1188.91 | 1192.91 | 1178.91 | 1184.91 | 1188.91 | 1194.91 | 1199.91 | 1203.91
2008 | TL | MRO | - | - | S02c | Critical Peak-Pricing with Control | 0 | 0 | 0 | 0 | 0 | 0 | 0 | 0 | 0 | 0 | 0
2008 | TL | MRO | - | - | S02d | Load as a Capacity Resource | 0 | 0 | 0 | 0 | 0 | 0 | 0 | 0 | 0 | 0 | 0
2008 | TL | MRO | - | - | S03 | Net Internal Demand | 46154.68 | 47145.8 | 48608.45 | 49717.52 | 50581.39 | 51387.13 | 52193.15 | 52978.45 | 53680.74 | 54522.78 | 55238.09
2008 | TL | MRO | - | - | S04 | Demand Response Used for Ancillary Services | 750.03 | 735.745 | 745.195 | 732.185 | 724.06 | 730.9 | 736.87 | 741.915 | 747.45 | 752.88 | 758.175
2008 | TL | MRO | - | - | S04a | Spinning Reserves | 72 | 74 | 74 | 74 | 59 | 59 | 59 | 59 | 59 | 59 | 59
2008 | TL | MRO | - | - | S04b | Non-Spinning Reserves | 113 | 114 | 115 | 117 | 118 | 119 | 120 | 121 | 122 | 123 | 124
2008 | TL | MRO | - | - | S04c | Regulation | 75 | 75 | 75 | 75 | 75 | 75 | 75 | 75 | 75 | 75 | 75
2008 | TL | MRO | - | - | S04d | Emergency | 490.03 | 472.745 | 481.195 | 466.185 | 472.06 | 477.9 | 482.87 | 486.915 | 491.45 | 495.88 | 500.175
2008 | TL | MRO | - | - | S05 | TOTAL INTERNAL CAPACITY | 57056.36 | 58407.06 | 62230.37 | 65571.47 | 68264.99 | 72677.55 | 74619.55 | 75768.2 | 76531.21 | 76783.87 | 76796.63
2008 | TL | MRO | - | - | S06 | EXISTING CAPACITY | 57056.36 | 56298.27 | 55999.21 | 56055.65 | 56140.89 | 56051.14 | 56438.34 | 56438.58 | 56512.18 | 56512.42 | 56555.67
2008 | TL | MRO | - | - | S06a | Certain | 53389.52 | 52900.9 | 52601.84 | 52658.28 | 52743.52 | 52653.77 | 52890.96 | 52891.21 | 52964.8 | 52965.05 | 53008.3
2008 | TL | MRO | - | - | S06b | Uncertain | 3666.829 | 3397.371 | 3397.371 | 3397.371 | 3397.371 | 3397.371 | 3547.371 | 3547.371 | 3547.371 | 3547.371 | 3547.371
2008 | TL | MRO | - | - | S06b5 | Energy Only | 0 | 0 | 0 | 0 | 0 | 0 | 0 | 0 | 0 | 0 | 0
2008 | TL | MRO | - | - | S06b6 | Inoperable | 59 | 59 | 59 | 59 | 59 | 59 | 59 | 59 | 59 | 59 | 59
2008 | TL | MRO | - | - | S07 | PLANNED AND PROPOSED CAPACITY ADDITIONS = 7a+7b | 0 | 2108.792 | 6231.16 | 9515.82 | 12124.1 | 16626.41 | 18181.22 | 19329.63 | 20019.04 | 20271.45 | 20240.96
2008 | TL | MRO | - | - | S07a | Planned | 0 | 1517.792 | 3733.16 | 3994.16 | 4182.56 | 4741.16 | 4847.76 | 5200.76 | 5320.76 | 5513.76 | 5513.76
2008 | TL | MRO | - | - | S07a9 | Energy Only | 0 | 0 | 0 | 0 | 0 | 0 | 0 | 0 | 0 | 0 | 0
2008 | TL | MRO | - | - | S07b | Proposed | 0 | 591 | 2498 | 5521.66 | 7941.536 | 11885.25 | 13333.46 | 14128.87 | 14698.28 | 14757.69 | 14727.2
2008 | TL | MRO | - | - | S07b9 | Energy Only | 0 | 0 | 0 | 0 | 0 | 0 | 5 | 5 | 5 | 8 | 8
2008 | TL | MRO | - | - | S08 | Transmission-Limited Resources | 0 | 0 | 0 | 0 | 0 | 0 | 0 | 0 | 0 | 0 | 0
2008 | TL | MRO | - | - | S09 | DELIVERABLE INTERNAL CAPACITY = 6a + 7a | 53389.52 | 54418.69 | 56335 | 56652.44 | 56926.09 | 57394.93 | 57738.73 | 58091.97 | 58285.57 | 58478.81 | 58522.05
2008 | TL | MRO | - | - | S10 | CAPACITY PURCHASES AND INCOMING ADJUSTMENTS = 10a+10b+10c+10d | 2166.2 | 1786.8 | 1206.8 | 746.5 | 736.2 | 736.2 | 736.2 | 661.2 | 661.2 | 876.2 | 876.2
2008 | TL | MRO | - | - | S10a | Firm Purchases | 2166.2 | 1786.8 | 1206.8 | 746.5 | 736.2 | 736.2 | 736.2 | 661.2 | 661.2 | 626.2 | 376.2
2008 | TL | MRO | - | - | S10b | Non-firm Purchases | 0 | 0 | 0 | 0 | 0 | 0 | 0 | 0 | 0 | 0 | 0
2008 | TL | MRO | - | - | S10c | Expected Purchases | 0 | 0 | 0 | 0 | 0 | 0 | 0 | 0 | 0 | 0 | 0
2008 | TL | MRO | - | - | S10d | Provisional Purchases | 0 | 0 | 0 | 0 | 0 | 0 | 0 | 0 | 0 | 250 | 500
2008 | TL | MRO | - | - | S11 | CAPACITY SALES AND OUTGOING ADJUSTMENTS = 11a+11b+11c+11d | 891.1014 | 842.5055 | 822.4707 | 750.5594 | 674.6481 | 668.7379 | 682.4814 | 611.5713 | 611.1603 | 611.1603 | 667.1603
2008 | TL | MRO | - | - | S11a | Firm Sales | 732.1014 | 730.7555 | 705.7555 | 634.7555 | 559.7555 | 554.7555 | 489.4603 | 419.4603 | 419.4603 | 419.4603 | 475.4603
2008 | TL | MRO | - | - | S11b | Non-firm Sales | 159 | 111.75 | 116.7153 | 115.8039 | 114.8926 | 113.9825 | 193.0211 | 192.111 | 191.7 | 191.7 | 191.7
2008 | TL | MRO | - | - | S11c | Expected Sales | 0 | 0 | 0 | 0 | 0 | 0 | 0 | 0 | 0 | 0 | 0
2008 | TL | MRO | - | - | S11d | Provisional Sales | 0 | 0 | 0 | 0 | 0 | 0 | 0 | 0 | 0 | 0 | 0
2008 | TL | MRO | - | - | S12 | Net Capacity Resources | 54823.63 | 55474.73 | 56836.04 | 56764.18 | 57102.53 | 57576.38 | 57985.46 | 58333.71 | 58527.3 | 58685.55 | 58422.79
2008 | TL | MRO | - | - | S14 | Adjusted Potential Resources | 54687.82 | 55683 | 57897 | 59035 | 60221 | 62076 | 63063 | 63571 | 63879 | 64300 | 64281
2008 | TL | MRO | - | - | S13 | Total Potential Resources | 54687.82 | 55977.84 | 59241.18 | 62193.9 | 64953.03 | 69371.49 | 71299.76 | 72444.32 | 73207.74 | 73675.39 | 73632.15
2008 | TL | MRO | - | - | S15 | Confidence of Proposed (7b), using engineering judgement | 0 | 0.5 | 0.45 | 0.4 | 0.35 | 0.35 | 0.35 | 0.2 | 0.2 | 0.2 | 0.2
2008 | TL | MRO | - | - | S15a | Net Proposed Resources After Confidence Percentage Is Applied = 7b*15 | 0 | 296 | 1154 | 2363 | 3210 | 4590 | 5097 | 5256 | 5370 | 5382 | 5376
2008 | TL | MRO | - | - | S16 | Region/Subregion Target Margin | 0 | 0.13 | 0.13 | 0.13 | 0.13 | 0.13 | 0.13 | 0.13 | 0.13 | 0.13 | 0.13
2008 | TL | MRO | - | - | S17 | Existing Certain | 0.15812 | 0.12623 | 0.084636 | 0.057845 | 0.044191 | 0.027408 | 0.017776 | 0.0029078 | -0.0089124 | -0.025408 | -0.04402
2008 | TL | MRO | - | - | S18 | Net Capacity Resources | 0.15812 | 0.15014 | 0.14476 | 0.12414 | 0.1142 | 0.1075 | 0.099892 | 0.091804 | 0.082809 | 0.070934 | 0.054511
2008 | TL | MRO | - | - | S20 | Adjusted Potential Resources | 0.15603 | 0.15332 | 0.16043 | 0.15783 | 0.16007 | 0.17219 | 0.17236 | 0.16663 | 0.15965 | 0.15206 | 0.14068
2008 | TL | MRO | - | - | S19 | Total Potential Resources | 0.15603 | 0.15778 | 0.17948 | 0.2006 | 0.22126 | 0.25925 | 0.26798 | 0.2687 | 0.26673 | 0.25996 | 0.24981
2008 | TL | MRO | - | - | S21 | Distributed Generator Capacity < 1 MW | 27.5 | 27.5 | 27.5 | 29.1 | 30.7 | 32.3 | 33.9 | 35.5 | 37.1 | 38.7 | 40.3
2008 | TL | MRO | - | - | S22 | Other Capacity < 1 MW | 15.895 | 15.895 | 15.895 | 15.895 | 15.895 | 15.895 | 15.895 | 15.895 | 14.595 | 14.595 | 14.595
2008 | TL | MRO | - | - | S23 | Distributed Generator Capacity >= 1 MW | 208.9 | 208.9 | 209.6 | 209.6 | 209.6 | 209.6 | 209.6 | 209.6 | 209.6 | 209.6 | 209.6
2008 | TL | MRO | - | - | S24 | Capacity Total from EIA-860 | 0 | 0 | 0 | 0 | 0 | 0 | 0 | 0 | 0 | 0 | 0
2008 | TL | MRO | - | - | S25 | EIA-860 Capacity Total less Total Internal Capacity | 57056.36 | 0 | 0 | 0 | 0 | 0 | 0 | 0 | 0 | 0 | 0
2008 | TL | MRO | - | - | CSTF | Total | 49298.54 | 50494.05 | 52471.71 | 52906.5 | 53537.43 | 54118.69 | 55257.45 | 55770.43 | 55821.45 | 55980.35 | 56027.59
2008 | TL | NPCC | - | - | S01 | Unrestricted Non-coincident Peak Demand | 109893.6 | 112144.5 | 113452.1 | 115067.1 | 116248.3 | 117414 | 118551.3 | 119598.8 | 120586.5 | 121480 | 122450.1
2008 | TL | NPCC | - | - | S01a | New Conservation (Energy Efficiency) | 0 | 601.2072 | 929.5545 | 1467.434 | 1774.632 | 2090.262 | 2410.353 | 2735.317 | 3316.98 | 3556.908 | 3782.787
2008 | TL | NPCC | - | - | S01b | Estimated Diversity | 0 | 0 | 0 | 0 | 0 | 0 | 0 | 0 | 0 | 0 | 0
2008 | TL | NPCC | - | - | S01c | Additions for non-member load | 0 | 0 | 0 | 0 | 0 | 0 | 0 | 0 | 0 | 0 | 0
2008 | TL | NPCC | - | - | S01d | Stand-by Load Under Contract | 0 | 0 | 0 | 0 | 0 | 0 | 0 | 0 | 0 | 0 | 0
2008 | TL | NPCC | - | - | S02 | Total Internal Demand | 109893.6 | 111543.3 | 112522.5 | 113599.7 | 114473.6 | 115323.7 | 116141 | 116863.5 | 117269.5 | 117923 | 118667.3
2008 | TL | NPCC | - | - | S02a | Direct Control Load Management | 301 | 301 | 301 | 301 | 301 | 301 | 301 | 301 | 301 | 301 | 301
2008 | TL | NPCC | - | - | S02b | Contractually Interruptible (Curtailable) | 501 | 766 | 765 | 913.1097 | 935.4444 | 956.7791 | 975.1138 | 991.4485 | 1006.783 | 1010.592 | 1014.321
2008 | TL | NPCC | - | - | S02c | Critical Peak-Pricing with Control | 0 | 0 | 0 | 0 | 0 | 0 | 0 | 0 | 0 | 0 | 0
2008 | TL | NPCC | - | - | S02d | Load as a Capacity Resource | 2695 | 3399.001 | 3399.001 | 3858.001 | 3858.001 | 3858.001 | 3858.001 | 3858.001 | 3858.001 | 3858.001 | 3858.001
2008 | TL | NPCC | - | - | S03 | Net Internal Demand | 106396.6 | 107077.3 | 108057.5 | 108527.6 | 109379.2 | 110207.9 | 111006.9 | 111713 | 112103.7 | 112753.4 | 113494
2008 | TL | NPCC | - | - | S04 | Demand Response Used for Ancillary Services | 2075 | 2524.3 | 2524.3 | 2524.3 | 2524.3 | 2524.3 | 2524.3 | 2524.3 | 2524.3 | 2524.3 | 2524.3
2008 | TL | NPCC | - | - | S04a | Spinning Reserves | 1200 | 1328.7 | 1328.7 | 1328.7 | 1328.7 | 1328.7 | 1328.7 | 1328.7 | 1328.7 | 1328.7 | 1328.7
2008 | TL | NPCC | - | - | S04b | Non-Spinning Reserves | 600 | 741.35 | 741.35 | 741.35 | 741.35 | 741.35 | 741.35 | 741.35 | 741.35 | 741.35 | 741.35
2008 | TL | NPCC | - | - | S04c | Regulation | 275 | 275 | 275 | 275 | 275 | 275 | 275 | 275 | 275 | 275 | 275
2008 | TL | NPCC | - | - | S04d | Emergency | 0 | 179.25 | 179.25 | 179.25 | 179.25 | 179.25 | 179.25 | 179.25 | 179.25 | 179.25 | 179.25
2008 | TL | NPCC | - | - | S05 | TOTAL INTERNAL CAPACITY | 142558.3 | 143779.8 | 150240.8 | 156490 | 158851.5 | 160259.2 | 162676.2 | 163512.2 | 160868.7 | 161108.3 | 161149.2
2008 | TL | NPCC | - | - | S06 | EXISTING CAPACITY | 142558.3 | 143095 | 143053.3 | 141693 | 139601 | 138600 | 138311 | 138311 | 134714 | 134607 | 134401
2008 | TL | NPCC | - | - | S06a | Certain | 135809.3 | 135175.6 | 135570.3 | 132629.2 | 131033.2 | 131140.2 | 131105.2 | 131105.2 | 126742.2 | 125271.2 | 125065.2
2008 | TL | NPCC | - | - | S06b | Uncertain | 6749 | 7919.4 | 7482.935 | 9063.8 | 8567.8 | 7459.8 | 7205.8 | 7205.8 | 7971.8 | 9335.8 | 9335.8
2008 | TL | NPCC | - | - | S06b5 | Energy Only | 45 | 45 | 45 | 45 | 45 | 45 | 45 | 45 | 45 | 45 | 45
2008 | TL | NPCC | - | - | S06b6 | Inoperable | 5755 | 4615 | 4188 | 4942 | 4942 | 4172 | 3918 | 3918 | 4715 | 6079 | 6079
2008 | TL | NPCC | - | - | S07 | PLANNED AND PROPOSED CAPACITY ADDITIONS = 7a+7b | 0 | 684.8 | 7187.549 | 14796.97 | 19250.49 | 21659.17 | 24365.25 | 25201.17 | 26154.73 | 26501.28 | 26748.23
2008 | TL | NPCC | - | - | S07a | Planned | 0 | 514.8 | 5190.149 | 7138.422 | 7749.446 | 8012.849 | 8046.083 | 8046.083 | 8529.377 | 8529.377 | 8731.397
2008 | TL | NPCC | - | - | S07a9 | Energy Only | 0 | 0 | 80 | 80 | 80 | 80 | 80 | 80 | 80 | 80 | 80
2008 | TL | NPCC | - | - | S07b | Proposed | 0 | 170 | 1997.4 | 7658.55 | 11501.04 | 13646.32 | 16319.16 | 17155.08 | 17625.35 | 17971.9 | 18016.83
2008 | TL | NPCC | - | - | S07b9 | Energy Only | 0 | 0 | 0 | 0 | 0 | 0 | 0 | 0 | 0 | 0 | 0
2008 | TL | NPCC | - | - | S08 | Transmission-Limited Resources | 0 | 225 | 865 | 865 | 369 | 31 | 31 | 31 | 0 | 0 | 0
2008 | TL | NPCC | - | - | S09 | DELIVERABLE INTERNAL CAPACITY = 6a + 7a | 135809.3 | 135690.4 | 140760.5 | 139767.6 | 138782.6 | 139153 | 139151.3 | 139151.3 | 135271.6 | 133800.6 | 133796.6
2008 | TL | NPCC | - | - | S10 | CAPACITY PURCHASES AND INCOMING ADJUSTMENTS = 10a+10b+10c+10d | 0 | 3277.8 | 4527.8 | 4984 | 5500.8 | 5300.8 | 5300.8 | 5250.8 | 5250.8 | 5250.8 | 5250.8
2008 | TL | NPCC | - | - | S10a | Firm Purchases | 4678.3 | 677.8 | 677.8 | 1134 | 1650.8 | 1450.8 | 1450.8 | 1400.8 | 1400.8 | 1400.8 | 1400.8
2008 | TL | NPCC | - | - | S10b | Non-firm Purchases | 0 | 0 | 0 | 0 | 0 | 0 | 0 | 0 | 0 | 0 | 0
2008 | TL | NPCC | - | - | S10c | Expected Purchases | 0 | 2600 | 2600 | 2600 | 2600 | 2600 | 2600 | 2600 | 2600 | 2600 | 2600
2008 | TL | NPCC | - | - | S10d | Provisional Purchases | 0 | 0 | 1250 | 1250 | 1250 | 1250 | 1250 | 1250 | 1250 | 1250 | 1250
2008 | TL | NPCC | - | - | S11 | CAPACITY SALES AND OUTGOING ADJUSTMENTS = 11a+11b+11c+11d | 0 | 1457 | 1537 | 1418.2 | 1294 | 786 | 786 | 786 | 786 | 786 | 786
2008 | TL | NPCC | - | - | S11a | Firm Sales | 541 | 996 | 996 | 877.2 | 753 | 245 | 245 | 245 | 245 | 245 | 245
2008 | TL | NPCC | - | - | S11b | Non-firm Sales | 11 | 11 | 91 | 91 | 91 | 91 | 91 | 91 | 91 | 91 | 91
2008 | TL | NPCC | - | - | S11c | Expected Sales | 0 | 450 | 450 | 450 | 450 | 450 | 450 | 450 | 450 | 450 | 450
2008 | TL | NPCC | - | - | S11d | Provisional Sales | 0 | 0 | 0 | 0 | 0 | 0 | 0 | 0 | 0 | 0 | 0
2008 | TL | NPCC | - | - | S12 | Net Capacity Resources | 139946.6 | 137522.2 | 142592.3 | 142174.4 | 141830.5 | 142508.8 | 142507.1 | 142457.1 | 138577.4 | 137106.4 | 137102.4
2008 | TL | NPCC | - | - | S14 | Adjusted Potential Resources | 139935.6 | 137511 | 143753 | 144360 | 143823 | 144899 | 146660 | 147402 | 143959 | 142835 | 142873
2008 | TL | NPCC | - | - | S13 | Total Potential Resources | 139935.6 | 137681.7 | 145739.7 | 151857 | 154859.5 | 157345.2 | 160016.2 | 160802.2 | 157361.7 | 156237.3 | 156278.2
2008 | TL | NPCC | - | - | S15 | Confidence of Proposed (7b), using engineering judgement | 0 | 0.5 | 1 | 1 | 1 | 1.5 | 1.5 | 1.5 | 1.5 | 1.5 | 1.5
2008 | TL | NPCC | - | - | S15a | Net Proposed Resources After Confidence Percentage Is Applied = 7b*15 | 0 | 0 | 10 | 161 | 465 | 1200 | 2963 | 3755 | 4222 | 4569 | 4611
2008 | TL | NPCC | - | - | S16 | Region/Subregion Target Margin | 0 | 0 | 0 | 0 | 0 | 0 | 0 | 0 | 0 | 0 | 0
2008 | TL | NPCC | - | - | S17 | Existing Certain | 1.3836 | 1.24 | 1.2048 | 1.1539 | 1.0898 | 1.0739 | 1.0487 | 1.0243 | 0.81133 | 0.70063 | 0.66172
2008 | TL | NPCC | - | - | S18 | Net Capacity Resources | 1.3836 | 1.2983 | 1.3837 | 1.4 | 1.3593 | 1.3559 | 1.3305 | 1.3061 | 1.178 | 1.1049 | 1.0769
2008 | TL | NPCC | - | - | S20 | Adjusted Potential Resources | 1.3828 | 1.2973 | 1.4039 | 1.4504 | 1.4087 | 1.4157 | 1.4265 | 1.4172 | 1.3324 | 1.2845 | 1.2604
2008 | TL | NPCC | - | - | S19 | Total Potential Resources | 1.3828 | 1.3019 | 1.4548 | 1.6196 | 1.6409 | 1.672 | 1.6988 | 1.693 | 1.6125 | 1.5675 | 1.5457
2008 | TL | NPCC | - | - | S21 | Distributed Generator Capacity < 1 MW | 2.959 | 3.909 | 3.909 | 3.909 | 3.909 | 3.909 | 3.909 | 3.909 | 3.909 | 3.909 | 3.909
2008 | TL | NPCC | - | - | S22 | Other Capacity < 1 MW | 0 | 0 | 0 | 0 | 0 | 0 | 0 | 0 | 0 | 0 | 0
2008 | TL | NPCC | - | - | S23 | Distributed Generator Capacity >= 1 MW | 29.636 | 488.878 | 1004.728 | 1088.408 | 1098.408 | 1098.408 | 1098.408 | 1098.408 | 1098.408 | 1098.408 | 1098.408
2008 | TL | NPCC | - | - | S24 | Capacity Total from EIA-860 | 0 | 0 | 0 | 0 | 0 | 0 | 0 | 0 | 0 | 0 | 0
2008 | TL | NPCC | - | - | S25 | EIA-860 Capacity Total less Total Internal Capacity | 142558.3 | 0 | 0 | 0 | 0 | 0 | 0 | 0 | 0 | 0 | 0
2008 | TL | NPCC | - | - | CSTF | Total | 135150.6 | 135876.7 | 141309.6 | 142089.4 | 140126.9 | 140900.2 | 142791 | 143586 | 140145.2 | 139021.8 | 139062.7
2008 | TL | WECC | - | - | S01 | Unrestricted Non-coincident Peak Demand | 156716 | 161338 | 165587 | 169234 | 173076 | 177073 | 180875 | 184557 | 188352 | 192133 | 195833
2008 | TL | WECC | - | - | S01a | New Conservation (Energy Efficiency) | 62 | 828 | 1196 | 1580 | 1967 | 2358 | 2756 | 3132 | 3508 | 3889 | 4271
2008 | TL | WECC | - | - | S01b | Estimated Diversity | 363 | 363 | 363 | 363 | 363 | 363 | 363 | 363 | 363 | 363 | 363
2008 | TL | WECC | - | - | S01c | Additions for non-member load | 1569 | 1587 | 1623 | 1656 | 1696 | 1738 | 1784 | 1835 | 1891 | 1950 | 2013
2008 | TL | WECC | - | - | S01d | Stand-by Load Under Contract | 318 | 318 | 318 | 318 | 318 | 318 | 318 | 318 | 318 | 318 | 318
2008 | TL | WECC | - | - | S02 | Total Internal Demand | 158178 | 162052 | 165969 | 169265 | 172760 | 176408 | 179858 | 183215 | 186690 | 190149 | 193530
2008 | TL | WECC | - | - | S02a | Direct Control Load Management | 2656 | 3053 | 3126 | 3191 | 3254 | 3314 | 3366 | 3417 | 3469 | 3519 | 3568
2008 | TL | WECC | - | - | S02b | Contractually Interruptible (Curtailable) | 894 | 1054 | 1151 | 1249 | 1297 | 1316 | 1336 | 1340 | 1348 | 1338 | 1330
2008 | TL | WECC | - | - | S02c | Critical Peak-Pricing with Control | 0 | 0 | 0 | 0 | 0 | 0 | 0 | 0 | 0 | 0 | 0
2008 | TL | WECC | - | - | S02d | Load as a Capacity Resource | 0 | 0 | 0 | 0 | 0 | 0 | 0 | 0 | 0 | 0 | 0
2008 | TL | WECC | - | - | S03 | Net Internal Demand | 154628 | 157945 | 161692 | 164825 | 168209 | 171778 | 175156 | 178458 | 181873 | 185292 | 188632
2008 | TL | WECC | - | - | S04 | Demand Response Used for Ancillary Services | 259 | 307 | 330 | 340 | 348 | 348 | 348 | 348 | 348 | 348 | 348
2008 | TL | WECC | - | - | S04a | Spinning Reserves | 0 | 0 | 0 | 0 | 0 | 0 | 0 | 0 | 0 | 0 | 0
2008 | TL | WECC | - | - | S04b | Non-Spinning Reserves | 210 | 240 | 255 | 265 | 273 | 273 | 273 | 273 | 273 | 273 | 273
2008 | TL | WECC | - | - | S04c | Regulation | 0 | 0 | 0 | 0 | 0 | 0 | 0 | 0 | 0 | 0 | 0
2008 | TL | WECC | - | - | S04d | Emergency | 49 | 67 | 75 | 75 | 75 | 75 | 75 | 75 | 75 | 75 | 75
2008 | TL | WECC | - | - | S05 | TOTAL INTERNAL CAPACITY | 205970 | 211737 | 215778 | 221456 | 226409 | 229451 | 231585 | 232557 | 233321 | 233485 | 233663
2008 | TL | WECC | - | - | S06 | EXISTING CAPACITY | 205970 | 205970 | 205970 | 205970 | 205970 | 205970 | 205970 | 205970 | 205970 | 205970 | 205970
2008 | TL | WECC | - | - | S06a | Certain | 186582 | 190616 | 190772 | 190784 | 190822 | 190811 | 190825 | 190825 | 190763 | 190778 | 190796
2008 | TL | WECC | - | - | S06b | Uncertain | 19388 | 15354 | 15198 | 15186 | 15148 | 15159 | 15145 | 15145 | 15207 | 15192 | 15174
2008 | TL | WECC | - | - | S06b5 | Energy Only | 0 | 0 | 0 | 0 | 0 | 0 | 0 | 0 | 0 | 0 | 0
2008 | TL | WECC | - | - | S06b6 | Inoperable | 6506 | 2472 | 2316 | 2304 | 2266 | 2277 | 2263 | 2263 | 2325 | 2310 | 2292
2008 | TL | WECC | - | - | S07 | PLANNED AND PROPOSED CAPACITY ADDITIONS = 7a+7b | 0 | 5767 | 9808 | 15486 | 20439 | 23481 | 25615 | 26587 | 27351 | 27515 | 27693
2008 | TL | WECC | - | - | S07a | Planned | 0 | 4463 | 7162 | 9189 | 11510 | 11779 | 12509 | 12509 | 12788 | 12940 | 12940
2008 | TL | WECC | - | - | S07a9 | Energy Only | 0 | 0 | 0 | 0 | 0 | 0 | 0 | 0 | 0 | 0 | 0
2008 | TL | WECC | - | - | S07b | Proposed | 0 | 1304 | 2646 | 6297 | 8929 | 11702 | 13106 | 14078 | 14563 | 14575 | 14753
2008 | TL | WECC | - | - | S07b9 | Energy Only | 0 | 0 | 0 | 0 | 0 | 0 | 0 | 0 | 0 | 0 | 0
2008 | TL | WECC | - | - | S08 | Transmission-Limited Resources | 4 | 4 | 4 | 4 | 4 | 4 | 4 | 4 | 4 | 4 | 4
2008 | TL | WECC | - | - | S09 | DELIVERABLE INTERNAL CAPACITY = 6a + 7a | 186582 | 195079 | 197934 | 199973 | 202332 | 202590 | 203334 | 203334 | 203551 | 203718 | 203736
2008 | TL | WECC | - | - | S10 | CAPACITY PURCHASES AND INCOMING ADJUSTMENTS = 10a+10b+10c+10d | 0 | 614 | 584 | 432 | 284 | 288 | 293 | 295 | 297 | 300 | 301
2008 | TL | WECC | - | - | S10a | Firm Purchases | 1570 | 614 | 584 | 432 | 284 | 288 | 293 | 295 | 297 | 300 | 301
2008 | TL | WECC | - | - | S10b | Non-firm Purchases | 0 | 0 | 0 | 0 | 0 | 0 | 0 | 0 | 0 | 0 | 0
2008 | TL | WECC | - | - | S10c | Expected Purchases | 0 | 0 | 0 | 0 | 0 | 0 | 0 | 0 | 0 | 0 | 0
2008 | TL | WECC | - | - | S10d | Provisional Purchases | 0 | 0 | 0 | 0 | 0 | 0 | 0 | 0 | 0 | 0 | 0
2008 | TL | WECC | - | - | S11 | CAPACITY SALES AND OUTGOING ADJUSTMENTS = 11a+11b+11c+11d | 0 | 1701 | 1731 | 1741 | 1726 | 1704 | 1702 | 1688 | 1673 | 1662 | 1654
2008 | TL | WECC | - | - | S11a | Firm Sales | 878 | 147 | 173 | 175 | 177 | 177 | 177 | 178 | 179 | 182 | 182
2008 | TL | WECC | - | - | S11b | Non-firm Sales | 0 | 0 | 0 | 0 | 0 | 0 | 0 | 0 | 0 | 0 | 0
2008 | TL | WECC | - | - | S11c | Expected Sales | 0 | 1554 | 1558 | 1566 | 1549 | 1527 | 1525 | 1510 | 1494 | 1480 | 1472
2008 | TL | WECC | - | - | S11d | Provisional Sales | 0 | 0 | 0 | 0 | 0 | 0 | 0 | 0 | 0 | 0 | 0
2008 | TL | WECC | - | - | S12 | Net Capacity Resources | 187274 | 193992 | 196787 | 198664 | 200890 | 201174 | 201925 | 201941 | 202175 | 202356 | 202383
2008 | TL | WECC | - | - | S14 | Adjusted Potential Resources | 187278 | 193996 | 196791 | 198668 | 200894 | 201178 | 201929 | 201945 | 202179 | 202360 | 202387
2008 | TL | WECC | - | - | S13 | Total Potential Resources | 187278 | 195300 | 199437 | 204965 | 209823 | 212880 | 215035 | 216023 | 216742 | 216935 | 217140
2008 | TL | WECC | - | - | S15 | Confidence of Proposed (7b), using engineering judgement | 0 | 0 | 0 | 0 | 0 | 0 | 0 | 0 | 0 | 0 | 0
2008 | TL | WECC | - | - | S15a | Net Proposed Resources After Confidence Percentage Is Applied = 7b*15 | 0 | 0 | 0 | 0 | 0 | 0 | 0 | 0 | 0 | 0 | 0
2008 | TL | WECC | - | - | S16 | Region/Subregion Target Margin | 0.12074 | 0.12074 | 0.12074 | 0.12074 | 0.12074 | 0.12074 | 0.12074 | 0.12074 | 0.12074 | 0.12074 | 0.12074
2008 | TL | WECC | - | - | S17 | Existing Certain | 0.17432 | 0.17342 | 0.15426 | 0.13723 | 0.119 | 0.10027 | 0.08267 | 0.065381 | 0.047192 | 0.029356 | 0.011958
2008 | TL | WECC | - | - | S18 | Net Capacity Resources | 0.17432 | 0.18582 | 0.17834 | 0.17033 | 0.16268 | 0.14612 | 0.13257 | 0.11629 | 0.10042 | 0.084327 | 0.067945
2008 | TL | WECC | - | - | S20 | Adjusted Potential Resources | 0.17434 | 0.18583 | 0.17836 | 0.17035 | 0.1627 | 0.14614 | 0.13259 | 0.1163 | 0.10044 | 0.084345 | 0.067964
2008 | TL | WECC | - | - | S19 | Total Potential Resources | 0.17434 | 0.19127 | 0.18926 | 0.19584 | 0.19833 | 0.19308 | 0.18545 | 0.17389 | 0.16088 | 0.14586 | 0.13129
2008 | TL | WECC | - | - | S21 | Distributed Generator Capacity < 1 MW | 0 | 0 | 0 | 0 | 0 | 0 | 0 | 0 | 0 | 0 | 0
2008 | TL | WECC | - | - | S22 | Other Capacity < 1 MW | 0 | 0 | 0 | 0 | 0 | 0 | 0 | 0 | 0 | 0 | 0
2008 | TL | WECC | - | - | S23 | Distributed Generator Capacity >= 1 MW | 0 | 0 | 0 | 0 | 0 | 0 | 0 | 0 | 0 | 0 | 0
2008 | TL | WECC | - | - | S24 | Capacity Total from EIA-860 | 0 | 0 | 0 | 0 | 0 | 0 | 0 | 0 | 0 | 0 | 0
2008 | TL | WECC | - | - | S25 | EIA-860 Capacity Total less Total Internal Capacity | 205970 | 0 | 0 | 0 | 0 | 0 | 0 | 0 | 0 | 0 | 0
2008 | TL | WECC | - | - | CSTF | Total | 194836 | 198332 | 201027 | 202961 | 205282 | 205551 | 206281 | 206281 | 206281 | 206277 | 206277
2007 | US | TRE | - | ERCOT | DCSEO | Energy-Only Resources (Operable) | 0 | 0 | 0 | 0 | 0 | 0 | 0 | 0 | 0 | 0 | 0
2007 | US | TRE | - | ERCOT | DCSFP | Full-Responsibility Purchases (portion of total purchases) | 0 | 0 | 0 | 0 | 0 | 0 | 0 | 0 | 0 | 0 | 0
2007 | US | TRE | - | ERCOT | DCSFS | Full-Responsibility Sales (portion of total sales) | 0 | 0 | 0 | 0 | 0 | 0 | 0 | 0 | 0 | 0 | 0
2007 | US | TRE | - | ERCOT | DCSIC | Inoperable capacity | 6656 | 5707 | 5289 | 5398 | 5223 | 5428 | 5464 | 5464 | 5464 | 5464 | 5464
2007 | US | TRE | - | ERCOT | DCSICC | Inoperable Committed Capacity | 0 | 0 | 0 | 0 | 0 | 0 | 0 | 0 | 0 | 0 | 0
2007 | US | TRE | - | ERCOT | DCSICE | Inoperable Energy Only Capacity | 0 | 0 | 0 | 0 | 0 | 0 | 0 | 0 | 0 | 0 | 0
2007 | US | TRE | - | ERCOT | DCSICU | Inoperable Uncommitted Capacity | 0 | 0 | 0 | 0 | 0 | 0 | 0 | 0 | 0 | 0 | 0
2007 | US | TRE | - | ERCOT | DCSIN | Internal Demand | 62339 | 63794 | 65135 | 66508 | 67955 | 69456 | 70733 | 72304 | 73998 | 75596 | 77024
2007 | US | TRE | - | ERCOT | DCSIT | Interruptible Demand | 1125 | 1125 | 1125 | 1125 | 1125 | 1125 | 1125 | 1125 | 1125 | 1125 | 1125
2007 | US | TRE | - | ERCOT | DCSLM | Direct Control Load Management | 0 | 0 | 0 | 0 | 0 | 0 | 0 | 0 | 0 | 0 | 0
2007 | US | TRE | - | ERCOT | DCSNC | Net Capacity Resources | 70664 | 71736 | 72119 | 72014 | 72448 | 72993 | 73757 | 73757 | 73757 | 73757 | 73757
2007 | US | TRE | - | ERCOT | DCSNI | Projected Net Internal Demand | 61214 | 62669 | 64010 | 65383 | 66830 | 68331 | 69608 | 71179 | 72873 | 74471 | 75899
2007 | US | TRE | - | ERCOT | DCSNUC | Committed | 0 | 0 | 1460 | 1499 | 1499 | 2249 | 3049 | 3049 | 3049 | 3049 | 3049
2007 | US | TRE | - | ERCOT | DCSNUE | Energy Only | 0 | 0 | 0 | 0 | 0 | 0 | 0 | 0 | 0 | 0 | 0
2007 | US | TRE | - | ERCOT | DCSNUU | Uncommitted | 0 | 0 | 5676 | 12219 | 14557 | 16537 | 16737 | 17537 | 17737 | 20437 | 20437
2007 | US | TRE | - | ERCOT | DCSOEU | OPERABLE ENERGY-ONLY AND UNCOMMITTED RESOURCES | 392 | 1868 | 10806 | 18785 | 21978 | 23958 | 24158 | 24958 | 25158 | 27858 | 27858
2007 | US | TRE | - | ERCOT | DCSOIC | Derated Operable Internal Capacity | 70200 | 71258 | 71566 | 71461 | 71895 | 72440 | 73204 | 73204 | 73204 | 73204 | 73204
2007 | US | TRE | - | ERCOT | DCSOTL | Other Capacity < 1 MW | 0 | 0 | 0 | 0 | 0 | 0 | 0 | 0 | 0 | 0 | 0
2007 | US | TRE | - | ERCOT | DCSP | Projected Purchases and Incoming Adjustments | 464 | 696 | 800 | 800 | 800 | 800 | 800 | 800 | 800 | 800 | 800
2007 | US | TRE | - | ERCOT | DCSPCA | PLANNED CAPACITY ADDITIONS | 0 | 1335 | 12783 | 20801 | 23994 | 26724 | 27724 | 28524 | 28724 | 31424 | 31424
2007 | US | TRE | - | ERCOT | DCSPU | Purchases | 464 | 696 | 800 | 800 | 800 | 800 | 800 | 800 | 800 | 800 | 800
2007 | US | TRE | - | ERCOT | DCSREI | Planned Retirements of Existing Inoperable Capacity | 0 | 0 | 0 | 0 | 0 | 0 | 0 | 0 | 0 | 0 | 0
2007 | US | TRE | - | ERCOT | DCSREP | Existing Net Purchases from Non-reporting Parties within Region/Subregion | 0 | 0 | 0 | 0 | 0 | 0 | 0 | 0 | 0 | 0 | 0
2007 | US | TRE | - | ERCOT | DCSRIC | Return to Service of Existing Inoperable Capacity | 0 | 0 | 418 | 309 | 484 | 279 | 243 | 243 | 243 | 243 | 243
2007 | US | TRE | - | ERCOT | DCSRNR | Planned Negative Reratings of Existing Capacity | 0 | 158 | 328 | 328 | 11 | 11 | 11 | 11 | 11 | 11 | 11
2007 | US | TRE | - | ERCOT | DCSRPR | Planned Positive Reratings of Existing Capacity | 0 | 0 | 0 | 0 | 0 | 0 | 0 | 0 | 0 | 0 | 0
2007 | US | TRE | - | ERCOT | DCSRRA | CAPACITY RERATINGS, RETIREMENTS AND ADJUSTMENTS | 0 | -158 | -988 | -988 | -729 | -729 | -729 | -729 | -729 | -729 | -729
2007 | US | TRE | - | ERCOT | DCSS | Projected Sales and Outgoing Adjustments | 0 | 218 | 247 | 247 | 247 | 247 | 247 | 247 | 247 | 247 | 247
2007 | US | TRE | - | ERCOT | DCSSA | Sales | 0 | 0 | 0 | 0 | 0 | 0 | 0 | 0 | 0 | 0 | 0
2007 | US | TRE | - | ERCOT | DCSSM | Planned Outage or Scheduled Maintenance | 41 | 0 | 0 | 0 | 0 | 0 | 0 | 0 | 0 | 0 | 0
2007 | US | TRE | - | ERCOT | DCSST | Standby Demand | 0 | 0 | 0 | 0 | 0 | 0 | 0 | 0 | 0 | 0 | 0
2007 | US | TRE | - | ERCOT | DCST | Total Internal Capacity | 79472 | 81949 | 92567 | 100585 | 104037 | 106767 | 107767 | 108567 | 108767 | 111467 | 111467
2007 | US | TRE | - | ERCOT | DCSTEX | Existing Capacity | 79472 | 80772 | 80772 | 80772 | 80772 | 80772 | 80772 | 80772 | 80772 | 80772 | 80772
2007 | US | TRE | - | ERCOT | DCSTI | Projected Total Internal Demand | 62339 | 63794 | 65135 | 66508 | 67955 | 69456 | 70733 | 72304 | 73998 | 75596 | 77024
2007 | US | TRE | - | ERCOT | DCSTL | Transmission-Limited Resources | 0 | 0 | 0 | 0 | 0 | 0 | 0 | 0 | 0 | 0 | 0
2007 | US | TRE | - | ERCOT | DCSTNP | Net Purchases From Non-reporting Parties Within Region/Subregion | 0 | 0 | 0 | 0 | 0 | 0 | 0 | 0 | 0 | 0 | 0
2007 | US | TRE | - | ERCOT | DCSTO | Operable Total Internal Capacity | 72816 | 76242 | 87278 | 95187 | 98814 | 101339 | 102303 | 103103 | 103303 | 106003 | 106003
2007 | US | TRE | - | ERCOT | DCSTP | Total Potential Resources | 71056 | 73604 | 82925 | 90799 | 94426 | 96951 | 97915 | 98715 | 98915 | 101615 | 101615
2007 | US | TRE | - | ERCOT | DCSTPN | Planned – NOT under construction & positive rerating | 0 | 0 | 7136 | 13718 | 16056 | 18786 | 19786 | 20586 | 20786 | 23486 | 23486
2007 | US | TRE | - | ERCOT | DCSTPU | Planned Additions of New Capacity and Planned Uprates to Existing Capacity | 0 | 1335 | 5647 | 7083 | 7938 | 7938 | 7938 | 7938 | 7938 | 7938 | 7938
2007 | US | TRE | - | ERCOT | DCSTRE | Planned Retirements and Planned Deratings | 0 | 0 | 660 | 660 | 718 | 718 | 718 | 718 | 718 | 718 | 718
2007 | US | TRE | - | ERCOT | DCSUC | Uncommitted Resources (Operable) | 392 | 533 | 533 | 533 | 533 | 533 | 533 | 533 | 533 | 533 | 533
2007 | US | TRE | - | ERCOT | DCSUCC | Committed | 0 | 0 | 1050 | 1050 | 1050 | 1050 | 1050 | 1050 | 1050 | 1050 | 1050
2007 | US | TRE | - | ERCOT | DCSUCE | Energy Only | 0 | 0 | 0 | 0 | 0 | 0 | 0 | 0 | 0 | 0 | 0
2007 | US | TRE | - | ERCOT | DCSUCU | Uncommitted | 0 | 1335 | 4597 | 6033 | 6888 | 6888 | 6888 | 6888 | 6888 | 6888 | 6888
2007 | US | TRE | - | ERCOT | DCSXC | COMMITTED | 72424 | 74532 | 74532 | 74532 | 74532 | 74532 | 74532 | 74532 | 74532 | 74532 | 74532
2007 | US | TRE | - | ERCOT | DCSXCI | Inoperable | 0 | 0 | 0 | 0 | 0 | 0 | 0 | 0 | 0 | 0 | 0
2007 | US | TRE | - | ERCOT | DCSXCO | Operable | 72424 | 74532 | 74532 | 74532 | 74532 | 74532 | 74532 | 74532 | 74532 | 74532 | 74532
2007 | US | TRE | - | ERCOT | DCSXE | ENERGY ONLY | 0 | 0 | 0 | 0 | 0 | 0 | 0 | 0 | 0 | 0 | 0
2007 | US | TRE | - | ERCOT | DCSXEI | Inoperable | 0 | 0 | 0 | 0 | 0 | 0 | 0 | 0 | 0 | 0 | 0
2007 | US | TRE | - | ERCOT | DCSXU | UNCOMMITTED | 7048 | 6240 | 6240 | 6240 | 6240 | 6240 | 6240 | 6240 | 6240 | 6240 | 6240
2007 | US | TRE | - | ERCOT | DCSXUI | Inoperable | 6656 | 5707 | 5707 | 5707 | 5707 | 5707 | 5707 | 5707 | 5707 | 5707 | 5707
2008 | US | TRE | - | ERCOT | S01 | Unrestricted Non-coincident Peak Demand | 62188 | 64927 | 66247.34 | 67640.58 | 68964.1 | 70051.98 | 71454.16 | 72672.09 | 73908.04 | 75000.41 | 76420.35
2008 | US | TRE | - | ERCOT | S01a | New Conservation (Energy Efficiency) | 0 | 143 | 160 | 160 | 160 | 160 | 160 | 160 | 160 | 160 | 160
2008 | US | TRE | - | ERCOT | S01b | Estimated Diversity | 0 | 0 | 0 | 0 | 0 | 0 | 0 | 0 | 0 | 0 | 0
2008 | US | TRE | - | ERCOT | S01c | Additions for non-member load | 0 | 0 | 0 | 0 | 0 | 0 | 0 | 0 | 0 | 0 | 0
2008 | US | TRE | - | ERCOT | S01d | Stand-by Load Under Contract | 0 | 0 | 0 | 0 | 0 | 0 | 0 | 0 | 0 | 0 | 0
2008 | US | TRE | - | ERCOT | S02 | Total Internal Demand | 62188 | 64784 | 66087.34 | 67480.58 | 68804.1 | 69891.98 | 71294.16 | 72512.09 | 73748.04 | 74840.41 | 76260.35
2008 | US | TRE | - | ERCOT | S02a | Direct Control Load Management | 0 | 0 | 0 | 0 | 0 | 0 | 0 | 0 | 0 | 0 | 0
2008 | US | TRE | - | ERCOT | S02b | Contractually Interruptible (Curtailable) | 0 | 0 | 0 | 0 | 0 | 0 | 0 | 0 | 0 | 0 | 0
2008 | US | TRE | - | ERCOT | S02c | Critical Peak-Pricing with Control | 0 | 0 | 0 | 0 | 0 | 0 | 0 | 0 | 0 | 0 | 0
2008 | US | TRE | - | ERCOT | S02d | Load as a Capacity Resource | 1125 | 1059 | 1059 | 1059 | 1059 | 1059 | 1059 | 1059 | 1059 | 1059 | 1059
2008 | US | TRE | - | ERCOT | S03 | Net Internal Demand | 61063 | 63725 | 65028.34 | 66421.58 | 67745.1 | 68832.98 | 70235.16 | 71453.09 | 72689.04 | 73781.41 | 75201.35
2008 | US | TRE | - | ERCOT | S04 | Demand Response Used for Ancillary Services | 1125 | 1059 | 1059 | 1059 | 1059 | 1059 | 1059 | 1059 | 1059 | 1059 | 1059
2008 | US | TRE | - | ERCOT | S04a | Spinning Reserves | 1125 | 1059 | 1059 | 1059 | 1059 | 1059 | 1059 | 1059 | 1059 | 1059 | 1059
2008 | US | TRE | - | ERCOT | S04b | Non-Spinning Reserves | 0 | 0 | 0 | 0 | 0 | 0 | 0 | 0 | 0 | 0 | 0
2008 | US | TRE | - | ERCOT | S04c | Regulation | 0 | 0 | 0 | 0 | 0 | 0 | 0 | 0 | 0 | 0 | 0
2008 | US | TRE | - | ERCOT | S04d | Emergency | 0 | 0 | 0 | 0 | 0 | 0 | 0 | 0 | 0 | 0 | 0
2008 | US | TRE | - | ERCOT | S05 | TOTAL INTERNAL CAPACITY | 75912 | 80806 | 89342.49 | 103073.1 | 116626.4 | 124516.5 | 124712.3 | 124712.3 | 124712.3 | 124712.3 | 124712.3
2008 | US | TRE | - | ERCOT | S06 | EXISTING CAPACITY | 75912 | 79941.95 | 79756.27 | 80217.55 | 79462.06 | 80387.06 | 80387.06 | 80387.06 | 80387.06 | 80387.06 | 80387.06
2008 | US | TRE | - | ERCOT | S06a | Certain | 75912 | 70885.95 | 71197.27 | 71732.05 | 70807.55 | 71732.55 | 71732.55 | 71732.55 | 71732.55 | 71732.55 | 71732.55
2008 | US | TRE | - | ERCOT | S06b | Uncertain | 0 | 9056 | 8559.01 | 8485.51 | 8654.51 | 8654.51 | 8654.51 | 8654.51 | 8654.51 | 8654.51 | 8654.51
2008 | US | TRE | - | ERCOT | S06b5 | Energy Only | 0 | 0 | 0 | 0 | 0 | 0 | 0 | 0 | 0 | 0 | 0
2008 | US | TRE | - | ERCOT | S06b6 | Inoperable | 0 | 4146 | 3649.01 | 3575.51 | 3744.51 | 3744.51 | 3744.51 | 3744.51 | 3744.51 | 3744.51 | 3744.51
2008 | US | TRE | - | ERCOT | S07 | PLANNED AND PROPOSED CAPACITY ADDITIONS = 7a+7b | 0 | 864.05 | 9586.216 | 22855.58 | 37164.38 | 44129.47 | 44325.22 | 44325.22 | 44325.22 | 44325.22 | 44325.22
2008 | US | TRE | - | ERCOT | S07a | Planned | 0 | 864.05 | 3798.736 | 5408.956 | 6357.446 | 6357.446 | 6357.446 | 6357.446 | 6357.446 | 6357.446 | 6357.446
2008 | US | TRE | - | ERCOT | S07a9 | Energy Only | 0 | 0 | 0 | 0 | 0 | 0 | 0 | 0 | 0 | 0 | 0
2008 | US | TRE | - | ERCOT | S07b | Proposed | 0 | 0 | 5787.48 | 17446.63 | 30806.93 | 37772.03 | 37967.78 | 37967.78 | 37967.78 | 37967.78 | 37967.78
2008 | US | TRE | - | ERCOT | S07b9 | Energy Only | 0 | 0 | 0 | 0 | 0 | 0 | 0 | 0 | 0 | 0 | 0
2008 | US | TRE | - | ERCOT | S08 | Transmission-Limited Resources | 0 | 0 | 0 | 0 | 0 | 0 | 0 | 0 | 0 | 0 | 0
2008 | US | TRE | - | ERCOT | S09 | DELIVERABLE INTERNAL CAPACITY = 6a + 7a | 75912 | 71750 | 74996 | 77141 | 77165 | 78090 | 78090 | 78090 | 78090 | 78090 | 78090
2008 | US | TRE | - | ERCOT | S10 | CAPACITY PURCHASES AND INCOMING ADJUSTMENTS = 10a+10b+10c+10d | 0 | 800 | 800 | 800 | 800 | 800 | 800 | 800 | 800 | 800 | 800
2008 | US | TRE | - | ERCOT | S10a | Firm Purchases | 0 | 800 | 800 | 800 | 800 | 800 | 800 | 800 | 800 | 800 | 800
2008 | US | TRE | - | ERCOT | S10b | Non-firm Purchases | 0 | 0 | 0 | 0 | 0 | 0 | 0 | 0 | 0 | 0 | 0
2008 | US | TRE | - | ERCOT | S10c | Expected Purchases | 0 | 0 | 0 | 0 | 0 | 0 | 0 | 0 | 0 | 0 | 0
2008 | US | TRE | - | ERCOT | S10d | Provisional Purchases | 0 | 0 | 0 | 0 | 0 | 0 | 0 | 0 | 0 | 0 | 0
2008 | US | TRE | - | ERCOT | S11 | CAPACITY SALES AND OUTGOING ADJUSTMENTS = 11a+11b+11c+11d | 0 | 47 | 47 | 47 | 47 | 47 | 47 | 47 | 47 | 47 | 47
2008 | US | TRE | - | ERCOT | S11a | Firm Sales | 0 | 47 | 47 | 47 | 47 | 47 | 47 | 47 | 47 | 47 | 47
2008 | US | TRE | - | ERCOT | S11b | Non-firm Sales | 0 | 0 | 0 | 0 | 0 | 0 | 0 | 0 | 0 | 0 | 0
2008 | US | TRE | - | ERCOT | S11c | Expected Sales | 0 | 0 | 0 | 0 | 0 | 0 | 0 | 0 | 0 | 0 | 0
2008 | US | TRE | - | ERCOT | S11d | Provisional Sales | 0 | 0 | 0 | 0 | 0 | 0 | 0 | 0 | 0 | 0 | 0
2008 | US | TRE | - | ERCOT | S12 | Net Capacity Resources | 75912 | 72503 | 75749 | 77894 | 77918 | 78843 | 78843 | 78843 | 78843 | 78843 | 78843
2008 | US | TRE | - | ERCOT | S14 | Adjusted Potential Resources | 75912 | 72503 | 76906 | 81383 | 84079 | 86397 | 86436 | 86436 | 86436 | 86436 | 86436
2008 | US | TRE | - | ERCOT | S13 | Total Potential Resources | 75912 | 72503 | 81536.48 | 95340.63 | 108724.9 | 116615 | 116810.8 | 116810.8 | 116810.8 | 116810.8 | 116810.8
2008 | US | TRE | - | ERCOT | S15 | Confidence of Proposed (7b), using engineering judgement | 0 | 0.2 | 0.2 | 0.2 | 0.2 | 0.2 | 0.2 | 0.2 | 0.2 | 0.2 | 0.2
2008 | US | TRE | - | ERCOT | S15a | Net Proposed Resources After Confidence Percentage Is Applied = 7b*15 | 0 | 0 | 1157 | 3489 | 6161 | 7554 | 7593 | 7593 | 7593 | 7593 | 7593
2008 | US | TRE | - | ERCOT | S16 | Region/Subregion Target Margin | 0.111 | 0.111 | 0.111 | 0.111 | 0.111 | 0.111 | 0.111 | 0.111 | 0.111 | 0.111 | 0.111
2008 | US | TRE | - | ERCOT | S17 | Existing Certain | 0.19561 | 0.11047 | 0.096204 | 0.083651 | 0.053318 | 0.05039 | 0.031046 | 0.014244 | -0.0028073 | -0.017877 | -0.037467
2008 | US | TRE | - | ERCOT | S18 | Net Capacity Resources | 0.19561 | 0.12107 | 0.14153 | 0.14728 | 0.13056 | 0.12696 | 0.10918 | 0.093729 | 0.078053 | 0.064198 | 0.046189
2008 | US | TRE | - | ERCOT | S20 | Adjusted Potential Resources | 0.19561 | 0.12107 | 0.15444 | 0.18384 | 0.19427 | 0.20329 | 0.18743 | 0.17334 | 0.15904 | 0.1464 | 0.12998
2008 | US | TRE | - | ERCOT | S19 | Total Potential Resources | 0.19561 | 0.12107 | 0.20246 | 0.30332 | 0.37691 | 0.40974 | 0.39873 | 0.3883 | 0.37772 | 0.36837 | 0.35621
2008 | US | TRE | - | ERCOT | S21 | Distributed Generator Capacity < 1 MW | 0 | 0 | 0 | 0 | 0 | 0 | 0 | 0 | 0 | 0 | 0
2008 | US | TRE | - | ERCOT | S22 | Other Capacity < 1 MW | 0 | 0 | 0 | 0 | 0 | 0 | 0 | 0 | 0 | 0 | 0
2009 | US | FRCC | - | FRCC | S01 | Unrestricted Non-coincident Peak Demand = 2+1a+1b-1c-1d | 44836 | 45734 | 45794 | 46410 | 47423 | 48304 | 49219 | 50280 | 51345 | 52431 | 53689
2009 | US | FRCC | - | FRCC | S01a | New Conservation (Energy Efficiency) | 0 | 0 | 0 | 0 | 0 | 0 | 0 | 0 | 0 | 0 | 0
2009 | US | FRCC | - | FRCC | S01b | Estimated Diversity | 0 | 0 | 0 | 0 | 0 | 0 | 0 | 0 | 0 | 0 | 0
2009 | US | FRCC | - | FRCC | S01c | Additions for non-member load (load served by non-registered LSE's in a region) | 0 | 0 | 0 | 0 | 0 | 0 | 0 | 0 | 0 | 0 | 0
2009 | US | FRCC | - | FRCC | S01d | Stand-by Load Under Contract (Normally served by behind the meter generation) | 0 | 0 | 0 | 0 | 0 | 0 | 0 | 0 | 0 | 0 | 0
2009 | US | FRCC | - | FRCC | S02 | Total Internal Demand | 44836 | 45734 | 45794 | 46410 | 47423 | 48304 | 49219 | 50280 | 51345 | 52431 | 53689
2009 | US | FRCC | - | FRCC | S02a | Direct Control Load Management | 111 | 2452 | 2536 | 2614 | 2692 | 2768 | 2811 | 2879 | 2937 | 2992 | 3019
2009 | US | FRCC | - | FRCC | S02b | Contractually Interruptible (Curtailable) | 65 | 751 | 747 | 768 | 787 | 839 | 827 | 822 | 783 | 784 | 785
2009 | US | FRCC | - | FRCC | S02c | Critical Peak-Pricing (CPP) with Control | 0 | 0 | 0 | 0 | 0 | 0 | 0 | 0 | 0 | 0 | 0
2009 | US | FRCC | - | FRCC | S02d | Load as a Capacity Resource | 0 | 0 | 0 | 0 | 0 | 0 | 0 | 0 | 0 | 0 | 0
2009 | US | FRCC | - | FRCC | S03 | Net Internal Demand = 2-2a-2b-2c-2d | 44660 | 42531 | 42511 | 43028 | 43944 | 44697 | 45581 | 46579 | 47625 | 48655 | 49885
2009 | US | FRCC | - | FRCC | S04a | Demand Response used for Reserves - Spinning | 0 | 0 | 0 | 0 | 0 | 0 | 0 | 0 | 0 | 0 | 0
2009 | US | FRCC | - | FRCC | S04b | Demand Response used for Reserves - Non-Spinning | 0 | 0 | 0 | 0 | 0 | 0 | 0 | 0 | 0 | 0 | 0
2009 | US | FRCC | - | FRCC | S04c | Demand Response used for Regulation | 0 | 0 | 0 | 0 | 0 | 0 | 0 | 0 | 0 | 0 | 0
2009 | US | FRCC | - | FRCC | S04d | Demand Response used for Energy, Voluntary - Emergency | 0 | 0 | 0 | 0 | 0 | 0 | 0 | 0 | 0 | 0 | 0
2009 | US | FRCC | - | FRCC | S05 | TOTAL INTERNAL CAPACITY = 6+7 | 52628 | 55959.6 | 55346 | 56973 | 57594 | 58926 | 59748 | 60027 | 62129 | 63325 | 64981
2009 | US | FRCC | - | FRCC | S06 | EXISTING CAPACITY = 6a+6b+6c | 52628 | 51989 | 51023 | 50880 | 51333 | 50792 | 50171 | 50172 | 49672 | 49649 | 49650
2009 | US | FRCC | - | FRCC | S06a | Existing, Certain (Note: The sum of 6a1 through 6a4 must be <= 6a) | 49236 | 47005 | 46751 | 46713 | 47337 | 47317 | 46366 | 46367 | 46330 | 47133 | 47134
2009 | US | FRCC | - | FRCC | S06a1 | Wind Expected On-Peak | 0 | 0 | 0 | 0 | 0 | 0 | 0 | 0 | 0 | 0 | 0
2009 | US | FRCC | - | FRCC | S06a2 | Solar Expected On-Peak | 0 | 0 | 0 | 0 | 0 | 0 | 0 | 0 | 0 | 0 | 0
2009 | US | FRCC | - | FRCC | S06a3 | Hydro Expected On-Peak | 55 | 43.5 | 43.5 | 43.5 | 43.5 | 43.5 | 43.5 | 43.5 | 43.5 | 43.5 | 43.5
2009 | US | FRCC | - | FRCC | S06a4 | Biomass Expected On-Peak | 461 | 474 | 474 | 474 | 474 | 474 | 474 | 474 | 474 | 474 | 474
2009 | US | FRCC | - | FRCC | S06a5 | Load as a Capacity Resource Expected On-Peak (Load Management Programs) | 0 | 0 | 0 | 0 | 0 | 0 | 0 | 0 | 0 | 0 | 0
2009 | US | FRCC | - | FRCC | S06b | Existing, Other (Note: The sum of 6b1 through 6b7 must be <= 6b) | 3334 | 4084 | 1734 | 1629 | 1458 | 937 | 1267 | 1267 | 1290 | 1290 | 1290
2009 | US | FRCC | - | FRCC | S06b1 | Wind Derate On-Peak | 0 | 0 | 0 | 0 | 0 | 0 | 0 | 0 | 0 | 0 | 0
2009 | US | FRCC | - | FRCC | S06b2 | Solar Derate On-Peak | 0 | 0 | 0 | 0 | 0 | 0 | 0 | 0 | 0 | 0 | 0
2009 | US | FRCC | - | FRCC | S06b3 | Hydro Derate On-Peak | 0 | 11 | 11 | 11 | 11 | 11 | 11 | 11 | 11 | 11 | 11
2009 | US | FRCC | - | FRCC | S06b4 | Biomass Derate On-Peak | 326 | 326 | 326 | 326 | 326 | 326 | 326 | 326 | 326 | 326 | 326
2009 | US | FRCC | - | FRCC | S06b5 | Load as a Capacity Resource Derate On-Peak (Load Management Programs) | 0 | 0 | 0 | 0 | 0 | 0 | 0 | 0 | 0 | 0 | 0
2009 | US | FRCC | - | FRCC | S06b6 | Energy Only | 996 | 1337 | 1397 | 1292 | 1121 | 600 | 930 | 930 | 953 | 953 | 953
2009 | US | FRCC | - | FRCC | S06b7 | Scheduled Outage - Maintenance | 2012 | 2410 | 0 | 0 | 0 | 0 | 0 | 0 | 0 | 0 | 0
2009 | US | FRCC | - | FRCC | S06b8 | Transmission-Limited Resources | 0 | 0 | 0 | 0 | 0 | 0 | 0 | 0 | 0 | 0 | 0
2009 | US | FRCC | - | FRCC | S06c | Existing, Inoperable (Note: Capacity reported in this line are not used in margin calculations) | 58 | 900 | 2538 | 2538 | 2538 | 2538 | 2538 | 2538 | 2052 | 1226 | 1226
2009 | US | FRCC | - | FRCC | S07 | FUTURE CAPACITY ADDITIONS = 7a+7b | 0 | 3970.6 | 4323 | 6093 | 6261 | 8134 | 9577 | 9855 | 12457 | 13676 | 15331
2009 | US | FRCC | - | FRCC | S07a | Future, Planned (Note: Only the net expected On-Peak values are included in this line and does not include Energy Only.) | 0 | 2631 | 4323 | 6093 | 6261 | 8134 | 9577 | 9855 | 12457 | 13676 | 15331
2009 | US | FRCC | - | FRCC | S07a1 | Wind Expected On-Peak | 0 | 0 | 0 | 0 | 0 | 0 | 0 | 0 | 0 | 0 | 0
2009 | US | FRCC | - | FRCC | S07a2 | Solar Expected On-Peak | 0 | 1.4 | 2.8 | 4.2 | 4.9 | 5.6 | 6.3 | 7 | 7.7 | 8.4 | 9.1
2009 | US | FRCC | - | FRCC | S07a3 | Hydro Expected On-Peak | 0 | 0 | 0 | 0 | 0 | 0 | 2 | 2 | 2 | 2 | 2
2009 | US | FRCC | - | FRCC | S07a4 | Biomass Expected On-Peak | 0 | 423 | 394 | 499 | 670 | 830 | 774.2 | 774.2 | 774.2 | 774.2 | 774.2
2009 | US | FRCC | - | FRCC | S07b | Future, Other (Note: Only the net expected On-Peak values are included in this line and does not include Energy Only.) | 0 | 1339.6 | 1342.2 | 1344.8 | 1346.1 | 1347.4 | 1348.7 | 1350 | 1351.3 | 1352.6 | 1353.9
2009 | US | FRCC | - | FRCC | S07b1 | Wind Expected On-Peak | 0 | 0 | 0 | 0 | 0 | 0 | 0 | 0 | 0 | 0 | 0
2009 | US | FRCC | - | FRCC | S07b2 | Wind Derate On-Peak | 0 | 0 | 0 | 0 | 0 | 0 | 0 | 0 | 0 | 0 | 0
2009 | US | FRCC | - | FRCC | S07b3 | Solar Expected On-Peak | 0 | 0 | 0 | 0 | 0 | 0 | 0 | 0 | 0 | 0 | 0
2009 | US | FRCC | - | FRCC | S07b4 | Solar Derate On-Peak | 0 | 2.6 | 5.2 | 7.8 | 9.1 | 10.4 | 11.7 | 13 | 14.3 | 15.6 | 16.9
2009 | US | FRCC | - | FRCC | S07b5 | Hydro Expected On-Peak | 0 | 0 | 0 | 0 | 0 | 0 | 0 | 0 | 0 | 0 | 0
2009 | US | FRCC | - | FRCC | S07b6 | Hydro Derate On-Peak | 0 | 0 | 0 | 0 | 0 | 0 | 0 | 0 | 0 | 0 | 0
2009 | US | FRCC | - | FRCC | S07b7 | Biomass Expected On-Peak | 0 | 0 | 0 | 0 | 0 | 0 | 0 | 0 | 0 | 0 | 0
2009 | US | FRCC | - | FRCC | S07b8 | Biomass Derate On-Peak | 0 | 0 | 0 | 0 | 0 | 0 | 0 | 0 | 0 | 0 | 0
2009 | US | FRCC | - | FRCC | S07b9 | Energy Only | 0 | 1337 | 1337 | 1337 | 1337 | 1337 | 1337 | 1337 | 1337 | 1337 | 1337
2009 | US | FRCC | - | FRCC | S08 | Conceptual (Note: Only the net expected on-peak capacity is included in this line and does not include Energy Only.) | 0 | 0 | 0 | 0 | 0 | 0 | 0 | 0 | 0 | 0 | 0
2009 | US | FRCC | - | FRCC | S08a1 | Wind Expected On-Peak | 0 | 0 | 0 | 0 | 0 | 0 | 0 | 0 | 0 | 0 | 0
2009 | US | FRCC | - | FRCC | S08a2 | Wind Derate On-Peak | 0 | 0 | 0 | 0 | 0 | 0 | 0 | 0 | 0 | 0 | 0
2009 | US | FRCC | - | FRCC | S08a3 | Solar Expected On-Peak | 0 | 0 | 0 | 0 | 0 | 0 | 0 | 0 | 0 | 0 | 0
2009 | US | FRCC | - | FRCC | S08a4 | Solar Derate On-Peak | 0 | 0 | 0 | 0 | 0 | 0 | 0 | 0 | 0 | 0 | 0
2009 | US | FRCC | - | FRCC | S08a5 | Hydro Expected On-Peak | 0 | 0 | 0 | 0 | 0 | 0 | 0 | 0 | 0 | 0 | 0
2009 | US | FRCC | - | FRCC | S08a6 | Hydro Derate On-Peak | 0 | 0 | 0 | 0 | 0 | 0 | 0 | 0 | 0 | 0 | 0
2009 | US | FRCC | - | FRCC | S08a7 | Biomass Expected On-Peak | 0 | 0 | 0 | 0 | 0 | 0 | 0 | 0 | 0 | 0 | 0
2009 | US | FRCC | - | FRCC | S08a8 | Biomass Derate On-Peak | 0 | 0 | 0 | 0 | 0 | 0 | 0 | 0 | 0 | 0 | 0
2009 | US | FRCC | - | FRCC | S08a9 | Energy Only | 0 | 0 | 0 | 0 | 0 | 0 | 0 | 0 | 0 | 0 | 0
2009 | US | FRCC | - | FRCC | S09 | DELIVERABLE INTERNAL CAPACITY = 6a+7a | 49236 | 49636 | 51074 | 52806 | 53598 | 55451 | 55943 | 56222 | 58787 | 60809 | 62465
2009 | US | FRCC | - | FRCC | S10 | CAPACITY TRANSACTIONS - IMPORTS = 10a+10b+10c+10d | 2448 | 2377 | 2267 | 2167 | 2156 | 2156 | 2156 | 2156 | 914 | 1014 | 1014
2009 | US | FRCC | - | FRCC | S10a | Firm (Note: The sum of 10a1 and 10a2 must be <= 10a) | 2448 | 2377 | 2267 | 2167 | 2156 | 2156 | 2156 | 2156 | 914 | 1014 | 1014
2009 | US | FRCC | - | FRCC | S10a1 | Full-Responsibility Purchases | 1602 | 1552 | 1442 | 1342 | 1342 | 1342 | 1342 | 1342 | 100 | 200 | 200
2009 | US | FRCC | - | FRCC | S10a2 | Owned Capacity/Entitlement Located Outside the Region/Subregion | 846 | 825 | 825 | 825 | 814 | 814 | 814 | 814 | 814 | 814 | 814
2009 | US | FRCC | - | FRCC | S10b | Non-firm | 0 | 0 | 0 | 0 | 0 | 0 | 0 | 0 | 0 | 0 | 0
2009 | US | FRCC | - | FRCC | S10c | Expected (Note: The sum of 10c1 and 10c2 must be <= 10c) | 0 | 0 | 0 | 0 | 0 | 0 | 0 | 0 | 0 | 0 | 0
2009 | US | FRCC | - | FRCC | S10c1 | Full-Responsibility Purchases | 0 | 0 | 0 | 0 | 0 | 0 | 0 | 0 | 0 | 0 | 0
2009 | US | FRCC | - | FRCC | S10c2 | Owned Capacity/Entitlement Located Outside the Region/Subregion | 0 | 0 | 0 | 0 | 0 | 0 | 0 | 0 | 0 | 0 | 0
2009 | US | FRCC | - | FRCC | S10d | Provisional – transactions under study, but negotiations have not begun. | 0 | 0 | 0 | 0 | 0 | 0 | 0 | 0 | 0 | 0 | 0
2009 | US | FRCC | - | FRCC | S11 | CAPACITY TRANSACTIONS - EXPORTS = 11a+11b+11c+11d | 143 | 143 | 143 | 143 | 143 | 143 | 143 | 143 | 143 | 143 | 143
2009 | US | FRCC | - | FRCC | S11a | Firm (Note: The sum of 11a1 and 11a2 must be <= 11a) | 143 | 143 | 143 | 143 | 143 | 143 | 143 | 143 | 143 | 143 | 143
2009 | US | FRCC | - | FRCC | S11a1 | Full-Responsibility Purchases | 0 | 0 | 0 | 0 | 0 | 0 | 0 | 0 | 0 | 0 | 0
2009 | US | FRCC | - | FRCC | S11a2 | Owned Capacity/Entitlement Located Outside the Region/Subregion | 143 | 143 | 143 | 143 | 143 | 143 | 143 | 143 | 143 | 143 | 143
2009 | US | FRCC | - | FRCC | S11b | Non-firm | 0 | 0 | 0 | 0 | 0 | 0 | 0 | 0 | 0 | 0 | 0
2009 | US | FRCC | - | FRCC | S11c | Expected (Note: The sum of 11c1 and 11c2 must be <= 11c) | 0 | 0 | 0 | 0 | 0 | 0 | 0 | 0 | 0 | 0 | 0
2009 | US | FRCC | - | FRCC | S11c1 | Full-Responsibility Purchases | 0 | 0 | 0 | 0 | 0 | 0 | 0 | 0 | 0 | 0 | 0
2009 | US | FRCC | - | FRCC | S11c2 | Owned Capacity/Entitlement Located Outside the Region/Subregion | 0 | 0 | 0 | 0 | 0 | 0 | 0 | 0 | 0 | 0 | 0
2009 | US | FRCC | - | FRCC | S11d | Provisional – transactions under study, but negotiations have not begun. | 0 | 0 | 0 | 0 | 0 | 0 | 0 | 0 | 0 | 0 | 0
2009 | US | FRCC | - | FRCC | S12 | EXISTING, CERTAIN CAPACITY & NET FIRM TRANSACTIONS = 6a+Net Firm Transactions | 51541 | 49239 | 48875 | 48737 | 49350 | 49330 | 48379 | 48380 | 47101 | 48004 | 48005
2009 | US | FRCC | - | FRCC | S13 | DELIVERABLE CAPACITY RESOURCES = 12+7a+Net Expected Transactions | 51541 | 51870 | 53198 | 54830 | 55611 | 57464 | 57956 | 58235 | 59558 | 61680 | 63336
2009 | US | FRCC | - | FRCC | S14 | PROSPECTIVE CAPACITY RESOURCES = 13+6b-[Existing,Other Derates]+16b | 51541 | 51870 | 53198 | 54830 | 55611 | 57464 | 57956 | 58235 | 59558 | 61680 | 63336
2009 | US | FRCC | - | FRCC | S15 | TOTAL POTENTIAL CAPACITY RESOURCES = 13+6b-[Existing,Other Derates]+7b+ 8+Net Provisional Transactions | 51541 | 53209.6 | 54540.2 | 56174.8 | 56957.1 | 58811.4 | 59304.7 | 59585 | 60909.3 | 63032.6 | 64689.9
2009 | US | FRCC | - | FRCC | S15a | ADJUSTED POTENTIAL CAPACITY RESOURCES = 13+6b-[Existing,Other Derates]+ 16b+16d+Net Provisional Transactions | 51541 | 51870 | 53198 | 54830 | 55611 | 57464 | 57956 | 58235 | 59558 | 61680 | 63336
2009 | US | FRCC | - | FRCC | S16a | Confidence of Future, Other (7b), using reasonable judgement | 0 | 0 | 0 | 0 | 0 | 0 | 0 | 0 | 0 | 0 | 0
2009 | US | FRCC | - | FRCC | S16b | Net Future, Other Resources After Confidence Percentage Is Applied = 7b*16a | 0 | 0 | 0 | 0 | 0 | 0 | 0 | 0 | 0 | 0 | 0
2009 | US | FRCC | - | FRCC | S16c | Confidence of Conceptual (8), using reasonable judgement | 0 | 0 | 0 | 0 | 0 | 0 | 0 | 0 | 0 | 0 | 0
2009 | US | FRCC | - | FRCC | S16d | Net Conceptual Resources After Confidence Percentage Is Applied = 8*16c | 0 | 0 | 0 | 0 | 0 | 0 | 0 | 0 | 0 | 0 | 0
2009 | US | FRCC | - | FRCC | S17C | Region/Subregion Target Capacity Margin | 0 | 0 | 0 | 0 | 0 | 0 | 0 | 0 | 0 | 0 | 0
2009 | US | FRCC | - | FRCC | S17R | Region/Subregion Target Reserve Margin | 0 | 0.15 | 0.15 | 0.15 | 0.15 | 0.15 | 0.15 | 0.15 | 0.15 | 0.15 | 0.15
2009 | US | FRCC | - | FRCC | S18C | Existing Certain and Net Firm Transactions = (12-3)/12 | 0 | 0.13623 | 0.13021 | 0.11714 | 0.10954 | 0.093919 | 0.057835 | 0.037226 | -0.011125 | -0.013561 | -0.039163
2009 | US | FRCC | - | FRCC | S19C | Deliverable Capacity Resources = (13-3)/13 | 0 | 0.18005 | 0.20089 | 0.21525 | 0.2098 | 0.22217 | 0.21352 | 0.20015 | 0.20036 | 0.21117 | 0.21238
2009 | US | FRCC | - | FRCC | S20C | Prospective Capacity Resources = (14-3)/14 | 0 | 0.18005 | 0.20089 | 0.21525 | 0.2098 | 0.22217 | 0.21352 | 0.20015 | 0.20036 | 0.21117 | 0.21238
2009 | US | FRCC | - | FRCC | S21C | Total Potential Resources = (15-3)/15 | 0 | 0.20069 | 0.22056 | 0.23403 | 0.22847 | 0.23999 | 0.23141 | 0.21828 | 0.2181 | 0.2281 | 0.22886
2009 | US | FRCC | - | FRCC | S22C | Adjusted Potential Resources = (15a-3)/15a | 0 | 0.18005 | 0.20089 | 0.21525 | 0.2098 | 0.22217 | 0.21352 | 0.20015 | 0.20036 | 0.21117 | 0.21238
2009 | US | FRCC | - | FRCC | S18R | Existing Certain and Net Firm Transactions = (12-3)/3 | 0 | 0.15772 | 0.1497 | 0.13268 | 0.12302 | 0.10365 | 0.061385 | 0.038665 | -0.011003 | -0.01338 | -0.037687
2009 | US | FRCC | - | FRCC | S19R | Deliverable Capacity Resources = (13-3)/3 | 0 | 0.21958 | 0.25139 | 0.27429 | 0.2655 | 0.28563 | 0.27149 | 0.25024 | 0.25056 | 0.2677 | 0.26964
2009 | US | FRCC | - | FRCC | S20R | Prospective Capacity Resources = (14-3)/3 | 0 | 0.21958 | 0.25139 | 0.27429 | 0.2655 | 0.28563 | 0.27149 | 0.25024 | 0.25056 | 0.2677 | 0.26964
2009 | US | FRCC | - | FRCC | S21R | Total Potential Resources = (15-3)/3 | 0 | 0.25108 | 0.28297 | 0.30554 | 0.29613 | 0.31578 | 0.30108 | 0.27922 | 0.27894 | 0.2955 | 0.29678
2009 | US | FRCC | - | FRCC | S22R | Adjusted Potential Resources = (15a-3)/3 | 0 | 0.21958 | 0.25139 | 0.27429 | 0.2655 | 0.28563 | 0.27149 | 0.25024 | 0.25056 | 0.2677 | 0.26964
2009 | US | FRCC | - | FRCC | S24 | Other Capacity < 1 MW | 0 | 0 | 0 | 0 | 0 | 0 | 0 | 0 | 0 | 0 | 0
2009 | US | FRCC | - | FRCC | S25 | Distributed Generator Capacity >= 1 MW | 0 | 0 | 0 | 0 | 0 | 0 | 0 | 0 | 0 | 0 | 0
2009 | US | FRCC | - | FRCC | S26 | Capacity Total from EIA-860 | 0 | 0 | 0 | 0 | 0 | 0 | 0 | 0 | 0 | 0 | 0
2009 | US | FRCC | - | FRCC | S27 | Total Installed Baseline Capacity Resources = 12+6b | 54875 | 0 | 0 | 0 | 0 | 0 | 0 | 0 | 0 | 0 | 0
2009 | US | MRO | - | - | S01 | Unrestricted Non-coincident Peak Demand = 2+1a+1b-1c-1d | 41167.7802 | 43991.2515 | 45253.6747 | 46222.305 | 47045.0379 | 47788.0394 | 48533.8033 | 49276.4281 | 50059.5622 | 50773.3536 | 51532.3006
2009 | US | MRO | - | - | S01a | New Conservation (Energy Efficiency) | 0 | 80.8561 | 191.248 | 324.5633 | 453.1451 | 550.8532 | 706.7881 | 831.1332 | 960.2988 | 1088.5329 | 1207.8355
2009 | US | MRO | - | - | S01b | Estimated Diversity | 0 | 0 | 0 | 0 | 0 | 0 | 0 | 0 | 0 | 0 | 0
2009 | US | MRO | - | - | S01c | Additions for non-member load (load served by non-registered LSE's in a region) | 0 | 224.3 | 194.3 | 192 | 192 | 192 | 192 | 192 | 192 | 192 | 192
2009 | US | MRO | - | - | S01d | Stand-by Load Under Contract (Normally served by behind the meter generation) | 0 | 71 | 71 | 71 | 71 | 71 | 71 | 71 | 71 | 71 | 71
2009 | US | MRO | - | - | S02 | Total Internal Demand | 41167.7802 | 44205.6954 | 45327.7267 | 46160.7417 | 46854.8929 | 47500.1862 | 48090.0151 | 48708.2949 | 49362.2635 | 49947.8207 | 50587.4651
2009 | US | MRO | - | - | S02a | Direct Control Load Management | 1016.2 | 1419.4 | 1429.4 | 1439 | 1442.9 | 1448.9 | 1455.9 | 1457.9 | 1461.9 | 1464.9 | 1468.9
2009 | US | MRO | - | - | S02b | Contractually Interruptible (Curtailable) | 1294.16 | 1480.06 | 1582.76 | 1579.56 | 1567.36 | 1569.16 | 1572.06 | 1574.96 | 1578.86 | 1581.76 | 1584.76
2009 | US | MRO | - | - | S02c | Critical Peak-Pricing (CPP) with Control | 0 | 0 | 0 | 0 | 0 | 0 | 0 | 0 | 0 | 0 | 0
2009 | US | MRO | - | - | S02d | Load as a Capacity Resource | 0 | 0 | 0 | 0 | 0 | 0 | 0 | 0 | 0 | 0 | 0
2009 | US | MRO | - | - | S03 | Net Internal Demand = 2-2a-2b-2c-2d | 38857.4202 | 41306.2354 | 42315.5667 | 43142.1817 | 43844.6329 | 44482.1262 | 45062.0551 | 45675.4349 | 46321.5035 | 46901.1607 | 47533.8051
2009 | US | MRO | - | - | S04a | Demand Response used for Reserves - Spinning | 3 | 3 | 3 | 3 | 3 | 3 | 3 | 3 | 3 | 3 | 3
2009 | US | MRO | - | - | S04b | Demand Response used for Reserves - Non-Spinning | 43 | 43 | 43 | 43 | 43 | 43 | 43 | 43 | 43 | 43 | 43
2009 | US | MRO | - | - | S04c | Demand Response used for Regulation | 0 | 0 | 0 | 0 | 0 | 0 | 0 | 0 | 0 | 0 | 0
2009 | US | MRO | - | - | S04d | Demand Response used for Energy, Voluntary - Emergency | 70 | 70 | 70 | 70 | 70 | 70 | 70 | 70 | 70 | 70 | 70
2009 | US | MRO | - | - | S05 | TOTAL INTERNAL CAPACITY = 6+7 | 49750.9689 | 55691.7128 | 59211.9756 | 63183.9442 | 65995.6878 | 66876.6413 | 67805.5478 | 68296.0101 | 68391.121 | 68141.2359 | 68698.2629
2009 | US | MRO | - | - | S06 | EXISTING CAPACITY = 6a+6b+6c | 49750.9689 | 52414.7128 | 52421.8756 | 52595.7442 | 52519.4878 | 52515.4413 | 52472.3478 | 52587.8101 | 52587.921 | 52333.0359 | 52190.0629
2009 | US | MRO | - | - | S06a | Existing, Certain (Note: The sum of 6a1 through 6a4 must be <= 6a) | 46310.2989 | 47637.7228 | 47644.8856 | 47818.7542 | 47742.4978 | 47738.4513 | 47695.3578 | 47810.8201 | 47810.931 | 47556.0459 | 47413.0729
2009 | US | MRO | - | - | S06a1 | Wind Expected On-Peak | 799 | 1130 | 1130 | 1130 | 1130 | 1130 | 1130 | 1130 | 1130 | 1130 | 1130
2009 | US | MRO | - | - | S06a2 | Solar Expected On-Peak | 0 | 0 | 0 | 0 | 0 | 0 | 0 | 0 | 0 | 0 | 0
2009 | US | MRO | - | - | S06a3 | Hydro Expected On-Peak | 2946.13 | 2962.81 | 2962.81 | 2962.81 | 2962.81 | 2962.81 | 2962.81 | 2962.81 | 2962.81 | 2962.81 | 2962.81
2009 | US | MRO | - | - | S06a4 | Biomass Expected On-Peak | 353.906 | 350.831 | 350.831 | 350.831 | 350.831 | 281.831 | 281.831 | 281.831 | 281.831 | 281.831 | 281.831
2009 | US | MRO | - | - | S06a5 | Load as a Capacity Resource Expected On-Peak (Load Management Programs) | 0 | 0 | 0 | 0 | 0 | 0 | 0 | 0 | 0 | 0 | 0
2009 | US | MRO | - | - | S06b | Existing, Other (Note: The sum of 6b1 through 6b7 must be <= 6b) | 3365.67 | 4701.99 | 4701.99 | 4701.99 | 4701.99 | 4701.99 | 4701.99 | 4701.99 | 4701.99 | 4701.99 | 4701.99
2009 | US | MRO | - | - | S06b1 | Wind Derate On-Peak | 3198 | 4524 | 4524 | 4524 | 4524 | 4524 | 4524 | 4524 | 4524 | 4524 | 4524
2009 | US | MRO | - | - | S06b2 | Solar Derate On-Peak | 0 | 0 | 0 | 0 | 0 | 0 | 0 | 0 | 0 | 0 | 0
2009 | US | MRO | - | - | S06b3 | Hydro Derate On-Peak | 131.67 | 110.99 | 110.99 | 110.99 | 110.99 | 110.99 | 110.99 | 110.99 | 110.99 | 110.99 | 110.99
2009 | US | MRO | - | - | S06b4 | Biomass Derate On-Peak | 6 | 7 | 7 | 7 | 7 | 7 | 7 | 7 | 7 | 7 | 7
2009 | US | MRO | - | - | S06b5 | Load as a Capacity Resource Derate On-Peak (Load Management Programs) | 0 | 0 | 0 | 0 | 0 | 0 | 0 | 0 | 0 | 0 | 0
2009 | US | MRO | - | - | S06b6 | Energy Only | 0 | 0 | 0 | 0 | 0 | 0 | 0 | 0 | 0 | 0 | 0
2009 | US | MRO | - | - | S06b7 | Scheduled Outage - Maintenance | 0 | 0 | 0 | 0 | 0 | 0 | 0 | 0 | 0 | 0 | 0
2009 | US | MRO | - | - | S06b8 | Transmission-Limited Resources | 25 | 60 | 60 | 60 | 60 | 60 | 60 | 60 | 60 | 60 | 60
2009 | US | MRO | - | - | S06c | Existing, Inoperable (Note: Capacity reported in this line are not used in margin calculations) | 75 | 75 | 75 | 75 | 75 | 75 | 75 | 75 | 75 | 75 | 75
2009 | US | MRO | - | - | S07 | FUTURE CAPACITY ADDITIONS = 7a+7b | 0 | 3277 | 6790.1 | 10588.2 | 13476.2 | 14361.2 | 15333.2 | 15708.2 | 15803.2 | 15808.2 | 16508.2
2009 | US | MRO | - | - | S07a | Future, Planned (Note: Only the net expected On-Peak values are included in this line and does not include Energy Only.) | 0 | 660.1 | 445.1 | 596.2 | 898.2 | 1058.2 | 1273.2 | 1600.2 | 1605.2 | 1610.2 | 1610.2
2009 | US | MRO | - | - | S07a1 | Wind Expected On-Peak | 0 | 5.1 | 13.1 | 13.1 | 13.1 | 13.1 | 13.1 | 13.1 | 13.1 | 13.1 | 13.1
2009 | US | MRO | - | - | S07a2 | Solar Expected On-Peak | 0 | 0 | 0 | 0 | 0 | 0 | 0 | 0 | 0 | 0 | 0
2009 | US | MRO | - | - | S07a3 | Hydro Expected On-Peak | 0 | 0 | 0 | 0 | 0 | 0 | 0 | 0 | 0 | 0 | 0
2009 | US | MRO | - | - | S07a4 | Biomass Expected On-Peak | 0 | 0 | 2 | 2 | 2 | 30 | 30 | 30 | 30 | 30 | 30
2009 | US | MRO | - | - | S07b | Future, Other (Note: Only the net expected On-Peak values are included in this line and does not include Energy Only.) | 0 | 7.9 | 55.4 | 91 | 91 | 91 | 91 | 128 | 128 | 128 | 128.9
2009 | US | MRO | - | - | S07b1 | Wind Expected On-Peak | 0 | 0 | 0 | 1.1 | 1.1 | 1.1 | 1.1 | 1.1 | 1.1 | 1.1 | 1.1
2009 | US | MRO | - | - | S07b2 | Wind Derate On-Peak | 0 | 0 | 0 | 0 | 0 | 0 | 0 | 0 | 0 | 0 | 0
2009 | US | MRO | - | - | S07b3 | Solar Expected On-Peak | 0 | 0 | 0 | 0 | 0 | 0 | 0 | 0 | 0 | 0 | 0
2009 | US | MRO | - | - | S07b4 | Solar Derate On-Peak | 0 | 0 | 0 | 0 | 0 | 0 | 0 | 0 | 0 | 0 | 0
2009 | US | MRO | - | - | S07b5 | Hydro Expected On-Peak | 0 | 0 | 0 | 0 | 0 | 0 | 0 | 0 | 0 | 0 | 0
2009 | US | MRO | - | - | S07b6 | Hydro Derate On-Peak | 0 | 0 | 0 | 0 | 0 | 0 | 0 | 0 | 0 | 0 | 0
2009 | US | MRO | - | - | S07b7 | Biomass Expected On-Peak | 0 | 0 | 40 | 40 | 40 | 40 | 40 | 40 | 40 | 40 | 40
2009 | US | MRO | - | - | S07b8 | Biomass Derate On-Peak | 0 | 0 | 0 | 0 | 0 | 0 | 0 | 0 | 0 | 0 | 0
2009 | US | MRO | - | - | S07b9 | Energy Only | 0 | 27 | 27 | 27 | 27 | 27 | 27 | 27 | 27 | 27 | 27
2009 | US | MRO | - | - | S08 | Conceptual (Note: Only the net expected on-peak capacity is included in this line and does not include Energy Only.) | 0 | 2609 | 6345 | 9992 | 12578 | 13303 | 14060 | 14108 | 14198 | 14198 | 14898
2009 | US | MRO | - | - | S08a1 | Wind Expected On-Peak | 0 | 1918 | 5194 | 7476 | 8160 | 8385 | 8536 | 8584 | 8674 | 8674 | 8674
2009 | US | MRO | - | - | S08a2 | Wind Derate On-Peak | 0 | 7671 | 20777 | 29906 | 32639 | 33540 | 34143 | 34337 | 34697 | 34697 | 34697
2009 | US | MRO | - | - | S08a3 | Solar Expected On-Peak | 0 | 20 | 20 | 20 | 20 | 20 | 20 | 20 | 20 | 20 | 20
2009 | US | MRO | - | - | S08a4 | Solar Derate On-Peak | 0 | 0 | 0 | 0 | 0 | 0 | 0 | 0 | 0 | 0 | 0
2009 | US | MRO | - | - | S08a5 | Hydro Expected On-Peak | 0 | 0 | 0 | 0 | 0 | 0 | 0 | 0 | 0 | 0 | 0
2009 | US | MRO | - | - | S08a6 | Hydro Derate On-Peak | 0 | 0 | 0 | 0 | 0 | 0 | 0 | 0 | 0 | 0 | 0
2009 | US | MRO | - | - | S08a7 | Biomass Expected On-Peak | 0 | 0 | 0 | 25 | 145 | 145 | 145 | 145 | 145 | 145 | 145
2009 | US | MRO | - | - | S08a8 | Biomass Derate On-Peak | 0 | 0 | 0 | 0 | 0 | 0 | 0 | 0 | 0 | 0 | 0
2009 | US | MRO | - | - | S08a9 | Energy Only | 0 | 0 | 0 | 0 | 0 | 0 | 0 | 0 | 0 | 0 | 0
2009 | US | MRO | - | - | S09 | DELIVERABLE INTERNAL CAPACITY = 6a+7a | 46310.2989 | 48297.8228 | 48089.9856 | 48414.9542 | 48640.6978 | 48796.6513 | 48968.5578 | 49411.0201 | 49416.131 | 49166.2459 | 49023.2729
2009 | US | MRO | - | - | S10 | CAPACITY TRANSACTIONS - IMPORTS = 10a+10b+10c+10d | 3047.6 | 2977.3 | 2643 | 2598 | 2383 | 2208 | 2208 | 1248 | 1248 | 1248 | 1248
2009 | US | MRO | - | - | S10a | Firm (Note: The sum of 10a1 and 10a2 must be <= 10a) | 3047.6 | 2977.3 | 2643 | 2598 | 2383 | 2208 | 2208 | 873 | 623 | 623 | 623
2009 | US | MRO | - | - | S10a1 | Full-Responsibility Purchases | 106 | 171 | 106 | 106 | 156 | 156 | 156 | 156 | 156 | 156 | 156
2009 | US | MRO | - | - | S10a2 | Owned Capacity/Entitlement Located Outside the Region/Subregion | 472 | 572 | 572 | 572 | 572 | 472 | 472 | 472 | 472 | 472 | 472
2009 | US | MRO | - | - | S10b | Non-firm | 0 | 0 | 0 | 0 | 0 | 0 | 0 | 0 | 0 | 0 | 0
2009 | US | MRO | - | - | S10c | Expected (Note: The sum of 10c1 and 10c2 must be <= 10c) | 0 | 0 | 0 | 0 | 0 | 0 | 0 | 375 | 375 | 375 | 375
2009 | US | MRO | - | - | S10c1 | Full-Responsibility Purchases | 0 | 0 | 0 | 0 | 0 | 0 | 0 | 0 | 0 | 0 | 0
2009 | US | MRO | - | - | S10c2 | Owned Capacity/Entitlement Located Outside the Region/Subregion | 0 | 0 | 0 | 0 | 0 | 0 | 0 | 0 | 0 | 0 | 0
2009 | US | MRO | - | - | S10d | Provisional – transactions under study, but negotiations have not begun. | 0 | 0 | 0 | 0 | 0 | 0 | 0 | 0 | 250 | 250 | 250
2009 | US | MRO | - | - | S11 | CAPACITY TRANSACTIONS - EXPORTS = 11a+11b+11c+11d | 1178.2555 | 967.437 | 897.437 | 747.437 | 737.437 | 787.0809 | 712.0809 | 707.0809 | 707.0809 | 552.0809 | 552.0809
2009 | US | MRO | - | - | S11a | Firm (Note: The sum of 11a1 and 11a2 must be <= 11a) | 1178.2555 | 967.437 | 897.437 | 747.437 | 737.437 | 787.0809 | 712.0809 | 707.0809 | 707.0809 | 552.0809 | 552.0809
2009 | US | MRO | - | - | S11a1 | Full-Responsibility Purchases | 385.7555 | 524.937 | 525.937 | 525.937 | 515.937 | 485.6909 | 485.6909 | 480.6909 | 480.6909 | 325.6909 | 325.6909
2009 | US | MRO | - | - | S11a2 | Owned Capacity/Entitlement Located Outside the Region/Subregion | 294.5 | 294.5 | 294.5 | 194.5 | 194.5 | 274.39 | 199.39 | 199.39 | 199.39 | 199.39 | 199.39
2009 | US | MRO | - | - | S11b | Non-firm | 0 | 0 | 0 | 0 | 0 | 0 | 0 | 0 | 0 | 0 | 0
2009 | US | MRO | - | - | S11c | Expected (Note: The sum of 11c1 and 11c2 must be <= 11c) | 0 | 0 | 0 | 0 | 0 | 0 | 0 | 0 | 0 | 0 | 0
2009 | US | MRO | - | - | S11c1 | Full-Responsibility Purchases | 0 | 0 | 0 | 0 | 0 | 0 | 0 | 0 | 0 | 0 | 0
2009 | US | MRO | - | - | S11c2 | Owned Capacity/Entitlement Located Outside the Region/Subregion | 0 | 0 | 0 | 0 | 0 | 0 | 0 | 0 | 0 | 0 | 0
2009 | US | MRO | - | - | S11d | Provisional – transactions under study, but negotiations have not begun. | 0 | 0 | 0 | 0 | 0 | 0 | 0 | 0 | 0 | 0 | 0
2009 | US | MRO | - | - | S12 | EXISTING, CERTAIN CAPACITY & NET FIRM TRANSACTIONS = 6a+Net Firm Transactions | 48179.6434 | 49647.5858 | 49390.4486 | 49669.3172 | 49388.0608 | 49159.3704 | 49191.277 | 47976.7393 | 47726.8502 | 47626.965 | 47483.9921
2009 | US | MRO | - | - | S13 | DELIVERABLE CAPACITY RESOURCES = 12+7a+Net Expected Transactions | 48179.6434 | 50307.6858 | 49835.5486 | 50265.5172 | 50286.2608 | 50217.5704 | 50464.477 | 49951.9393 | 49707.0502 | 49612.165 | 49469.1921
2009 | US | MRO | - | - | S14 | PROSPECTIVE CAPACITY RESOURCES = 13+6b-[Existing,Other Derates]+16b | 48184.6434 | 50315.5858 | 49890.9486 | 50356.5172 | 50377.2608 | 50308.5704 | 50555.477 | 50079.9393 | 49835.0502 | 49740.165 | 49598.0921
2009 | US | MRO | - | - | S15 | TOTAL POTENTIAL CAPACITY RESOURCES = 13+6b-[Existing,Other Derates]+7b+ 8+Net Provisional Transactions | 48184.6434 | 52924.5858 | 56235.9486 | 60348.5172 | 62955.2608 | 63611.5704 | 64615.477 | 64187.9393 | 64283.0502 | 64188.165 | 64746.0921
2009 | US | MRO | - | - | S15a | ADJUSTED POTENTIAL CAPACITY RESOURCES = 13+6b-[Existing,Other Derates]+ 16b+16d+Net Provisional Transactions | 48184.6434 | 51098.2858 | 51794.4486 | 53354.1172 | 54150.6608 | 54299.4704 | 54773.477 | 54312.3393 | 54344.4502 | 54249.565 | 54317.4921
2009 | US | MRO | - | - | S16a | Confidence of Future, Other (7b), using reasonable judgement | 0 | 1 | 1 | 1 | 1 | 1 | 1 | 1 | 1 | 1 | 1
2009 | US | MRO | - | - | S16b | Net Future, Other Resources After Confidence Percentage Is Applied = 7b*16a | 0 | 7.9 | 55.4 | 91 | 91 | 91 | 91 | 128 | 128 | 128 | 128.9
2009 | US | MRO | - | - | S16c | Confidence of Conceptual (8), using reasonable judgement | 0 | 0.3 | 0.3 | 0.3 | 0.3 | 0.3 | 0.3 | 0.3 | 0.3 | 0.3 | 0.3
2009 | US | MRO | - | - | S16d | Net Conceptual Resources After Confidence Percentage Is Applied = 8*16c | 0 | 782.7 | 1903.5 | 2997.6 | 3773.4 | 3990.9 | 4218 | 4232.4 | 4259.4 | 4259.4 | 4469.4
2009 | US | MRO | - | - | S17C | Region/Subregion Target Capacity Margin | 0 | 0.1305 | 0.1305 | 0.1305 | 0.1305 | 0.1305 | 0.1305 | 0.1305 | 0.1305 | 0.1305 | 0.1305
2009 | US | MRO | - | - | S17R | Region/Subregion Target Reserve Margin | 0 | 0.15 | 0.15 | 0.15 | 0.15 | 0.15 | 0.15 | 0.15 | 0.15 | 0.15 | 0.15
2009 | US | MRO | - | - | S18C | Existing Certain and Net Firm Transactions = (12-3)/12 | 0 | 0.16801 | 0.14324 | 0.13141 | 0.11224 | 0.095145 | 0.083942 | 0.047967 | 0.029446 | 0.015239 | -0.001049
2009 | US | MRO | - | - | S19C | Deliverable Capacity Resources = (13-3)/13 | 0 | 0.17893 | 0.1509 | 0.14171 | 0.1281 | 0.11421 | 0.10705 | 0.085612 | 0.06811 | 0.054644 | 0.039123
2009 | US | MRO | - | - | S20C | Prospective Capacity Resources = (14-3)/14 | 0 | 0.17906 | 0.15184 | 0.14327 | 0.12967 | 0.11581 | 0.10866 | 0.087949 | 0.070504 | 0.057077 | 0.04162
2009 | US | MRO | - | - | S21C | Total Potential Resources = (15-3)/15 | 0 | 0.21953 | 0.24754 | 0.28512 | 0.30356 | 0.30072 | 0.30261 | 0.28841 | 0.27941 | 0.26932 | 0.26584
2009 | US | MRO | - | - | S22C | Adjusted Potential Resources = (15a-3)/15a | 0 | 0.19163 | 0.18301 | 0.1914 | 0.19032 | 0.1808 | 0.1773 | 0.15902 | 0.14763 | 0.13546 | 0.12489
2009 | US | MRO | - | - | S18R | Existing Certain and Net Firm Transactions = (12-3)/3 | 0 | 0.20194 | 0.16719 | 0.15129 | 0.12643 | 0.10515 | 0.091634 | 0.050384 | 0.030339 | 0.015475 | -0.0010479
2009 | US | MRO | - | - | S19R | Deliverable Capacity Resources = (13-3)/3 | 0 | 0.21792 | 0.17771 | 0.16511 | 0.14692 | 0.12894 | 0.11989 | 0.093628 | 0.073088 | 0.057802 | 0.040716
2009 | US | MRO | - | - | S20R | Prospective Capacity Resources = (14-3)/3 | 0 | 0.21811 | 0.17902 | 0.16722 | 0.14899 | 0.13098 | 0.12191 | 0.09643 | 0.075851 | 0.060532 | 0.043428
2009 | US | MRO | - | - | S21R | Total Potential Resources = (15-3)/3 | 0 | 0.28127 | 0.32897 | 0.39883 | 0.43587 | 0.43005 | 0.43392 | 0.40531 | 0.38776 | 0.36858 | 0.36211
2009 | US | MRO | - | - | S22R | Adjusted Potential Resources = (15a-3)/3 | 0 | 0.23706 | 0.224 | 0.2367 | 0.23506 | 0.2207 | 0.21551 | 0.18909 | 0.1732 | 0.15668 | 0.14271
2009 | US | MRO | - | - | S24 | Other Capacity < 1 MW | 0 | 0 | 0 | 0 | 0 | 0 | 0 | 0 | 0 | 0 | 0
2009 | US | MRO | - | - | S25 | Distributed Generator Capacity >= 1 MW | 0 | 0 | 0 | 0 | 0 | 0 | 0 | 0 | 0 | 0 | 0
2009 | US | MRO | - | - | S26 | Capacity Total from EIA-860 | 0 | 0 | 0 | 0 | 0 | 0 | 0 | 0 | 0 | 0 | 0
2009 | US | MRO | - | - | S27 | Total Installed Baseline Capacity Resources = 12+6b | 51545.3134 | 0 | 0 | 0 | 0 | 0 | 0 | 0 | 0 | 0 | 0
2009 | CA | MRO | - | - | S01 | Unrestricted Non-coincident Peak Demand = 2+1a+1b-1c-1d | 5859 | 6409 | 6555.1623 | 6789.7874 | 7052.2859 | 7179.4187 | 7323.2374 | 7306.4537 | 7357.7596 | 7422.5106 | 7508.8049
2009 | CA | MRO | - | - | S01a | New Conservation (Energy Efficiency) | 0 | 40 | 54 | 68 | 80 | 93 | 105 | 115 | 126 | 122 | 129
2009 | CA | MRO | - | - | S01b | Estimated Diversity | 0 | 0 | 0 | 0 | 0 | 0 | 0 | 0 | 0 | 0 | 0
2009 | CA | MRO | - | - | S01c | Additions for non-member load (load served by non-registered LSE's in a region) | 0 | 0 | 0 | 0 | 0 | 0 | 0 | 0 | 0 | 0 | 0
2009 | CA | MRO | - | - | S01d | Stand-by Load Under Contract (Normally served by behind the meter generation) | 0 | 0 | 0 | 0 | 0 | 0 | 0 | 0 | 0 | 0 | 0
2009 | CA | MRO | - | - | S02 | Total Internal Demand | 5859 | 6369 | 6501.1623 | 6721.7874 | 6972.2859 | 7086.4187 | 7218.2374 | 7191.4537 | 7231.7596 | 7300.5106 | 7379.8049
2009 | CA | MRO | - | - | S02a | Direct Control Load Management | 27 | 27 | 27 | 0 | 0 | 0 | 0 | 0 | 0 | 0 | 0
2009 | CA | MRO | - | - | S02b | Contractually Interruptible (Curtailable) | 21 | 260 | 260 | 260 | 260 | 260 | 260 | 260 | 260 | 260 | 260
2009 | CA | MRO | - | - | S02c | Critical Peak-Pricing (CPP) with Control | 0 | 0 | 0 | 0 | 0 | 0 | 0 | 0 | 0 | 0 | 0
2009 | CA | MRO | - | - | S02d | Load as a Capacity Resource | 0 | 0 | 0 | 0 | 0 | 0 | 0 | 0 | 0 | 0 | 0
2009 | CA | MRO | - | - | S03 | Net Internal Demand = 2-2a-2b-2c-2d | 5811 | 6082 | 6214.1623 | 6461.7874 | 6712.2859 | 6826.4187 | 6958.2374 | 6931.4537 | 6971.7596 | 7040.5106 | 7119.8049
2009 | CA | MRO | - | - | S04a | Demand Response used for Reserves - Spinning | 27 | 27 | 27 | 0 | 0 | 0 | 0 | 0 | 0 | 0 | 0
2009 | CA | MRO | - | - | S04b | Demand Response used for Reserves - Non-Spinning | 40 | 40 | 40 | 40 | 40 | 40 | 40 | 40 | 40 | 40 | 40
2009 | CA | MRO | - | - | S04c | Demand Response used for Regulation | 0 | 0 | 0 | 0 | 0 | 0 | 0 | 0 | 0 | 0 | 0
2009 | CA | MRO | - | - | S04d | Demand Response used for Energy, Voluntary - Emergency | 0 | 0 | 0 | 0 | 0 | 0 | 0 | 0 | 0 | 0 | 0
2009 | CA | MRO | - | - | S05 | TOTAL INTERNAL CAPACITY = 6+7 | 8995.0587 | 9157.0587 | 9536.2587 | 9832.6587 | 10554.2587 | 10956.2587 | 10956.2587 | 11200.2587 | 11260.2587 | 11290.2587 | 11808.2587
2009 | CA | MRO | - | - | S06 | EXISTING CAPACITY = 6a+6b+6c | 8995.0587 | 9115.0587 | 9091.0587 | 9091.0587 | 9091.0587 | 9091.0587 | 9091.0587 | 9091.0587 | 9091.0587 | 9091.0587 | 9091.0587
2009 | CA | MRO | - | - | S06a | Existing, Certain (Note: The sum of 6a1 through 6a4 must be <= 6a) | 8693.0587 | 8795.0587 | 8699.0587 | 8697.0587 | 8667.0587 | 8667.0587 | 8695.0587 | 8695.0587 | 8695.0587 | 8695.0587 | 8695.0587
2009 | CA | MRO | - | - | S06a1 | Wind Expected On-Peak | 0 | 0 | 0 | 0 | 0 | 0 | 0 | 0 | 0 | 0 | 0
2009 | CA | MRO | - | - | S06a2 | Solar Expected On-Peak | 0 | 0 | 0 | 0 | 0 | 0 | 0 | 0 | 0 | 0 | 0
2009 | CA | MRO | - | - | S06a3 | Hydro Expected On-Peak | 5537 | 5840 | 5866 | 5866 | 5866 | 5866 | 5866 | 5866 | 5866 | 5866 | 5866
2009 | CA | MRO | - | - | S06a4 | Biomass Expected On-Peak | 0 | 0 | 0 | 0 | 0 | 0 | 0 | 0 | 0 | 0 | 0
2009 | CA | MRO | - | - | S06a5 | Load as a Capacity Resource Expected On-Peak (Load Management Programs) | 0 | 0 | 0 | 0 | 0 | 0 | 0 | 0 | 0 | 0 | 0
2009 | CA | MRO | - | - | S06b | Existing, Other (Note: The sum of 6b1 through 6b7 must be <= 6b) | 302 | 320 | 392 | 394 | 424 | 424 | 396 | 396 | 396 | 396 | 396
2009 | CA | MRO | - | - | S06b1 | Wind Derate On-Peak | 150 | 270 | 270 | 270 | 270 | 270 | 270 | 270 | 270 | 270 | 270
2009 | CA | MRO | - | - | S06b2 | Solar Derate On-Peak | 0 | 0 | 0 | 0 | 0 | 0 | 0 | 0 | 0 | 0 | 0
2009 | CA | MRO | - | - | S06b3 | Hydro Derate On-Peak | 0 | 0 | 0 | 0 | 0 | 0 | 0 | 0 | 0 | 0 | 0
2009 | CA | MRO | - | - | S06b4 | Biomass Derate On-Peak | 0 | 0 | 0 | 0 | 0 | 0 | 0 | 0 | 0 | 0 | 0
2009 | CA | MRO | - | - | S06b5 | Load as a Capacity Resource Derate On-Peak (Load Management Programs) | 0 | 0 | 0 | 0 | 0 | 0 | 0 | 0 | 0 | 0 | 0
2009 | CA | MRO | - | - | S06b6 | Energy Only | 0 | 0 | 0 | 0 | 0 | 0 | 0 | 0 | 0 | 0 | 0
2009 | CA | MRO | - | - | S06b7 | Scheduled Outage - Maintenance | 152 | 50 | 122 | 124 | 154 | 154 | 126 | 126 | 126 | 126 | 126
2009 | CA | MRO | - | - | S06b8 | Transmission-Limited Resources | 0 | 0 | 0 | 0 | 0 | 0 | 0 | 0 | 0 | 0 | 0
2009 | CA | MRO | - | - | S06c | Existing, Inoperable (Note: Capacity reported in this line are not used in margin calculations) | 0 | 0 | 0 | 0 | 0 | 0 | 0 | 0 | 0 | 0 | 0
2009 | CA | MRO | - | - | S07 | FUTURE CAPACITY ADDITIONS = 7a+7b | 0 | 42 | 445.2 | 741.6 | 1463.2 | 1865.2 | 1865.2 | 2109.2 | 2169.2 | 2199.2 | 2717.2
2009 | CA | MRO | - | - | S07a | Future, Planned (Note: Only the net expected On-Peak values are included in this line and does not include Energy Only.) | 0 | 0 | 156.2 | 246.6 | 395.2 | 797.2 | 797.2 | 1041.2 | 1101.2 | 1131.2 | 1649.2
2009 | CA | MRO | - | - | S07a1 | Wind Expected On-Peak | 0 | 0 | 0 | 10 | 10 | 67 | 67 | 67 | 67 | 67 | 67
2009 | CA | MRO | - | - | S07a2 | Solar Expected On-Peak | 0 | 0 | 0 | 0 | 0 | 0 | 0 | 0 | 0 | 0 | 0
2009 | CA | MRO | - | - | S07a3 | Hydro Expected On-Peak | 0 | 0 | 11 | 34 | 143 | 280 | 280 | 280 | 280 | 318 | 411
2009 | CA | MRO | - | - | S07a4 | Biomass Expected On-Peak | 0 | 0 | 0 | 0 | 0 | 0 | 0 | 0 | 0 | 0 | 0
2009 | CA | MRO | - | - | S07b | Future, Other (Note: Only the net expected On-Peak values are included in this line and does not include Energy Only.) | 0 | 0 | 0 | 0 | 0 | 0 | 0 | 0 | 0 | 0 | 0
2009 | CA | MRO | - | - | S07b1 | Wind Expected On-Peak | 0 | 0 | 0 | 0 | 0 | 0 | 0 | 0 | 0 | 0 | 0
2009 | CA | MRO | - | - | S07b2 | Wind Derate On-Peak | 0 | 0 | 0 | 0 | 0 | 0 | 0 | 0 | 0 | 0 | 0
2009 | CA | MRO | - | - | S07b3 | Solar Expected On-Peak | 0 | 0 | 0 | 0 | 0 | 0 | 0 | 0 | 0 | 0 | 0
2009 | CA | MRO | - | - | S07b4 | Solar Derate On-Peak | 0 | 0 | 0 | 0 | 0 | 0 | 0 | 0 | 0 | 0 | 0
2009 | CA | MRO | - | - | S07b5 | Hydro Expected On-Peak | 0 | 0 | 0 | 0 | 0 | 0 | 0 | 0 | 0 | 0 | 0
2009 | CA | MRO | - | - | S07b6 | Hydro Derate On-Peak | 0 | 0 | 0 | 0 | 0 | 0 | 0 | 0 | 0 | 0 | 0
2009 | CA | MRO | - | - | S07b7 | Biomass Expected On-Peak | 0 | 0 | 0 | 0 | 0 | 0 | 0 | 0 | 0 | 0 | 0
2009 | CA | MRO | - | - | S07b8 | Biomass Derate On-Peak | 0 | 0 | 0 | 0 | 0 | 0 | 0 | 0 | 0 | 0 | 0
2009 | CA | MRO | - | - | S07b9 | Energy Only | 0 | 0 | 0 | 0 | 0 | 0 | 0 | 0 | 0 | 0 | 0
2009 | CA | MRO | - | - | S08 | Conceptual (Note: Only the net expected on-peak capacity is included in this line and does not include Energy Only.) | 0 | 42 | 289 | 495 | 1068 | 1068 | 1068 | 1068 | 1068 | 1068 | 1068
2009 | CA | MRO | - | - | S08a1 | Wind Expected On-Peak | 0 | 0 | 0 | 0 | 0 | 0 | 0 | 0 | 0 | 0 | 0
2009 | CA | MRO | - | - | S08a2 | Wind Derate On-Peak | 0 | 761 | 1060 | 1060 | 1060 | 1060 | 1060 | 1060 | 1060 | 1060 | 1060
2009 | CA | MRO | - | - | S08a3 | Solar Expected On-Peak | 0 | 0 | 0 | 0 | 0 | 0 | 0 | 0 | 0 | 0 | 0
2009 | CA | MRO | - | - | S08a4 | Solar Derate On-Peak | 0 | 0 | 0 | 0 | 0 | 0 | 0 | 0 | 0 | 0 | 0
2009 | CA | MRO | - | - | S08a5 | Hydro Expected On-Peak | 0 | 0 | 0 | 0 | 0 | 0 | 0 | 0 | 0 | 0 | 0
2009 | CA | MRO | - | - | S08a6 | Hydro Derate On-Peak | 0 | 0 | 0 | 0 | 0 | 0 | 0 | 0 | 0 | 0 | 0
2009 | CA | MRO | - | - | S08a7 | Biomass Expected On-Peak | 0 | 0 | 0 | 0 | 0 | 0 | 0 | 0 | 0 | 0 | 0
2009 | CA | MRO | - | - | S08a8 | Biomass Derate On-Peak | 0 | 0 | 0 | 0 | 0 | 0 | 0 | 0 | 0 | 0 | 0
2009 | CA | MRO | - | - | S08a9 | Energy Only | 0 | 0 | 0 | 0 | 0 | 0 | 0 | 0 | 0 | 0 | 0
2009 | CA | MRO | - | - | S09 | DELIVERABLE INTERNAL CAPACITY = 6a+7a | 8693.0587 | 8795.0587 | 8855.2587 | 8943.6587 | 9062.2587 | 9464.2587 | 9492.2587 | 9736.2587 | 9796.2587 | 9826.2587 | 10344.2587
2009 | CA | MRO | - | - | S10 | CAPACITY TRANSACTIONS - IMPORTS = 10a+10b+10c+10d | 0 | 0 | 0 | 0 | 0 | 0 | 0 | 0 | 0 | 0 | 0
2009 | CA | MRO | - | - | S10a | Firm (Note: The sum of 10a1 and 10a2 must be <= 10a) | 0 | 0 | 0 | 0 | 0 | 0 | 0 | 0 | 0 | 0 | 0
2009 | CA | MRO | - | - | S10a1 | Full-Responsibility Purchases | 0 | 0 | 0 | 0 | 0 | 0 | 0 | 0 | 0 | 0 | 0
2009 | CA | MRO | - | - | S10a2 | Owned Capacity/Entitlement Located Outside the Region/Subregion | 0 | 0 | 0 | 0 | 0 | 0 | 0 | 0 | 0 | 0 | 0
2009 | CA | MRO | - | - | S10b | Non-firm | 0 | 0 | 0 | 0 | 0 | 0 | 0 | 0 | 0 | 0 | 0
2009 | CA | MRO | - | - | S10c | Expected (Note: The sum of 10c1 and 10c2 must be <= 10c) | 0 | 0 | 0 | 0 | 0 | 0 | 0 | 0 | 0 | 0 | 0
2009 | CA | MRO | - | - | S10c1 | Full-Responsibility Purchases | 0 | 0 | 0 | 0 | 0 | 0 | 0 | 0 | 0 | 0 | 0
2009 | CA | MRO | - | - | S10c2 | Owned Capacity/Entitlement Located Outside the Region/Subregion | 0 | 0 | 0 | 0 | 0 | 0 | 0 | 0 | 0 | 0 | 0
2009 | CA | MRO | - | - | S10d | Provisional – transactions under study, but negotiations have not begun. | 0 | 0 | 0 | 0 | 0 | 0 | 0 | 0 | 0 | 0 | 0
2009 | CA | MRO | - | - | S11 | CAPACITY TRANSACTIONS - EXPORTS = 11a+11b+11c+11d | 1403 | 1423 | 1160 | 1160 | 1050 | 1050 | 1050 | 575 | 575 | 375 | 375
2009 | CA | MRO | - | - | S11a | Firm (Note: The sum of 11a1 and 11a2 must be <= 11a) | 1403 | 1423 | 1160 | 1160 | 1050 | 1050 | 1050 | 200 | 200 | 0 | 0
2009 | CA | MRO | - | - | S11a1 | Full-Responsibility Purchases | 500 | 500 | 500 | 500 | 500 | 500 | 500 | 200 | 200 | 0 | 0
2009 | CA | MRO | - | - | S11a2 | Owned Capacity/Entitlement Located Outside the Region/Subregion | 903 | 873 | 610 | 610 | 550 | 550 | 550 | 0 | 0 | 0 | 0
2009 | CA | MRO | - | - | S11b | Non-firm | 0 | 0 | 0 | 0 | 0 | 0 | 0 | 0 | 0 | 0 | 0
2009 | CA | MRO | - | - | S11c | Expected (Note: The sum of 11c1 and 11c2 must be <= 11c) | 0 | 0 | 0 | 0 | 0 | 0 | 0 | 375 | 375 | 375 | 375
2009 | CA | MRO | - | - | S11c1 | Full-Responsibility Purchases | 0 | 0 | 0 | 0 | 0 | 0 | 0 | 0 | 0 | 0 | 0
2009 | CA | MRO | - | - | S11c2 | Owned Capacity/Entitlement Located Outside the Region/Subregion | 0 | 0 | 0 | 0 | 0 | 0 | 0 | 375 | 375 | 375 | 375
2009 | CA | MRO | - | - | S11d | Provisional – transactions under study, but negotiations have not begun. | 0 | 0 | 0 | 0 | 0 | 0 | 0 | 0 | 0 | 0 | 0
2009 | CA | MRO | - | - | S12 | EXISTING, CERTAIN CAPACITY & NET FIRM TRANSACTIONS = 6a+Net Firm Transactions | 7290.0587 | 7372.0587 | 7539.0587 | 7537.0587 | 7617.0587 | 7617.0587 | 7645.0587 | 8495.0587 | 8495.0587 | 8695.0587 | 8695.0587
2009 | CA | MRO | - | - | S13 | DELIVERABLE CAPACITY RESOURCES = 12+7a+Net Expected Transactions | 7290.0587 | 7372.0587 | 7695.2587 | 7783.6587 | 8012.2587 | 8414.2587 | 8442.2587 | 9161.2587 | 9221.2587 | 9451.2587 | 9969.2587
2009 | CA | MRO | - | - | S14 | PROSPECTIVE CAPACITY RESOURCES = 13+6b-[Existing,Other Derates]+16b | 7290.0587 | 7372.0587 | 7695.2587 | 7783.6587 | 8012.2587 | 8414.2587 | 8442.2587 | 9161.2587 | 9221.2587 | 9451.2587 | 9969.2587
2009 | CA | MRO | - | - | S15 | TOTAL POTENTIAL CAPACITY RESOURCES = 13+6b-[Existing,Other Derates]+7b+ 8+Net Provisional Transactions | 7290.0587 | 7414.0587 | 7984.2587 | 8278.6587 | 9080.2587 | 9482.2587 | 9510.2587 | 10229.2587 | 10289.2587 | 10519.2587 | 11037.2587
2009 | CA | MRO | - | - | S15a | ADJUSTED POTENTIAL CAPACITY RESOURCES = 13+6b-[Existing,Other Derates]+ 16b+16d+Net Provisional Transactions | 7290.0587 | 7384.6587 | 7781.9587 | 7932.1587 | 8332.6587 | 8734.6587 | 8762.6587 | 9481.6587 | 9541.6587 | 9771.6587 | 10289.6587
2009 | CA | MRO | - | - | S16a | Confidence of Future, Other (7b), using reasonable judgement | 0 | 1 | 1 | 1 | 1 | 1 | 1 | 1 | 1 | 1 | 1
2009 | CA | MRO | - | - | S16b | Net Future, Other Resources After Confidence Percentage Is Applied = 7b*16a | 0 | 0 | 0 | 0 | 0 | 0 | 0 | 0 | 0 | 0 | 0
2009 | CA | MRO | - | - | S16c | Confidence of Conceptual (8), using reasonable judgement | 0 | 0.3 | 0.3 | 0.3 | 0.3 | 0.3 | 0.3 | 0.3 | 0.3 | 0.3 | 0.3
2009 | CA | MRO | - | - | S16d | Net Conceptual Resources After Confidence Percentage Is Applied = 8*16c | 0 | 12.6 | 86.7 | 148.5 | 320.4 | 320.4 | 320.4 | 320.4 | 320.4 | 320.4 | 320.4
2009 | CA | MRO | - | - | S17C | Region/Subregion Target Capacity Margin | 0 | 0.091 | 0.091 | 0.091 | 0.091 | 0.091 | 0.091 | 0.091 | 0.091 | 0.091 | 0.091
2009 | CA | MRO | - | - | S17R | Region/Subregion Target Reserve Margin | 0 | 0.1 | 0.1 | 0.1 | 0.1 | 0.1 | 0.1 | 0.1 | 0.1 | 0.1 | 0.1
2009 | CA | MRO | - | - | S18C | Existing Certain and Net Firm Transactions = (12-3)/12 | 0 | 0.17499 | 0.17574 | 0.14266 | 0.11878 | 0.1038 | 0.089839 | 0.18406 | 0.17932 | 0.19029 | 0.18117
2009 | CA | MRO | - | - | S19C | Deliverable Capacity Resources = (13-3)/13 | 0 | 0.17499 | 0.19247 | 0.16983 | 0.16225 | 0.18871 | 0.17578 | 0.2434 | 0.24395 | 0.25507 | 0.28582
2009 | CA | MRO | - | - | S20C | Prospective Capacity Resources = (14-3)/14 | 0 | 0.17499 | 0.19247 | 0.16983 | 0.16225 | 0.18871 | 0.17578 | 0.2434 | 0.24395 | 0.25507 | 0.28582
2009 | CA | MRO | - | - | S21C | Total Potential Resources = (15-3)/15 | 0 | 0.17967 | 0.2217 | 0.21946 | 0.26078 | 0.28009 | 0.26834 | 0.32239 | 0.32242 | 0.3307 | 0.35493
2009 | CA | MRO | - | - | S22C | Adjusted Potential Resources = (15a-3)/15a | 0 | 0.1764 | 0.20147 | 0.18537 | 0.19446 | 0.21847 | 0.20592 | 0.26896 | 0.26933 | 0.2795 | 0.30806
2009 | CA | MRO | - | - | S18R | Existing Certain and Net Firm Transactions = (12-3)/3 | 0 | 0.21211 | 0.21321 | 0.1664 | 0.13479 | 0.11582 | 0.098706 | 0.22558 | 0.2185 | 0.235 | 0.22125
2009 | CA | MRO | - | - | S19R | Deliverable Capacity Resources = (13-3)/3 | 0 | 0.21211 | 0.23834 | 0.20457 | 0.19367 | 0.2326 | 0.21328 | 0.32169 | 0.32266 | 0.34241 | 0.40022
2009 | CA | MRO | - | - | S20R | Prospective Capacity Resources = (14-3)/3 | 0 | 0.21211 | 0.23834 | 0.20457 | 0.19367 | 0.2326 | 0.21328 | 0.32169 | 0.32266 | 0.34241 | 0.40022
2009 | CA | MRO | - | - | S21R | Total Potential Resources = (15-3)/3 | 0 | 0.21902 | 0.28485 | 0.28117 | 0.35278 | 0.38905 | 0.36676 | 0.47577 | 0.47585 | 0.4941 | 0.55022
2009 | CA | MRO | - | - | S22R | Adjusted Potential Resources = (15a-3)/3 | 0 | 0.21418 | 0.25229 | 0.22755 | 0.2414 | 0.27954 | 0.25932 | 0.36792 | 0.36862 | 0.38792 | 0.44522
2009 | CA | MRO | - | - | S24 | Other Capacity < 1 MW | 0 | 0 | 0 | 0 | 0 | 0 | 0 | 0 | 0 | 0 | 0
2009 | CA | MRO | - | - | S25 | Distributed Generator Capacity >= 1 MW | 0 | 0 | 0 | 0 | 0 | 0 | 0 | 0 | 0 | 0 | 0
2009 | CA | MRO | - | - | S26 | Capacity Total from EIA-860 | 0 | 0 | 0 | 0 | 0 | 0 | 0 | 0 | 0 | 0 | 0
2009 | CA | MRO | - | - | S27 | Total Installed Baseline Capacity Resources = 12+6b | 7592.0587 | 0 | 0 | 0 | 0 | 0 | 0 | 0 | 0 | 0 | 0
2009 | TL | MRO | - | - | S01 | Unrestricted Non-coincident Peak Demand = 2+1a+1b-1c-1d | 47026.7802 | 50400.2515 | 51808.837 | 53012.0924 | 54097.3238 | 54967.4582 | 55857.0406 | 56582.8818 | 57417.3218 | 58195.8642 | 59041.1054
2009 | TL | MRO | - | - | S01a | New Conservation (Energy Efficiency) | 0 | 120.8561 | 245.248 | 392.5633 | 533.1451 | 643.8532 | 811.7881 | 946.1332 | 1086.2988 | 1210.5329 | 1336.8355
2009 | TL | MRO | - | - | S01b | Estimated Diversity | 0 | 0 | 0 | 0 | 0 | 0 | 0 | 0 | 0 | 0 | 0
2009 | TL | MRO | - | - | S01c | Additions for non-member load (load served by non-registered LSE's in a region) | 0 | 224.3 | 194.3 | 192 | 192 | 192 | 192 | 192 | 192 | 192 | 192
2009 | TL | MRO | - | - | S01d | Stand-by Load Under Contract (Normally served by behind the meter generation) | 0 | 71 | 71 | 71 | 71 | 71 | 71 | 71 | 71 | 71 | 71
2009 | TL | MRO | - | - | S02 | Total Internal Demand | 47026.7802 | 50574.6954 | 51828.889 | 52882.5291 | 53827.1787 | 54586.605 | 55308.2525 | 55899.7486 | 56594.0231 | 57248.3313 | 57967.2699
2009 | TL | MRO | - | - | S02a | Direct Control Load Management | 1043.2 | 1446.4 | 1456.4 | 1439 | 1442.9 | 1448.9 | 1455.9 | 1457.9 | 1461.9 | 1464.9 | 1468.9
2009 | TL | MRO | - | - | S02b | Contractually Interruptible (Curtailable) | 1315.16 | 1740.06 | 1842.76 | 1839.56 | 1827.36 | 1829.16 | 1832.06 | 1834.96 | 1838.86 | 1841.76 | 1844.76
2009 | TL | MRO | - | - | S02c | Critical Peak-Pricing (CPP) with Control | 0 | 0 | 0 | 0 | 0 | 0 | 0 | 0 | 0 | 0 | 0
2009 | TL | MRO | - | - | S02d | Load as a Capacity Resource | 0 | 0 | 0 | 0 | 0 | 0 | 0 | 0 | 0 | 0 | 0
2009 | TL | MRO | - | - | S03 | Net Internal Demand = 2-2a-2b-2c-2d | 44668.4202 | 47388.2354 | 48529.729 | 49603.9691 | 50556.9187 | 51308.545 | 52020.2925 | 52606.8886 | 53293.2631 | 53941.6713 | 54653.6099
2009 | TL | MRO | - | - | S04a | Demand Response used for Reserves - Spinning | 30 | 30 | 30 | 3 | 3 | 3 | 3 | 3 | 3 | 3 | 3
2009 | TL | MRO | - | - | S04b | Demand Response used for Reserves - Non-Spinning | 83 | 83 | 83 | 83 | 83 | 83 | 83 | 83 | 83 | 83 | 83
2009 | TL | MRO | - | - | S04c | Demand Response used for Regulation | 0 | 0 | 0 | 0 | 0 | 0 | 0 | 0 | 0 | 0 | 0
2009 | TL | MRO | - | - | S04d | Demand Response used for Energy, Voluntary - Emergency | 70 | 70 | 70 | 70 | 70 | 70 | 70 | 70 | 70 | 70 | 70
2009 | TL | MRO | - | - | S05 | TOTAL INTERNAL CAPACITY = 6+7 | 58746.0276 | 64848.7715 | 68748.2343 | 73016.603 | 76549.9465 | 77832.9 | 78761.8066 | 79496.2689 | 79651.3798 | 79431.4946 | 80506.5216
2009 | TL | MRO | - | - | S06 | EXISTING CAPACITY = 6a+6b+6c | 58746.0276 | 61529.7715 | 61512.9343 | 61686.803 | 61610.5465 | 61606.5 | 61563.4066 | 61678.8689 | 61678.9798 | 61424.0946 | 61281.1217
2009 | TL | MRO | - | - | S06a | Existing, Certain (Note: The sum of 6a1 through 6a4 must be <= 6a) | 55003.3576 | 56432.7815 | 56343.9443 | 56515.813 | 56409.5565 | 56405.51 | 56390.4166 | 56505.8789 | 56505.9898 | 56251.1046 | 56108.1317
2009 | TL | MRO | - | - | S06a1 | Wind Expected On-Peak | 799 | 1130 | 1130 | 1130 | 1130 | 1130 | 1130 | 1130 | 1130 | 1130 | 1130
2009 | TL | MRO | - | - | S06a2 | Solar Expected On-Peak | 0 | 0 | 0 | 0 | 0 | 0 | 0 | 0 | 0 | 0 | 0
2009 | TL | MRO | - | - | S06a3 | Hydro Expected On-Peak | 8483.13 | 8802.81 | 8828.81 | 8828.81 | 8828.81 | 8828.81 | 8828.81 | 8828.81 | 8828.81 | 8828.81 | 8828.81
2009 | TL | MRO | - | - | S06a4 | Biomass Expected On-Peak | 353.906 | 350.831 | 350.831 | 350.831 | 350.831 | 281.831 | 281.831 | 281.831 | 281.831 | 281.831 | 281.831
2009 | TL | MRO | - | - | S06a5 | Load as a Capacity Resource Expected On-Peak (Load Management Programs) | 0 | 0 | 0 | 0 | 0 | 0 | 0 | 0 | 0 | 0 | 0
2009 | TL | MRO | - | - | S06b | Existing, Other (Note: The sum of 6b1 through 6b7 must be <= 6b) | 3667.67 | 5021.99 | 5093.99 | 5095.99 | 5125.99 | 5125.99 | 5097.99 | 5097.99 | 5097.99 | 5097.99 | 5097.99
2009 | TL | MRO | - | - | S06b1 | Wind Derate On-Peak | 3348 | 4794 | 4794 | 4794 | 4794 | 4794 | 4794 | 4794 | 4794 | 4794 | 4794
2009 | TL | MRO | - | - | S06b2 | Solar Derate On-Peak | 0 | 0 | 0 | 0 | 0 | 0 | 0 | 0 | 0 | 0 | 0
2009 | TL | MRO | - | - | S06b3 | Hydro Derate On-Peak | 131.67 | 110.99 | 110.99 | 110.99 | 110.99 | 110.99 | 110.99 | 110.99 | 110.99 | 110.99 | 110.99
2009 | TL | MRO | - | - | S06b4 | Biomass Derate On-Peak | 6 | 7 | 7 | 7 | 7 | 7 | 7 | 7 | 7 | 7 | 7
2009 | TL | MRO | - | - | S06b5 | Load as a Capacity Resource Derate On-Peak (Load Management Programs) | 0 | 0 | 0 | 0 | 0 | 0 | 0 | 0 | 0 | 0 | 0
2009 | TL | MRO | - | - | S06b6 | Energy Only | 0 | 0 | 0 | 0 | 0 | 0 | 0 | 0 | 0 | 0 | 0
2009 | TL | MRO | - | - | S06b7 | Scheduled Outage - Maintenance | 152 | 50 | 122 | 124 | 154 | 154 | 126 | 126 | 126 | 126 | 126
2009 | TL | MRO | - | - | S06b8 | Transmission-Limited Resources | 25 | 60 | 60 | 60 | 60 | 60 | 60 | 60 | 60 | 60 | 60
2009 | TL | MRO | - | - | S06c | Existing, Inoperable (Note: Capacity reported in this line are not used in margin calculations) | 75 | 75 | 75 | 75 | 75 | 75 | 75 | 75 | 75 | 75 | 75
2009 | TL | MRO | - | - | S07 | FUTURE CAPACITY ADDITIONS = 7a+7b | 0 | 3319 | 7235.3 | 11329.8 | 14939.4 | 16226.4 | 17198.4 | 17817.4 | 17972.4 | 18007.4 | 19225.4
2009 | TL | MRO | - | - | S07a | Future, Planned (Note: Only the net expected On-Peak values are included in this line and does not include Energy Only.) | 0 | 660.1 | 601.3 | 842.8 | 1293.4 | 1855.4 | 2070.4 | 2641.4 | 2706.4 | 2741.4 | 3259.4
2009 | TL | MRO | - | - | S07a1 | Wind Expected On-Peak | 0 | 5.1 | 13.1 | 23.1 | 23.1 | 80.1 | 80.1 | 80.1 | 80.1 | 80.1 | 80.1
2009 | TL | MRO | - | - | S07a2 | Solar Expected On-Peak | 0 | 0 | 0 | 0 | 0 | 0 | 0 | 0 | 0 | 0 | 0
2009 | TL | MRO | - | - | S07a3 | Hydro Expected On-Peak | 0 | 0 | 11 | 34 | 143 | 280 | 280 | 280 | 280 | 318 | 411
2009 | TL | MRO | - | - | S07a4 | Biomass Expected On-Peak | 0 | 0 | 2 | 2 | 2 | 30 | 30 | 30 | 30 | 30 | 30
2009 | TL | MRO | - | - | S07b | Future, Other (Note: Only the net expected On-Peak values are included in this line and does not include Energy Only.) | 0 | 7.9 | 55.4 | 91 | 91 | 91 | 91 | 128 | 128 | 128 | 128.9
2009 | TL | MRO | - | - | S07b1 | Wind Expected On-Peak | 0 | 0 | 0 | 1.1 | 1.1 | 1.1 | 1.1 | 1.1 | 1.1 | 1.1 | 1.1
2009 | TL | MRO | - | - | S07b2 | Wind Derate On-Peak | 0 | 0 | 0 | 0 | 0 | 0 | 0 | 0 | 0 | 0 | 0
2009 | TL | MRO | - | - | S07b3 | Solar Expected On-Peak | 0 | 0 | 0 | 0 | 0 | 0 | 0 | 0 | 0 | 0 | 0
2009 | TL | MRO | - | - | S07b4 | Solar Derate On-Peak | 0 | 0 | 0 | 0 | 0 | 0 | 0 | 0 | 0 | 0 | 0
2009 | TL | MRO | - | - | S07b5 | Hydro Expected On-Peak | 0 | 0 | 0 | 0 | 0 | 0 | 0 | 0 | 0 | 0 | 0
2009 | TL | MRO | - | - | S07b6 | Hydro Derate On-Peak | 0 | 0 | 0 | 0 | 0 | 0 | 0 | 0 | 0 | 0 | 0
2009 | TL | MRO | - | - | S07b7 | Biomass Expected On-Peak | 0 | 0 | 40 | 40 | 40 | 40 | 40 | 40 | 40 | 40 | 40
2009 | TL | MRO | - | - | S07b8 | Biomass Derate On-Peak | 0 | 0 | 0 | 0 | 0 | 0 | 0 | 0 | 0 | 0 | 0
2009 | TL | MRO | - | - | S07b9 | Energy Only | 0 | 27 | 27 | 27 | 27 | 27 | 27 | 27 | 27 | 27 | 27
2009 | TL | MRO | - | - | S08 | Conceptual (Note: Only the net expected on-peak capacity is included in this line and does not include Energy Only.) | 0 | 2651 | 6634 | 10487 | 13646 | 14371 | 15128 | 15176 | 15266 | 15266 | 15966
2009 | TL | MRO | - | - | S08a1 | Wind Expected On-Peak | 0 | 1918 | 5194 | 7476 | 8160 | 8385 | 8536 | 8584 | 8674 | 8674 | 8674
2009 | TL | MRO | - | - | S08a2 | Wind Derate On-Peak | 0 | 8480 | 23769 | 33826 | 37245 | 38146 | 38749 | 38944 | 39304 | 39304 | 39304
2009 | TL | MRO | - | - | S08a3 | Solar Expected On-Peak | 0 | 20 | 20 | 20 | 20 | 20 | 20 | 20 | 20 | 20 | 20
2009 | TL | MRO | - | - | S08a4 | Solar Derate On-Peak | 0 | 0 | 0 | 0 | 0 | 0 | 0 | 0 | 0 | 0 | 0
2009 | TL | MRO | - | - | S08a5 | Hydro Expected On-Peak | 0 | 0 | 0 | 0 | 0 | 0 | 0 | 0 | 0 | 0 | 0
2009 | TL | MRO | - | - | S08a6 | Hydro Derate On-Peak | 0 | 0 | 0 | 0 | 0 | 0 | 0 | 0 | 0 | 0 | 0
2009 | TL | MRO | - | - | S08a7 | Biomass Expected On-Peak | 0 | 0 | 0 | 25 | 145 | 145 | 145 | 145 | 145 | 145 | 145
2009 | TL | MRO | - | - | S08a8 | Biomass Derate On-Peak | 0 | 0 | 0 | 0 | 0 | 0 | 0 | 0 | 0 | 0 | 0
2009 | TL | MRO | - | - | S08a9 | Energy Only | 0 | 0 | 0 | 0 | 0 | 0 | 0 | 0 | 0 | 0 | 0
2009 | TL | MRO | - | - | S09 | DELIVERABLE INTERNAL CAPACITY = 6a+7a | 55003.3576 | 57092.8815 | 56945.2443 | 57358.613 | 57702.9565 | 58260.91 | 58460.8166 | 59147.2789 | 59212.3898 | 58992.5046 | 59367.5316
2009 | TL | MRO | - | - | S10 | CAPACITY TRANSACTIONS - IMPORTS = 10a+10b+10c+10d | 1644.6 | 1554.3 | 1483 | 1438 | 1333 | 1158 | 1158 | 873 | 873 | 873 | 873
2009 | TL | MRO | - | - | S10a | Firm (Note: The sum of 10a1 and 10a2 must be <= 10a) | 1644.6 | 1554.3 | 1483 | 1438 | 1333 | 1158 | 1158 | 873 | 623 | 623 | 623
2009 | TL | MRO | - | - | S10a1 | Full-Responsibility Purchases | 106 | 171 | 106 | 106 | 156 | 156 | 156 | 156 | 156 | 156 | 156
2009 | TL | MRO | - | - | S10a2 | Owned Capacity/Entitlement Located Outside the Region/Subregion | 472 | 572 | 572 | 572 | 572 | 472 | 472 | 472 | 472 | 472 | 472
2009 | TL | MRO | - | - | S10b | Non-firm | 0 | 0 | 0 | 0 | 0 | 0 | 0 | 0 | 0 | 0 | 0
2009 | TL | MRO | - | - | S10c | Expected (Note: The sum of 10c1 and 10c2 must be <= 10c) | 0 | 0 | 0 | 0 | 0 | 0 | 0 | 0 | 0 | 0 | 0
2009 | TL | MRO | - | - | S10c1 | Full-Responsibility Purchases | 0 | 0 | 0 | 0 | 0 | 0 | 0 | 0 | 0 | 0 | 0
2009 | TL | MRO | - | - | S10c2 | Owned Capacity/Entitlement Located Outside the Region/Subregion | 0 | 0 | 0 | 0 | 0 | 0 | 0 | 0 | 0 | 0 | 0
2009 | TL | MRO | - | - | S10d | Provisional – transactions under study, but negotiations have not begun. | 0 | 0 | 0 | 0 | 0 | 0 | 0 | 0 | 250 | 250 | 250
2009 | TL | MRO | - | - | S11 | CAPACITY TRANSACTIONS - EXPORTS = 11a+11b+11c+11d | 1178.2555 | 967.437 | 897.437 | 747.437 | 737.437 | 787.0809 | 712.0809 | 707.0809 | 707.0809 | 552.0809 | 552.0809
2009 | TL | MRO | - | - | S11a | Firm (Note: The sum of 11a1 and 11a2 must be <= 11a) | 1178.2555 | 967.437 | 897.437 | 747.437 | 737.437 | 787.0809 | 712.0809 | 707.0809 | 707.0809 | 552.0809 | 552.0809
2009 | TL | MRO | - | - | S11a1 | Full-Responsibility Purchases | 385.7555 | 524.937 | 525.937 | 525.937 | 515.937 | 485.6909 | 485.6909 | 480.6909 | 480.6909 | 325.6909 | 325.6909
2009 | TL | MRO | - | - | S11a2 | Owned Capacity/Entitlement Located Outside the Region/Subregion | 294.5 | 294.5 | 294.5 | 194.5 | 194.5 | 274.39 | 199.39 | 199.39 | 199.39 | 199.39 | 199.39
2009 | TL | MRO | - | - | S11b | Non-firm | 0 | 0 | 0 | 0 | 0 | 0 | 0 | 0 | 0 | 0 | 0
2009 | TL | MRO | - | - | S11c | Expected (Note: The sum of 11c1 and 11c2 must be <= 11c) | 0 | 0 | 0 | 0 | 0 | 0 | 0 | 0 | 0 | 0 | 0
2009 | TL | MRO | - | - | S11c1 | Full-Responsibility Purchases | 0 | 0 | 0 | 0 | 0 | 0 | 0 | 0 | 0 | 0 | 0
2009 | TL | MRO | - | - | S11c2 | Owned Capacity/Entitlement Located Outside the Region/Subregion | 0 | 0 | 0 | 0 | 0 | 0 | 0 | 0 | 0 | 0 | 0
2009 | TL | MRO | - | - | S11d | Provisional – transactions under study, but negotiations have not begun. | 0 | 0 | 0 | 0 | 0 | 0 | 0 | 0 | 0 | 0 | 0
2009 | TL | MRO | - | - | S12 | EXISTING, CERTAIN CAPACITY & NET FIRM TRANSACTIONS = 6a+Net Firm Transactions | 55469.7022 | 57019.6445 | 56929.5073 | 57206.376 | 57005.1195 | 56776.4291 | 56836.3357 | 56671.798 | 56421.9089 | 56322.0237 | 56179.0508
2009 | TL | MRO | - | - | S13 | DELIVERABLE CAPACITY RESOURCES = 12+7a+Net Expected Transactions | 55469.7022 | 57679.7445 | 57530.8073 | 58049.176 | 58298.5195 | 58631.8291 | 58906.7357 | 59313.198 | 59128.3089 | 59063.4237 | 59438.4508
2009 | TL | MRO | - | - | S14 | PROSPECTIVE CAPACITY RESOURCES = 13+6b-[Existing,Other Derates]+16b | 55474.7022 | 57687.6445 | 57586.2073 | 58140.176 | 58389.5195 | 58722.8291 | 58997.7357 | 59441.198 | 59256.3089 | 59191.4237 | 59567.3508
2009 | TL | MRO | - | - | S15 | TOTAL POTENTIAL CAPACITY RESOURCES = 13+6b-[Existing,Other Derates]+7b+ 8+Net Provisional Transactions | 55474.7022 | 60338.6445 | 64220.2073 | 68627.176 | 72035.5195 | 73093.8291 | 74125.7357 | 74617.198 | 74772.3089 | 74707.4237 | 75783.3508
2009 | TL | MRO | - | - | S15a | ADJUSTED POTENTIAL CAPACITY RESOURCES = 13+6b-[Existing,Other Derates]+ 16b+16d+Net Provisional Transactions | 55474.7022 | 58482.9445 | 59576.4073 | 61286.276 | 62483.3195 | 63034.1291 | 63536.1357 | 63993.998 | 64086.1089 | 64021.2237 | 64607.1508
2009 | TL | MRO | - | - | S16a | Confidence of Future, Other (7b), using reasonable judgement | 0 | 1 | 1 | 1 | 1 | 1 | 1 | 1 | 1 | 1 | 1
2009 | TL | MRO | - | - | S16b | Net Future, Other Resources After Confidence Percentage Is Applied = 7b*16a | 0 | 7.9 | 55.4 | 91 | 91 | 91 | 91 | 128 | 128 | 128 | 128.9
2009 | TL | MRO | - | - | S16c | Confidence of Conceptual (8), using reasonable judgement | 0 | 0.3 | 0.3 | 0.3 | 0.3 | 0.3 | 0.3 | 0.3 | 0.3 | 0.3 | 0.3
2009 | TL | MRO | - | - | S16d | Net Conceptual Resources After Confidence Percentage Is Applied = 8*16c | 0 | 795.3 | 1990.2 | 3146.1 | 4093.8 | 4311.3 | 4538.4 | 4552.8 | 4579.8 | 4579.8 | 4789.8
2009 | TL | MRO | - | - | S17C | Region/Subregion Target Capacity Margin | 0 | 0.1305 | 0.1305 | 0.1305 | 0.1305 | 0.1305 | 0.1305 | 0.1305 | 0.1305 | 0.1305 | 0.1305
2009 | TL | MRO | - | - | S17R | Region/Subregion Target Reserve Margin | 0 | 0.15 | 0.15 | 0.15 | 0.15 | 0.15 | 0.15 | 0.15 | 0.15 | 0.15 | 0.15
2009 | TL | MRO | - | - | S18C | Existing Certain and Net Firm Transactions = (12-3)/12 | 0 | 0.16891 | 0.14755 | 0.13289 | 0.11312 | 0.096306 | 0.084735 | 0.071727 | 0.055451 | 0.042263 | 0.027153
2009 | TL | MRO | - | - | S19C | Deliverable Capacity Resources = (13-3)/13 | 0 | 0.17843 | 0.15646 | 0.14548 | 0.13279 | 0.1249 | 0.1169 | 0.11307 | 0.098684 | 0.086716 | 0.080501
2009 | TL | MRO | - | - | S20C | Prospective Capacity Resources = (14-3)/14 | 0 | 0.17854 | 0.15727 | 0.14682 | 0.13414 | 0.12626 | 0.11827 | 0.11498 | 0.10063 | 0.088691 | 0.082491
2009 | TL | MRO | - | - | S21C | Total Potential Resources = (15-3)/15 | 0 | 0.21463 | 0.24432 | 0.2772 | 0.29817 | 0.29805 | 0.29822 | 0.29498 | 0.28726 | 0.27796 | 0.27882
2009 | TL | MRO | - | - | S22C | Adjusted Potential Resources = (15a-3)/15a | 0 | 0.18971 | 0.18542 | 0.19062 | 0.19087 | 0.18602 | 0.18125 | 0.17794 | 0.16841 | 0.15744 | 0.15406
2009 | TL | MRO | - | - | S18R | Existing Certain and Net Firm Transactions = (12-3)/3 | 0 | 0.20324 | 0.17309 | 0.15326 | 0.12754 | 0.10657 | 0.09258 | 0.07727 | 0.058706 | 0.044128 | 0.027911
2009 | TL | MRO | - | - | S19R | Deliverable Capacity Resources = (13-3)/3 | 0 | 0.21717 | 0.18548 | 0.17025 | 0.15313 | 0.14273 | 0.13238 | 0.12748 | 0.10949 | 0.09495 | 0.087548
2009 | TL | MRO | - | - | S20R | Prospective Capacity Resources = (14-3)/3 | 0 | 0.21734 | 0.18662 | 0.17209 | 0.15493 | 0.1445 | 0.13413 | 0.12991 | 0.11189 | 0.097323 | 0.089907
2009 | TL | MRO | - | - | S21R | Total Potential Resources = (15-3)/3 | 0 | 0.27328 | 0.32332 | 0.3835 | 0.42484 | 0.42459 | 0.42494 | 0.41839 | 0.40303 | 0.38497 | 0.38661
2009 | TL | MRO | - | - | S22R | Adjusted Potential Resources = (15a-3)/3 | 0 | 0.23412 | 0.22763 | 0.23551 | 0.2359 | 0.22853 | 0.22137 | 0.21646 | 0.20252 | 0.18686 | 0.18212
2009 | TL | MRO | - | - | S24 | Other Capacity < 1 MW | 0 | 0 | 0 | 0 | 0 | 0 | 0 | 0 | 0 | 0 | 0
2009 | TL | MRO | - | - | S25 | Distributed Generator Capacity >= 1 MW | 0 | 0 | 0 | 0 | 0 | 0 | 0 | 0 | 0 | 0 | 0
2009 | TL | MRO | - | - | S26 | Capacity Total from EIA-860 | 0 | 0 | 0 | 0 | 0 | 0 | 0 | 0 | 0 | 0 | 0
2009 | TL | MRO | - | - | S27 | Total Installed Baseline Capacity Resources = 12+6b | 59137.3722 | 0 | 0 | 0 | 0 | 0 | 0 | 0 | 0 | 0 | 0
2009 | TL | NPCC | - | - | S01 | Unrestricted Non-coincident Peak Demand = 2+1a+1b-1c-1d | 108796 | 110315.3457 | 111245.8574 | 113417.9474 | 114790.6911 | 115986.3536 | 117303.33 | 118453.7008 | 119710.9349 | 121085.3688 | 122244.4999
2009 | TL | NPCC | - | - | S01a | New Conservation (Energy Efficiency) | 0 | 517.6889 | 1083.1079 | 2267.7993 | 3113.7265 | 3947.1105 | 4579.469 | 5227.0629 | 5641.8873 | 6022.0568 | 6395.5584
2009 | TL | NPCC | - | - | S01b | Estimated Diversity | 0 | 0 | 0 | 0 | 0 | 0 | 0 | 0 | 0 | 0 | 0
2009 | TL | NPCC | - | - | S01c | Additions for non-member load (load served by non-registered LSE's in a region) | 0 | 0 | 0 | 0 | 0 | 0 | 0 | 0 | 0 | 0 | 0
2009 | TL | NPCC | - | - | S01d | Stand-by Load Under Contract (Normally served by behind the meter generation) | 0 | 0 | 0 | 0 | 0 | 0 | 0 | 0 | 0 | 0 | 0
2009 | TL | NPCC | - | - | S02 | Total Internal Demand | 108796 | 109797.6569 | 110162.7495 | 111150.1482 | 111676.9646 | 112039.2431 | 112723.861 | 113226.638 | 114069.0476 | 115063.312 | 115848.9416
2009 | TL | NPCC | - | - | S02a | Direct Control Load Management | 0 | 0 | 0 | 0 | 0 | 0 | 0 | 0 | 0 | 0 | 0
2009 | TL | NPCC | - | - | S02b | Contractually Interruptible (Curtailable) | 491 | 445 | 444 | 441 | 441 | 440 | 439 | 437 | 437 | 435 | 433
2009 | TL | NPCC | - | - | S02c | Critical Peak-Pricing (CPP) with Control | 0 | 0 | 0 | 0 | 0 | 0 | 0 | 0 | 0 | 0 | 0
2009 | TL | NPCC | - | - | S02d | Load as a Capacity Resource | 301 | 219 | 219 | 219 | 219 | 219 | 219 | 219 | 219 | 219 | 219
2009 | TL | NPCC | - | - | S03 | Net Internal Demand = 2-2a-2b-2c-2d | 108004 | 109133.6569 | 109499.7495 | 110490.1482 | 111016.9646 | 111380.2431 | 112065.861 | 112570.638 | 113413.0476 | 114409.312 | 115196.9416
2009 | TL | NPCC | - | - | S04a | Demand Response used for Reserves - Spinning | 0 | 0 | 0 | 0 | 0 | 0 | 0 | 0 | 0 | 0 | 0
2009 | TL | NPCC | - | - | S04b | Demand Response used for Reserves - Non-Spinning | 0 | 0 | 0 | 0 | 0 | 0 | 0 | 0 | 0 | 0 | 0
2009 | TL | NPCC | - | - | S04c | Demand Response used for Regulation | 0 | 0 | 0 | 0 | 0 | 0 | 0 | 0 | 0 | 0 | 0
2009 | TL | NPCC | - | - | S04d | Demand Response used for Energy, Voluntary - Emergency | 0 | 0 | 0 | 0 | 0 | 0 | 0 | 0 | 0 | 0 | 0
2009 | TL | NPCC | - | - | S05 | TOTAL INTERNAL CAPACITY = 6+7 | 150671.4 | 157494.427 | 160696.9 | 166853.7571 | 173339.0157 | 175975.1117 | 177843.7403 | 174584.3455 | 174660.4886 | 173954.9248 | 174608.5253
2009 | TL | NPCC | - | - | S06 | EXISTING CAPACITY = 6a+6b+6c | 150671.4 | 155048.927 | 152542.5 | 150975.9238 | 150409.6238 | 150102.6238 | 149888.8264 | 143480.3264 | 142417.3264 | 140390.5264 | 139371.2264
2009 | TL | NPCC | - | - | S06a | Existing, Certain (Note: The sum of 6a1 through 6a4 must be <= 6a) | 136117.929 | 139075.5 | 135044.073 | 136064.8525 | 136504.5525 | 136905.0974 | 136719.6848 | 130357.7848 | 129664.6748 | 127735.0748 | 126747.5748
2009 | TL | NPCC | - | - | S06a1 | Wind Expected On-Peak | 155 | 256.44 | 370.2278 | 370.2278 | 370.2278 | 370.2278 | 370.2278 | 370.2278 | 370.2278 | 370.2278 | 370.2278
2009 | TL | NPCC | - | - | S06a2 | Solar Expected On-Peak | 0 | 1 | 0.7815 | 0.7815 | 0.7815 | 0.7815 | 0.7815 | 0.7815 | 0.7815 | 0.7815 | 0.7815
2009 | TL | NPCC | - | - | S06a3 | Hydro Expected On-Peak | 39016 | 37974.56 | 37547.7722 | 37873.6382 | 37865.6382 | 37834.6382 | 37834.6382 | 37834.6382 | 38268.6382 | 37781.6382 | 37781.6382
2009 | TL | NPCC | - | - | S06a4 | Biomass Expected On-Peak | 1345 | 1721 | 1747 | 1690.6 | 1690.6 | 1690.6 | 1690.6 | 1690.6 | 1690.6 | 1690.6 | 1690.6
2009 | TL | NPCC | - | - | S06a5 | Load as a Capacity Resource Expected On-Peak (Load Management Programs) | 2606 | 4872 | 4960 | 5069.0924 | 4662.0924 | 4662.0924 | 4573.0798 | 4573.0798 | 4573.0798 | 4573.0798 | 4573.0798
2009 | TL | NPCC | - | - | S06b | Existing, Other (Note: The sum of 6b1 through 6b7 must be <= 6b) | 11406.471 | 14556.427 | 16588.427 | 14001.0713 | 12320.0713 | 12287.5264 | 12259.1416 | 12212.5416 | 11842.6516 | 11745.4516 | 11713.6516
2009 | TL | NPCC | - | - | S06b1 | Wind Derate On-Peak | 1076 | 1373.56 | 1606.9809 | 1606.9809 | 1606.9809 | 1606.9809 | 1606.9809 | 1606.9809 | 1606.9809 | 1606.9809 | 1606.9809
2009 | TL | NPCC | - | - | S06b2 | Solar Derate On-Peak | 0 | 0 | 1.1722 | 1.1722 | 1.1722 | 1.1722 | 1.1722 | 1.1722 | 1.1722 | 1.1722 | 1.1722
2009 | TL | NPCC | - | - | S06b3 | Hydro Derate On-Peak | 2244 | 3750.44 | 3995.2278 | 3624.0618 | 3624.0618 | 3624.0618 | 3624.0618 | 3624.0618 | 3624.0618 | 3624.0618 | 3624.0618
2009 | TL | NPCC | - | - | S06b4 | Biomass Derate On-Peak | 26 | 31 | 40 | 26 | 26 | 26 | 26 | 26 | 26 | 26 | 26
2009 | TL | NPCC | - | - | S06b5 | Load as a Capacity Resource Derate On-Peak (Load Management Programs) | 540 | 613 | 613 | 667 | 667 | 667 | 662 | 662 | 662 | 662 | 662
2009 | TL | NPCC | - | - | S06b6 | Energy Only | 150 | 150 | 150 | 150 | 150 | 150 | 150 | 150 | 150 | 150 | 150
2009 | TL | NPCC | - | - | S06b7 | Scheduled Outage - Maintenance | 7186 | 6405 | 7780 | 5920 | 5920 | 5920 | 5920 | 5920 | 5920 | 5920 | 5920
2009 | TL | NPCC | - | - | S06b8 | Transmission-Limited Resources | 0 | 1414 | 2097 | 2000 | 300 | 300 | 300 | 300 | 0 | 0 | 0
2009 | TL | NPCC | - | - | S06c | Existing, Inoperable (Note: Capacity reported in this line are not used in margin calculations) | 3147 | 1417 | 910 | 910 | 1585 | 910 | 910 | 910 | 910 | 910 | 910
2009 | TL | NPCC | - | - | S07 | FUTURE CAPACITY ADDITIONS = 7a+7b | 0 | 2445.5 | 8154.4 | 15877.8333 | 22929.3919 | 25872.4879 | 27954.9139 | 31104.0191 | 32243.1622 | 33564.3985 | 35237.2989
2009 | TL | NPCC | - | - | S07a | Future, Planned (Note: Only the net expected On-Peak values are included in this line and does not include Energy Only.) | 0 | 2377.5 | 5072.4 | 8831.4 | 10383.505 | 11510.2898 | 11661.6724 | 12975.6074 | 12764.3414 | 12880.2964 | 13929.1894
2009 | TL | NPCC | - | - | S07a1 | Wind Expected On-Peak | 0 | 0 | 186.5851 | 339.0851 | 396.9251 | 423.0051 | 423.0051 | 423.0051 | 423.0051 | 423.0051 | 423.0051
2009 | TL | NPCC | - | - | S07a2 | Solar Expected On-Peak | 0 | 0 | 148.2699 | 209.4682 | 209.4682 | 209.4682 | 209.4682 | 209.4682 | 209.4682 | 209.4682 | 209.4682
2009 | TL | NPCC | - | - | S07a3 | Hydro Expected On-Peak | 0 | 10 | 72 | 128.362 | 786.362 | 1096.362 | 1474.862 | 2146.862 | 2146.862 | 2406.862 | 2784.862
2009 | TL | NPCC | - | - | S07a4 | Biomass Expected On-Peak | 0 | 63 | 71 | 122 | 122 | 234 | 334 | 334 | 334 | 334 | 334
2009 | TL | NPCC | - | - | S07b | Future, Other (Note: Only the net expected On-Peak values are included in this line and does not include Energy Only.) | 0 | 0 | 30 | 262 | 262 | 262 | 270 | 278 | 278 | 286 | 286
2009 | TL | NPCC | - | - | S07b1 | Wind Expected On-Peak | 0 | 0 | 0 | 0 | 0 | 0 | 8 | 16 | 16 | 24 | 24
2009 | TL | NPCC | - | - | S07b2 | Wind Derate On-Peak | 0 | 128 | 1037.3468 | 2347.3468 | 3383.7068 | 3896.0268 | 4588.0268 | 4904.0268 | 4904.0268 | 4946.0268 | 4946.0268
2009 | TL | NPCC | - | - | S07b3 | Solar Expected On-Peak | 0 | 0 | 0 | 0 | 0 | 0 | 0 | 0 | 0 | 0 | 0
2009 | TL | NPCC | - | - | S07b4 | Solar Derate On-Peak | 0 | 0 | 222.4049 | 314.2023 | 314.2023 | 314.2023 | 314.2023 | 314.2023 | 314.2023 | 314.2023 | 314.2023
2009 | TL | NPCC | - | - | S07b5 | Hydro Expected On-Peak | 0 | 12.5 | -119.7699 | 16.038 | 16.038 | 16.038 | 137.538 | 137.538 | 137.538 | 137.538 | 137.538
2009 | TL | NPCC | - | - | S07b6 | Hydro Derate On-Peak | 0 | 0 | 0 | 0 | 0 | 0 | 0 | 0 | 0 | 0 | 0
2009 | TL | NPCC | - | - | S07b7 | Biomass Expected On-Peak | 0 | 0 | 0 | 0 | 0 | 0 | 0 | 0 | 0 | 0 | 0
2009 | TL | NPCC | - | - | S07b8 | Biomass Derate On-Peak | 0 | 0 | 0 | 0 | 0 | 13 | 13 | 13 | 13 | 13 | 13
2009 | TL | NPCC | - | - | S07b9 | Energy Only | 0 | 0 | 0 | 0 | 0 | 0 | 0 | 0 | 0 | 0 | 0
2009 | TL | NPCC | - | - | S08 | Conceptual (Note: Only the net expected on-peak capacity is included in this line and does not include Energy Only.) | 0 | 68 | 3082 | 7046.4333 | 12545.8868 | 14362.1981 | 16293.2415 | 18128.4118 | 19478.8208 | 20684.1021 | 21308.1096
2009 | TL | NPCC | - | - | S08a1 | Wind Expected On-Peak | 0 | 0 | 362.125 | 1268.2349 | 2207.0093 | 2942.035 | 3134.5186 | 3382.0766 | 3611.5397 | 3612.5267 | 3613.8673
2009 | TL | NPCC | - | - | S08a2 | Wind Derate On-Peak | 0 | 0 | 1881.6561 | 2323.2333 | 3934.5489 | 4850.9962 | 5109.4724 | 6100.3397 | 7019.0832 | 7024.2652 | 7031.3032
2009 | TL | NPCC | - | - | S08a3 | Solar Expected On-Peak | 0 | 0 | 0.39976 | 1.0548 | 69.8171 | 110.2683 | 123.6148 | 172.767 | 221.1728 | 234.3307 | 250.7957
2009 | TL | NPCC | - | - | S08a4 | Solar Derate On-Peak | 0 | 0 | 0.59963 | 1.5822 | 104.7256 | 165.4025 | 185.4222 | 259.1505 | 331.7591 | 351.496 | 376.1935
2009 | TL | NPCC | - | - | S08a5 | Hydro Expected On-Peak | 0 | 0 | 15 | 37.3525 | 46.806 | 57.1172 | 107.3047 | 179.6404 | 231.3299 | 269.0764 | 286.4504
2009 | TL | NPCC | - | - | S08a6 | Hydro Derate On-Peak | 0 | 0 | 0 | 7.8975 | 11.394 | 15.2078 | 33.7702 | 60.5245 | 79.6426 | 93.6036 | 100.0296
2009 | TL | NPCC | - | - | S08a7 | Biomass Expected On-Peak | 0 | 8 | 218 | 250 | 390 | 390 | 490 | 840 | 1640 | 1640 | 1640
2009 | TL | NPCC | - | - | S08a8 | Biomass Derate On-Peak | 0 | 0 | 0 | 0 | 200 | 350 | 350 | 0 | 0 | 0 | 0
2009 | TL | NPCC | - | - | S08a9 | Energy Only | 0 | 0 | 0 | 0 | 0 | 0 | 0 | 0 | 0 | 0 | 0
2009 | TL | NPCC | - | - | S09 | DELIVERABLE INTERNAL CAPACITY = 6a+7a | 136117.929 | 141453 | 140116.473 | 144896.2525 | 146888.0576 | 148415.3872 | 148381.3572 | 143333.3922 | 142429.0162 | 140615.3712 | 140676.7642
2009 | TL | NPCC | - | - | S10 | CAPACITY TRANSACTIONS - IMPORTS = 10a+10b+10c+10d | 5714.1 | 3761 | 4382.8 | 5863.6 | 5458 | 3494 | 3494 | 3444 | 3272 | 3166 | 3166
2009 | TL | NPCC | - | - | S10a | Firm (Note: The sum of 10a1 and 10a2 must be <= 10a) | 5714.1 | 678.2 | 1099 | 2498 | 2808.2 | 844.2 | 794.2 | 744.2 | 572.2 | 466.2 | 466.2
2009 | TL | NPCC | - | - | S10a1 | Full-Responsibility Purchases | 2620 | 478.2 | 899 | 2298 | 2808.2 | 844.2 | 794.2 | 744.2 | 572.2 | 466.2 | 466.2
2009 | TL | NPCC | - | - | S10a2 | Owned Capacity/Entitlement Located Outside the Region/Subregion | 0 | 0 | 0 | 0 | 0 | 0 | 0 | 0 | 0 | 0 | 0
2009 | TL | NPCC | - | - | S10b | Non-firm | 0 | 0 | 0 | 0 | 0 | 0 | 0 | 0 | 0 | 0 | 0
2009 | TL | NPCC | - | - | S10c | Expected (Note: The sum of 10c1 and 10c2 must be <= 10c) | 0 | 2392.8 | 2392.8 | 2392.8 | 2392.8 | 2392.8 | 2342.8 | 2342.8 | 2342.8 | 2342.8 | 2342.8
2009 | TL | NPCC | - | - | S10c1 | Full-Responsibility Purchases | 0 | 0 | 0 | 0 | 0 | 0 | 0 | 0 | 0 | 0 | 0
2009 | TL | NPCC | - | - | S10c2 | Owned Capacity/Entitlement Located Outside the Region/Subregion | 0 | 0 | 0 | 0 | 0 | 0 | 0 | 0 | 0 | 0 | 0
2009 | TL | NPCC | - | - | S10d | Provisional – transactions under study, but negotiations have not begun. | 0 | 690 | 891 | 972.8 | 257 | 257 | 357 | 357 | 357 | 357 | 357
2009 | TL | NPCC | - | - | S11 | CAPACITY TRANSACTIONS - EXPORTS = 11a+11b+11c+11d | 1997 | 998 | 878.8 | 960.6 | 245 | 245 | 245 | 245 | 245 | 245 | 245
2009 | TL | NPCC | - | - | S11a | Firm (Note: The sum of 11a1 and 11a2 must be <= 11a) | 1997 | 998 | 878.8 | 960.6 | 245 | 245 | 245 | 245 | 245 | 245 | 245
2009 | TL | NPCC | - | - | S11a1 | Full-Responsibility Purchases | 1542 | 543 | 423.8 | 505.6 | 100 | 100 | 100 | 100 | 100 | 100 | 100
2009 | TL | NPCC | - | - | S11a2 | Owned Capacity/Entitlement Located Outside the Region/Subregion | 0 | 0 | 0 | 0 | 0 | 0 | 0 | 0 | 0 | 0 | 0
2009 | TL | NPCC | - | - | S11b | Non-firm | 0 | 0 | 0 | 0 | 0 | 0 | 0 | 0 | 0 | 0 | 0
2009 | TL | NPCC | - | - | S11c | Expected (Note: The sum of 11c1 and 11c2 must be <= 11c) | 0 | 0 | 0 | 0 | 0 | 0 | 0 | 0 | 0 | 0 | 0
2009 | TL | NPCC | - | - | S11c1 | Full-Responsibility Purchases | 0 | 0 | 0 | 0 | 0 | 0 | 0 | 0 | 0 | 0 | 0
2009 | TL | NPCC | - | - | S11c2 | Owned Capacity/Entitlement Located Outside the Region/Subregion | 0 | 0 | 0 | 0 | 0 | 0 | 0 | 0 | 0 | 0 | 0
2009 | TL | NPCC | - | - | S11d | Provisional – transactions under study, but negotiations have not begun. | 0 | 0 | 0 | 0 | 0 | 0 | 0 | 0 | 0 | 0 | 0
2009 | TL | NPCC | - | - | S12 | EXISTING, CERTAIN CAPACITY & NET FIRM TRANSACTIONS = 6a+Net Firm Transactions | 139835.029 | 138755.7 | 135264.273 | 137602.2525 | 139067.7525 | 137504.2974 | 137268.8848 | 130856.9848 | 129991.8748 | 127956.2748 | 126968.7748
2009 | TL | NPCC | - | - | S13 | DELIVERABLE CAPACITY RESOURCES = 12+7a+Net Expected Transactions | 139835.029 | 143526 | 142729.473 | 148826.4525 | 151844.0576 | 151407.3872 | 151273.3572 | 146175.3922 | 145099.0162 | 143179.3712 | 143240.7642
2009 | TL | NPCC | - | - | S14 | PROSPECTIVE CAPACITY RESOURCES = 13+6b-[Existing,Other Derates]+16b | 140019.5 | 144345.427 | 143034.5191 | 148832.3089 | 151868.9139 | 151399.6987 | 151242.2838 | 146097.7188 | 144951.4528 | 142934.6078 | 142964.2008
2009 | TL | NPCC | - | - | S15 | TOTAL POTENTIAL CAPACITY RESOURCES = 13+6b-[Existing,Other Derates]+7b+ 8+Net Provisional Transactions | 140019.5 | 145103.427 | 147037.5191 | 157113.5422 | 164933.8007 | 166280.8967 | 168162.5253 | 164861.1305 | 165065.2736 | 164261.7099 | 164915.3103
2009 | TL | NPCC | - | - | S15a | ADJUSTED POTENTIAL CAPACITY RESOURCES = 13+6b-[Existing,Other Derates]+ 16b+16d+Net Provisional Transactions | 140019.5 | 145035.427 | 143925.5191 | 149805.1089 | 152125.9139 | 151656.6987 | 151599.2838 | 146454.7188 | 145308.4528 | 143291.6078 | 143321.2008
2009 | TL | NPCC | - | - | S16a | Confidence of Future, Other (7b), using reasonable judgement | 0 | 0 | 0 | 0 | 0 | 0 | 0 | 0 | 0 | 0 | 0
2009 | TL | NPCC | - | - | S16b | Net Future, Other Resources After Confidence Percentage Is Applied = 7b*16a | 0 | 0 | 0 | 0 | 0 | 0 | 0 | 0 | 0 | 0 | 0
2009 | TL | NPCC | - | - | S16c | Confidence of Conceptual (8), using reasonable judgement | 0 | 0 | 0 | 0 | 0 | 0 | 0 | 0 | 0 | 0 | 0
2009 | TL | NPCC | - | - | S16d | Net Conceptual Resources After Confidence Percentage Is Applied = 8*16c | 0 | 0 | 0 | 0 | 0 | 0 | 0 | 0 | 0 | 0 | 0
2009 | TL | NPCC | - | - | S17C | Region/Subregion Target Capacity Margin | 0 | 0 | 0 | 0 | 0 | 0 | 0 | 0 | 0 | 0 | 0
2009 | TL | NPCC | - | - | S17R | Region/Subregion Target Reserve Margin | 0 | 0.15 | 0.15 | 0.15 | 0.15 | 0.15 | 0.15 | 0.15 | 0.15 | 0.15 | 0.15
2009 | TL | NPCC | - | - | S18C | Existing Certain and Net Firm Transactions = (12-3)/12 | 0 | 0.21348 | 0.19048 | 0.19703 | 0.20171 | 0.18999 | 0.1836 | 0.13974 | 0.12754 | 0.10587 | 0.092714
2009 | TL | NPCC | - | - | S19C | Deliverable Capacity Resources = (13-3)/13 | 0 | 0.23962 | 0.23282 | 0.25759 | 0.26888 | 0.26437 | 0.25918 | 0.22989 | 0.21837 | 0.20094 | 0.19578
2009 | TL | NPCC | - | - | S20C | Prospective Capacity Resources = (14-3)/14 | 0 | 0.24394 | 0.23445 | 0.25762 | 0.26899 | 0.26433 | 0.25903 | 0.22948 | 0.21758 | 0.19957 | 0.19423
2009 | TL | NPCC | - | - | S21C | Total Potential Resources = (15-3)/15 | 0 | 0.24789 | 0.25529 | 0.29675 | 0.3269 | 0.33017 | 0.33359 | 0.31718 | 0.31292 | 0.30349 | 0.30148
2009 | TL | NPCC | - | - | S22C | Adjusted Potential Resources = (15a-3)/15a | 0 | 0.24754 | 0.23919 | 0.26244 | 0.27023 | 0.26558 | 0.26078 | 0.23136 | 0.2195 | 0.20156 | 0.19623
2009 | TL | NPCC | - | - | S18R | Existing Certain and Net Firm Transactions = (12-3)/3 | 0 | 0.27143 | 0.23529 | 0.24538 | 0.25267 | 0.23455 | 0.22489 | 0.16244 | 0.14618 | 0.11841 | 0.10219
2009 | TL | NPCC | - | - | S19R | Deliverable Capacity Resources = (13-3)/3 | 0 | 0.31514 | 0.30347 | 0.34697 | 0.36776 | 0.35937 | 0.34986 | 0.29852 | 0.27939 | 0.25147 | 0.24344
2009 | TL | NPCC | - | - | S20R | Prospective Capacity Resources = (14-3)/3 | 0 | 0.32265 | 0.30625 | 0.34702 | 0.36798 | 0.3593 | 0.34958 | 0.29783 | 0.27808 | 0.24933 | 0.24104
2009 | TL | NPCC | - | - | S21R | Total Potential Resources = (15-3)/3 | 0 | 0.32959 | 0.34281 | 0.42197 | 0.48566 | 0.49291 | 0.50057 | 0.46451 | 0.45543 | 0.43574 | 0.43159
2009 | TL | NPCC | - | - | S22R | Adjusted Potential Resources = (15a-3)/3 | 0 | 0.32897 | 0.31439 | 0.35582 | 0.37029 | 0.36161 | 0.35277 | 0.301 | 0.28123 | 0.25245 | 0.24414
2009 | TL | NPCC | - | - | S24 | Other Capacity < 1 MW | 0 | 0 | 0 | 0 | 0 | 0 | 0 | 0 | 0 | 0 | 0
2009 | TL | NPCC | - | - | S25 | Distributed Generator Capacity >= 1 MW | 0 | 0 | 0 | 0 | 0 | 0 | 0 | 0 | 0 | 0 | 0
2009 | TL | NPCC | - | - | S26 | Capacity Total from EIA-860 | 0 | 0 | 0 | 0 | 0 | 0 | 0 | 0 | 0 | 0 | 0
2009 | TL | NPCC | - | - | S27 | Total Installed Baseline Capacity Resources = 12+6b | 151241.5 | 0 | 0 | 0 | 0 | 0 | 0 | 0 | 0 | 0 | 0
2009 | US | NPCC | - | - | S01 | Unrestricted Non-coincident Peak Demand = 2+1a+1b-1c-1d | 60197 | 61455 | 61927 | 62790 | 63672 | 64427 | 65285 | 66083 | 66823 | 67502 | 68212
2009 | US | NPCC | - | - | S01a | New Conservation (Energy Efficiency) | 0 | 128 | 326 | 522 | 746 | 982 | 1226 | 1485 | 1599 | 1704 | 1802
2009 | US | NPCC | - | - | S01b | Estimated Diversity | 0 | 0 | 0 | 0 | 0 | 0 | 0 | 0 | 0 | 0 | 0
2009 | US | NPCC | - | - | S01c | Additions for non-member load (load served by non-registered LSE's in a region) | 0 | 0 | 0 | 0 | 0 | 0 | 0 | 0 | 0 | 0 | 0
2009 | US | NPCC | - | - | S01d | Stand-by Load Under Contract (Normally served by behind the meter generation) | 0 | 0 | 0 | 0 | 0 | 0 | 0 | 0 | 0 | 0 | 0
2009 | US | NPCC | - | - | S02 | Total Internal Demand | 60197 | 61327 | 61601 | 62268 | 62926 | 63445 | 64059 | 64598 | 65224 | 65798 | 66410
2009 | US | NPCC | - | - | S02a | Direct Control Load Management | 0 | 0 | 0 | 0 | 0 | 0 | 0 | 0 | 0 | 0 | 0
2009 | US | NPCC | - | - | S02b | Contractually Interruptible (Curtailable) | 0 | 0 | 0 | 0 | 0 | 0 | 0 | 0 | 0 | 0 | 0
2009 | US | NPCC | - | - | S02c | Critical Peak-Pricing (CPP) with Control | 0 | 0 | 0 | 0 | 0 | 0 | 0 | 0 | 0 | 0 | 0
2009 | US | NPCC | - | - | S02d | Load as a Capacity Resource | 301 | 219 | 219 | 219 | 219 | 219 | 219 | 219 | 219 | 219 | 219
2009 | US | NPCC | - | - | S03 | Net Internal Demand = 2-2a-2b-2c-2d | 59896 | 61108 | 61382 | 62049 | 62707 | 63226 | 63840 | 64379 | 65005 | 65579 | 66191
2009 | US | NPCC | - | - | S04a | Demand Response used for Reserves - Spinning | 0 | 0 | 0 | 0 | 0 | 0 | 0 | 0 | 0 | 0 | 0
2009 | US | NPCC | - | - | S04b | Demand Response used for Reserves - Non-Spinning | 0 | 0 | 0 | 0 | 0 | 0 | 0 | 0 | 0 | 0 | 0
2009 | US | NPCC | - | - | S04c | Demand Response used for Regulation | 0 | 0 | 0 | 0 | 0 | 0 | 0 | 0 | 0 | 0 | 0
2009 | US | NPCC | - | - | S04d | Demand Response used for Energy, Voluntary - Emergency | 0 | 0 | 0 | 0 | 0 | 0 | 0 | 0 | 0 | 0 | 0
2009 | US | NPCC | - | - | S05 | TOTAL INTERNAL CAPACITY = 6+7 | 72007.4 | 74783.427 | 76059.9 | 83072.9 | 87684.5 | 89221.5 | 90598.5 | 91496.5 | 91496.5 | 91496.5 | 92296.5
2009 | US | NPCC | - | - | S06 | EXISTING CAPACITY = 6a+6b+6c | 72007.4 | 74114.927 | 71679.5 | 73458.5 | 73051.5 | 73051.5 | 73051.5 | 73051.5 | 73051.5 | 73051.5 | 73051.5
2009 | US | NPCC | - | - | S06a | Existing, Certain (Note: The sum of 6a1 through 6a4 must be <= 6a) | 71721.929 | 73542.5 | 71084.073 | 72886.073 | 72479.073 | 72479.073 | 72479.073 | 72479.073 | 72479.073 | 72479.073 | 72479.073
2009 | US | NPCC | - | - | S06a1 | Wind Expected On-Peak | 5 | 118 | 79 | 79 | 79 | 79 | 79 | 79 | 79 | 79 | 79
2009 | US | NPCC | - | - | S06a2 | Solar Expected On-Peak | 0 | 1 | 0 | 0 | 0 | 0 | 0 | 0 | 0 | 0 | 0
2009 | US | NPCC | - | - | S06a3 | Hydro Expected On-Peak | 1841 | 1694 | 1428 | 1495 | 1495 | 1495 | 1495 | 1495 | 1495 | 1495 | 1495
2009 | US | NPCC | - | - | S06a4 | Biomass Expected On-Peak | 942 | 1324 | 1359 | 1289 | 1289 | 1289 | 1289 | 1289 | 1289 | 1289 | 1289
2009 | US | NPCC | - | - | S06a5 | Load as a Capacity Resource Expected On-Peak (Load Management Programs) | 2194 | 4356 | 4444 | 4873 | 4466 | 4466 | 4466 | 4466 | 4466 | 4466 | 4466
2009 | US | NPCC | - | - | S06b | Existing, Other (Note: The sum of 6b1 through 6b7 must be <= 6b) | 285.471 | 572.427 | 595.427 | 572.427 | 572.427 | 572.427 | 572.427 | 572.427 | 572.427 | 572.427 | 572.427
2009 | US | NPCC | - | - | S06b1 | Wind Derate On-Peak | 7 | 61 | 0 | 0 | 0 | 0 | 0 | 0 | 0 | 0 | 0
2009 | US | NPCC | - | - | S06b2 | Solar Derate On-Peak | 0 | 0 | 0 | 0 | 0 | 0 | 0 | 0 | 0 | 0 | 0
2009 | US | NPCC | - | - | S06b3 | Hydro Derate On-Peak | 73 | 293 | 377 | 354 | 354 | 354 | 354 | 354 | 354 | 354 | 354
2009 | US | NPCC | - | - | S06b4 | Biomass Derate On-Peak | 0 | 0 | 0 | 0 | 0 | 0 | 0 | 0 | 0 | 0 | 0
2009 | US | NPCC | - | - | S06b5 | Load as a Capacity Resource Derate On-Peak (Load Management Programs) | 0 | 0 | 0 | 0 | 0 | 0 | 0 | 0 | 0 | 0 | 0
2009 | US | NPCC | - | - | S06b6 | Energy Only | 0 | 0 | 0 | 0 | 0 | 0 | 0 | 0 | 0 | 0 | 0
2009 | US | NPCC | - | - | S06b7 | Scheduled Outage - Maintenance | 0 | 0 | 0 | 0 | 0 | 0 | 0 | 0 | 0 | 0 | 0
2009 | US | NPCC | - | - | S06b8 | Transmission-Limited Resources | 0 | 0 | 0 | 0 | 0 | 0 | 0 | 0 | 0 | 0 | 0
2009 | US | NPCC | - | - | S06c | Existing, Inoperable (Note: Capacity reported in this line are not used in margin calculations) | 0 | 0 | 0 | 0 | 0 | 0 | 0 | 0 | 0 | 0 | 0
2009 | US | NPCC | - | - | S07 | FUTURE CAPACITY ADDITIONS = 7a+7b | 0 | 668.5 | 4380.4 | 9614.4 | 14633 | 16170 | 17547 | 18445 | 18445 | 18445 | 19245
2009 | US | NPCC | - | - | S07a | Future, Planned (Note: Only the net expected On-Peak values are included in this line and does not include Energy Only.) | 0 | 600.5 | 1298.4 | 2590.4 | 2591 | 2591 | 2591 | 2591 | 2591 | 2591 | 3391
2009 | US | NPCC | - | - | S07a1 | Wind Expected On-Peak | 0 | 0 | 15 | 93 | 93 | 93 | 93 | 93 | 93 | 93 | 93
2009 | US | NPCC | - | - | S07a2 | Solar Expected On-Peak | 0 | 0 | 0 | 0 | 0 | 0 | 0 | 0 | 0 | 0 | 0
2009 | US | NPCC | - | - | S07a3 | Hydro Expected On-Peak | 0 | 0 | 9 | 10 | 10 | 10 | 10 | 10 | 10 | 10 | 10
2009 | US | NPCC | - | - | S07a4 | Biomass Expected On-Peak | 0 | 0 | 8 | 59 | 59 | 59 | 59 | 59 | 59 | 59 | 59
2009 | US | NPCC | - | - | S07b | Future, Other (Note: Only the net expected On-Peak values are included in this line and does not include Energy Only.) | 0 | 0 | 30 | 262 | 262 | 262 | 262 | 262 | 262 | 262 | 262
2009 | US | NPCC | - | - | S07b1 | Wind Expected On-Peak | 0 | 0 | 0 | 0 | 0 | 0 | 0 | 0 | 0 | 0 | 0
2009 | US | NPCC | - | - | S07b2 | Wind Derate On-Peak | 0 | 0 | 30 | 262 | 262 | 262 | 262 | 262 | 262 | 262 | 262
2009 | US | NPCC | - | - | S07b3 | Solar Expected On-Peak | 0 | 0 | 0 | 0 | 0 | 0 | 0 | 0 | 0 | 0 | 0
2009 | US | NPCC | - | - | S07b4 | Solar Derate On-Peak | 0 | 0 | 0 | 0 | 0 | 0 | 0 | 0 | 0 | 0 | 0
2009 | US | NPCC | - | - | S07b5 | Hydro Expected On-Peak | 0 | 0 | 0 | 0 | 0 | 0 | 0 | 0 | 0 | 0 | 0
2009 | US | NPCC | - | - | S07b6 | Hydro Derate On-Peak | 0 | 0 | 0 | 0 | 0 | 0 | 0 | 0 | 0 | 0 | 0
2009 | US | NPCC | - | - | S07b7 | Biomass Expected On-Peak | 0 | 0 | 0 | 0 | 0 | 0 | 0 | 0 | 0 | 0 | 0
2009 | US | NPCC | - | - | S07b8 | Biomass Derate On-Peak | 0 | 0 | 0 | 0 | 0 | 0 | 0 | 0 | 0 | 0 | 0
2009 | US | NPCC | - | - | S07b9 | Energy Only | 0 | 0 | 0 | 0 | 0 | 0 | 0 | 0 | 0 | 0 | 0
2009 | US | NPCC | - | - | S08 | Conceptual (Note: Only the net expected on-peak capacity is included in this line and does not include Energy Only.) | 0 | 68 | 3082 | 7024 | 12042 | 13579 | 14956 | 15854 | 15854 | 15854 | 15854
2009 | US | NPCC | - | - | S08a1 | Wind Expected On-Peak | 0 | 0 | 362 | 1268 | 1804 | 2310 | 2438 | 2438 | 2438 | 2438 | 2438
2009 | US | NPCC | - | - | S08a2 | Wind Derate On-Peak | 0 | 0 | 1881 | 2322 | 2322 | 2322 | 2322 | 2322 | 2322 | 2322 | 2322
2009 | US | NPCC | - | - | S08a3 | Solar Expected On-Peak | 0 | 0 | 0 | 0 | 0 | 0 | 0 | 0 | 0 | 0 | 0
2009 | US | NPCC | - | - | S08a4 | Solar Derate On-Peak | 0 | 0 | 0 | 0 | 0 | 0 | 0 | 0 | 0 | 0 | 0
2009 | US | NPCC | - | - | S08a5 | Hydro Expected On-Peak | 0 | 0 | 15 | 16 | 16 | 16 | 16 | 16 | 16 | 16 | 16
2009 | US | NPCC | - | - | S08a6 | Hydro Derate On-Peak | 0 | 0 | 0 | 0 | 0 | 0 | 0 | 0 | 0 | 0 | 0
2009 | US | NPCC | - | - | S08a7 | Biomass Expected On-Peak | 0 | 8 | 218 | 250 | 390 | 390 | 490 | 490 | 490 | 490 | 490
2009 | US | NPCC | - | - | S08a8 | Biomass Derate On-Peak | 0 | 0 | 0 | 0 | 0 | 0 | 0 | 0 | 0 | 0 | 0
2009 | US | NPCC | - | - | S08a9 | Energy Only | 0 | 0 | 0 | 0 | 0 | 0 | 0 | 0 | 0 | 0 | 0
2009 | US | NPCC | - | - | S09 | DELIVERABLE INTERNAL CAPACITY = 6a+7a | 71721.929 | 74143 | 72382.473 | 75476.473 | 75070.073 | 75070.073 | 75070.073 | 75070.073 | 75070.073 | 75070.073 | 75870.073
2009 | US | NPCC | - | - | S10 | CAPACITY TRANSACTIONS - IMPORTS = 10a+10b+10c+10d | 5514.1 | 3561 | 4182.8 | 5663.6 | 5458 | 3494 | 3494 | 3444 | 3272 | 3166 | 3166
2009 | US | NPCC | - | - | S10a | Firm (Note: The sum of 10a1 and 10a2 must be <= 10a) | 5514.1 | 478.2 | 899 | 2298 | 2808.2 | 844.2 | 794.2 | 744.2 | 572.2 | 466.2 | 466.2
2009 | US | NPCC | - | - | S10a1 | Full-Responsibility Purchases | 2620 | 478.2 | 899 | 2298 | 2808.2 | 844.2 | 794.2 | 744.2 | 572.2 | 466.2 | 466.2
2009 | US | NPCC | - | - | S10a2 | Owned Capacity/Entitlement Located Outside the Region/Subregion | 0 | 0 | 0 | 0 | 0 | 0 | 0 | 0 | 0 | 0 | 0
2009 | US | NPCC | - | - | S10b | Non-firm | 0 | 0 | 0 | 0 | 0 | 0 | 0 | 0 | 0 | 0 | 0
2009 | US | NPCC | - | - | S10c | Expected (Note: The sum of 10c1 and 10c2 must be <= 10c) | 0 | 2392.8 | 2392.8 | 2392.8 | 2392.8 | 2392.8 | 2342.8 | 2342.8 | 2342.8 | 2342.8 | 2342.8
2009 | US | NPCC | - | - | S10c1 | Full-Responsibility Purchases | 0 | 0 | 0 | 0 | 0 | 0 | 0 | 0 | 0 | 0 | 0
2009 | US | NPCC | - | - | S10c2 | Owned Capacity/Entitlement Located Outside the Region/Subregion | 0 | 0 | 0 | 0 | 0 | 0 | 0 | 0 | 0 | 0 | 0
2009 | US | NPCC | - | - | S10d | Provisional – transactions under study, but negotiations have not begun. | 0 | 690 | 891 | 972.8 | 257 | 257 | 357 | 357 | 357 | 357 | 357
2009 | US | NPCC | - | - | S11 | CAPACITY TRANSACTIONS - EXPORTS = 11a+11b+11c+11d | 1342 | 343 | 223.8 | 305.6 | 100 | 100 | 100 | 100 | 100 | 100 | 100
2009 | US | NPCC | - | - | S11a | Firm (Note: The sum of 11a1 and 11a2 must be <= 11a) | 1342 | 343 | 223.8 | 305.6 | 100 | 100 | 100 | 100 | 100 | 100 | 100
2009 | US | NPCC | - | - | S11a1 | Full-Responsibility Purchases | 1342 | 343 | 223.8 | 305.6 | 100 | 100 | 100 | 100 | 100 | 100 | 100
2009 | US | NPCC | - | - | S11a2 | Owned Capacity/Entitlement Located Outside the Region/Subregion | 0 | 0 | 0 | 0 | 0 | 0 | 0 | 0 | 0 | 0 | 0
2009 | US | NPCC | - | - | S11b | Non-firm | 0 | 0 | 0 | 0 | 0 | 0 | 0 | 0 | 0 | 0 | 0
2009 | US | NPCC | - | - | S11c | Expected (Note: The sum of 11c1 and 11c2 must be <= 11c) | 0 | 0 | 0 | 0 | 0 | 0 | 0 | 0 | 0 | 0 | 0
2009 | US | NPCC | - | - | S11c1 | Full-Responsibility Purchases | 0 | 0 | 0 | 0 | 0 | 0 | 0 | 0 | 0 | 0 | 0
2009 | US | NPCC | - | - | S11c2 | Owned Capacity/Entitlement Located Outside the Region/Subregion | 0 | 0 | 0 | 0 | 0 | 0 | 0 | 0 | 0 | 0 | 0
2009 | US | NPCC | - | - | S11d | Provisional – transactions under study, but negotiations have not begun. | 0 | 0 | 0 | 0 | 0 | 0 | 0 | 0 | 0 | 0 | 0
2009 | US | NPCC | - | - | S12 | EXISTING, CERTAIN CAPACITY & NET FIRM TRANSACTIONS = 6a+Net Firm Transactions | 75894.029 | 73677.7 | 71759.273 | 74878.473 | 75187.273 | 73223.273 | 73173.273 | 73123.273 | 72951.273 | 72845.273 | 72845.273
2009 | US | NPCC | - | - | S13 | DELIVERABLE CAPACITY RESOURCES = 12+7a+Net Expected Transactions | 75894.029 | 76671 | 75450.473 | 79861.673 | 80171.073 | 78207.073 | 78107.073 | 78057.073 | 77885.073 | 77779.073 | 78579.073
2009 | US | NPCC | - | - | S14 | PROSPECTIVE CAPACITY RESOURCES = 13+6b-[Existing,Other Derates]+16b | 76099.5 | 76889.427 | 75668.9 | 80080.1 | 80389.5 | 78425.5 | 78325.5 | 78275.5 | 78103.5 | 77997.5 | 78797.5
2009 | US | NPCC | - | - | S15 | TOTAL POTENTIAL CAPACITY RESOURCES = 13+6b-[Existing,Other Derates]+7b+ 8+Net Provisional Transactions | 76099.5 | 77647.427 | 79671.9 | 88338.9 | 92950.5 | 92523.5 | 93900.5 | 94748.5 | 94576.5 | 94470.5 | 95270.5
2009 | US | NPCC | - | - | S15a | ADJUSTED POTENTIAL CAPACITY RESOURCES = 13+6b-[Existing,Other Derates]+ 16b+16d+Net Provisional Transactions | 76099.5 | 77579.427 | 76559.9 | 81052.9 | 80646.5 | 78682.5 | 78682.5 | 78632.5 | 78460.5 | 78354.5 | 79154.5
2009 | US | NPCC | - | - | S16a | Confidence of Future, Other (7b), using reasonable judgement | 0 | 0 | 0 | 0 | 0 | 0 | 0 | 0 | 0 | 0 | 0
2009 | US | NPCC | - | - | S16b | Net Future, Other Resources After Confidence Percentage Is Applied = 7b*16a | 0 | 0 | 0 | 0 | 0 | 0 | 0 | 0 | 0 | 0 | 0
2009 | US | NPCC | - | - | S16c | Confidence of Conceptual (8), using reasonable judgement | 0 | 0 | 0 | 0 | 0 | 0 | 0 | 0 | 0 | 0 | 0
2009 | US | NPCC | - | - | S16d | Net Conceptual Resources After Confidence Percentage Is Applied = 8*16c | 0 | 0 | 0 | 0 | 0 | 0 | 0 | 0 | 0 | 0 | 0
2009 | US | NPCC | - | - | S17C | Region/Subregion Target Capacity Margin | 0 | 0 | 0 | 0 | 0 | 0 | 0 | 0 | 0 | 0 | 0
2009 | US | NPCC | - | - | S17R | Region/Subregion Target Reserve Margin | 0 | 0.15 | 0.15 | 0.15 | 0.15 | 0.15 | 0.15 | 0.15 | 0.15 | 0.15 | 0.15
2009 | US | NPCC | - | - | S18C | Existing Certain and Net Firm Transactions = (12-3)/12 | 0 | 0.1706 | 0.14461 | 0.17134 | 0.16599 | 0.13653 | 0.12755 | 0.11958 | 0.10893 | 0.099749 | 0.091348
2009 | US | NPCC | - | - | S19C | Deliverable Capacity Resources = (13-3)/13 | 0 | 0.20298 | 0.18646 | 0.22304 | 0.21784 | 0.19156 | 0.18266 | 0.17523 | 0.16537 | 0.15686 | 0.15765
2009 | US | NPCC | - | - | S20C | Prospective Capacity Resources = (14-3)/14 | 0 | 0.20525 | 0.18881 | 0.22516 | 0.21996 | 0.19381 | 0.18494 | 0.17753 | 0.16771 | 0.15922 | 0.15999
2009 | US | NPCC | - | - | S21C | Total Potential Resources = (15-3)/15 | 0 | 0.21301 | 0.22957 | 0.2976 | 0.32537 | 0.31665 | 0.32013 | 0.32053 | 0.31267 | 0.30583 | 0.30523
2009 | US | NPCC | - | - | S22C | Adjusted Potential Resources = (15a-3)/15a | 0 | 0.21232 | 0.19825 | 0.23446 | 0.22245 | 0.19644 | 0.18864 | 0.18127 | 0.17149 | 0.16305 | 0.16377
2009 | US | NPCC | - | - | S18R | Existing Certain and Net Firm Transactions = (12-3)/3 | 0 | 0.2057 | 0.16906 | 0.20676 | 0.19903 | 0.15812 | 0.1462 | 0.13582 | 0.12224 | 0.1108 | 0.10053
2009 | US | NPCC | - | - | S19R | Deliverable Capacity Resources = (13-3)/3 | 0 | 0.25468 | 0.2292 | 0.28707 | 0.2785 | 0.23694 | 0.22348 | 0.21246 | 0.19814 | 0.18604 | 0.18716
2009 | US | NPCC | - | - | S20R | Prospective Capacity Resources = (14-3)/3 | 0 | 0.25825 | 0.23275 | 0.29059 | 0.28199 | 0.2404 | 0.2269 | 0.21585 | 0.2015 | 0.18937 | 0.19046
2009 | US | NPCC | - | - | S21R | Total Potential Resources = (15-3)/3 | 0 | 0.27066 | 0.29797 | 0.4237 | 0.4823 | 0.46338 | 0.47087 | 0.47173 | 0.45491 | 0.44056 | 0.43933
2009 | US | NPCC | - | - | S22R | Adjusted Potential Resources = (15a-3)/3 | 0 | 0.26955 | 0.24727 | 0.30627 | 0.28608 | 0.24446 | 0.2325 | 0.2214 | 0.20699 | 0.19481 | 0.19585
2009 | US | NPCC | - | - | S24 | Other Capacity < 1 MW | 0 | 0 | 0 | 0 | 0 | 0 | 0 | 0 | 0 | 0 | 0
2009 | US | NPCC | - | - | S25 | Distributed Generator Capacity >= 1 MW | 0 | 0 | 0 | 0 | 0 | 0 | 0 | 0 | 0 | 0 | 0
2009 | US | NPCC | - | - | S26 | Capacity Total from EIA-860 | 0 | 0 | 0 | 0 | 0 | 0 | 0 | 0 | 0 | 0 | 0
2009 | US | NPCC | - | - | S27 | Total Installed Baseline Capacity Resources = 12+6b | 76179.5 | 0 | 0 | 0 | 0 | 0 | 0 | 0 | 0 | 0 | 0
2009 | CA | NPCC | - | - | S01 | Unrestricted Non-coincident Peak Demand = 2+1a+1b-1c-1d | 48599 | 48860.3457 | 49318.8574 | 50627.9474 | 51118.6911 | 51559.3536 | 52018.33 | 52370.7008 | 52887.9349 | 53583.3688 | 54032.4999
2009 | CA | NPCC | - | - | S01a | New Conservation (Energy Efficiency) | 0 | 389.6889 | 757.1079 | 1745.7993 | 2367.7265 | 2965.1105 | 3353.469 | 3742.0629 | 4042.8873 | 4318.0568 | 4593.5584
2009 | CA | NPCC | - | - | S01b | Estimated Diversity | 0 | 0 | 0 | 0 | 0 | 0 | 0 | 0 | 0 | 0 | 0
2009 | CA | NPCC | - | - | S01c | Additions for non-member load (load served by non-registered LSE's in a region) | 0 | 0 | 0 | 0 | 0 | 0 | 0 | 0 | 0 | 0 | 0
2009 | CA | NPCC | - | - | S01d | Stand-by Load Under Contract (Normally served by behind the meter generation) | 0 | 0 | 0 | 0 | 0 | 0 | 0 | 0 | 0 | 0 | 0
2009 | CA | NPCC | - | - | S02 | Total Internal Demand | 48599 | 48470.6569 | 48561.7495 | 48882.1482 | 48750.9646 | 48594.2431 | 48664.861 | 48628.638 | 48845.0476 | 49265.312 | 49438.9416
2009 | CA | NPCC | - | - | S02a | Direct Control Load Management | 0 | 0 | 0 | 0 | 0 | 0 | 0 | 0 | 0 | 0 | 0
2009 | CA | NPCC | - | - | S02b | Contractually Interruptible (Curtailable) | 491 | 445 | 444 | 441 | 441 | 440 | 439 | 437 | 437 | 435 | 433
2009 | CA | NPCC | - | - | S02c | Critical Peak-Pricing (CPP) with Control | 0 | 0 | 0 | 0 | 0 | 0 | 0 | 0 | 0 | 0 | 0
2009 | CA | NPCC | - | - | S02d | Load as a Capacity Resource | 0 | 0 | 0 | 0 | 0 | 0 | 0 | 0 | 0 | 0 | 0
2009 | CA | NPCC | - | - | S03 | Net Internal Demand = 2-2a-2b-2c-2d | 48108 | 48025.6569 | 48117.7495 | 48441.1482 | 48309.9646 | 48154.2431 | 48225.861 | 48191.638 | 48408.0476 | 48830.312 | 49005.9416
2009 | CA | NPCC | - | - | S04a | Demand Response used for Reserves - Spinning | 0 | 0 | 0 | 0 | 0 | 0 | 0 | 0 | 0 | 0 | 0
2009 | CA | NPCC | - | - | S04b | Demand Response used for Reserves - Non-Spinning | 0 | 0 | 0 | 0 | 0 | 0 | 0 | 0 | 0 | 0 | 0
2009 | CA | NPCC | - | - | S04c | Demand Response used for Regulation | 0 | 0 | 0 | 0 | 0 | 0 | 0 | 0 | 0 | 0 | 0
2009 | CA | NPCC | - | - | S04d | Demand Response used for Energy, Voluntary - Emergency | 0 | 0 | 0 | 0 | 0 | 0 | 0 | 0 | 0 | 0 | 0
2009 | CA | NPCC | - | - | S05 | TOTAL INTERNAL CAPACITY = 6+7 | 78664 | 82711 | 84637 | 83780.8571 | 85654.5157 | 86753.6117 | 87245.2403 | 83087.8455 | 83163.9886 | 82458.4248 | 82312.0253
2009 | CA | NPCC | - | - | S06 | EXISTING CAPACITY = 6a+6b+6c | 78664 | 80934 | 80863 | 77517.4238 | 77358.1238 | 77051.1238 | 76837.3264 | 70428.8264 | 69365.8264 | 67339.0264 | 66319.7264
2009 | CA | NPCC | - | - | S06a | Existing, Certain (Note: The sum of 6a1 through 6a4 must be <= 6a) | 64396 | 65533 | 63960 | 63178.7795 | 64025.4795 | 64426.0244 | 64240.6118 | 57878.7118 | 57185.6018 | 55256.0018 | 54268.5018
2009 | CA | NPCC | - | - | S06a1 | Wind Expected On-Peak | 150 | 138.44 | 291.2278 | 291.2278 | 291.2278 | 291.2278 | 291.2278 | 291.2278 | 291.2278 | 291.2278 | 291.2278
2009 | CA | NPCC | - | - | S06a2 | Solar Expected On-Peak | 0 | 0 | 0.7815 | 0.7815 | 0.7815 | 0.7815 | 0.7815 | 0.7815 | 0.7815 | 0.7815 | 0.7815
2009 | CA | NPCC | - | - | S06a3 | Hydro Expected On-Peak | 37175 | 36280.56 | 36119.7722 | 36378.6382 | 36370.6382 | 36339.6382 | 36339.6382 | 36339.6382 | 36773.6382 | 36286.6382 | 36286.6382
2009 | CA | NPCC | - | - | S06a4 | Biomass Expected On-Peak | 403 | 397 | 388 | 401.6 | 401.6 | 401.6 | 401.6 | 401.6 | 401.6 | 401.6 | 401.6
2009 | CA | NPCC | - | - | S06a5 | Load as a Capacity Resource Expected On-Peak (Load Management Programs) | 412 | 516 | 516 | 196.0924 | 196.0924 | 196.0924 | 107.0798 | 107.0798 | 107.0798 | 107.0798 | 107.0798
2009 | CA | NPCC | - | - | S06b | Existing, Other (Note: The sum of 6b1 through 6b7 must be <= 6b) | 11121 | 13984 | 15993 | 13428.6443 | 11747.6443 | 11715.0994 | 11686.7146 | 11640.1146 | 11270.2246 | 11173.0246 | 11141.2246
2009 | CA | NPCC | - | - | S06b1 | Wind Derate On-Peak | 1069 | 1312.56 | 1606.9809 | 1606.9809 | 1606.9809 | 1606.9809 | 1606.9809 | 1606.9809 | 1606.9809 | 1606.9809 | 1606.9809
2009 | CA | NPCC | - | - | S06b2 | Solar Derate On-Peak | 0 | 0 | 1.1722 | 1.1722 | 1.1722 | 1.1722 | 1.1722 | 1.1722 | 1.1722 | 1.1722 | 1.1722
2009 | CA | NPCC | - | - | S06b3 | Hydro Derate On-Peak | 2171 | 3457.44 | 3618.2278 | 3270.0618 | 3270.0618 | 3270.0618 | 3270.0618 | 3270.0618 | 3270.0618 | 3270.0618 | 3270.0618
2009 | CA | NPCC | - | - | S06b4 | Biomass Derate On-Peak | 26 | 31 | 40 | 26 | 26 | 26 | 26 | 26 | 26 | 26 | 26
2009 | CA | NPCC | - | - | S06b5 | Load as a Capacity Resource Derate On-Peak (Load Management Programs) | 540 | 613 | 613 | 667 | 667 | 667 | 662 | 662 | 662 | 662 | 662
2009 | CA | NPCC | - | - | S06b6 | Energy Only | 150 | 150 | 150 | 150 | 150 | 150 | 150 | 150 | 150 | 150 | 150
2009 | CA | NPCC | - | - | S06b7 | Scheduled Outage - Maintenance | 7186 | 6405 | 7780 | 5920 | 5920 | 5920 | 5920 | 5920 | 5920 | 5920 | 5920
2009 | CA | NPCC | - | - | S06b8 | Transmission-Limited Resources | 0 | 1414 | 2097 | 2000 | 300 | 300 | 300 | 300 | 0 | 0 | 0
2009 | CA | NPCC | - | - | S06c | Existing, Inoperable (Note: Capacity reported in this line are not used in margin calculations) | 3147 | 1417 | 910 | 910 | 1585 | 910 | 910 | 910 | 910 | 910 | 910
2009 | CA | NPCC | - | - | S07 | FUTURE CAPACITY ADDITIONS = 7a+7b | 0 | 1777 | 3774 | 6263.4333 | 8296.3919 | 9702.4879 | 10407.9139 | 12659.0191 | 13798.1622 | 15119.3985 | 15992.2989
2009 | CA | NPCC | - | - | S07a | Future, Planned (Note: Only the net expected On-Peak values are included in this line and does not include Energy Only.) | 0 | 1777 | 3774 | 6241 | 7792.505 | 8919.2898 | 9070.6724 | 10384.6074 | 10173.3414 | 10289.2964 | 10538.1894
2009 | CA | NPCC | - | - | S07a1 | Wind Expected On-Peak | 0 | 0 | 171.5851 | 246.0851 | 303.9251 | 330.0051 | 330.0051 | 330.0051 | 330.0051 | 330.0051 | 330.0051
2009 | CA | NPCC | - | - | S07a2 | Solar Expected On-Peak | 0 | 0 | 148.2699 | 209.4682 | 209.4682 | 209.4682 | 209.4682 | 209.4682 | 209.4682 | 209.4682 | 209.4682
2009 | CA | NPCC | - | - | S07a3 | Hydro Expected On-Peak | 0 | 10 | 63 | 118.362 | 776.362 | 1086.362 | 1464.862 | 2136.862 | 2136.862 | 2396.862 | 2774.862
2009 | CA | NPCC | - | - | S07a4 | Biomass Expected On-Peak | 0 | 63 | 63 | 63 | 63 | 175 | 275 | 275 | 275 | 275 | 275
2009 | CA | NPCC | - | - | S07b | Future, Other (Note: Only the net expected On-Peak values are included in this line and does not include Energy Only.) | 0 | 0 | 0 | 0 | 0 | 0 | 8 | 16 | 16 | 24 | 24
2009 | CA | NPCC | - | - | S07b1 | Wind Expected On-Peak | 0 | 0 | 0 | 0 | 0 | 0 | 8 | 16 | 16 | 24 | 24
2009 | CA | NPCC | - | - | S07b2 | Wind Derate On-Peak | 0 | 128 | 1007.3468 | 2085.3468 | 3121.7068 | 3634.0268 | 4326.0268 | 4642.0268 | 4642.0268 | 4684.0268 | 4684.0268
2009 | CA | NPCC | - | - | S07b3 | Solar Expected On-Peak | 0 | 0 | 0 | 0 | 0 | 0 | 0 | 0 | 0 | 0 | 0
2009 | CA | NPCC | - | - | S07b4 | Solar Derate On-Peak | 0 | 0 | 222.4049 | 314.2023 | 314.2023 | 314.2023 | 314.2023 | 314.2023 | 314.2023 | 314.2023 | 314.2023
2009 | CA | NPCC | - | - | S07b5 | Hydro Expected On-Peak | 0 | 12.5 | -119.7699 | 16.038 | 16.038 | 16.038 | 137.538 | 137.538 | 137.538 | 137.538 | 137.538
2009 | CA | NPCC | - | - | S07b6 | Hydro Derate On-Peak | 0 | 0 | 0 | 0 | 0 | 0 | 0 | 0 | 0 | 0 | 0
2009 | CA | NPCC | - | - | S07b7 | Biomass Expected On-Peak | 0 | 0 | 0 | 0 | 0 | 0 | 0 | 0 | 0 | 0 | 0
2009 | CA | NPCC | - | - | S07b8 | Biomass Derate On-Peak | 0 | 0 | 0 | 0 | 0 | 13 | 13 | 13 | 13 | 13 | 13
2009 | CA | NPCC | - | - | S07b9 | Energy Only | 0 | 0 | 0 | 0 | 0 | 0 | 0 | 0 | 0 | 0 | 0
2009 | CA | NPCC | - | - | S08 | Conceptual (Note: Only the net expected on-peak capacity is included in this line and does not include Energy Only.) | 0 | 0 | 0 | 22.4333 | 503.8868 | 783.1981 | 1337.2415 | 2274.4118 | 3624.8208 | 4830.1021 | 5454.1096
2009 | CA | NPCC | - | - | S08a1 | Wind Expected On-Peak | 0 | 0 | 0.12497 | 0.23492 | 403.0093 | 632.035 | 696.5186 | 944.0766 | 1173.5397 | 1174.5267 | 1175.8673
2009 | CA | NPCC | - | - | S08a2 | Wind Derate On-Peak | 0 | 0 | 0.65611 | 1.2333 | 1612.5489 | 2528.9962 | 2787.4724 | 3778.3397 | 4697.0832 | 4702.2652 | 4709.3032
2009 | CA | NPCC | - | - | S08a3 | Solar Expected On-Peak | 0 | 0 | 0.39976 | 1.0548 | 69.8171 | 110.2683 | 123.6148 | 172.767 | 221.1728 | 234.3307 | 250.7957
2009 | CA | NPCC | - | - | S08a4 | Solar Derate On-Peak | 0 | 0 | 0.59963 | 1.5822 | 104.7256 | 165.4025 | 185.4222 | 259.1505 | 331.7591 | 351.496 | 376.1935
2009 | CA | NPCC | - | - | S08a5 | Hydro Expected On-Peak | 0 | 0 | 0 | 21.3525 | 30.806 | 41.1172 | 91.3047 | 163.6404 | 215.3299 | 253.0764 | 270.4504
2009 | CA | NPCC | - | - | S08a6 | Hydro Derate On-Peak | 0 | 0 | 0 | 7.8975 | 11.394 | 15.2078 | 33.7702 | 60.5245 | 79.6426 | 93.6036 | 100.0296
2009 | CA | NPCC | - | - | S08a7 | Biomass Expected On-Peak | 0 | 0 | 0 | 0 | 0 | 0 | 0 | 350 | 1150 | 1150 | 1150
2009 | CA | NPCC | - | - | S08a8 | Biomass Derate On-Peak | 0 | 0 | 0 | 0 | 200 | 350 | 350 | 0 | 0 | 0 | 0
2009 | CA | NPCC | - | - | S08a9 | Energy Only | 0 | 0 | 0 | 0 | 0 | 0 | 0 | 0 | 0 | 0 | 0
2009 | CA | NPCC | - | - | S09 | DELIVERABLE INTERNAL CAPACITY = 6a+7a | 64396 | 67310 | 67734 | 69419.7795 | 71817.9846 | 73345.3142 | 73311.2842 | 68263.3192 | 67358.9432 | 65545.2982 | 64806.6912
2009 | CA | NPCC | - | - | S10 | CAPACITY TRANSACTIONS - IMPORTS = 10a+10b+10c+10d | 200 | 200 | 200 | 200 | 0 | 0 | 0 | 0 | 0 | 0 | 0
2009 | CA | NPCC | - | - | S10a | Firm (Note: The sum of 10a1 and 10a2 must be <= 10a) | 200 | 200 | 200 | 200 | 0 | 0 | 0 | 0 | 0 | 0 | 0
2009 | CA | NPCC | - | - | S10a1 | Full-Responsibility Purchases | 0 | 0 | 0 | 0 | 0 | 0 | 0 | 0 | 0 | 0 | 0
2009 | CA | NPCC | - | - | S10a2 | Owned Capacity/Entitlement Located Outside the Region/Subregion | 0 | 0 | 0 | 0 | 0 | 0 | 0 | 0 | 0 | 0 | 0
2009 | CA | NPCC | - | - | S10b | Non-firm | 0 | 0 | 0 | 0 | 0 | 0 | 0 | 0 | 0 | 0 | 0
2009 | CA | NPCC | - | - | S10c | Expected (Note: The sum of 10c1 and 10c2 must be <= 10c) | 0 | 0 | 0 | 0 | 0 | 0 | 0 | 0 | 0 | 0 | 0
2009 | CA | NPCC | - | - | S10c1 | Full-Responsibility Purchases | 0 | 0 | 0 | 0 | 0 | 0 | 0 | 0 | 0 | 0 | 0
2009 | CA | NPCC | - | - | S10c2 | Owned Capacity/Entitlement Located Outside the Region/Subregion | 0 | 0 | 0 | 0 | 0 | 0 | 0 | 0 | 0 | 0 | 0
2009 | CA | NPCC | - | - | S10d | Provisional – transactions under study, but negotiations have not begun. | 0 | 0 | 0 | 0 | 0 | 0 | 0 | 0 | 0 | 0 | 0
2009 | CA | NPCC | - | - | S11 | CAPACITY TRANSACTIONS - EXPORTS = 11a+11b+11c+11d | 655 | 655 | 655 | 655 | 145 | 145 | 145 | 145 | 145 | 145 | 145
2009 | CA | NPCC | - | - | S11a | Firm (Note: The sum of 11a1 and 11a2 must be <= 11a) | 655 | 655 | 655 | 655 | 145 | 145 | 145 | 145 | 145 | 145 | 145
2009 | CA | NPCC | - | - | S11a1 | Full-Responsibility Purchases | 200 | 200 | 200 | 200 | 0 | 0 | 0 | 0 | 0 | 0 | 0
2009 | CA | NPCC | - | - | S11a2 | Owned Capacity/Entitlement Located Outside the Region/Subregion | 0 | 0 | 0 | 0 | 0 | 0 | 0 | 0 | 0 | 0 | 0
2009 | CA | NPCC | - | - | S11b | Non-firm | 0 | 0 | 0 | 0 | 0 | 0 | 0 | 0 | 0 | 0 | 0
2009 | CA | NPCC | - | - | S11c | Expected (Note: The sum of 11c1 and 11c2 must be <= 11c) | 0 | 0 | 0 | 0 | 0 | 0 | 0 | 0 | 0 | 0 | 0
2009 | CA | NPCC | - | - | S11c1 | Full-Responsibility Purchases | 0 | 0 | 0 | 0 | 0 | 0 | 0 | 0 | 0 | 0 | 0
2009 | CA | NPCC | - | - | S11c2 | Owned Capacity/Entitlement Located Outside the Region/Subregion | 0 | 0 | 0 | 0 | 0 | 0 | 0 | 0 | 0 | 0 | 0
2009 | CA | NPCC | - | - | S11d | Provisional – transactions under study, but negotiations have not begun. | 0 | 0 | 0 | 0 | 0 | 0 | 0 | 0 | 0 | 0 | 0
2009 | CA | NPCC | - | - | S12 | EXISTING, CERTAIN CAPACITY & NET FIRM TRANSACTIONS = 6a+Net Firm Transactions | 63941 | 65078 | 63505 | 62723.7795 | 63880.4795 | 64281.0244 | 64095.6118 | 57733.7118 | 57040.6018 | 55111.0018 | 54123.5018
2009 | CA | NPCC | - | - | S13 | DELIVERABLE CAPACITY RESOURCES = 12+7a+Net Expected Transactions | 63941 | 66855 | 67279 | 68964.7795 | 71672.9846 | 73200.3142 | 73166.2842 | 68118.3192 | 67213.9432 | 65400.2982 | 64661.6912
2009 | CA | NPCC | - | - | S14 | PROSPECTIVE CAPACITY RESOURCES = 13+6b-[Existing,Other Derates]+16b | 63920 | 67456 | 67365.6191 | 68752.2089 | 71479.4139 | 72974.1987 | 72916.7838 | 67822.2188 | 66847.9528 | 64937.1078 | 64166.7008
2009 | CA | NPCC | - | - | S15 | TOTAL POTENTIAL CAPACITY RESOURCES = 13+6b-[Existing,Other Derates]+7b+ 8+Net Provisional Transactions | 63920 | 67456 | 67365.6191 | 68774.6422 | 71983.3007 | 73757.3967 | 74262.0253 | 70112.6305 | 70488.7736 | 69791.2099 | 69644.8103
2009 | CA | NPCC | - | - | S15a | ADJUSTED POTENTIAL CAPACITY RESOURCES = 13+6b-[Existing,Other Derates]+ 16b+16d+Net Provisional Transactions | 63920 | 67456 | 67365.6191 | 68752.2089 | 71479.4139 | 72974.1987 | 72916.7838 | 67822.2188 | 66847.9528 | 64937.1078 | 64166.7008
2009 | CA | NPCC | - | - | S16a | Confidence of Future, Other (7b), using reasonable judgement | 0 | 0 | 0 | 0 | 0 | 0 | 0 | 0 | 0 | 0 | 0
2009 | CA | NPCC | - | - | S16b | Net Future, Other Resources After Confidence Percentage Is Applied = 7b*16a | 0 | 0 | 0 | 0 | 0 | 0 | 0 | 0 | 0 | 0 | 0
2009 | CA | NPCC | - | - | S16c | Confidence of Conceptual (8), using reasonable judgement | 0 | 0 | 0 | 0 | 0 | 0 | 0 | 0 | 0 | 0 | 0
2009 | CA | NPCC | - | - | S16d | Net Conceptual Resources After Confidence Percentage Is Applied = 8*16c | 0 | 0 | 0 | 0 | 0 | 0 | 0 | 0 | 0 | 0 | 0
2009 | CA | NPCC | - | - | S17C | Region/Subregion Target Capacity Margin | 0 | 0 | 0 | 0 | 0 | 0 | 0 | 0 | 0 | 0 | 0
2009 | CA | NPCC | - | - | S17R | Region/Subregion Target Reserve Margin | 0 | 0.15 | 0.15 | 0.15 | 0.15 | 0.15 | 0.15 | 0.15 | 0.15 | 0.15 | 0.15
2009 | CA | NPCC | - | - | S18C | Existing Certain and Net Firm Transactions = (12-3)/12 | 0 | 0.26203 | 0.2423 | 0.22771 | 0.24374 | 0.25088 | 0.24759 | 0.16528 | 0.15134 | 0.11396 | 0.094553
2009 | CA | NPCC | - | - | S19C | Deliverable Capacity Resources = (13-3)/13 | 0 | 0.28164 | 0.2848 | 0.2976 | 0.32597 | 0.34216 | 0.34087 | 0.29253 | 0.27979 | 0.25336 | 0.24212
2009 | CA | NPCC | - | - | S20C | Prospective Capacity Resources = (14-3)/14 | 0 | 0.28804 | 0.28572 | 0.29542 | 0.32414 | 0.34012 | 0.33862 | 0.28944 | 0.27585 | 0.24804 | 0.23627
2009 | CA | NPCC | - | - | S21C | Total Potential Resources = (15-3)/15 | 0 | 0.28804 | 0.28572 | 0.29565 | 0.32887 | 0.34713 | 0.3506 | 0.31265 | 0.31325 | 0.30034 | 0.29634
2009 | CA | NPCC | - | - | S22C | Adjusted Potential Resources = (15a-3)/15a | 0 | 0.28804 | 0.28572 | 0.29542 | 0.32414 | 0.34012 | 0.33862 | 0.28944 | 0.27585 | 0.24804 | 0.23627
2009 | CA | NPCC | - | - | S18R | Existing Certain and Net Firm Transactions = (12-3)/3 | 0 | 0.35507 | 0.31978 | 0.29485 | 0.3223 | 0.3349 | 0.32907 | 0.198 | 0.17833 | 0.12862 | 0.10443
2009 | CA | NPCC | - | - | S19R | Deliverable Capacity Resources = (13-3)/3 | 0 | 0.39207 | 0.39822 | 0.42368 | 0.48361 | 0.52012 | 0.51716 | 0.41349 | 0.38849 | 0.33934 | 0.31947
2009 | CA | NPCC | - | - | S20R | Prospective Capacity Resources = (14-3)/3 | 0 | 0.40458 | 0.40002 | 0.41929 | 0.4796 | 0.51543 | 0.51199 | 0.40734 | 0.38093 | 0.32985 | 0.30937
2009 | CA | NPCC | - | - | S21R | Total Potential Resources = (15-3)/3 | 0 | 0.40458 | 0.40002 | 0.41976 | 0.49003 | 0.53169 | 0.53988 | 0.45487 | 0.45614 | 0.42926 | 0.42115
2009 | CA | NPCC | - | - | S22R | Adjusted Potential Resources = (15a-3)/3 | 0 | 0.40458 | 0.40002 | 0.41929 | 0.4796 | 0.51543 | 0.51199 | 0.40734 | 0.38093 | 0.32985 | 0.30937
2009 | CA | NPCC | - | - | S24 | Other Capacity < 1 MW | 0 | 0 | 0 | 0 | 0 | 0 | 0 | 0 | 0 | 0 | 0
2009 | CA | NPCC | - | - | S25 | Distributed Generator Capacity >= 1 MW | 0 | 0 | 0 | 0 | 0 | 0 | 0 | 0 | 0 | 0 | 0
2009 | CA | NPCC | - | - | S26 | Capacity Total from EIA-860 | 0 | 0 | 0 | 0 | 0 | 0 | 0 | 0 | 0 | 0 | 0
2009 | CA | NPCC | - | - | S27 | Total Installed Baseline Capacity Resources = 12+6b | 75062 | 0 | 0 | 0 | 0 | 0 | 0 | 0 | 0 | 0 | 0
2009 | US | NPCC | New York | New York | S01 | Unrestricted Non-coincident Peak Demand = 2+1a+1b-1c-1d | 32432 | 33580 | 33767 | 34215 | 34652 | 35062 | 35535 | 35968 | 36408 | 36807 | 37252
2009 | US | NPCC | New York | New York | S01a | New Conservation (Energy Efficiency) | 0 | 128 | 326 | 522 | 746 | 982 | 1226 | 1485 | 1599 | 1704 | 1802
2009 | US | NPCC | New York | New York | S01b | Estimated Diversity | 0 | 0 | 0 | 0 | 0 | 0 | 0 | 0 | 0 | 0 | 0
2009 | US | NPCC | New York | New York | S01c | Additions for non-member load (load served by non-registered LSE's in a region) | 0 | 0 | 0 | 0 | 0 | 0 | 0 | 0 | 0 | 0 | 0
2009 | US | NPCC | New York | New York | S01d | Stand-by Load Under Contract (Normally served by behind the meter generation) | 0 | 0 | 0 | 0 | 0 | 0 | 0 | 0 | 0 | 0 | 0
2009 | US | NPCC | New York | New York | S02 | Total Internal Demand | 32432 | 33452 | 33441 | 33693 | 33906 | 34080 | 34309 | 34483 | 34809 | 35103 | 35450
2009 | US | NPCC | New York | New York | S02a | Direct Control Load Management | 0 | 0 | 0 | 0 | 0 | 0 | 0 | 0 | 0 | 0 | 0
2009 | US | NPCC | New York | New York | S02b | Contractually Interruptible (Curtailable) | 0 | 0 | 0 | 0 | 0 | 0 | 0 | 0 | 0 | 0 | 0
2009 | US | NPCC | New York | New York | S02c | Critical Peak-Pricing (CPP) with Control | 0 | 0 | 0 | 0 | 0 | 0 | 0 | 0 | 0 | 0 | 0
2009 | US | NPCC | New York | New York | S02d | Load as a Capacity Resource | 301 | 219 | 219 | 219 | 219 | 219 | 219 | 219 | 219 | 219 | 219
2009 | US | NPCC | New York | New York | S03 | Net Internal Demand = 2-2a-2b-2c-2d | 32131 | 33233 | 33222 | 33474 | 33687 | 33861 | 34090 | 34264 | 34590 | 34884 | 35231
2009 | US | NPCC | New York | New York | S04a | Demand Response used for Reserves - Spinning | 0 | 0 | 0 | 0 | 0 | 0 | 0 | 0 | 0 | 0 | 0
2009 | US | NPCC | New York | New York | S04b | Demand Response used for Reserves - Non-Spinning | 0 | 0 | 0 | 0 | 0 | 0 | 0 | 0 | 0 | 0 | 0
2009 | US | NPCC | New York | New York | S04c | Demand Response used for Regulation | 0 | 0 | 0 | 0 | 0 | 0 | 0 | 0 | 0 | 0 | 0
2009 | US | NPCC | New York | New York | S04d | Demand Response used for Energy, Voluntary - Emergency | 0 | 0 | 0 | 0 | 0 | 0 | 0 | 0 | 0 | 0 | 0
2009 | US | NPCC | New York | New York | S05 | TOTAL INTERNAL CAPACITY = 6+7 | 38645.4 | 40498 | 41039.9 | 42249.9 | 43669.5 | 43669.5 | 43869.5 | 43869.5 | 43869.5 | 43869.5 | 44669.5
2009 | US | NPCC | New York | New York | S06 | EXISTING CAPACITY = 6a+6b+6c | 38645.4 | 40125.5 | 39235.5 | 39235.5 | 39235.5 | 39235.5 | 39235.5 | 39235.5 | 39235.5 | 39235.5 | 39235.5
2009 | US | NPCC | New York | New York | S06a | Existing, Certain (Note: The sum of 6a1 through 6a4 must be <= 6a) | 38645.4 | 40125.5 | 39235.5 | 39235.5 | 39235.5 | 39235.5 | 39235.5 | 39235.5 | 39235.5 | 39235.5 | 39235.5
2009 | US | NPCC | New York | New York | S06a1 | Wind Expected On-Peak | 0 | 79 | 79 | 79 | 79 | 79 | 79 | 79 | 79 | 79 | 79
2009 | US | NPCC | New York | New York | S06a2 | Solar Expected On-Peak | 0 | 0 | 0 | 0 | 0 | 0 | 0 | 0 | 0 | 0 | 0
2009 | US | NPCC | New York | New York | S06a3 | Hydro Expected On-Peak | 0 | 0 | 0 | 0 | 0 | 0 | 0 | 0 | 0 | 0 | 0
2009 | US | NPCC | New York | New York | S06a4 | Biomass Expected On-Peak | 0 | 408 | 408 | 408 | 408 | 408 | 408 | 408 | 408 | 408 | 408
2009 | US | NPCC | New York | New York | S06a5 | Load as a Capacity Resource Expected On-Peak (Load Management Programs) | 0 | 1936 | 1936 | 1936 | 1936 | 1936 | 1936 | 1936 | 1936 | 1936 | 1936
2009 | US | NPCC | New York | New York | S06b | Existing, Other (Note: The sum of 6b1 through 6b7 must be <= 6b) | 0 | 0 | 0 | 0 | 0 | 0 | 0 | 0 | 0 | 0 | 0
2009 | US | NPCC | New York | New York | S06b1 | Wind Derate On-Peak | 0 | 0 | 0 | 0 | 0 | 0 | 0 | 0 | 0 | 0 | 0
2009 | US | NPCC | New York | New York | S06b2 | Solar Derate On-Peak | 0 | 0 | 0 | 0 | 0 | 0 | 0 | 0 | 0 | 0 | 0
2009 | US | NPCC | New York | New York | S06b3 | Hydro Derate On-Peak | 0 | 0 | 0 | 0 | 0 | 0 | 0 | 0 | 0 | 0 | 0
2009 | US | NPCC | New York | New York | S06b4 | Biomass Derate On-Peak | 0 | 0 | 0 | 0 | 0 | 0 | 0 | 0 | 0 | 0 | 0
2009 | US | NPCC | New York | New York | S06b5 | Load as a Capacity Resource Derate On-Peak (Load Management Programs) | 0 | 0 | 0 | 0 | 0 | 0 | 0 | 0 | 0 | 0 | 0
2009 | US | NPCC | New York | New York | S06b6 | Energy Only | 0 | 0 | 0 | 0 | 0 | 0 | 0 | 0 | 0 | 0 | 0
2009 | US | NPCC | New York | New York | S06b7 | Scheduled Outage - Maintenance | 0 | 0 | 0 | 0 | 0 | 0 | 0 | 0 | 0 | 0 | 0
2009 | US | NPCC | New York | New York | S06b8 | Transmission-Limited Resources | 0 | 0 | 0 | 0 | 0 | 0 | 0 | 0 | 0 | 0 | 0
2009 | US | NPCC | New York | New York | S06c | Existing, Inoperable (Note: Capacity reported in this line are not used in margin calculations) | 0 | 0 | 0 | 0 | 0 | 0 | 0 | 0 | 0 | 0 | 0
2009 | US | NPCC | New York | New York | S07 | FUTURE CAPACITY ADDITIONS = 7a+7b | 0 | 372.5 | 1804.4 | 3014.4 | 4434 | 4434 | 4634 | 4634 | 4634 | 4634 | 5434
2009 | US | NPCC | New York | New York | S07a | Future, Planned (Note: Only the net expected On-Peak values are included in this line and does not include Energy Only.) | 0 | 372.5 | 1073.4 | 1241.4 | 1242 | 1242 | 1242 | 1242 | 1242 | 1242 | 2042
2009 | US | NPCC | New York | New York | S07a1 | Wind Expected On-Peak | 0 | 0 | 5 | 5 | 5 | 5 | 5 | 5 | 5 | 5 | 5
2009 | US | NPCC | New York | New York | S07a2 | Solar Expected On-Peak | 0 | 0 | 0 | 0 | 0 | 0 | 0 | 0 | 0 | 0 | 0
2009 | US | NPCC | New York | New York | S07a3 | Hydro Expected On-Peak | 0 | 0 | 9 | 9 | 9 | 9 | 9 | 9 | 9 | 9 | 9
2009 | US | NPCC | New York | New York | S07a4 | Biomass Expected On-Peak | 0 | 0 | 6 | 6 | 6 | 6 | 6 | 6 | 6 | 6 | 6
2009 | US | NPCC | New York | New York | S07b | Future, Other (Note: Only the net expected On-Peak values are included in this line and does not include Energy Only.) | 0 | 0 | 0 | 0 | 0 | 0 | 0 | 0 | 0 | 0 | 0
2009 | US | NPCC | New York | New York | S07b1 | Wind Expected On-Peak | 0 | 0 | 0 | 0 | 0 | 0 | 0 | 0 | 0 | 0 | 0
2009 | US | NPCC | New York | New York | S07b2 | Wind Derate On-Peak | 0 | 0 | 0 | 0 | 0 | 0 | 0 | 0 | 0 | 0 | 0
2009 | US | NPCC | New York | New York | S07b3 | Solar Expected On-Peak | 0 | 0 | 0 | 0 | 0 | 0 | 0 | 0 | 0 | 0 | 0
2009 | US | NPCC | New York | New York | S07b4 | Solar Derate On-Peak | 0 | 0 | 0 | 0 | 0 | 0 | 0 | 0 | 0 | 0 | 0
2009 | US | NPCC | New York | New York | S07b5 | Hydro Expected On-Peak | 0 | 0 | 0 | 0 | 0 | 0 | 0 | 0 | 0 | 0 | 0
2009 | US | NPCC | New York | New York | S07b6 | Hydro Derate On-Peak | 0 | 0 | 0 | 0 | 0 | 0 | 0 | 0 | 0 | 0 | 0
2009 | US | NPCC | New York | New York | S07b7 | Biomass Expected On-Peak | 0 | 0 | 0 | 0 | 0 | 0 | 0 | 0 | 0 | 0 | 0
2009 | US | NPCC | New York | New York | S07b8 | Biomass Derate On-Peak | 0 | 0 | 0 | 0 | 0 | 0 | 0 | 0 | 0 | 0 | 0
2009 | US | NPCC | New York | New York | S07b9 | Energy Only | 0 | 0 | 0 | 0 | 0 | 0 | 0 | 0 | 0 | 0 | 0
2009 | US | NPCC | New York | New York | S08 | Conceptual (Note: Only the net expected on-peak capacity is included in this line and does not include Energy Only.) | 0 | 0 | 731 | 1773 | 3192 | 3192 | 3392 | 3392 | 3392 | 3392 | 3392
2009 | US | NPCC | New York | New York | S08a1 | Wind Expected On-Peak | 0 | 0 | 209 | 258 | 258 | 258 | 258 | 258 | 258 | 258 | 258
2009 | US | NPCC | New York | New York | S08a2 | Wind Derate On-Peak | 0 | 0 | 1881 | 2322 | 2322 | 2322 | 2322 | 2322 | 2322 | 2322 | 2322
2009 | US | NPCC | New York | New York | S08a3 | Solar Expected On-Peak | 0 | 0 | 0 | 0 | 0 | 0 | 0 | 0 | 0 | 0 | 0
2009 | US | NPCC | New York | New York | S08a4 | Solar Derate On-Peak | 0 | 0 | 0 | 0 | 0 | 0 | 0 | 0 | 0 | 0 | 0
2009 | US | NPCC | New York | New York | S08a5 | Hydro Expected On-Peak | 0 | 0 | 0 | 0 | 0 | 0 | 0 | 0 | 0 | 0 | 0
2009 | US | NPCC | New York | New York | S08a6 | Hydro Derate On-Peak | 0 | 0 | 0 | 0 | 0 | 0 | 0 | 0 | 0 | 0 | 0
2009 | US | NPCC | New York | New York | S08a7 | Biomass Expected On-Peak | 0 | 0 | 22 | 22 | 22 | 22 | 22 | 22 | 22 | 22 | 22
2009 | US | NPCC | New York | New York | S08a8 | Biomass Derate On-Peak | 0 | 0 | 0 | 0 | 0 | 0 | 0 | 0 | 0 | 0 | 0
2009 | US | NPCC | New York | New York | S08a9 | Energy Only | 0 | 0 | 0 | 0 | 0 | 0 | 0 | 0 | 0 | 0 | 0
2009 | US | NPCC | New York | New York | S09 | DELIVERABLE INTERNAL CAPACITY = 6a+7a | 38645.4 | 40498 | 40308.9 | 40476.9 | 40477.5 | 40477.5 | 40477.5 | 40477.5 | 40477.5 | 40477.5 | 41277.5
2009 | US | NPCC | New York | New York | S10 | CAPACITY TRANSACTIONS - IMPORTS = 10a+10b+10c+10d | 2894.1 | 3160 | 3283.8 | 3365.6 | 3160 | 3160 | 3160 | 3160 | 3160 | 3160 | 3160
2009 | US | NPCC | New York | New York | S10a | Firm (Note: The sum of 10a1 and 10a2 must be <= 10a) | 2894.1 | 77.2 | 0 | 0 | 510.2 | 510.2 | 460.2 | 460.2 | 460.2 | 460.2 | 460.2
2009 | US | NPCC | New York | New York | S10a1 | Full-Responsibility Purchases | 0 | 77.2 | 0 | 0 | 510.2 | 510.2 | 460.2 | 460.2 | 460.2 | 460.2 | 460.2
2009 | US | NPCC | New York | New York | S10a2 | Owned Capacity/Entitlement Located Outside the Region/Subregion | 0 | 0 | 0 | 0 | 0 | 0 | 0 | 0 | 0 | 0 | 0
2009 | US | NPCC | New York | New York | S10b | Non-firm | 0 | 0 | 0 | 0 | 0 | 0 | 0 | 0 | 0 | 0 | 0
2009 | US | NPCC | New York | New York | S10c | Expected (Note: The sum of 10c1 and 10c2 must be <= 10c) | 0 | 2392.8 | 2392.8 | 2392.8 | 2392.8 | 2392.8 | 2342.8 | 2342.8 | 2342.8 | 2342.8 | 2342.8
2009 | US | NPCC | New York | New York | S10c1 | Full-Responsibility Purchases | 0 | 0 | 0 | 0 | 0 | 0 | 0 | 0 | 0 | 0 | 0
2009 | US | NPCC | New York | New York | S10c2 | Owned Capacity/Entitlement Located Outside the Region/Subregion | 0 | 0 | 0 | 0 | 0 | 0 | 0 | 0 | 0 | 0 | 0
2009 | US | NPCC | New York | New York | S10d | Provisional – transactions under study, but negotiations have not begun. | 0 | 690 | 891 | 972.8 | 257 | 257 | 357 | 357 | 357 | 357 | 357
2009 | US | NPCC | New York | New York | S11 | CAPACITY TRANSACTIONS - EXPORTS = 11a+11b+11c+11d | 0 | 0 | 123.8 | 205.6 | 0 | 0 | 0 | 0 | 0 | 0 | 0
2009 | US | NPCC | New York | New York | S11a | Firm (Note: The sum of 11a1 and 11a2 must be <= 11a) | 0 | 0 | 123.8 | 205.6 | 0 | 0 | 0 | 0 | 0 | 0 | 0
2009 | US | NPCC | New York | New York | S11a1 | Full-Responsibility Purchases | 0 | 0 | 123.8 | 205.6 | 0 | 0 | 0 | 0 | 0 | 0 | 0
2009 | US | NPCC | New York | New York | S11a2 | Owned Capacity/Entitlement Located Outside the Region/Subregion | 0 | 0 | 0 | 0 | 0 | 0 | 0 | 0 | 0 | 0 | 0
2009 | US | NPCC | New York | New York | S11b | Non-firm | 0 | 0 | 0 | 0 | 0 | 0 | 0 | 0 | 0 | 0 | 0
2009 | US | NPCC | New York | New York | S11c | Expected (Note: The sum of 11c1 and 11c2 must be <= 11c) | 0 | 0 | 0 | 0 | 0 | 0 | 0 | 0 | 0 | 0 | 0
2009 | US | NPCC | New York | New York | S11c1 | Full-Responsibility Purchases | 0 | 0 | 0 | 0 | 0 | 0 | 0 | 0 | 0 | 0 | 0
2009 | US | NPCC | New York | New York | S11c2 | Owned Capacity/Entitlement Located Outside the Region/Subregion | 0 | 0 | 0 | 0 | 0 | 0 | 0 | 0 | 0 | 0 | 0
2009 | US | NPCC | New York | New York | S11d | Provisional – transactions under study, but negotiations have not begun. | 0 | 0 | 0 | 0 | 0 | 0 | 0 | 0 | 0 | 0 | 0
2009 | US | NPCC | New York | New York | S12 | EXISTING, CERTAIN CAPACITY & NET FIRM TRANSACTIONS = 6a+Net Firm Transactions | 41539.5 | 40202.7 | 39111.7 | 39029.9 | 39745.7 | 39745.7 | 39695.7 | 39695.7 | 39695.7 | 39695.7 | 39695.7
2009 | US | NPCC | New York | New York | S13 | DELIVERABLE CAPACITY RESOURCES = 12+7a+Net Expected Transactions | 41539.5 | 42968 | 42577.9 | 42664.1 | 43380.5 | 43380.5 | 43280.5 | 43280.5 | 43280.5 | 43280.5 | 44080.5
2009 | US | NPCC | New York | New York | S14 | PROSPECTIVE CAPACITY RESOURCES = 13+6b-[Existing,Other Derates]+16b | 41539.5 | 42968 | 42577.9 | 42664.1 | 43380.5 | 43380.5 | 43280.5 | 43280.5 | 43280.5 | 43280.5 | 44080.5
2009 | US | NPCC | New York | New York | S15 | TOTAL POTENTIAL CAPACITY RESOURCES = 13+6b-[Existing,Other Derates]+7b+ 8+Net Provisional Transactions | 41539.5 | 43658 | 44199.9 | 45409.9 | 46829.5 | 46829.5 | 47029.5 | 47029.5 | 47029.5 | 47029.5 | 47829.5
2009 | US | NPCC | New York | New York | S15a | ADJUSTED POTENTIAL CAPACITY RESOURCES = 13+6b-[Existing,Other Derates]+ 16b+16d+Net Provisional Transactions | 41539.5 | 43658 | 43542 | 43814.2 | 43956.7 | 43956.7 | 43976.7 | 43976.7 | 43976.7 | 43976.7 | 44776.7
2009 | US | NPCC | New York | New York | S16a | Confidence of Future, Other (7b), using reasonable judgement | 0 | 0 | 0 | 0 | 0 | 0 | 0 | 0 | 0 | 0 | 0
2009 | US | NPCC | New York | New York | S16b | Net Future, Other Resources After Confidence Percentage Is Applied = 7b*16a | 0 | 0 | 0 | 0 | 0 | 0 | 0 | 0 | 0 | 0 | 0
2009 | US | NPCC | New York | New York | S16c | Confidence of Conceptual (8), using reasonable judgement | 0 | 0.1 | 0.1 | 0.1 | 0.1 | 0.1 | 0.1 | 0.1 | 0.1 | 0.1 | 0.1
2009 | US | NPCC | New York | New York | S16d | Net Conceptual Resources After Confidence Percentage Is Applied = 8*16c | 0 | 0 | 73.1 | 177.3 | 319.2 | 319.2 | 339.2 | 339.2 | 339.2 | 339.2 | 339.2
2009 | US | NPCC | New York | New York | S17C | Region/Subregion Target Capacity Margin | 0 | 0 | 0 | 0 | 0 | 0 | 0 | 0 | 0 | 0 | 0
2009 | US | NPCC | New York | New York | S17R | Region/Subregion Target Reserve Margin | 0 | 0.165 | 0.165 | 0.165 | 0.165 | 0.165 | 0.165 | 0.165 | 0.165 | 0.165 | 0.165
2009 | US | NPCC | New York | New York | S18C | Existing Certain and Net Firm Transactions = (12-3)/12 | 0 | 0.17336 | 0.15059 | 0.14235 | 0.15244 | 0.14806 | 0.14122 | 0.13683 | 0.12862 | 0.12121 | 0.11247
2009 | US | NPCC | New York | New York | S19C | Deliverable Capacity Resources = (13-3)/13 | 0 | 0.22656 | 0.21974 | 0.21541 | 0.22345 | 0.21944 | 0.21235 | 0.20833 | 0.20079 | 0.194 | 0.20076
2009 | US | NPCC | New York | New York | S20C | Prospective Capacity Resources = (14-3)/14 | 0 | 0.22656 | 0.21974 | 0.21541 | 0.22345 | 0.21944 | 0.21235 | 0.20833 | 0.20079 | 0.194 | 0.20076
2009 | US | NPCC | New York | New York | S21C | Total Potential Resources = (15-3)/15 | 0 | 0.23879 | 0.24837 | 0.26285 | 0.28065 | 0.27693 | 0.27514 | 0.27144 | 0.2645 | 0.25825 | 0.2634
2009 | US | NPCC | New York | New York | S22C | Adjusted Potential Resources = (15a-3)/15a | 0 | 0.23879 | 0.23701 | 0.236 | 0.23363 | 0.22967 | 0.22482 | 0.22086 | 0.21345 | 0.20676 | 0.21318
2009 | US | NPCC | New York | New York | S18R | Existing Certain and Net Firm Transactions = (12-3)/3 | 0 | 0.20972 | 0.17728 | 0.16598 | 0.17985 | 0.17379 | 0.16444 | 0.15852 | 0.14761 | 0.13793 | 0.12673
2009 | US | NPCC | New York | New York | S19R | Deliverable Capacity Resources = (13-3)/3 | 0 | 0.29293 | 0.28162 | 0.27454 | 0.28775 | 0.28113 | 0.2696 | 0.26315 | 0.25124 | 0.2407 | 0.25119
2009 | US | NPCC | New York | New York | S20R | Prospective Capacity Resources = (14-3)/3 | 0 | 0.29293 | 0.28162 | 0.27454 | 0.28775 | 0.28113 | 0.2696 | 0.26315 | 0.25124 | 0.2407 | 0.25119
2009 | US | NPCC | New York | New York | S21R | Total Potential Resources = (15-3)/3 | 0 | 0.31369 | 0.33044 | 0.35657 | 0.39014 | 0.38299 | 0.37957 | 0.37256 | 0.35963 | 0.34817 | 0.3576
2009 | US | NPCC | New York | New York | S22R | Adjusted Potential Resources = (15a-3)/3 | 0 | 0.31369 | 0.31064 | 0.3089 | 0.30486 | 0.29815 | 0.29002 | 0.28347 | 0.27137 | 0.26066 | 0.27095
2009 | US | NPCC | New York | New York | S24 | Other Capacity < 1 MW | 0 | 0 | 0 | 0 | 0 | 0 | 0 | 0 | 0 | 0 | 0
2009 | US | NPCC | New York | New York | S25 | Distributed Generator Capacity >= 1 MW | 0 | 0 | 0 | 0 | 0 | 0 | 0 | 0 | 0 | 0 | 0
2009 | US | NPCC | New York | New York | S26 | Capacity Total from EIA-860 | 0 | 0 | 0 | 0 | 0 | 0 | 0 | 0 | 0 | 0 | 0
2009 | US | NPCC | New York | New York | S27 | Total Installed Baseline Capacity Resources = 12+6b | 41539.5 | 0 | 0 | 0 | 0 | 0 | 0 | 0 | 0 | 0 | 0
2009 | US | NPCC | New England | New England | S01 | Unrestricted Non-coincident Peak Demand = 2+1a+1b-1c-1d | 27765 | 27875 | 28160 | 28575 | 29020 | 29365 | 29750 | 30115 | 30415 | 30695 | 30960
2009 | US | NPCC | New England | New England | S01a | New Conservation (Energy Efficiency) | 0 | 0 | 0 | 0 | 0 | 0 | 0 | 0 | 0 | 0 | 0
2009 | US | NPCC | New England | New England | S01b | Estimated Diversity | 0 | 0 | 0 | 0 | 0 | 0 | 0 | 0 | 0 | 0 | 0
2009 | US | NPCC | New England | New England | S01c | Additions for non-member load (load served by non-registered LSE's in a region) | 0 | 0 | 0 | 0 | 0 | 0 | 0 | 0 | 0 | 0 | 0
2009 | US | NPCC | New England | New England | S01d | Stand-by Load Under Contract (Normally served by behind the meter generation) | 0 | 0 | 0 | 0 | 0 | 0 | 0 | 0 | 0 | 0 | 0
2009 | US | NPCC | New England | New England | S02 | Total Internal Demand | 27765 | 27875 | 28160 | 28575 | 29020 | 29365 | 29750 | 30115 | 30415 | 30695 | 30960
2009 | US | NPCC | New England | New England | S02a | Direct Control Load Management | 0 | 0 | 0 | 0 | 0 | 0 | 0 | 0 | 0 | 0 | 0
2009 | US | NPCC | New England | New England | S02b | Contractually Interruptible (Curtailable) | 0 | 0 | 0 | 0 | 0 | 0 | 0 | 0 | 0 | 0 | 0
2009 | US | NPCC | New England | New England | S02c | Critical Peak-Pricing (CPP) with Control | 0 | 0 | 0 | 0 | 0 | 0 | 0 | 0 | 0 | 0 | 0
2009 | US | NPCC | New England | New England | S02d | Load as a Capacity Resource | 0 | 0 | 0 | 0 | 0 | 0 | 0 | 0 | 0 | 0 | 0
2009 | US | NPCC | New England | New England | S03 | Net Internal Demand = 2-2a-2b-2c-2d | 27765 | 27875 | 28160 | 28575 | 29020 | 29365 | 29750 | 30115 | 30415 | 30695 | 30960
2009 | US | NPCC | New England | New England | S04a | Demand Response used for Reserves - Spinning | 0 | 0 | 0 | 0 | 0 | 0 | 0 | 0 | 0 | 0 | 0
2009 | US | NPCC | New England | New England | S04b | Demand Response used for Reserves - Non-Spinning | 0 | 0 | 0 | 0 | 0 | 0 | 0 | 0 | 0 | 0 | 0
2009 | US | NPCC | New England | New England | S04c | Demand Response used for Regulation | 0 | 0 | 0 | 0 | 0 | 0 | 0 | 0 | 0 | 0 | 0
2009 | US | NPCC | New England | New England | S04d | Demand Response used for Energy, Voluntary - Emergency | 0 | 0 | 0 | 0 | 0 | 0 | 0 | 0 | 0 | 0 | 0
2009 | US | NPCC | New England | New England | S05 | TOTAL INTERNAL CAPACITY = 6+7 | 33362 | 34285.427 | 35020 | 40823 | 44015 | 45552 | 46729 | 47627 | 47627 | 47627 | 47627
2009 | US | NPCC | New England | New England | S06 | EXISTING CAPACITY = 6a+6b+6c | 33362 | 33989.427 | 32444 | 34223 | 33816 | 33816 | 33816 | 33816 | 33816 | 33816 | 33816
2009 | US | NPCC | New England | New England | S06a | Existing, Certain (Note: The sum of 6a1 through 6a4 must be <= 6a) | 33076.529 | 33417 | 31848.573 | 33650.573 | 33243.573 | 33243.573 | 33243.573 | 33243.573 | 33243.573 | 33243.573 | 33243.573
2009 | US | NPCC | New England | New England | S06a1 | Wind Expected On-Peak | 5 | 39 | 0 | 0 | 0 | 0 | 0 | 0 | 0 | 0 | 0
2009 | US | NPCC | New England | New England | S06a2 | Solar Expected On-Peak | 0 | 1 | 0 | 0 | 0 | 0 | 0 | 0 | 0 | 0 | 0
2009 | US | NPCC | New England | New England | S06a3 | Hydro Expected On-Peak | 1841 | 1694 | 1428 | 1495 | 1495 | 1495 | 1495 | 1495 | 1495 | 1495 | 1495
2009 | US | NPCC | New England | New England | S06a4 | Biomass Expected On-Peak | 942 | 916 | 951 | 881 | 881 | 881 | 881 | 881 | 881 | 881 | 881
2009 | US | NPCC | New England | New England | S06a5 | Load as a Capacity Resource Expected On-Peak (Load Management Programs) | 2194 | 2420 | 2508 | 2937 | 2530 | 2530 | 2530 | 2530 | 2530 | 2530 | 2530
2009 | US | NPCC | New England | New England | S06b | Existing, Other (Note: The sum of 6b1 through 6b7 must be <= 6b) | 285.471 | 572.427 | 595.427 | 572.427 | 572.427 | 572.427 | 572.427 | 572.427 | 572.427 | 572.427 | 572.427
2009 | US | NPCC | New England | New England | S06b1 | Wind Derate On-Peak | 7 | 61 | 0 | 0 | 0 | 0 | 0 | 0 | 0 | 0 | 0
2009 | US | NPCC | New England | New England | S06b2 | Solar Derate On-Peak | 0 | 0 | 0 | 0 | 0 | 0 | 0 | 0 | 0 | 0 | 0
2009 | US | NPCC | New England | New England | S06b3 | Hydro Derate On-Peak | 73 | 293 | 377 | 354 | 354 | 354 | 354 | 354 | 354 | 354 | 354
2009 | US | NPCC | New England | New England | S06b4 | Biomass Derate On-Peak | 0 | 0 | 0 | 0 | 0 | 0 | 0 | 0 | 0 | 0 | 0
2009 | US | NPCC | New England | New England | S06b5 | Load as a Capacity Resource Derate On-Peak (Load Management Programs) | 0 | 0 | 0 | 0 | 0 | 0 | 0 | 0 | 0 | 0 | 0
2009 | US | NPCC | New England | New England | S06b6 | Energy Only | 0 | 0 | 0 | 0 | 0 | 0 | 0 | 0 | 0 | 0 | 0
2009 | US | NPCC | New England | New England | S06b7 | Scheduled Outage - Maintenance | 0 | 0 | 0 | 0 | 0 | 0 | 0 | 0 | 0 | 0 | 0
2009 | US | NPCC | New England | New England | S06b8 | Transmission-Limited Resources | 0 | 0 | 0 | 0 | 0 | 0 | 0 | 0 | 0 | 0 | 0
2009 | US | NPCC | New England | New England | S06c | Existing, Inoperable (Note: Capacity reported in this line are not used in margin calculations) | 0 | 0 | 0 | 0 | 0 | 0 | 0 | 0 | 0 | 0 | 0
2009 | US | NPCC | New England | New England | S07 | FUTURE CAPACITY ADDITIONS = 7a+7b | 0 | 296 | 2576 | 6600 | 10199 | 11736 | 12913 | 13811 | 13811 | 13811 | 13811
2009 | US | NPCC | New England | New England | S07a | Future, Planned (Note: Only the net expected On-Peak values are included in this line and does not include Energy Only.) | 0 | 228 | 225 | 1349 | 1349 | 1349 | 1349 | 1349 | 1349 | 1349 | 1349
2009 | US | NPCC | New England | New England | S07a1 | Wind Expected On-Peak | 0 | 0 | 10 | 88 | 88 | 88 | 88 | 88 | 88 | 88 | 88
2009 | US | NPCC | New England | New England | S07a2 | Solar Expected On-Peak | 0 | 0 | 0 | 0 | 0 | 0 | 0 | 0 | 0 | 0 | 0
2009 | US | NPCC | New England | New England | S07a3 | Hydro Expected On-Peak | 0 | 0 | 0 | 1 | 1 | 1 | 1 | 1 | 1 | 1 | 1
2009 | US | NPCC | New England | New England | S07a4 | Biomass Expected On-Peak | 0 | 0 | 2 | 53 | 53 | 53 | 53 | 53 | 53 | 53 | 53
2009 | US | NPCC | New England | New England | S07b | Future, Other (Note: Only the net expected On-Peak values are included in this line and does not include Energy Only.) | 0 | 0 | 30 | 262 | 262 | 262 | 262 | 262 | 262 | 262 | 262
2009 | US | NPCC | New England | New England | S07b1 | Wind Expected On-Peak | 0 | 0 | 0 | 0 | 0 | 0 | 0 | 0 | 0 | 0 | 0
2009 | US | NPCC | New England | New England | S07b2 | Wind Derate On-Peak | 0 | 0 | 30 | 262 | 262 | 262 | 262 | 262 | 262 | 262 | 262
2009 | US | NPCC | New England | New England | S07b3 | Solar Expected On-Peak | 0 | 0 | 0 | 0 | 0 | 0 | 0 | 0 | 0 | 0 | 0
2009 | US | NPCC | New England | New England | S07b4 | Solar Derate On-Peak | 0 | 0 | 0 | 0 | 0 | 0 | 0 | 0 | 0 | 0 | 0
2009 | US | NPCC | New England | New England | S07b5 | Hydro Expected On-Peak | 0 | 0 | 0 | 0 | 0 | 0 | 0 | 0 | 0 | 0 | 0
2009 | US | NPCC | New England | New England | S07b6 | Hydro Derate On-Peak | 0 | 0 | 0 | 0 | 0 | 0 | 0 | 0 | 0 | 0 | 0
2009 | US | NPCC | New England | New England | S07b7 | Biomass Expected On-Peak | 0 | 0 | 0 | 0 | 0 | 0 | 0 | 0 | 0 | 0 | 0
2009 | US | NPCC | New England | New England | S07b8 | Biomass Derate On-Peak | 0 | 0 | 0 | 0 | 0 | 0 | 0 | 0 | 0 | 0 | 0
2009 | US | NPCC | New England | New England | S07b9 | Energy Only | 0 | 0 | 0 | 0 | 0 | 0 | 0 | 0 | 0 | 0 | 0
2009 | US | NPCC | New England | New England | S08 | Conceptual (Note: Only the net expected on-peak capacity is included in this line and does not include Energy Only.) | 0 | 68 | 2351 | 5251 | 8850 | 10387 | 11564 | 12462 | 12462 | 12462 | 12462
2009 | US | NPCC | New England | New England | S08a1 | Wind Expected On-Peak | 0 | 0 | 153 | 1010 | 1546 | 2052 | 2180 | 2180 | 2180 | 2180 | 2180
2009 | US | NPCC | New England | New England | S08a2 | Wind Derate On-Peak | 0 | 0 | 0 | 0 | 0 | 0 | 0 | 0 | 0 | 0 | 0
2009 | US | NPCC | New England | New England | S08a3 | Solar Expected On-Peak | 0 | 0 | 0 | 0 | 0 | 0 | 0 | 0 | 0 | 0 | 0
2009 | US | NPCC | New England | New England | S08a4 | Solar Derate On-Peak | 0 | 0 | 0 | 0 | 0 | 0 | 0 | 0 | 0 | 0 | 0
2009 | US | NPCC | New England | New England | S08a5 | Hydro Expected On-Peak | 0 | 0 | 15 | 16 | 16 | 16 | 16 | 16 | 16 | 16 | 16
2009 | US | NPCC | New England | New England | S08a6 | Hydro Derate On-Peak | 0 | 0 | 0 | 0 | 0 | 0 | 0 | 0 | 0 | 0 | 0
2009 | US | NPCC | New England | New England | S08a7 | Biomass Expected On-Peak | 0 | 8 | 196 | 228 | 368 | 368 | 468 | 468 | 468 | 468 | 468
2009 | US | NPCC | New England | New England | S08a8 | Biomass Derate On-Peak | 0 | 0 | 0 | 0 | 0 | 0 | 0 | 0 | 0 | 0 | 0
2009 | US | NPCC | New England | New England | S08a9 | Energy Only | 0 | 0 | 0 | 0 | 0 | 0 | 0 | 0 | 0 | 0 | 0
2009 | US | NPCC | New England | New England | S09 | DELIVERABLE INTERNAL CAPACITY = 6a+7a | 33076.529 | 33645 | 32073.573 | 34999.573 | 34592.573 | 34592.573 | 34592.573 | 34592.573 | 34592.573 | 34592.573 | 34592.573
2009 | US | NPCC | New England | New England | S10 | CAPACITY TRANSACTIONS - IMPORTS = 10a+10b+10c+10d | 2620 | 401 | 899 | 2298 | 2298 | 334 | 334 | 284 | 112 | 6 | 6
2009 | US | NPCC | New England | New England | S10a | Firm (Note: The sum of 10a1 and 10a2 must be <= 10a) | 2620 | 401 | 899 | 2298 | 2298 | 334 | 334 | 284 | 112 | 6 | 6
2009 | US | NPCC | New England | New England | S10a1 | Full-Responsibility Purchases | 2620 | 401 | 899 | 2298 | 2298 | 334 | 334 | 284 | 112 | 6 | 6
2009 | US | NPCC | New England | New England | S10a2 | Owned Capacity/Entitlement Located Outside the Region/Subregion | 0 | 0 | 0 | 0 | 0 | 0 | 0 | 0 | 0 | 0 | 0
2009 | US | NPCC | New England | New England | S10b | Non-firm | 0 | 0 | 0 | 0 | 0 | 0 | 0 | 0 | 0 | 0 | 0
2009 | US | NPCC | New England | New England | S10c | Expected (Note: The sum of 10c1 and 10c2 must be <= 10c) | 0 | 0 | 0 | 0 | 0 | 0 | 0 | 0 | 0 | 0 | 0
2009 | US | NPCC | New England | New England | S10c1 | Full-Responsibility Purchases | 0 | 0 | 0 | 0 | 0 | 0 | 0 | 0 | 0 | 0 | 0
2009 | US | NPCC | New England | New England | S10c2 | Owned Capacity/Entitlement Located Outside the Region/Subregion | 0 | 0 | 0 | 0 | 0 | 0 | 0 | 0 | 0 | 0 | 0
2009 | US | NPCC | New England | New England | S10d | Provisional – transactions under study, but negotiations have not begun. | 0 | 0 | 0 | 0 | 0 | 0 | 0 | 0 | 0 | 0 | 0
2009 | US | NPCC | New England | New England | S11 | CAPACITY TRANSACTIONS - EXPORTS = 11a+11b+11c+11d | 1342 | 343 | 100 | 100 | 100 | 100 | 100 | 100 | 100 | 100 | 100
2009 | US | NPCC | New England | New England | S11a | Firm (Note: The sum of 11a1 and 11a2 must be <= 11a) | 1342 | 343 | 100 | 100 | 100 | 100 | 100 | 100 | 100 | 100 | 100
2009 | US | NPCC | New England | New England | S11a1 | Full-Responsibility Purchases | 1342 | 343 | 100 | 100 | 100 | 100 | 100 | 100 | 100 | 100 | 100
2009 | US | NPCC | New England | New England | S11a2 | Owned Capacity/Entitlement Located Outside the Region/Subregion | 0 | 0 | 0 | 0 | 0 | 0 | 0 | 0 | 0 | 0 | 0
2009 | US | NPCC | New England | New England | S11b | Non-firm | 0 | 0 | 0 | 0 | 0 | 0 | 0 | 0 | 0 | 0 | 0
2009 | US | NPCC | New England | New England | S11c | Expected (Note: The sum of 11c1 and 11c2 must be <= 11c) | 0 | 0 | 0 | 0 | 0 | 0 | 0 | 0 | 0 | 0 | 0
2009 | US | NPCC | New England | New England | S11c1 | Full-Responsibility Purchases | 0 | 0 | 0 | 0 | 0 | 0 | 0 | 0 | 0 | 0 | 0
2009 | US | NPCC | New England | New England | S11c2 | Owned Capacity/Entitlement Located Outside the Region/Subregion | 0 | 0 | 0 | 0 | 0 | 0 | 0 | 0 | 0 | 0 | 0
2009 | US | NPCC | New England | New England | S11d | Provisional – transactions under study, but negotiations have not begun. | 0 | 0 | 0 | 0 | 0 | 0 | 0 | 0 | 0 | 0 | 0
2009 | US | NPCC | New England | New England | S12 | EXISTING, CERTAIN CAPACITY & NET FIRM TRANSACTIONS = 6a+Net Firm Transactions | 34354.529 | 33475 | 32647.573 | 35848.573 | 35441.573 | 33477.573 | 33477.573 | 33427.573 | 33255.573 | 33149.573 | 33149.573
2009 | US | NPCC | New England | New England | S13 | DELIVERABLE CAPACITY RESOURCES = 12+7a+Net Expected Transactions | 34354.529 | 33703 | 32872.573 | 37197.573 | 36790.573 | 34826.573 | 34826.573 | 34776.573 | 34604.573 | 34498.573 | 34498.573
2009 | US | NPCC | New England | New England | S14 | PROSPECTIVE CAPACITY RESOURCES = 13+6b-[Existing,Other Derates]+16b | 34560 | 33921.427 | 33091 | 37416 | 37009 | 35045 | 35045 | 34995 | 34823 | 34717 | 34717
2009 | US | NPCC | New England | New England | S15 | TOTAL POTENTIAL CAPACITY RESOURCES = 13+6b-[Existing,Other Derates]+7b+ 8+Net Provisional Transactions | 34560 | 33989.427 | 35472 | 42929 | 46121 | 45694 | 46871 | 47719 | 47547 | 47441 | 47441
2009 | US | NPCC | New England | New England | S15a | ADJUSTED POTENTIAL CAPACITY RESOURCES = 13+6b-[Existing,Other Derates]+ 16b+16d+Net Provisional Transactions | 34560 | 33921.427 | 33561.2 | 38466.2 | 38779 | 37122.4 | 37357.8 | 37487.4 | 37315.4 | 37209.4 | 37209.4
2009 | US | NPCC | New England | New England | S16a | Confidence of Future, Other (7b), using reasonable judgement | 0 | 0 | 0 | 0 | 0 | 0 | 0 | 0 | 0 | 0 | 0
2009 | US | NPCC | New England | New England | S16b | Net Future, Other Resources After Confidence Percentage Is Applied = 7b*16a | 0 | 0 | 0 | 0 | 0 | 0 | 0 | 0 | 0 | 0 | 0
2009 | US | NPCC | New England | New England | S16c | Confidence of Conceptual (8), using reasonable judgement | 0 | 0 | 0.2 | 0.2 | 0.2 | 0.2 | 0.2 | 0.2 | 0.2 | 0.2 | 0.2
2009 | US | NPCC | New England | New England | S16d | Net Conceptual Resources After Confidence Percentage Is Applied = 8*16c | 0 | 0 | 470.2 | 1050.2 | 1770 | 2077.4 | 2312.8 | 2492.4 | 2492.4 | 2492.4 | 2492.4
2009 | US | NPCC | New England | New England | S17C | Region/Subregion Target Capacity Margin | 0 | 0 | 0 | 0 | 0 | 0 | 0 | 0 | 0 | 0 | 0
2009 | US | NPCC | New England | New England | S17R | Region/Subregion Target Reserve Margin | 0 | 0.15 | 0.15 | 0.15 | 0.15 | 0.15 | 0.15 | 0.15 | 0.15 | 0.15 | 0.15
2009 | US | NPCC | New England | New England | S18C | Existing Certain and Net Firm Transactions = (12-3)/12 | 0 | 0.16729 | 0.13746 | 0.2029 | 0.18119 | 0.12285 | 0.11135 | 0.099097 | 0.085416 | 0.074045 | 0.066051
2009 | US | NPCC | New England | New England | S19C | Deliverable Capacity Resources = (13-3)/13 | 0 | 0.17292 | 0.14336 | 0.2318 | 0.21121 | 0.15682 | 0.14577 | 0.13404 | 0.12107 | 0.11025 | 0.10257
2009 | US | NPCC | New England | New England | S20C | Prospective Capacity Resources = (14-3)/14 | 0 | 0.17825 | 0.14901 | 0.23629 | 0.21587 | 0.16208 | 0.15109 | 0.13945 | 0.12658 | 0.11585 | 0.10822
2009 | US | NPCC | New England | New England | S21C | Total Potential Resources = (15-3)/15 | 0 | 0.17989 | 0.20613 | 0.33437 | 0.37079 | 0.35736 | 0.36528 | 0.36891 | 0.36032 | 0.35299 | 0.3474
2009 | US | NPCC | New England | New England | S22C | Adjusted Potential Resources = (15a-3)/15a | 0 | 0.17825 | 0.16094 | 0.25714 | 0.25166 | 0.20897 | 0.20365 | 0.19666 | 0.18492 | 0.17507 | 0.16795
2009 | US | NPCC | New England | New England | S18R | Existing Certain and Net Firm Transactions = (12-3)/3 | 0 | 0.2009 | 0.15936 | 0.25454 | 0.22128 | 0.14005 | 0.1253 | 0.11 | 0.093394 | 0.079967 | 0.070723
2009 | US | NPCC | New England | New England | S19R | Deliverable Capacity Resources = (13-3)/3 | 0 | 0.20908 | 0.16735 | 0.30175 | 0.26777 | 0.18599 | 0.17064 | 0.15479 | 0.13775 | 0.12392 | 0.11429
2009 | US | NPCC | New England | New England | S20R | Prospective Capacity Resources = (14-3)/3 | 0 | 0.21691 | 0.17511 | 0.3094 | 0.27529 | 0.19343 | 0.17798 | 0.16205 | 0.14493 | 0.13103 | 0.12135
2009 | US | NPCC | New England | New England | S21R | Total Potential Resources = (15-3)/3 | 0 | 0.21935 | 0.25966 | 0.50233 | 0.58928 | 0.55607 | 0.5755 | 0.58456 | 0.56327 | 0.54556 | 0.53233
2009 | US | NPCC | New England | New England | S22R | Adjusted Potential Resources = (15a-3)/3 | 0 | 0.21691 | 0.1918 | 0.34615 | 0.33629 | 0.26417 | 0.25572 | 0.24481 | 0.22687 | 0.21223 | 0.20185
2009 | US | NPCC | New England | New England | S24 | Other Capacity < 1 MW | 0 | 0 | 0 | 0 | 0 | 0 | 0 | 0 | 0 | 0 | 0
2009 | US | NPCC | New England | New England | S25 | Distributed Generator Capacity >= 1 MW | 0 | 0 | 0 | 0 | 0 | 0 | 0 | 0 | 0 | 0 | 0
2009 | US | NPCC | New England | New England | S26 | Capacity Total from EIA-860 | 0 | 0 | 0 | 0 | 0 | 0 | 0 | 0 | 0 | 0 | 0
2009 | US | NPCC | New England | New England | S27 | Total Installed Baseline Capacity Resources = 12+6b | 34640 | 0 | 0 | 0 | 0 | 0 | 0 | 0 | 0 | 0 | 0
2009 | CA | NPCC | Ontario | Ontario | S01 | Unrestricted Non-coincident Peak Demand = 2+1a+1b-1c-1d | 24195 | 24736.3457 | 24904.8574 | 25719.4134 | 25869.7631 | 26004.9396 | 26220.414 | 26285.9148 | 26605.9969 | 26751.1208 | 26972.1999
2009 | CA | NPCC | Ontario | Ontario | S01a | New Conservation (Energy Efficiency) | 0 | 385.6889 | 745.1079 | 1719.7993 | 2328.7265 | 2913.1105 | 3288.469 | 3664.0629 | 3950.8873 | 4213.0568 | 4475.5584
2009 | CA | NPCC | Ontario | Ontario | S01b | Estimated Diversity | 0 | 0 | 0 | 0 | 0 | 0 | 0 | 0 | 0 | 0 | 0
2009 | CA | NPCC | Ontario | Ontario | S01c | Additions for non-member load (load served by non-registered LSE's in a region) | 0 | 0 | 0 | 0 | 0 | 0 | 0 | 0 | 0 | 0 | 0
2009 | CA | NPCC | Ontario | Ontario | S01d | Stand-by Load Under Contract (Normally served by behind the meter generation) | 0 | 0 | 0 | 0 | 0 | 0 | 0 | 0 | 0 | 0 | 0
2009 | CA | NPCC | Ontario | Ontario | S02 | Total Internal Demand | 24195 | 24350.6569 | 24159.7495 | 23999.6142 | 23541.0366 | 23091.8291 | 22931.945 | 22621.852 | 22655.1096 | 22538.064 | 22496.6416
2009 | CA | NPCC | Ontario | Ontario | S02a | Direct Control Load Management | 0 | 0 | 0 | 0 | 0 | 0 | 0 | 0 | 0 | 0 | 0
2009 | CA | NPCC | Ontario | Ontario | S02b | Contractually Interruptible (Curtailable) | 0 | 0 | 0 | 0 | 0 | 0 | 0 | 0 | 0 | 0 | 0
2009 | CA | NPCC | Ontario | Ontario | S02c | Critical Peak-Pricing (CPP) with Control | 0 | 0 | 0 | 0 | 0 | 0 | 0 | 0 | 0 | 0 | 0
2009 | CA | NPCC | Ontario | Ontario | S02d | Load as a Capacity Resource | 0 | 0 | 0 | 0 | 0 | 0 | 0 | 0 | 0 | 0 | 0
2009 | CA | NPCC | Ontario | Ontario | S03 | Net Internal Demand = 2-2a-2b-2c-2d | 24195 | 24350.6569 | 24159.7495 | 23999.6142 | 23541.0366 | 23091.8291 | 22931.945 | 22621.852 | 22655.1096 | 22538.064 | 22496.6416
2009 | CA | NPCC | Ontario | Ontario | S04a | Demand Response used for Reserves - Spinning | 0 | 0 | 0 | 0 | 0 | 0 | 0 | 0 | 0 | 0 | 0
2009 | CA | NPCC | Ontario | Ontario | S04b | Demand Response used for Reserves - Non-Spinning | 0 | 0 | 0 | 0 | 0 | 0 | 0 | 0 | 0 | 0 | 0
2009 | CA | NPCC | Ontario | Ontario | S04c | Demand Response used for Regulation | 0 | 0 | 0 | 0 | 0 | 0 | 0 | 0 | 0 | 0 | 0
2009 | CA | NPCC | Ontario | Ontario | S04d | Demand Response used for Energy, Voluntary - Emergency | 0 | 0 | 0 | 0 | 0 | 0 | 0 | 0 | 0 | 0 | 0
2009 | CA | NPCC | Ontario | Ontario | S05 | TOTAL INTERNAL CAPACITY = 6+7 | 31027 | 35415 | 36651 | 36323.8571 | 36872.5157 | 37551.6117 | 37993.2403 | 33163.8455 | 33255.9886 | 32327.4248 | 31803.0253
2009 | CA | NPCC | Ontario | Ontario | S06 | EXISTING CAPACITY = 6a+6b+6c | 31027 | 33638 | 33626 | 30927.4238 | 30101.1238 | 29825.1238 | 29611.3264 | 23202.8264 | 22155.8264 | 20166.0264 | 19146.7264
2009 | CA | NPCC | Ontario | Ontario | S06a | Existing, Certain (Note: The sum of 6a1 through 6a4 must be <= 6a) | 26933 | 28011 | 25990 | 25855.7795 | 26710.4795 | 26467.0244 | 26281.6118 | 19919.7118 | 19242.6018 | 17350.0018 | 16362.5018
2009 | CA | NPCC | Ontario | Ontario | S06a1 | Wind Expected On-Peak | 89 | 77.44 | 230.2278 | 230.2278 | 230.2278 | 230.2278 | 230.2278 | 230.2278 | 230.2278 | 230.2278 | 230.2278
2009 | CA | NPCC | Ontario | Ontario | S06a2 | Solar Expected On-Peak | 0 | 0 | 0.7815 | 0.7815 | 0.7815 | 0.7815 | 0.7815 | 0.7815 | 0.7815 | 0.7815 | 0.7815
2009 | CA | NPCC | Ontario | Ontario | S06a3 | Hydro Expected On-Peak | 6788 | 5827.56 | 5666.7722 | 5945.6382 | 5945.6382 | 5945.6382 | 5945.6382 | 5945.6382 | 5945.6382 | 5945.6382 | 5945.6382
2009 | CA | NPCC | Ontario | Ontario | S06a4 | Biomass Expected On-Peak | 76 | 70 | 61 | 74.6 | 74.6 | 74.6 | 74.6 | 74.6 | 74.6 | 74.6 | 74.6
2009 | CA | NPCC | Ontario | Ontario | S06a5 | Load as a Capacity Resource Expected On-Peak (Load Management Programs) | 412 | 516 | 516 | 196.0924 | 196.0924 | 196.0924 | 107.0798 | 107.0798 | 107.0798 | 107.0798 | 107.0798
2009 | CA | NPCC | Ontario | Ontario | S06b | Existing, Other (Note: The sum of 6b1 through 6b7 must be <= 6b) | 4094 | 5627 | 7636 | 5071.6443 | 3390.6443 | 3358.0994 | 3329.7146 | 3283.1146 | 2913.2246 | 2816.0246 | 2784.2246
2009 | CA | NPCC | Ontario | Ontario | S06b1 | Wind Derate On-Peak | 383 | 626.56 | 920.9809 | 920.9809 | 920.9809 | 920.9809 | 920.9809 | 920.9809 | 920.9809 | 920.9809 | 920.9809
2009 | CA | NPCC | Ontario | Ontario | S06b2 | Solar Derate On-Peak | 0 | 0 | 1.1722 | 1.1722 | 1.1722 | 1.1722 | 1.1722 | 1.1722 | 1.1722 | 1.1722 | 1.1722
2009 | CA | NPCC | Ontario | Ontario | S06b3 | Hydro Derate On-Peak | 848 | 1995.44 | 2156.2278 | 1808.0618 | 1808.0618 | 1808.0618 | 1808.0618 | 1808.0618 | 1808.0618 | 1808.0618 | 1808.0618
2009 | CA | NPCC | Ontario | Ontario | S06b4 | Biomass Derate On-Peak | 0 | 5 | 14 | 0 | 0 | 0 | 0 | 0 | 0 | 0 | 0
2009 | CA | NPCC | Ontario | Ontario | S06b5 | Load as a Capacity Resource Derate On-Peak (Load Management Programs) | 406 | 479 | 479 | 533 | 533 | 533 | 528 | 528 | 528 | 528 | 528
2009 | CA | NPCC | Ontario | Ontario | S06b6 | Energy Only | 0 | 0 | 0 | 0 | 0 | 0 | 0 | 0 | 0 | 0 | 0
2009 | CA | NPCC | Ontario | Ontario | S06b7 | Scheduled Outage - Maintenance | 2457 | 485 | 1860 | 0 | 0 | 0 | 0 | 0 | 0 | 0 | 0
2009 | CA | NPCC | Ontario | Ontario | S06b8 | Transmission-Limited Resources | 0 | 1414 | 2097 | 2000 | 300 | 300 | 300 | 300 | 0 | 0 | 0
2009 | CA | NPCC | Ontario | Ontario | S06c | Existing, Inoperable (Note: Capacity reported in this line are not used in margin calculations) | 0 | 0 | 0 | 0 | 0 | 0 | 0 | 0 | 0 | 0 | 0
2009 | CA | NPCC | Ontario | Ontario | S07 | FUTURE CAPACITY ADDITIONS = 7a+7b | 0 | 1777 | 3025 | 5396.4333 | 6771.3919 | 7726.4879 | 8381.9139 | 9961.0191 | 11100.1622 | 12161.3985 | 12656.2989
2009 | CA | NPCC | Ontario | Ontario | S07a | Future, Planned (Note: Only the net expected On-Peak values are included in this line and does not include Energy Only.) | 0 | 1777 | 3025 | 5374 | 6267.505 | 6943.2898 | 7044.6724 | 7686.6074 | 7475.3414 | 7331.2964 | 7202.1894
2009 | CA | NPCC | Ontario | Ontario | S07a1 | Wind Expected On-Peak | 0 | 0 | 115.5851 | 164.0851 | 221.9251 | 232.0051 | 232.0051 | 232.0051 | 232.0051 | 232.0051 | 232.0051
2009 | CA | NPCC | Ontario | Ontario | S07a2 | Solar Expected On-Peak | 0 | 0 | 148.2699 | 209.4682 | 209.4682 | 209.4682 | 209.4682 | 209.4682 | 209.4682 | 209.4682 | 209.4682
2009 | CA | NPCC | Ontario | Ontario | S07a3 | Hydro Expected On-Peak | 0 | 10 | 23 | 43.362 | 43.362 | 43.362 | 371.862 | 371.862 | 371.862 | 371.862 | 371.862
2009 | CA | NPCC | Ontario | Ontario | S07a4 | Biomass Expected On-Peak | 0 | 63 | 63 | 63 | 63 | 63 | 163 | 163 | 163 | 163 | 163
2009 | CA | NPCC | Ontario | Ontario | S07b | Future, Other (Note: Only the net expected On-Peak values are included in this line and does not include Energy Only.) | 0 | 0 | 0 | 0 | 0 | 0 | 0 | 0 | 0 | 0 | 0
2009 | CA | NPCC | Ontario | Ontario | S07b1 | Wind Expected On-Peak | 0 | 0 | 0 | 0 | 0 | 0 | 0 | 0 | 0 | 0 | 0
2009 | CA | NPCC | Ontario | Ontario | S07b2 | Wind Derate On-Peak | 0 | 0 | 462.3468 | 656.3468 | 897.7068 | 938.0268 | 938.0268 | 938.0268 | 938.0268 | 938.0268 | 938.0268
2009 | CA | NPCC | Ontario | Ontario | S07b3 | Solar Expected On-Peak | 0 | 0 | 0 | 0 | 0 | 0 | 0 | 0 | 0 | 0 | 0
2009 | CA | NPCC | Ontario | Ontario | S07b4 | Solar Derate On-Peak | 0 | 0 | 222.4049 | 314.2023 | 314.2023 | 314.2023 | 314.2023 | 314.2023 | 314.2023 | 314.2023 | 314.2023
2009 | CA | NPCC | Ontario | Ontario | S07b5 | Hydro Expected On-Peak | 0 | 12.5 | -119.7699 | 16.038 | 16.038 | 16.038 | 137.538 | 137.538 | 137.538 | 137.538 | 137.538
2009 | CA | NPCC | Ontario | Ontario | S07b6 | Hydro Derate On-Peak | 0 | 0 | 0 | 0 | 0 | 0 | 0 | 0 | 0 | 0 | 0
2009 | CA | NPCC | Ontario | Ontario | S07b7 | Biomass Expected On-Peak | 0 | 0 | 0 | 0 | 0 | 0 | 0 | 0 | 0 | 0 | 0
2009 | CA | NPCC | Ontario | Ontario | S07b8 | Biomass Derate On-Peak | 0 | 0 | 0 | 0 | 0 | 0 | 0 | 0 | 0 | 0 | 0
2009 | CA | NPCC | Ontario | Ontario | S07b9 | Energy Only | 0 | 0 | 0 | 0 | 0 | 0 | 0 | 0 | 0 | 0 | 0
2009 | CA | NPCC | Ontario | Ontario | S08 | Conceptual (Note: Only the net expected on-peak capacity is included in this line and does not include Energy Only.) | 0 | 0 | 0 | 22.4333 | 503.8868 | 783.1981 | 1337.2415 | 2274.4118 | 3624.8208 | 4830.1021 | 5454.1096
2009 | CA | NPCC | Ontario | Ontario | S08a1 | Wind Expected On-Peak | 0 | 0 | 0.12497 | 0.23492 | 403.0093 | 632.035 | 696.5186 | 944.0766 | 1173.5397 | 1174.5267 | 1175.8673
2009 | CA | NPCC | Ontario | Ontario | S08a2 | Wind Derate On-Peak | 0 | 0 | 0.65611 | 1.2333 | 1612.5489 | 2528.9962 | 2787.4724 | 3778.3397 | 4697.0832 | 4702.2652 | 4709.3032
2009 | CA | NPCC | Ontario | Ontario | S08a3 | Solar Expected On-Peak | 0 | 0 | 0.39976 | 1.0548 | 69.8171 | 110.2683 | 123.6148 | 172.767 | 221.1728 | 234.3307 | 250.7957
2009 | CA | NPCC | Ontario | Ontario | S08a4 | Solar Derate On-Peak | 0 | 0 | 0.59963 | 1.5822 | 104.7256 | 165.4025 | 185.4222 | 259.1505 | 331.7591 | 351.496 | 376.1935
2009 | CA | NPCC | Ontario | Ontario | S08a5 | Hydro Expected On-Peak | 0 | 0 | 0 | 21.3525 | 30.806 | 41.1172 | 91.3047 | 163.6404 | 215.3299 | 253.0764 | 270.4504
2009 | CA | NPCC | Ontario | Ontario | S08a6 | Hydro Derate On-Peak | 0 | 0 | 0 | 7.8975 | 11.394 | 15.2078 | 33.7702 | 60.5245 | 79.6426 | 93.6036 | 100.0296
2009 | CA | NPCC | Ontario | Ontario | S08a7 | Biomass Expected On-Peak | 0 | 0 | 0 | 0 | 0 | 0 | 0 | 350 | 1150 | 1150 | 1150
2009 | CA | NPCC | Ontario | Ontario | S08a8 | Biomass Derate On-Peak | 0 | 0 | 0 | 0 | 200 | 350 | 350 | 0 | 0 | 0 | 0
2009 | CA | NPCC | Ontario | Ontario | S08a9 | Energy Only | 0 | 0 | 0 | 0 | 0 | 0 | 0 | 0 | 0 | 0 | 0
2009 | CA | NPCC | Ontario | Ontario | S09 | DELIVERABLE INTERNAL CAPACITY = 6a+7a | 26933 | 29788 | 29015 | 31229.7795 | 32977.9846 | 33410.3142 | 33326.2842 | 27606.3192 | 26717.9432 | 24681.2982 | 23564.6912
2009 | CA | NPCC | Ontario | Ontario | S10 | CAPACITY TRANSACTIONS - IMPORTS = 10a+10b+10c+10d | 0 | 0 | 0 | 0 | 0 | 0 | 0 | 0 | 0 | 0 | 0
2009 | CA | NPCC | Ontario | Ontario | S10a | Firm (Note: The sum of 10a1 and 10a2 must be <= 10a) | 0 | 0 | 0 | 0 | 0 | 0 | 0 | 0 | 0 | 0 | 0
2009 | CA | NPCC | Ontario | Ontario | S10a1 | Full-Responsibility Purchases | 0 | 0 | 0 | 0 | 0 | 0 | 0 | 0 | 0 | 0 | 0
2009 | CA | NPCC | Ontario | Ontario | S10a2 | Owned Capacity/Entitlement Located Outside the Region/Subregion | 0 | 0 | 0 | 0 | 0 | 0 | 0 | 0 | 0 | 0 | 0
2009 | CA | NPCC | Ontario | Ontario | S10b | Non-firm | 0 | 0 | 0 | 0 | 0 | 0 | 0 | 0 | 0 | 0 | 0
2009 | CA | NPCC | Ontario | Ontario | S10c | Expected (Note: The sum of 10c1 and 10c2 must be <= 10c) | 0 | 0 | 0 | 0 | 0 | 0 | 0 | 0 | 0 | 0 | 0
2009 | CA | NPCC | Ontario | Ontario | S10c1 | Full-Responsibility Purchases | 0 | 0 | 0 | 0 | 0 | 0 | 0 | 0 | 0 | 0 | 0
2009 | CA | NPCC | Ontario | Ontario | S10c2 | Owned Capacity/Entitlement Located Outside the Region/Subregion | 0 | 0 | 0 | 0 | 0 | 0 | 0 | 0 | 0 | 0 | 0
2009 | CA | NPCC | Ontario | Ontario | S10d | Provisional – transactions under study, but negotiations have not begun. | 0 | 0 | 0 | 0 | 0 | 0 | 0 | 0 | 0 | 0 | 0
2009 | CA | NPCC | Ontario | Ontario | S11 | CAPACITY TRANSACTIONS - EXPORTS = 11a+11b+11c+11d | 0 | 0 | 0 | 0 | 0 | 0 | 0 | 0 | 0 | 0 | 0
2009 | CA | NPCC | Ontario | Ontario | S11a | Firm (Note: The sum of 11a1 and 11a2 must be <= 11a) | 0 | 0 | 0 | 0 | 0 | 0 | 0 | 0 | 0 | 0 | 0
2009 | CA | NPCC | Ontario | Ontario | S11a1 | Full-Responsibility Purchases | 0 | 0 | 0 | 0 | 0 | 0 | 0 | 0 | 0 | 0 | 0
2009 | CA | NPCC | Ontario | Ontario | S11a2 | Owned Capacity/Entitlement Located Outside the Region/Subregion | 0 | 0 | 0 | 0 | 0 | 0 | 0 | 0 | 0 | 0 | 0
2009 | CA | NPCC | Ontario | Ontario | S11b | Non-firm | 0 | 0 | 0 | 0 | 0 | 0 | 0 | 0 | 0 | 0 | 0
2009 | CA | NPCC | Ontario | Ontario | S11c | Expected (Note: The sum of 11c1 and 11c2 must be <= 11c) | 0 | 0 | 0 | 0 | 0 | 0 | 0 | 0 | 0 | 0 | 0
2009 | CA | NPCC | Ontario | Ontario | S11c1 | Full-Responsibility Purchases | 0 | 0 | 0 | 0 | 0 | 0 | 0 | 0 | 0 | 0 | 0
2009 | CA | NPCC | Ontario | Ontario | S11c2 | Owned Capacity/Entitlement Located Outside the Region/Subregion | 0 | 0 | 0 | 0 | 0 | 0 | 0 | 0 | 0 | 0 | 0
2009 | CA | NPCC | Ontario | Ontario | S11d | Provisional – transactions under study, but negotiations have not begun. | 0 | 0 | 0 | 0 | 0 | 0 | 0 | 0 | 0 | 0 | 0
2009 | CA | NPCC | Ontario | Ontario | S12 | EXISTING, CERTAIN CAPACITY & NET FIRM TRANSACTIONS = 6a+Net Firm Transactions | 26933 | 28011 | 25990 | 25855.7795 | 26710.4795 | 26467.0244 | 26281.6118 | 19919.7118 | 19242.6018 | 17350.0018 | 16362.5018
2009 | CA | NPCC | Ontario | Ontario | S13 | DELIVERABLE CAPACITY RESOURCES = 12+7a+Net Expected Transactions | 26933 | 29788 | 29015 | 31229.7795 | 32977.9846 | 33410.3142 | 33326.2842 | 27606.3192 | 26717.9432 | 24681.2982 | 23564.6912
2009 | CA | NPCC | Ontario | Ontario | S14 | PROSPECTIVE CAPACITY RESOURCES = 13+6b-[Existing,Other Derates]+16b | 26933 | 30410 | 29122.6191 | 31038.2089 | 32805.4139 | 33205.1987 | 33097.7838 | 27331.2188 | 26372.9528 | 24239.1078 | 23090.7008
2009 | CA | NPCC | Ontario | Ontario | S15 | TOTAL POTENTIAL CAPACITY RESOURCES = 13+6b-[Existing,Other Derates]+7b+ 8+Net Provisional Transactions | 26933 | 30410 | 29122.6191 | 31060.6422 | 33309.3007 | 33988.3967 | 34435.0253 | 29605.6305 | 29997.7736 | 29069.2099 | 28544.8103
2009 | CA | NPCC | Ontario | Ontario | S15a | ADJUSTED POTENTIAL CAPACITY RESOURCES = 13+6b-[Existing,Other Derates]+ 16b+16d+Net Provisional Transactions | 26933 | 30410 | 29122.6191 | 31060.6422 | 33309.3007 | 33988.3967 | 34435.0253 | 29605.6305 | 29997.7736 | 29069.2099 | 28544.8103
2009 | CA | NPCC | Ontario | Ontario | S16a | Confidence of Future, Other (7b), using reasonable judgement | 0 | 0 | 0 | 0 | 0 | 0 | 0 | 0 | 0 | 0 | 0
2009 | CA | NPCC | Ontario | Ontario | S16b | Net Future, Other Resources After Confidence Percentage Is Applied = 7b*16a | 0 | 0 | 0 | 0 | 0 | 0 | 0 | 0 | 0 | 0 | 0
2009 | CA | NPCC | Ontario | Ontario | S16c | Confidence of Conceptual (8), using reasonable judgement | 0 | 1 | 1 | 1 | 1 | 1 | 1 | 1 | 1 | 1 | 1
2009 | CA | NPCC | Ontario | Ontario | S16d | Net Conceptual Resources After Confidence Percentage Is Applied = 8*16c | 0 | 0 | 0 | 22.4333 | 503.8868 | 783.1981 | 1337.2415 | 2274.4118 | 3624.8208 | 4830.1021 | 5454.1096
2009 | CA | NPCC | Ontario | Ontario | S17C | Region/Subregion Target Capacity Margin | 0 | 0 | 0 | 0 | 0 | 0 | 0 | 0 | 0 | 0 | 0
2009 | CA | NPCC | Ontario | Ontario | S17R | Region/Subregion Target Reserve Margin | 0 | 0.175 | 0.182 | 0.18196 | 0.18646 | 0.19092 | 0.19378 | 0.19667 | 0.19877 | 0.20066 | 0.20254
2009 | CA | NPCC | Ontario | Ontario | S18C | Existing Certain and Net Firm Transactions = (12-3)/12 | 0 | 0.13068 | 0.070421 | 0.071789 | 0.11866 | 0.12752 | 0.12745 | -0.13565 | -0.17734 | -0.29902 | -0.37489
2009 | CA | NPCC | Ontario | Ontario | S19C | Deliverable Capacity Resources = (13-3)/13 | 0 | 0.18253 | 0.16734 | 0.23152 | 0.28616 | 0.30884 | 0.3119 | 0.18056 | 0.15206 | 0.086836 | 0.045324
2009 | CA | NPCC | Ontario | Ontario | S20C | Prospective Capacity Resources = (14-3)/14 | 0 | 0.19925 | 0.17041 | 0.22677 | 0.2824 | 0.30457 | 0.30715 | 0.17231 | 0.14097 | 0.070178 | 0.025727
2009 | CA | NPCC | Ontario | Ontario | S21C | Total Potential Resources = (15-3)/15 | 0 | 0.19925 | 0.17041 | 0.22733 | 0.29326 | 0.3206 | 0.33405 | 0.23589 | 0.24477 | 0.22468 | 0.21188
2009 | CA | NPCC | Ontario | Ontario | S22C | Adjusted Potential Resources = (15a-3)/15a | 0 | 0.19925 | 0.17041 | 0.22733 | 0.29326 | 0.3206 | 0.33405 | 0.23589 | 0.24477 | 0.22468 | 0.21188
2009 | CA | NPCC | Ontario | Ontario | S18R | Existing Certain and Net Firm Transactions = (12-3)/3 | 0 | 0.15032 | 0.075756 | 0.077341 | 0.13463 | 0.14616 | 0.14607 | -0.11945 | -0.15063 | -0.23019 | -0.27267
2009 | CA | NPCC | Ontario | Ontario | S19R | Deliverable Capacity Resources = (13-3)/3 | 0 | 0.22329 | 0.20096 | 0.30126 | 0.40087 | 0.44685 | 0.45327 | 0.22034 | 0.17933 | 0.095094 | 0.047476
2009 | CA | NPCC | Ontario | Ontario | S20R | Prospective Capacity Resources = (14-3)/3 | 0 | 0.24884 | 0.20542 | 0.29328 | 0.39354 | 0.43796 | 0.4433 | 0.20818 | 0.16411 | 0.075474 | 0.026407
2009 | CA | NPCC | Ontario | Ontario | S21R | Total Potential Resources = (15-3)/3 | 0 | 0.24884 | 0.20542 | 0.29421 | 0.41495 | 0.47188 | 0.50162 | 0.30872 | 0.32411 | 0.28978 | 0.26885
2009 | CA | NPCC | Ontario | Ontario | S22R | Adjusted Potential Resources = (15a-3)/3 | 0 | 0.24884 | 0.20542 | 0.29421 | 0.41495 | 0.47188 | 0.50162 | 0.30872 | 0.32411 | 0.28978 | 0.26885
2009 | CA | NPCC | Ontario | Ontario | S24 | Other Capacity < 1 MW | 0 | 0 | 0 | 0 | 0 | 0 | 0 | 0 | 0 | 0 | 0
2009 | CA | NPCC | Ontario | Ontario | S25 | Distributed Generator Capacity >= 1 MW | 0 | 0 | 0 | 0 | 0 | 0 | 0 | 0 | 0 | 0 | 0
2009 | CA | NPCC | Ontario | Ontario | S26 | Capacity Total from EIA-860 | 0 | 0 | 0 | 0 | 0 | 0 | 0 | 0 | 0 | 0 | 0
2009 | CA | NPCC | Ontario | Ontario | S27 | Total Installed Baseline Capacity Resources = 12+6b | 31027 | 0 | 0 | 0 | 0 | 0 | 0 | 0 | 0 | 0 | 0
2009 | CA | NPCC | Quebec | Quebec | S01 | Unrestricted Non-coincident Peak Demand = 2+1a+1b-1c-1d | 20969 | 20621 | 20954 | 21445.534 | 21718.928 | 22000.414 | 22207.916 | 22447.786 | 22611.938 | 23129.248 | 23322.3
2009 | CA | NPCC | Quebec | Quebec | S01a | New Conservation (Energy Efficiency) | 0 | 0 | 0 | 0 | 0 | 0 | 0 | 0 | 0 | 0 | 0
2009 | CA | NPCC | Quebec | Quebec | S01b | Estimated Diversity | 0 | 0 | 0 | 0 | 0 | 0 | 0 | 0 | 0 | 0 | 0
2009 | CA | NPCC | Quebec | Quebec | S01c | Additions for non-member load (load served by non-registered LSE's in a region) | 0 | 0 | 0 | 0 | 0 | 0 | 0 | 0 | 0 | 0 | 0
2009 | CA | NPCC | Quebec | Quebec | S01d | Stand-by Load Under Contract (Normally served by behind the meter generation) | 0 | 0 | 0 | 0 | 0 | 0 | 0 | 0 | 0 | 0 | 0
2009 | CA | NPCC | Quebec | Quebec | S02 | Total Internal Demand | 20969 | 20621 | 20954 | 21445.534 | 21718.928 | 22000.414 | 22207.916 | 22447.786 | 22611.938 | 23129.248 | 23322.3
2009 | CA | NPCC | Quebec | Quebec | S02a | Direct Control Load Management | 0 | 0 | 0 | 0 | 0 | 0 | 0 | 0 | 0 | 0 | 0
2009 | CA | NPCC | Quebec | Quebec | S02b | Contractually Interruptible (Curtailable) | 0 | 0 | 0 | 0 | 0 | 0 | 0 | 0 | 0 | 0 | 0
2009 | CA | NPCC | Quebec | Quebec | S02c | Critical Peak-Pricing (CPP) with Control | 0 | 0 | 0 | 0 | 0 | 0 | 0 | 0 | 0 | 0 | 0
2009 | CA | NPCC | Quebec | Quebec | S02d | Load as a Capacity Resource | 0 | 0 | 0 | 0 | 0 | 0 | 0 | 0 | 0 | 0 | 0
2009 | CA | NPCC | Quebec | Quebec | S03 | Net Internal Demand = 2-2a-2b-2c-2d | 20969 | 20621 | 20954 | 21445.534 | 21718.928 | 22000.414 | 22207.916 | 22447.786 | 22611.938 | 23129.248 | 23322.3
2009 | CA | NPCC | Quebec | Quebec | S04a | Demand Response used for Reserves - Spinning | 0 | 0 | 0 | 0 | 0 | 0 | 0 | 0 | 0 | 0 | 0
2009 | CA | NPCC | Quebec | Quebec | S04b | Demand Response used for Reserves - Non-Spinning | 0 | 0 | 0 | 0 | 0 | 0 | 0 | 0 | 0 | 0 | 0
2009 | CA | NPCC | Quebec | Quebec | S04c | Demand Response used for Regulation | 0 | 0 | 0 | 0 | 0 | 0 | 0 | 0 | 0 | 0 | 0
2009 | CA | NPCC | Quebec | Quebec | S04d | Demand Response used for Energy, Voluntary - Emergency | 0 | 0 | 0 | 0 | 0 | 0 | 0 | 0 | 0 | 0 | 0
2009 | CA | NPCC | Quebec | Quebec | S05 | TOTAL INTERNAL CAPACITY = 6+7 | 40985 | 40644 | 40672 | 40060 | 41385 | 41789 | 41839 | 42511 | 42495 | 42718 | 43096
2009 | CA | NPCC | Quebec | Quebec | S06 | EXISTING CAPACITY = 6a+6b+6c | 40985 | 40644 | 40637 | 39990 | 40657 | 40626 | 40626 | 40626 | 40610 | 40573 | 40573
2009 | CA | NPCC | Quebec | Quebec | S06a | Existing, Certain (Note: The sum of 6a1 through 6a4 must be <= 6a) | 31276 | 31335 | 31835 | 31188 | 31180 | 31824 | 31824 | 31824 | 31808 | 31771 | 31771
2009 | CA | NPCC | Quebec | Quebec | S06a1 | Wind Expected On-Peak | 0 | 0 | 0 | 0 | 0 | 0 | 0 | 0 | 0 | 0 | 0
2009 | CA | NPCC | Quebec | Quebec | S06a2 | Solar Expected On-Peak | 0 | 0 | 0 | 0 | 0 | 0 | 0 | 0 | 0 | 0 | 0
2009 | CA | NPCC | Quebec | Quebec | S06a3 | Hydro Expected On-Peak | 29061 | 29127 | 29127 | 29107 | 29099 | 29068 | 29068 | 29068 | 29502 | 29015 | 29015
2009 | CA | NPCC | Quebec | Quebec | S06a4 | Biomass Expected On-Peak | 190 | 190 | 190 | 190 | 190 | 190 | 190 | 190 | 190 | 190 | 190
2009 | CA | NPCC | Quebec | Quebec | S06a5 | Load as a Capacity Resource Expected On-Peak (Load Management Programs) | 0 | 0 | 0 | 0 | 0 | 0 | 0 | 0 | 0 | 0 | 0
2009 | CA | NPCC | Quebec | Quebec | S06b | Existing, Other (Note: The sum of 6b1 through 6b7 must be <= 6b) | 6582 | 7912 | 7912 | 7912 | 7912 | 7912 | 7912 | 7912 | 7912 | 7912 | 7912
2009 | CA | NPCC | Quebec | Quebec | S06b1 | Wind Derate On-Peak | 532 | 532 | 532 | 532 | 532 | 532 | 532 | 532 | 532 | 532 | 532
2009 | CA | NPCC | Quebec | Quebec | S06b2 | Solar Derate On-Peak | 0 | 0 | 0 | 0 | 0 | 0 | 0 | 0 | 0 | 0 | 0
2009 | CA | NPCC | Quebec | Quebec | S06b3 | Hydro Derate On-Peak | 1321 | 1460 | 1460 | 1460 | 1460 | 1460 | 1460 | 1460 | 1460 | 1460 | 1460
2009 | CA | NPCC | Quebec | Quebec | S06b4 | Biomass Derate On-Peak | 21 | 21 | 21 | 21 | 21 | 21 | 21 | 21 | 21 | 21 | 21
2009 | CA | NPCC | Quebec | Quebec | S06b5 | Load as a Capacity Resource Derate On-Peak (Load Management Programs) | 0 | 0 | 0 | 0 | 0 | 0 | 0 | 0 | 0 | 0 | 0
2009 | CA | NPCC | Quebec | Quebec | S06b6 | Energy Only | 0 | 0 | 0 | 0 | 0 | 0 | 0 | 0 | 0 | 0 | 0
2009 | CA | NPCC | Quebec | Quebec | S06b7 | Scheduled Outage - Maintenance | 4729 | 5920 | 5920 | 5920 | 5920 | 5920 | 5920 | 5920 | 5920 | 5920 | 5920
2009 | CA | NPCC | Quebec | Quebec | S06b8 | Transmission-Limited Resources | 0 | 0 | 0 | 0 | 0 | 0 | 0 | 0 | 0 | 0 | 0
2009 | CA | NPCC | Quebec | Quebec | S06c | Existing, Inoperable (Note: Capacity reported in this line are not used in margin calculations) | 3127 | 1397 | 890 | 890 | 1565 | 890 | 890 | 890 | 890 | 890 | 890
2009 | CA | NPCC | Quebec | Quebec | S07 | FUTURE CAPACITY ADDITIONS = 7a+7b | 0 | 0 | 35 | 70 | 728 | 1163 | 1213 | 1885 | 1885 | 2145 | 2523
2009 | CA | NPCC | Quebec | Quebec | S07a | Future, Planned (Note: Only the net expected On-Peak values are included in this line and does not include Energy Only.) | 0 | 0 | 35 | 70 | 728 | 1163 | 1213 | 1885 | 1885 | 2145 | 2523
2009 | CA | NPCC | Quebec | Quebec | S07a1 | Wind Expected On-Peak | 0 | 0 | 0 | 0 | 0 | 0 | 0 | 0 | 0 | 0 | 0
2009 | CA | NPCC | Quebec | Quebec | S07a2 | Solar Expected On-Peak | 0 | 0 | 0 | 0 | 0 | 0 | 0 | 0 | 0 | 0 | 0
2009 | CA | NPCC | Quebec | Quebec | S07a3 | Hydro Expected On-Peak | 0 | 0 | 35 | 70 | 728 | 1038 | 1088 | 1760 | 1760 | 2020 | 2398
2009 | CA | NPCC | Quebec | Quebec | S07a4 | Biomass Expected On-Peak | 0 | 0 | 0 | 0 | 0 | 112 | 112 | 112 | 112 | 112 | 112
2009 | CA | NPCC | Quebec | Quebec | S07b | Future, Other (Note: Only the net expected On-Peak values are included in this line and does not include Energy Only.) | 0 | 0 | 0 | 0 | 0 | 0 | 0 | 0 | 0 | 0 | 0
2009 | CA | NPCC | Quebec | Quebec | S07b1 | Wind Expected On-Peak | 0 | 0 | 0 | 0 | 0 | 0 | 0 | 0 | 0 | 0 | 0
2009 | CA | NPCC | Quebec | Quebec | S07b2 | Wind Derate On-Peak | 0 | 128 | 375 | 1259 | 2054 | 2526 | 3176 | 3450 | 3450 | 3450 | 3450
2009 | CA | NPCC | Quebec | Quebec | S07b3 | Solar Expected On-Peak | 0 | 0 | 0 | 0 | 0 | 0 | 0 | 0 | 0 | 0 | 0
2009 | CA | NPCC | Quebec | Quebec | S07b4 | Solar Derate On-Peak | 0 | 0 | 0 | 0 | 0 | 0 | 0 | 0 | 0 | 0 | 0
2009 | CA | NPCC | Quebec | Quebec | S07b5 | Hydro Expected On-Peak | 0 | 0 | 0 | 0 | 0 | 0 | 0 | 0 | 0 | 0 | 0
2009 | CA | NPCC | Quebec | Quebec | S07b6 | Hydro Derate On-Peak | 0 | 0 | 0 | 0 | 0 | 0 | 0 | 0 | 0 | 0 | 0
2009 | CA | NPCC | Quebec | Quebec | S07b7 | Biomass Expected On-Peak | 0 | 0 | 0 | 0 | 0 | 0 | 0 | 0 | 0 | 0 | 0
2009 | CA | NPCC | Quebec | Quebec | S07b8 | Biomass Derate On-Peak | 0 | 0 | 0 | 0 | 0 | 13 | 13 | 13 | 13 | 13 | 13
2009 | CA | NPCC | Quebec | Quebec | S07b9 | Energy Only | 0 | 0 | 0 | 0 | 0 | 0 | 0 | 0 | 0 | 0 | 0
2009 | CA | NPCC | Quebec | Quebec | S08 | Conceptual (Note: Only the net expected on-peak capacity is included in this line and does not include Energy Only.) | 0 | 0 | 0 | 0 | 0 | 0 | 0 | 0 | 0 | 0 | 0
2009 | CA | NPCC | Quebec | Quebec | S08a1 | Wind Expected On-Peak | 0 | 0 | 0 | 0 | 0 | 0 | 0 | 0 | 0 | 0 | 0
2009 | CA | NPCC | Quebec | Quebec | S08a2 | Wind Derate On-Peak | 0 | 0 | 0 | 0 | 0 | 0 | 0 | 0 | 0 | 0 | 0
2009 | CA | NPCC | Quebec | Quebec | S08a3 | Solar Expected On-Peak | 0 | 0 | 0 | 0 | 0 | 0 | 0 | 0 | 0 | 0 | 0
2009 | CA | NPCC | Quebec | Quebec | S08a4 | Solar Derate On-Peak | 0 | 0 | 0 | 0 | 0 | 0 | 0 | 0 | 0 | 0 | 0
2009 | CA | NPCC | Quebec | Quebec | S08a5 | Hydro Expected On-Peak | 0 | 0 | 0 | 0 | 0 | 0 | 0 | 0 | 0 | 0 | 0
2009 | CA | NPCC | Quebec | Quebec | S08a6 | Hydro Derate On-Peak | 0 | 0 | 0 | 0 | 0 | 0 | 0 | 0 | 0 | 0 | 0
2009 | CA | NPCC | Quebec | Quebec | S08a7 | Biomass Expected On-Peak | 0 | 0 | 0 | 0 | 0 | 0 | 0 | 0 | 0 | 0 | 0
2009 | CA | NPCC | Quebec | Quebec | S08a8 | Biomass Derate On-Peak | 0 | 0 | 0 | 0 | 0 | 0 | 0 | 0 | 0 | 0 | 0
2009 | CA | NPCC | Quebec | Quebec | S08a9 | Energy Only | 0 | 0 | 0 | 0 | 0 | 0 | 0 | 0 | 0 | 0 | 0
2009 | CA | NPCC | Quebec | Quebec | S09 | DELIVERABLE INTERNAL CAPACITY = 6a+7a | 31276 | 31335 | 31870 | 31258 | 31908 | 32987 | 33037 | 33709 | 33693 | 33916 | 34294
2009 | CA | NPCC | Quebec | Quebec | S10 | CAPACITY TRANSACTIONS - IMPORTS = 10a+10b+10c+10d | 200 | 200 | 200 | 200 | 0 | 0 | 0 | 0 | 0 | 0 | 0
2009 | CA | NPCC | Quebec | Quebec | S10a | Firm (Note: The sum of 10a1 and 10a2 must be <= 10a) | 200 | 200 | 200 | 200 | 0 | 0 | 0 | 0 | 0 | 0 | 0
2009 | CA | NPCC | Quebec | Quebec | S10a1 | Full-Responsibility Purchases | 0 | 0 | 0 | 0 | 0 | 0 | 0 | 0 | 0 | 0 | 0
2009 | CA | NPCC | Quebec | Quebec | S10a2 | Owned Capacity/Entitlement Located Outside the Region/Subregion | 0 | 0 | 0 | 0 | 0 | 0 | 0 | 0 | 0 | 0 | 0
2009 | CA | NPCC | Quebec | Quebec | S10b | Non-firm | 0 | 0 | 0 | 0 | 0 | 0 | 0 | 0 | 0 | 0 | 0
2009 | CA | NPCC | Quebec | Quebec | S10c | Expected (Note: The sum of 10c1 and 10c2 must be <= 10c) | 0 | 0 | 0 | 0 | 0 | 0 | 0 | 0 | 0 | 0 | 0
2009 | CA | NPCC | Quebec | Quebec | S10c1 | Full-Responsibility Purchases | 0 | 0 | 0 | 0 | 0 | 0 | 0 | 0 | 0 | 0 | 0
2009 | CA | NPCC | Quebec | Quebec | S10c2 | Owned Capacity/Entitlement Located Outside the Region/Subregion | 0 | 0 | 0 | 0 | 0 | 0 | 0 | 0 | 0 | 0 | 0
2009 | CA | NPCC | Quebec | Quebec | S10d | Provisional – transactions under study, but negotiations have not begun. | 0 | 0 | 0 | 0 | 0 | 0 | 0 | 0 | 0 | 0 | 0
2009 | CA | NPCC | Quebec | Quebec | S11 | CAPACITY TRANSACTIONS - EXPORTS = 11a+11b+11c+11d | 455 | 455 | 455 | 455 | 145 | 145 | 145 | 145 | 145 | 145 | 145
2009 | CA | NPCC | Quebec | Quebec | S11a | Firm (Note: The sum of 11a1 and 11a2 must be <= 11a) | 455 | 455 | 455 | 455 | 145 | 145 | 145 | 145 | 145 | 145 | 145
2009 | CA | NPCC | Quebec | Quebec | S11a1 | Full-Responsibility Purchases | 0 | 0 | 0 | 0 | 0 | 0 | 0 | 0 | 0 | 0 | 0
2009 | CA | NPCC | Quebec | Quebec | S11a2 | Owned Capacity/Entitlement Located Outside the Region/Subregion | 0 | 0 | 0 | 0 | 0 | 0 | 0 | 0 | 0 | 0 | 0
2009 | CA | NPCC | Quebec | Quebec | S11b | Non-firm | 0 | 0 | 0 | 0 | 0 | 0 | 0 | 0 | 0 | 0 | 0
2009 | CA | NPCC | Quebec | Quebec | S11c | Expected (Note: The sum of 11c1 and 11c2 must be <= 11c) | 0 | 0 | 0 | 0 | 0 | 0 | 0 | 0 | 0 | 0 | 0
2009 | CA | NPCC | Quebec | Quebec | S11c1 | Full-Responsibility Purchases | 0 | 0 | 0 | 0 | 0 | 0 | 0 | 0 | 0 | 0 | 0
2009 | CA | NPCC | Quebec | Quebec | S11c2 | Owned Capacity/Entitlement Located Outside the Region/Subregion | 0 | 0 | 0 | 0 | 0 | 0 | 0 | 0 | 0 | 0 | 0
2009 | CA | NPCC | Quebec | Quebec | S11d | Provisional – transactions under study, but negotiations have not begun. | 0 | 0 | 0 | 0 | 0 | 0 | 0 | 0 | 0 | 0 | 0
2009 | CA | NPCC | Quebec | Quebec | S12 | EXISTING, CERTAIN CAPACITY & NET FIRM TRANSACTIONS = 6a+Net Firm Transactions | 31021 | 31080 | 31580 | 30933 | 31035 | 31679 | 31679 | 31679 | 31663 | 31626 | 31626
2009 | CA | NPCC | Quebec | Quebec | S13 | DELIVERABLE CAPACITY RESOURCES = 12+7a+Net Expected Transactions | 31021 | 31080 | 31615 | 31003 | 31763 | 32842 | 32892 | 33564 | 33548 | 33771 | 34149
2009 | CA | NPCC | Quebec | Quebec | S14 | PROSPECTIVE CAPACITY RESOURCES = 13+6b-[Existing,Other Derates]+16b | 31000 | 31059 | 31594 | 30982 | 31742 | 32821 | 32871 | 33543 | 33527 | 33750 | 34128
2009 | CA | NPCC | Quebec | Quebec | S15 | TOTAL POTENTIAL CAPACITY RESOURCES = 13+6b-[Existing,Other Derates]+7b+ 8+Net Provisional Transactions | 31000 | 31059 | 31594 | 30982 | 31742 | 32821 | 32871 | 33543 | 33527 | 33750 | 34128
2009 | CA | NPCC | Quebec | Quebec | S15a | ADJUSTED POTENTIAL CAPACITY RESOURCES = 13+6b-[Existing,Other Derates]+ 16b+16d+Net Provisional Transactions | 31000 | 31059 | 31594 | 30982 | 31742 | 32821 | 32871 | 33543 | 33527 | 33750 | 34128
2009 | CA | NPCC | Quebec | Quebec | S16a | Confidence of Future, Other (7b), using reasonable judgement | 0 | 0 | 0 | 0 | 0 | 0 | 0 | 0 | 0 | 0 | 0
2009 | CA | NPCC | Quebec | Quebec | S16b | Net Future, Other Resources After Confidence Percentage Is Applied = 7b*16a | 0 | 0 | 0 | 0 | 0 | 0 | 0 | 0 | 0 | 0 | 0
2009 | CA | NPCC | Quebec | Quebec | S16c | Confidence of Conceptual (8), using reasonable judgement | 0 | 0 | 0 | 0 | 0 | 0 | 0 | 0 | 0 | 0 | 0
2009 | CA | NPCC | Quebec | Quebec | S16d | Net Conceptual Resources After Confidence Percentage Is Applied = 8*16c | 0 | 0 | 0 | 0 | 0 | 0 | 0 | 0 | 0 | 0 | 0
2009 | CA | NPCC | Quebec | Quebec | S17C | Region/Subregion Target Capacity Margin | 0 | 0 | 0 | 0 | 0 | 0 | 0 | 0 | 0 | 0 | 0
2009 | CA | NPCC | Quebec | Quebec | S17R | Region/Subregion Target Reserve Margin | 0 | 0.097 | 0.104 | 0.108 | 0.114 | 0.117 | 0.117 | 0.117 | 0.117 | 0.117 | 0.117
2009 | CA | NPCC | Quebec | Quebec | S18C | Existing Certain and Net Firm Transactions = (12-3)/12 | 0 | 0.33652 | 0.33648 | 0.30671 | 0.30018 | 0.30552 | 0.29897 | 0.2914 | 0.28586 | 0.26866 | 0.26256
2009 | CA | NPCC | Quebec | Quebec | S19C | Deliverable Capacity Resources = (13-3)/13 | 0 | 0.33652 | 0.33721 | 0.30828 | 0.31622 | 0.33011 | 0.32482 | 0.33119 | 0.32598 | 0.31512 | 0.31704
2009 | CA | NPCC | Quebec | Quebec | S20C | Prospective Capacity Resources = (14-3)/14 | 0 | 0.33607 | 0.33677 | 0.30781 | 0.31577 | 0.32968 | 0.32439 | 0.33078 | 0.32556 | 0.31469 | 0.31662
2009 | CA | NPCC | Quebec | Quebec | S21C | Total Potential Resources = (15-3)/15 | 0 | 0.33607 | 0.33677 | 0.30781 | 0.31577 | 0.32968 | 0.32439 | 0.33078 | 0.32556 | 0.31469 | 0.31662
2009 | CA | NPCC | Quebec | Quebec | S22C | Adjusted Potential Resources = (15a-3)/15a | 0 | 0.33607 | 0.33677 | 0.30781 | 0.31577 | 0.32968 | 0.32439 | 0.33078 | 0.32556 | 0.31469 | 0.31662
2009 | CA | NPCC | Quebec | Quebec | S18R | Existing Certain and Net Firm Transactions = (12-3)/3 | 0 | 0.5072 | 0.50711 | 0.4424 | 0.42894 | 0.43993 | 0.42647 | 0.41123 | 0.40028 | 0.36736 | 0.35604
2009 | CA | NPCC | Quebec | Quebec | S19R | Deliverable Capacity Resources = (13-3)/3 | 0 | 0.5072 | 0.50878 | 0.44566 | 0.46246 | 0.49279 | 0.48109 | 0.4952 | 0.48364 | 0.4601 | 0.46422
2009 | CA | NPCC | Quebec | Quebec | S20R | Prospective Capacity Resources = (14-3)/3 | 0 | 0.50618 | 0.50778 | 0.44468 | 0.46149 | 0.49184 | 0.48015 | 0.49427 | 0.48271 | 0.45919 | 0.46332
2009 | CA | NPCC | Quebec | Quebec | S21R | Total Potential Resources = (15-3)/3 | 0 | 0.50618 | 0.50778 | 0.44468 | 0.46149 | 0.49184 | 0.48015 | 0.49427 | 0.48271 | 0.45919 | 0.46332
2009 | CA | NPCC | Quebec | Quebec | S22R | Adjusted Potential Resources = (15a-3)/3 | 0 | 0.50618 | 0.50778 | 0.44468 | 0.46149 | 0.49184 | 0.48015 | 0.49427 | 0.48271 | 0.45919 | 0.46332
2009 | CA | NPCC | Quebec | Quebec | S24 | Other Capacity < 1 MW | 0 | 0 | 0 | 0 | 0 | 0 | 0 | 0 | 0 | 0 | 0
2009 | CA | NPCC | Quebec | Quebec | S25 | Distributed Generator Capacity >= 1 MW | 0 | 0 | 0 | 0 | 0 | 0 | 0 | 0 | 0 | 0 | 0
2009 | CA | NPCC | Quebec | Quebec | S26 | Capacity Total from EIA-860 | 0 | 0 | 0 | 0 | 0 | 0 | 0 | 0 | 0 | 0 | 0
2009 | CA | NPCC | Quebec | Quebec | S27 | Total Installed Baseline Capacity Resources = 12+6b | 37603 | 0 | 0 | 0 | 0 | 0 | 0 | 0 | 0 | 0 | 0
2009 | CA | NPCC | Maritimes | Maritimes | S01 | Unrestricted Non-coincident Peak Demand = 2+1a+1b-1c-1d | 3435 | 3503 | 3460 | 3463 | 3530 | 3554 | 3590 | 3637 | 3670 | 3703 | 3738
2009 | CA | NPCC | Maritimes | Maritimes | S01a | New Conservation (Energy Efficiency) | 0 | 4 | 12 | 26 | 39 | 52 | 65 | 78 | 92 | 105 | 118
2009 | CA | NPCC | Maritimes | Maritimes | S01b | Estimated Diversity | 0 | 0 | 0 | 0 | 0 | 0 | 0 | 0 | 0 | 0 | 0
2009 | CA | NPCC | Maritimes | Maritimes | S01c | Additions for non-member load (load served by non-registered LSE's in a region) | 0 | 0 | 0 | 0 | 0 | 0 | 0 | 0 | 0 | 0 | 0
2009 | CA | NPCC | Maritimes | Maritimes | S01d | Stand-by Load Under Contract (Normally served by behind the meter generation) | 0 | 0 | 0 | 0 | 0 | 0 | 0 | 0 | 0 | 0 | 0
2009 | CA | NPCC | Maritimes | Maritimes | S02 | Total Internal Demand | 3435 | 3499 | 3448 | 3437 | 3491 | 3502 | 3525 | 3559 | 3578 | 3598 | 3620
2009 | CA | NPCC | Maritimes | Maritimes | S02a | Direct Control Load Management | 0 | 0 | 0 | 0 | 0 | 0 | 0 | 0 | 0 | 0 | 0
2009 | CA | NPCC | Maritimes | Maritimes | S02b | Contractually Interruptible (Curtailable) | 491 | 445 | 444 | 441 | 441 | 440 | 439 | 437 | 437 | 435 | 433
2009 | CA | NPCC | Maritimes | Maritimes | S02c | Critical Peak-Pricing (CPP) with Control | 0 | 0 | 0 | 0 | 0 | 0 | 0 | 0 | 0 | 0 | 0
2009 | CA | NPCC | Maritimes | Maritimes | S02d | Load as a Capacity Resource | 0 | 0 | 0 | 0 | 0 | 0 | 0 | 0 | 0 | 0 | 0
2009 | CA | NPCC | Maritimes | Maritimes | S03 | Net Internal Demand = 2-2a-2b-2c-2d | 2944 | 3054 | 3004 | 2996 | 3050 | 3062 | 3086 | 3122 | 3141 | 3163 | 3187
2009 | CA | NPCC | Maritimes | Maritimes | S04a | Demand Response used for Reserves - Spinning | 0 | 0 | 0 | 0 | 0 | 0 | 0 | 0 | 0 | 0 | 0
2009 | CA | NPCC | Maritimes | Maritimes | S04b | Demand Response used for Reserves - Non-Spinning | 0 | 0 | 0 | 0 | 0 | 0 | 0 | 0 | 0 | 0 | 0
2009 | CA | NPCC | Maritimes | Maritimes | S04c | Demand Response used for Regulation | 0 | 0 | 0 | 0 | 0 | 0 | 0 | 0 | 0 | 0 | 0
2009 | CA | NPCC | Maritimes | Maritimes | S04d | Demand Response used for Energy, Voluntary - Emergency | 0 | 0 | 0 | 0 | 0 | 0 | 0 | 0 | 0 | 0 | 0
2009 | CA | NPCC | Maritimes | Maritimes | S05 | TOTAL INTERNAL CAPACITY = 6+7 | 6652 | 6652 | 7314 | 7397 | 7397 | 7413 | 7413 | 7413 | 7413 | 7413 | 7413
2009 | CA | NPCC | Maritimes | Maritimes | S06 | EXISTING CAPACITY = 6a+6b+6c | 6652 | 6652 | 6600 | 6600 | 6600 | 6600 | 6600 | 6600 | 6600 | 6600 | 6600
2009 | CA | NPCC | Maritimes | Maritimes | S06a | Existing, Certain (Note: The sum of 6a1 through 6a4 must be <= 6a) | 6187 | 6187 | 6135 | 6135 | 6135 | 6135 | 6135 | 6135 | 6135 | 6135 | 6135
2009 | CA | NPCC | Maritimes | Maritimes | S06a1 | Wind Expected On-Peak | 61 | 61 | 61 | 61 | 61 | 61 | 61 | 61 | 61 | 61 | 61
2009 | CA | NPCC | Maritimes | Maritimes | S06a2 | Solar Expected On-Peak | 0 | 0 | 0 | 0 | 0 | 0 | 0 | 0 | 0 | 0 | 0
2009 | CA | NPCC | Maritimes | Maritimes | S06a3 | Hydro Expected On-Peak | 1326 | 1326 | 1326 | 1326 | 1326 | 1326 | 1326 | 1326 | 1326 | 1326 | 1326
2009 | CA | NPCC | Maritimes | Maritimes | S06a4 | Biomass Expected On-Peak | 137 | 137 | 137 | 137 | 137 | 137 | 137 | 137 | 137 | 137 | 137
2009 | CA | NPCC | Maritimes | Maritimes | S06a5 | Load as a Capacity Resource Expected On-Peak (Load Management Programs) | 0 | 0 | 0 | 0 | 0 | 0 | 0 | 0 | 0 | 0 | 0
2009 | CA | NPCC | Maritimes | Maritimes | S06b | Existing, Other (Note: The sum of 6b1 through 6b7 must be <= 6b) | 445 | 445 | 445 | 445 | 445 | 445 | 445 | 445 | 445 | 445 | 445
2009 | CA | NPCC | Maritimes | Maritimes | S06b1 | Wind Derate On-Peak | 154 | 154 | 154 | 154 | 154 | 154 | 154 | 154 | 154 | 154 | 154
2009 | CA | NPCC | Maritimes | Maritimes | S06b2 | Solar Derate On-Peak | 0 | 0 | 0 | 0 | 0 | 0 | 0 | 0 | 0 | 0 | 0
2009 | CA | NPCC | Maritimes | Maritimes | S06b3 | Hydro Derate On-Peak | 2 | 2 | 2 | 2 | 2 | 2 | 2 | 2 | 2 | 2 | 2
2009 | CA | NPCC | Maritimes | Maritimes | S06b4 | Biomass Derate On-Peak | 5 | 5 | 5 | 5 | 5 | 5 | 5 | 5 | 5 | 5 | 5
2009 | CA | NPCC | Maritimes | Maritimes | S06b5 | Load as a Capacity Resource Derate On-Peak (Load Management Programs) | 134 | 134 | 134 | 134 | 134 | 134 | 134 | 134 | 134 | 134 | 134
2009 | CA | NPCC | Maritimes | Maritimes | S06b6 | Energy Only | 150 | 150 | 150 | 150 | 150 | 150 | 150 | 150 | 150 | 150 | 150
2009 | CA | NPCC | Maritimes | Maritimes | S06b7 | Scheduled Outage - Maintenance | 0 | 0 | 0 | 0 | 0 | 0 | 0 | 0 | 0 | 0 | 0
2009 | CA | NPCC | Maritimes | Maritimes | S06b8 | Transmission-Limited Resources | 0 | 0 | 0 | 0 | 0 | 0 | 0 | 0 | 0 | 0 | 0
2009 | CA | NPCC | Maritimes | Maritimes | S06c | Existing, Inoperable (Note: Capacity reported in this line are not used in margin calculations) | 20 | 20 | 20 | 20 | 20 | 20 | 20 | 20 | 20 | 20 | 20
2009 | CA | NPCC | Maritimes | Maritimes | S07 | FUTURE CAPACITY ADDITIONS = 7a+7b | 0 | 0 | 714 | 797 | 797 | 813 | 813 | 813 | 813 | 813 | 813
2009 | CA | NPCC | Maritimes | Maritimes | S07a | Future, Planned (Note: Only the net expected On-Peak values are included in this line and does not include Energy Only.) | 0 | 0 | 714 | 797 | 797 | 813 | 813 | 813 | 813 | 813 | 813
2009 | CA | NPCC | Maritimes | Maritimes | S07a1 | Wind Expected On-Peak | 0 | 0 | 56 | 82 | 82 | 98 | 98 | 98 | 98 | 98 | 98
2009 | CA | NPCC | Maritimes | Maritimes | S07a2 | Solar Expected On-Peak | 0 | 0 | 0 | 0 | 0 | 0 | 0 | 0 | 0 | 0 | 0
2009 | CA | NPCC | Maritimes | Maritimes | S07a3 | Hydro Expected On-Peak | 0 | 0 | 5 | 5 | 5 | 5 | 5 | 5 | 5 | 5 | 5
2009 | CA | NPCC | Maritimes | Maritimes | S07a4 | Biomass Expected On-Peak | 0 | 0 | 0 | 0 | 0 | 0 | 0 | 0 | 0 | 0 | 0
2009 | CA | NPCC | Maritimes | Maritimes | S07b | Future, Other (Note: Only the net expected On-Peak values are included in this line and does not include Energy Only.) | 0 | 0 | 0 | 0 | 0 | 0 | 8 | 16 | 16 | 24 | 24
2009 | CA | NPCC | Maritimes | Maritimes | S07b1 | Wind Expected On-Peak | 0 | 0 | 0 | 0 | 0 | 0 | 8 | 16 | 16 | 24 | 24
2009 | CA | NPCC | Maritimes | Maritimes | S07b2 | Wind Derate On-Peak | 0 | 0 | 170 | 170 | 170 | 170 | 212 | 254 | 254 | 296 | 296
2009 | CA | NPCC | Maritimes | Maritimes | S07b3 | Solar Expected On-Peak | 0 | 0 | 0 | 0 | 0 | 0 | 0 | 0 | 0 | 0 | 0
2009 | CA | NPCC | Maritimes | Maritimes | S07b4 | Solar Derate On-Peak | 0 | 0 | 0 | 0 | 0 | 0 | 0 | 0 | 0 | 0 | 0
2009 | CA | NPCC | Maritimes | Maritimes | S07b5 | Hydro Expected On-Peak | 0 | 0 | 0 | 0 | 0 | 0 | 0 | 0 | 0 | 0 | 0
2009 | CA | NPCC | Maritimes | Maritimes | S07b6 | Hydro Derate On-Peak | 0 | 0 | 0 | 0 | 0 | 0 | 0 | 0 | 0 | 0 | 0
2009 | CA | NPCC | Maritimes | Maritimes | S07b7 | Biomass Expected On-Peak | 0 | 0 | 0 | 0 | 0 | 0 | 0 | 0 | 0 | 0 | 0
2009 | CA | NPCC | Maritimes | Maritimes | S07b8 | Biomass Derate On-Peak | 0 | 0 | 0 | 0 | 0 | 0 | 0 | 0 | 0 | 0 | 0
2009 | CA | NPCC | Maritimes | Maritimes | S07b9 | Energy Only | 0 | 0 | 0 | 0 | 0 | 0 | 0 | 0 | 0 | 0 | 0
2009 | CA | NPCC | Maritimes | Maritimes | S08 | Conceptual (Note: Only the net expected on-peak capacity is included in this line and does not include Energy Only.) | 0 | 0 | 0 | 0 | 0 | 0 | 0 | 0 | 0 | 0 | 0
2009 | CA | NPCC | Maritimes | Maritimes | S08a1 | Wind Expected On-Peak | 0 | 0 | 0 | 0 | 0 | 0 | 0 | 0 | 0 | 0 | 0
2009 | CA | NPCC | Maritimes | Maritimes | S08a2 | Wind Derate On-Peak | 0 | 0 | 0 | 0 | 0 | 0 | 0 | 0 | 0 | 0 | 0
2009 | CA | NPCC | Maritimes | Maritimes | S08a3 | Solar Expected On-Peak | 0 | 0 | 0 | 0 | 0 | 0 | 0 | 0 | 0 | 0 | 0
2009 | CA | NPCC | Maritimes | Maritimes | S08a4 | Solar Derate On-Peak | 0 | 0 | 0 | 0 | 0 | 0 | 0 | 0 | 0 | 0 | 0
2009 | CA | NPCC | Maritimes | Maritimes | S08a5 | Hydro Expected On-Peak | 0 | 0 | 0 | 0 | 0 | 0 | 0 | 0 | 0 | 0 | 0
2009 | CA | NPCC | Maritimes | Maritimes | S08a6 | Hydro Derate On-Peak | 0 | 0 | 0 | 0 | 0 | 0 | 0 | 0 | 0 | 0 | 0
2009 | CA | NPCC | Maritimes | Maritimes | S08a7 | Biomass Expected On-Peak | 0 | 0 | 0 | 0 | 0 | 0 | 0 | 0 | 0 | 0 | 0
2009 | CA | NPCC | Maritimes | Maritimes | S08a8 | Biomass Derate On-Peak | 0 | 0 | 0 | 0 | 0 | 0 | 0 | 0 | 0 | 0 | 0
2009 | CA | NPCC | Maritimes | Maritimes | S08a9 | Energy Only | 0 | 0 | 0 | 0 | 0 | 0 | 0 | 0 | 0 | 0 | 0
2009 | CA | NPCC | Maritimes | Maritimes | S09 | DELIVERABLE INTERNAL CAPACITY = 6a+7a | 6187 | 6187 | 6849 | 6932 | 6932 | 6948 | 6948 | 6948 | 6948 | 6948 | 6948
2009 | CA | NPCC | Maritimes | Maritimes | S10 | CAPACITY TRANSACTIONS - IMPORTS = 10a+10b+10c+10d | 0 | 0 | 0 | 0 | 0 | 0 | 0 | 0 | 0 | 0 | 0
2009 | CA | NPCC | Maritimes | Maritimes | S10a | Firm (Note: The sum of 10a1 and 10a2 must be <= 10a) | 0 | 0 | 0 | 0 | 0 | 0 | 0 | 0 | 0 | 0 | 0
2009 | CA | NPCC | Maritimes | Maritimes | S10a1 | Full-Responsibility Purchases | 0 | 0 | 0 | 0 | 0 | 0 | 0 | 0 | 0 | 0 | 0
2009 | CA | NPCC | Maritimes | Maritimes | S10a2 | Owned Capacity/Entitlement Located Outside the Region/Subregion | 0 | 0 | 0 | 0 | 0 | 0 | 0 | 0 | 0 | 0 | 0
2009 | CA | NPCC | Maritimes | Maritimes | S10b | Non-firm | 0 | 0 | 0 | 0 | 0 | 0 | 0 | 0 | 0 | 0 | 0
2009 | CA | NPCC | Maritimes | Maritimes | S10c | Expected (Note: The sum of 10c1 and 10c2 must be <= 10c) | 0 | 0 | 0 | 0 | 0 | 0 | 0 | 0 | 0 | 0 | 0
2009 | CA | NPCC | Maritimes | Maritimes | S10c1 | Full-Responsibility Purchases | 0 | 0 | 0 | 0 | 0 | 0 | 0 | 0 | 0 | 0 | 0
2009 | CA | NPCC | Maritimes | Maritimes | S10c2 | Owned Capacity/Entitlement Located Outside the Region/Subregion | 0 | 0 | 0 | 0 | 0 | 0 | 0 | 0 | 0 | 0 | 0
2009 | CA | NPCC | Maritimes | Maritimes | S10d | Provisional – transactions under study, but negotiations have not begun. | 0 | 0 | 0 | 0 | 0 | 0 | 0 | 0 | 0 | 0 | 0
2009 | CA | NPCC | Maritimes | Maritimes | S11 | CAPACITY TRANSACTIONS - EXPORTS = 11a+11b+11c+11d | 200 | 200 | 200 | 200 | 0 | 0 | 0 | 0 | 0 | 0 | 0
2009 | CA | NPCC | Maritimes | Maritimes | S11a | Firm (Note: The sum of 11a1 and 11a2 must be <= 11a) | 200 | 200 | 200 | 200 | 0 | 0 | 0 | 0 | 0 | 0 | 0
2009 | CA | NPCC | Maritimes | Maritimes | S11a1 | Full-Responsibility Purchases | 200 | 200 | 200 | 200 | 0 | 0 | 0 | 0 | 0 | 0 | 0
2009 | CA | NPCC | Maritimes | Maritimes | S11a2 | Owned Capacity/Entitlement Located Outside the Region/Subregion | 0 | 0 | 0 | 0 | 0 | 0 | 0 | 0 | 0 | 0 | 0
2009 | CA | NPCC | Maritimes | Maritimes | S11b | Non-firm | 0 | 0 | 0 | 0 | 0 | 0 | 0 | 0 | 0 | 0 | 0
2009 | CA | NPCC | Maritimes | Maritimes | S11c | Expected (Note: The sum of 11c1 and 11c2 must be <= 11c) | 0 | 0 | 0 | 0 | 0 | 0 | 0 | 0 | 0 | 0 | 0
2009 | CA | NPCC | Maritimes | Maritimes | S11c1 | Full-Responsibility Purchases | 0 | 0 | 0 | 0 | 0 | 0 | 0 | 0 | 0 | 0 | 0
2009 | CA | NPCC | Maritimes | Maritimes | S11c2 | Owned Capacity/Entitlement Located Outside the Region/Subregion | 0 | 0 | 0 | 0 | 0 | 0 | 0 | 0 | 0 | 0 | 0
2009 | CA | NPCC | Maritimes | Maritimes | S11d | Provisional – transactions under study, but negotiations have not begun. | 0 | 0 | 0 | 0 | 0 | 0 | 0 | 0 | 0 | 0 | 0
2009 | CA | NPCC | Maritimes | Maritimes | S12 | EXISTING, CERTAIN CAPACITY & NET FIRM TRANSACTIONS = 6a+Net Firm Transactions | 5987 | 5987 | 5935 | 5935 | 6135 | 6135 | 6135 | 6135 | 6135 | 6135 | 6135
2009 | CA | NPCC | Maritimes | Maritimes | S13 | DELIVERABLE CAPACITY RESOURCES = 12+7a+Net Expected Transactions | 5987 | 5987 | 6649 | 6732 | 6932 | 6948 | 6948 | 6948 | 6948 | 6948 | 6948
2009 | CA | NPCC | Maritimes | Maritimes | S14 | PROSPECTIVE CAPACITY RESOURCES = 13+6b-[Existing,Other Derates]+16b | 5987 | 5987 | 6649 | 6732 | 6932 | 6948 | 6948 | 6948 | 6948 | 6948 | 6948
2009 | CA | NPCC | Maritimes | Maritimes | S15 | TOTAL POTENTIAL CAPACITY RESOURCES = 13+6b-[Existing,Other Derates]+7b+ 8+Net Provisional Transactions | 5987 | 5987 | 6649 | 6732 | 6932 | 6948 | 6956 | 6964 | 6964 | 6972 | 6972
2009 | CA | NPCC | Maritimes | Maritimes | S15a | ADJUSTED POTENTIAL CAPACITY RESOURCES = 13+6b-[Existing,Other Derates]+ 16b+16d+Net Provisional Transactions | 5987 | 5987 | 6649 | 6732 | 6932 | 6948 | 6948 | 6948 | 6948 | 6948 | 6948
2009 | CA | NPCC | Maritimes | Maritimes | S16a | Confidence of Future, Other (7b), using reasonable judgement | 0 | 0 | 0 | 0 | 0 | 0 | 0 | 0 | 0 | 0 | 0
2009 | CA | NPCC | Maritimes | Maritimes | S16b | Net Future, Other Resources After Confidence Percentage Is Applied = 7b*16a | 0 | 0 | 0 | 0 | 0 | 0 | 0 | 0 | 0 | 0 | 0
2009 | CA | NPCC | Maritimes | Maritimes | S16c | Confidence of Conceptual (8), using reasonable judgement | 0 | 0 | 0 | 0 | 0 | 0 | 0 | 0 | 0 | 0 | 0
2009 | CA | NPCC | Maritimes | Maritimes | S16d | Net Conceptual Resources After Confidence Percentage Is Applied = 8*16c | 0 | 0 | 0 | 0 | 0 | 0 | 0 | 0 | 0 | 0 | 0
2009 | CA | NPCC | Maritimes | Maritimes | S17C | Region/Subregion Target Capacity Margin | 0 | 0 | 0 | 0 | 0 | 0 | 0 | 0 | 0 | 0 | 0
2009 | CA | NPCC | Maritimes | Maritimes | S17R | Region/Subregion Target Reserve Margin | 0 | 0.2 | 0.2 | 0.2 | 0.2 | 0.2 | 0.2 | 0.19667 | 0.19877 | 0.20066 | 0.20254
2009 | CA | NPCC | Maritimes | Maritimes | S18C | Existing Certain and Net Firm Transactions = (12-3)/12 | 0 | 0.48989 | 0.49385 | 0.4952 | 0.50285 | 0.5009 | 0.49698 | 0.49112 | 0.48802 | 0.48443 | 0.48052
2009 | CA | NPCC | Maritimes | Maritimes | S19C | Deliverable Capacity Resources = (13-3)/13 | 0 | 0.48989 | 0.5482 | 0.55496 | 0.56001 | 0.5593 | 0.55584 | 0.55066 | 0.54793 | 0.54476 | 0.54131
2009 | CA | NPCC | Maritimes | Maritimes | S20C | Prospective Capacity Resources = (14-3)/14 | 0 | 0.48989 | 0.5482 | 0.55496 | 0.56001 | 0.5593 | 0.55584 | 0.55066 | 0.54793 | 0.54476 | 0.54131
2009 | CA | NPCC | Maritimes | Maritimes | S21C | Total Potential Resources = (15-3)/15 | 0 | 0.48989 | 0.5482 | 0.55496 | 0.56001 | 0.5593 | 0.55635 | 0.55169 | 0.54897 | 0.54633 | 0.54289
2009 | CA | NPCC | Maritimes | Maritimes | S22C | Adjusted Potential Resources = (15a-3)/15a | 0 | 0.48989 | 0.5482 | 0.55496 | 0.56001 | 0.5593 | 0.55584 | 0.55066 | 0.54793 | 0.54476 | 0.54131
2009 | CA | NPCC | Maritimes | Maritimes | S18R | Existing Certain and Net Firm Transactions = (12-3)/3 | 0 | 0.96038 | 0.9757 | 0.98097 | 1.0115 | 1.0036 | 0.98801 | 0.96509 | 0.9532 | 0.93961 | 0.92501
2009 | CA | NPCC | Maritimes | Maritimes | S19R | Deliverable Capacity Resources = (13-3)/3 | 0 | 0.96038 | 1.2134 | 1.247 | 1.2728 | 1.2691 | 1.2515 | 1.2255 | 1.212 | 1.1966 | 1.1801
2009 | CA | NPCC | Maritimes | Maritimes | S20R | Prospective Capacity Resources = (14-3)/3 | 0 | 0.96038 | 1.2134 | 1.247 | 1.2728 | 1.2691 | 1.2515 | 1.2255 | 1.212 | 1.1966 | 1.1801
2009 | CA | NPCC | Maritimes | Maritimes | S21R | Total Potential Resources = (15-3)/3 | 0 | 0.96038 | 1.2134 | 1.247 | 1.2728 | 1.2691 | 1.2541 | 1.2306 | 1.2171 | 1.2042 | 1.1876
2009 | CA | NPCC | Maritimes | Maritimes | S22R | Adjusted Potential Resources = (15a-3)/3 | 0 | 0.96038 | 1.2134 | 1.247 | 1.2728 | 1.2691 | 1.2515 | 1.2255 | 1.212 | 1.1966 | 1.1801
2009 | CA | NPCC | Maritimes | Maritimes | S24 | Other Capacity < 1 MW | 0 | 0 | 0 | 0 | 0 | 0 | 0 | 0 | 0 | 0 | 0
2009 | CA | NPCC | Maritimes | Maritimes | S25 | Distributed Generator Capacity >= 1 MW | 0 | 0 | 0 | 0 | 0 | 0 | 0 | 0 | 0 | 0 | 0
2009 | CA | NPCC | Maritimes | Maritimes | S26 | Capacity Total from EIA-860 | 0 | 0 | 0 | 0 | 0 | 0 | 0 | 0 | 0 | 0 | 0
2009 | CA | NPCC | Maritimes | Maritimes | S27 | Total Installed Baseline Capacity Resources = 12+6b | 6432 | 0 | 0 | 0 | 0 | 0 | 0 | 0 | 0 | 0 | 0
2009 | US | RF | MISO | - | S01 | Unrestricted Non-coincident Peak Demand = 2+1a+1b-1c-1d | 54104.858 | 64083 | 64516 | 66340 | 66597 | 66654 | 66953 | 67267 | 67661 | 68081 | 68426
2009 | US | RF | MISO | - | S01a | New Conservation (Energy Efficiency) | 0 | 0 | 0 | 0 | 0 | 0 | 0 | 0 | 0 | 0 | 0
2009 | US | RF | MISO | - | S01b | Estimated Diversity | 0 | 1664 | 1675 | 1722 | 1729 | 1730 | 1738 | 1746 | 1756 | 1767 | 1776
2009 | US | RF | MISO | - | S01c | Additions for non-member load (load served by non-registered LSE's in a region) | 0 | 0 | 0 | 0 | 0 | 0 | 0 | 0 | 0 | 0 | 0
2009 | US | RF | MISO | - | S01d | Stand-by Load Under Contract (Normally served by behind the meter generation) | 0 | 0 | 0 | 0 | 0 | 0 | 0 | 0 | 0 | 0 | 0
2009 | US | RF | MISO | - | S02 | Total Internal Demand | 54104.858 | 62419 | 62841 | 64618 | 64868 | 64924 | 65215 | 65521 | 65905 | 66314 | 66650
2009 | US | RF | MISO | - | S02a | Direct Control Load Management | 0 | 600 | 600 | 600 | 600 | 600 | 600 | 600 | 600 | 600 | 600
2009 | US | RF | MISO | - | S02b | Contractually Interruptible (Curtailable) | 0 | 1100 | 1100 | 1100 | 1100 | 1100 | 1100 | 1100 | 1100 | 1100 | 1100
2009 | US | RF | MISO | - | S02c | Critical Peak-Pricing (CPP) with Control | 0 | 0 | 0 | 0 | 0 | 0 | 0 | 0 | 0 | 0 | 0
2009 | US | RF | MISO | - | S02d | Load as a Capacity Resource | 0 | 0 | 0 | 0 | 0 | 0 | 0 | 0 | 0 | 0 | 0
2009 | US | RF | MISO | - | S03 | Net Internal Demand = 2-2a-2b-2c-2d | 54104.858 | 60719 | 61141 | 62918 | 63168 | 63224 | 63515 | 63821 | 64205 | 64614 | 64950
2009 | US | RF | MISO | - | S04a | Demand Response used for Reserves - Spinning | 0 | 0 | 0 | 0 | 0 | 0 | 0 | 0 | 0 | 0 | 0
2009 | US | RF | MISO | - | S04b | Demand Response used for Reserves - Non-Spinning | 0 | 0 | 0 | 0 | 0 | 0 | 0 | 0 | 0 | 0 | 0
2009 | US | RF | MISO | - | S04c | Demand Response used for Regulation | 0 | 0 | 0 | 0 | 0 | 0 | 0 | 0 | 0 | 0 | 0
2009 | US | RF | MISO | - | S04d | Demand Response used for Energy, Voluntary - Emergency | 0 | 0 | 0 | 0 | 0 | 0 | 0 | 0 | 0 | 0 | 0
2009 | US | RF | MISO | - | S05 | TOTAL INTERNAL CAPACITY = 6+7 | 69368 | 72464 | 72888 | 72888 | 72888 | 72888 | 72888 | 72888 | 72888 | 72888 | 72888
2009 | US | RF | MISO | - | S06 | EXISTING CAPACITY = 6a+6b+6c | 69368 | 72464 | 72464 | 72464 | 72464 | 72464 | 72464 | 72464 | 72464 | 72464 | 72464
2009 | US | RF | MISO | - | S06a | Existing, Certain (Note: The sum of 6a1 through 6a4 must be <= 6a) | 68036 | 69764 | 69764 | 69764 | 69764 | 69764 | 69764 | 69764 | 69764 | 69764 | 69764
2009 | US | RF | MISO | - | S06a1 | Wind Expected On-Peak | 66 | 87 | 87 | 87 | 87 | 87 | 87 | 87 | 87 | 87 | 87
2009 | US | RF | MISO | - | S06a2 | Solar Expected On-Peak | 0 | 0 | 0 | 0 | 0 | 0 | 0 | 0 | 0 | 0 | 0
2009 | US | RF | MISO | - | S06a3 | Hydro Expected On-Peak | 2420 | 2132 | 2132 | 2132 | 2132 | 2132 | 2132 | 2132 | 2132 | 2132 | 2132
2009 | US | RF | MISO | - | S06a4 | Biomass Expected On-Peak | 29 | 0 | 0 | 0 | 0 | 0 | 0 | 0 | 0 | 0 | 0
2009 | US | RF | MISO | - | S06a5 | Load as a Capacity Resource Expected On-Peak (Load Management Programs) | 0 | 0 | 0 | 0 | 0 | 0 | 0 | 0 | 0 | 0 | 0
2009 | US | RF | MISO | - | S06b | Existing, Other (Note: The sum of 6b1 through 6b7 must be <= 6b) | 1332 | 2700 | 2700 | 2700 | 2700 | 2700 | 2700 | 2700 | 2700 | 2700 | 2700
2009 | US | RF | MISO | - | S06b1 | Wind Derate On-Peak | 288 | 349 | 349 | 349 | 349 | 349 | 349 | 349 | 349 | 349 | 349
2009 | US | RF | MISO | - | S06b2 | Solar Derate On-Peak | 0 | 0 | 0 | 0 | 0 | 0 | 0 | 0 | 0 | 0 | 0
2009 | US | RF | MISO | - | S06b3 | Hydro Derate On-Peak | 342 | 0 | 0 | 0 | 0 | 0 | 0 | 0 | 0 | 0 | 0
2009 | US | RF | MISO | - | S06b4 | Biomass Derate On-Peak | 21 | 0 | 0 | 0 | 0 | 0 | 0 | 0 | 0 | 0 | 0
2009 | US | RF | MISO | - | S06b5 | Load as a Capacity Resource Derate On-Peak (Load Management Programs) | 0 | 0 | 0 | 0 | 0 | 0 | 0 | 0 | 0 | 0 | 0
2009 | US | RF | MISO | - | S06b6 | Energy Only | 0 | 0 | 0 | 0 | 0 | 0 | 0 | 0 | 0 | 0 | 0
2009 | US | RF | MISO | - | S06b7 | Scheduled Outage - Maintenance | 662 | 757 | 757 | 757 | 757 | 757 | 757 | 757 | 757 | 757 | 757
2009 | US | RF | MISO | - | S06b8 | Transmission-Limited Resources | 0 | 0 | 0 | 0 | 0 | 0 | 0 | 0 | 0 | 0 | 0
2009 | US | RF | MISO | - | S06c | Existing, Inoperable (Note: Capacity reported in this line are not used in margin calculations) | 0 | 0 | 0 | 0 | 0 | 0 | 0 | 0 | 0 | 0 | 0
2009 | US | RF | MISO | - | S07 | FUTURE CAPACITY ADDITIONS = 7a+7b | 0 | 0 | 424 | 424 | 424 | 424 | 424 | 424 | 424 | 424 | 424
2009 | US | RF | MISO | - | S07a | Future, Planned (Note: Only the net expected On-Peak values are included in this line and does not include Energy Only.) | 0 | 0 | 424 | 424 | 424 | 424 | 424 | 424 | 424 | 424 | 424
2009 | US | RF | MISO | - | S07a1 | Wind Expected On-Peak | 0 | 0 | 4 | 4 | 4 | 4 | 4 | 4 | 4 | 4 | 4
2009 | US | RF | MISO | - | S07a2 | Solar Expected On-Peak | 0 | 0 | 0 | 0 | 0 | 0 | 0 | 0 | 0 | 0 | 0
2009 | US | RF | MISO | - | S07a3 | Hydro Expected On-Peak | 0 | 0 | 0 | 0 | 0 | 0 | 0 | 0 | 0 | 0 | 0
2009 | US | RF | MISO | - | S07a4 | Biomass Expected On-Peak | 0 | 0 | 0 | 0 | 0 | 0 | 0 | 0 | 0 | 0 | 0
2009 | US | RF | MISO | - | S07b | Future, Other (Note: Only the net expected On-Peak values are included in this line and does not include Energy Only.) | 0 | 0 | 0 | 0 | 0 | 0 | 0 | 0 | 0 | 0 | 0
2009 | US | RF | MISO | - | S07b1 | Wind Expected On-Peak | 0 | 0 | 0 | 0 | 0 | 0 | 0 | 0 | 0 | 0 | 0
2009 | US | RF | MISO | - | S07b2 | Wind Derate On-Peak | 0 | 0 | 0 | 0 | 0 | 0 | 0 | 0 | 0 | 0 | 0
2009 | US | RF | MISO | - | S07b3 | Solar Expected On-Peak | 0 | 0 | 0 | 0 | 0 | 0 | 0 | 0 | 0 | 0 | 0
2009 | US | RF | MISO | - | S07b4 | Solar Derate On-Peak | 0 | 0 | 0 | 0 | 0 | 0 | 0 | 0 | 0 | 0 | 0
2009 | US | RF | MISO | - | S07b5 | Hydro Expected On-Peak | 0 | 0 | 0 | 0 | 0 | 0 | 0 | 0 | 0 | 0 | 0
2009 | US | RF | MISO | - | S07b6 | Hydro Derate On-Peak | 0 | 0 | 0 | 0 | 0 | 0 | 0 | 0 | 0 | 0 | 0
2009 | US | RF | MISO | - | S07b7 | Biomass Expected On-Peak | 0 | 0 | 0 | 0 | 0 | 0 | 0 | 0 | 0 | 0 | 0
2009 | US | RF | MISO | - | S07b8 | Biomass Derate On-Peak | 0 | 0 | 0 | 0 | 0 | 0 | 0 | 0 | 0 | 0 | 0
2009 | US | RF | MISO | - | S07b9 | Energy Only | 0 | 0 | 0 | 0 | 0 | 0 | 0 | 0 | 0 | 0 | 0
2009 | US | RF | MISO | - | S08 | Conceptual (Note: Only the net expected on-peak capacity is included in this line and does not include Energy Only.) | 0 | 0 | 446 | 2467 | 4021 | 4221 | 4291 | 5166 | 5166 | 6729 | 6729
2009 | US | RF | MISO | - | S08a1 | Wind Expected On-Peak | 0 | 0 | 254 | 667 | 857 | 1007 | 1077 | 1077 | 1077 | 1077 | 1077
2009 | US | RF | MISO | - | S08a2 | Wind Derate On-Peak | 0 | 0 | 1018 | 2672 | 3432 | 4032 | 4312 | 4312 | 4312 | 4312 | 4312
2009 | US | RF | MISO | - | S08a3 | Solar Expected On-Peak | 0 | 0 | 0 | 0 | 0 | 0 | 0 | 0 | 0 | 0 | 0
2009 | US | RF | MISO | - | S08a4 | Solar Derate On-Peak | 0 | 0 | 0 | 0 | 0 | 0 | 0 | 0 | 0 | 0 | 0
2009 | US | RF | MISO | - | S08a5 | Hydro Expected On-Peak | 0 | 0 | 84 | 84 | 84 | 84 | 84 | 84 | 84 | 84 | 84
2009 | US | RF | MISO | - | S08a6 | Hydro Derate On-Peak | 0 | 0 | 0 | 0 | 0 | 0 | 0 | 0 | 0 | 0 | 0
2009 | US | RF | MISO | - | S08a7 | Biomass Expected On-Peak | 0 | 0 | 49 | 85 | 85 | 135 | 135 | 135 | 135 | 135 | 135
2009 | US | RF | MISO | - | S08a8 | Biomass Derate On-Peak | 0 | 0 | 0 | 0 | 0 | 0 | 0 | 0 | 0 | 0 | 0
2009 | US | RF | MISO | - | S08a9 | Energy Only | 0 | 0 | 0 | 0 | 0 | 0 | 0 | 0 | 0 | 0 | 0
2009 | US | RF | MISO | - | S09 | DELIVERABLE INTERNAL CAPACITY = 6a+7a | 68036 | 69764 | 70188 | 70188 | 70188 | 70188 | 70188 | 70188 | 70188 | 70188 | 70188
2009 | US | RF | MISO | - | S10 | CAPACITY TRANSACTIONS - IMPORTS = 10a+10b+10c+10d | 2040 | 950 | 950 | 950 | 950 | 950 | 950 | 950 | 950 | 950 | 950
2009 | US | RF | MISO | - | S10a | Firm (Note: The sum of 10a1 and 10a2 must be <= 10a) | 2040 | 950 | 950 | 950 | 950 | 950 | 950 | 950 | 950 | 950 | 950
2009 | US | RF | MISO | - | S10a1 | Full-Responsibility Purchases | 0 | 0 | 0 | 0 | 0 | 0 | 0 | 0 | 0 | 0 | 0
2009 | US | RF | MISO | - | S10a2 | Owned Capacity/Entitlement Located Outside the Region/Subregion | 0 | 0 | 0 | 0 | 0 | 0 | 0 | 0 | 0 | 0 | 0
2009 | US | RF | MISO | - | S10b | Non-firm | 0 | 0 | 0 | 0 | 0 | 0 | 0 | 0 | 0 | 0 | 0
2009 | US | RF | MISO | - | S10c | Expected (Note: The sum of 10c1 and 10c2 must be <= 10c) | 0 | 0 | 0 | 0 | 0 | 0 | 0 | 0 | 0 | 0 | 0
2009 | US | RF | MISO | - | S10c1 | Full-Responsibility Purchases | 0 | 0 | 0 | 0 | 0 | 0 | 0 | 0 | 0 | 0 | 0
2009 | US | RF | MISO | - | S10c2 | Owned Capacity/Entitlement Located Outside the Region/Subregion | 0 | 0 | 0 | 0 | 0 | 0 | 0 | 0 | 0 | 0 | 0
2009 | US | RF | MISO | - | S10d | Provisional – transactions under study, but negotiations have not begun. | 0 | 0 | 0 | 0 | 0 | 0 | 0 | 0 | 0 | 0 | 0
2009 | US | RF | MISO | - | S11 | CAPACITY TRANSACTIONS - EXPORTS = 11a+11b+11c+11d | 0 | 0 | 0 | 0 | 0 | 0 | 0 | 0 | 0 | 0 | 0
2009 | US | RF | MISO | - | S11a | Firm (Note: The sum of 11a1 and 11a2 must be <= 11a) | 0 | 0 | 0 | 0 | 0 | 0 | 0 | 0 | 0 | 0 | 0
2009 | US | RF | MISO | - | S11a1 | Full-Responsibility Purchases | 0 | 0 | 0 | 0 | 0 | 0 | 0 | 0 | 0 | 0 | 0
2009 | US | RF | MISO | - | S11a2 | Owned Capacity/Entitlement Located Outside the Region/Subregion | 0 | 0 | 0 | 0 | 0 | 0 | 0 | 0 | 0 | 0 | 0
2009 | US | RF | MISO | - | S11b | Non-firm | 0 | 0 | 0 | 0 | 0 | 0 | 0 | 0 | 0 | 0 | 0
2009 | US | RF | MISO | - | S11c | Expected (Note: The sum of 11c1 and 11c2 must be <= 11c) | 0 | 0 | 0 | 0 | 0 | 0 | 0 | 0 | 0 | 0 | 0
2009 | US | RF | MISO | - | S11c1 | Full-Responsibility Purchases | 0 | 0 | 0 | 0 | 0 | 0 | 0 | 0 | 0 | 0 | 0
2009 | US | RF | MISO | - | S11c2 | Owned Capacity/Entitlement Located Outside the Region/Subregion | 0 | 0 | 0 | 0 | 0 | 0 | 0 | 0 | 0 | 0 | 0
2009 | US | RF | MISO | - | S11d | Provisional – transactions under study, but negotiations have not begun. | 0 | 0 | 0 | 0 | 0 | 0 | 0 | 0 | 0 | 0 | 0
2009 | US | RF | MISO | - | S12 | EXISTING, CERTAIN CAPACITY & NET FIRM TRANSACTIONS = 6a+Net Firm Transactions | 70076 | 70714 | 70714 | 70714 | 70714 | 70714 | 70714 | 70714 | 70714 | 70714 | 70714
2009 | US | RF | MISO | - | S13 | DELIVERABLE CAPACITY RESOURCES = 12+7a+Net Expected Transactions | 70076 | 70714 | 71138 | 71138 | 71138 | 71138 | 71138 | 71138 | 71138 | 71138 | 71138
2009 | US | RF | MISO | - | S14 | PROSPECTIVE CAPACITY RESOURCES = 13+6b-[Existing,Other Derates]+16b | 70095 | 72308 | 72732 | 72732 | 72732 | 72732 | 72732 | 72732 | 72732 | 72732 | 72732
2009 | US | RF | MISO | - | S15 | TOTAL POTENTIAL CAPACITY RESOURCES = 13+6b-[Existing,Other Derates]+7b+ 8+Net Provisional Transactions | 70095 | 72308 | 73178 | 75199 | 76753 | 76953 | 77023 | 77898 | 77898 | 79461 | 79461
2009 | US | RF | MISO | - | S15a | ADJUSTED POTENTIAL CAPACITY RESOURCES = 13+6b-[Existing,Other Derates]+ 16b+16d+Net Provisional Transactions | 70095 | 72308 | 72815.402 | 73200.4524 | 73510.1725 | 73544.2233 | 73551.7213 | 73710.0082 | 73709.9859 | 74011.2892 | 74016.376
2009 | US | RF | MISO | - | S16a | Confidence of Future, Other (7b), using reasonable judgement | 0 | 0 | 0 | 0 | 0 | 0 | 0 | 0 | 0 | 0 | 0
2009 | US | RF | MISO | - | S16b | Net Future, Other Resources After Confidence Percentage Is Applied = 7b*16a | 0 | 0 | 0 | 0 | 0 | 0 | 0 | 0 | 0 | 0 | 0
2009 | US | RF | MISO | - | S16c | Confidence of Conceptual (8), using reasonable judgement | 0 | 0 | 0.187 | 0.18989 | 0.19353 | 0.19242 | 0.19103 | 0.18932 | 0.18931 | 0.19012 | 0.19087
2009 | US | RF | MISO | - | S16d | Net Conceptual Resources After Confidence Percentage Is Applied = 8*16c | 0 | 0 | 83.402 | 468.4524 | 778.1725 | 812.2233 | 819.7213 | 978.0082 | 977.9859 | 1279.2892 | 1284.376
2009 | US | RF | MISO | - | S17C | Region/Subregion Target Capacity Margin | 0 | 0 | 0 | 0 | 0 | 0 | 0 | 0 | 0 | 0 | 0
2009 | US | RF | MISO | - | S17R | Region/Subregion Target Reserve Margin | 0 | 0.154 | 0.154 | 0.154 | 0.154 | 0.154 | 0.154 | 0.154 | 0.154 | 0.154 | 0.154
2009 | US | RF | MISO | - | S18C | Existing Certain and Net Firm Transactions = (12-3)/12 | 0 | 0.14134 | 0.13538 | 0.11025 | 0.10671 | 0.10592 | 0.1018 | 0.097477 | 0.092047 | 0.086263 | 0.081511
2009 | US | RF | MISO | - | S19C | Deliverable Capacity Resources = (13-3)/13 | 0 | 0.14134 | 0.14053 | 0.11555 | 0.11204 | 0.11125 | 0.10716 | 0.10286 | 0.097458 | 0.091709 | 0.086986
2009 | US | RF | MISO | - | S20C | Prospective Capacity Resources = (14-3)/14 | 0 | 0.16027 | 0.15937 | 0.13493 | 0.1315 | 0.13073 | 0.12673 | 0.12252 | 0.11724 | 0.11162 | 0.107
2009 | US | RF | MISO | - | S21C | Total Potential Resources = (15-3)/15 | 0 | 0.16027 | 0.16449 | 0.16331 | 0.177 | 0.17841 | 0.17538 | 0.18071 | 0.17578 | 0.18685 | 0.18262
2009 | US | RF | MISO | - | S22C | Adjusted Potential Resources = (15a-3)/15a | 0 | 0.16027 | 0.16033 | 0.14047 | 0.14069 | 0.14033 | 0.13646 | 0.13416 | 0.12895 | 0.12697 | 0.12249
2009 | US | RF | MISO | - | S18R | Existing Certain and Net Firm Transactions = (12-3)/3 | 0 | 0.16461 | 0.15657 | 0.12391 | 0.11946 | 0.11847 | 0.11334 | 0.10801 | 0.10138 | 0.094407 | 0.088745
2009 | US | RF | MISO | - | S19R | Deliverable Capacity Resources = (13-3)/3 | 0 | 0.16461 | 0.16351 | 0.13065 | 0.12617 | 0.12517 | 0.12002 | 0.11465 | 0.10798 | 0.10097 | 0.095273
2009 | US | RF | MISO | - | S20R | Prospective Capacity Resources = (14-3)/3 | 0 | 0.19086 | 0.18958 | 0.15598 | 0.15141 | 0.15039 | 0.14512 | 0.13962 | 0.13281 | 0.12564 | 0.11982
2009 | US | RF | MISO | - | S21R | Total Potential Resources = (15-3)/3 | 0 | 0.19086 | 0.19687 | 0.19519 | 0.21506 | 0.21715 | 0.21267 | 0.22057 | 0.21327 | 0.22978 | 0.22342
2009 | US | RF | MISO | - | S22R | Adjusted Potential Resources = (15a-3)/3 | 0 | 0.19086 | 0.19094 | 0.16343 | 0.16372 | 0.16323 | 0.15802 | 0.15495 | 0.14804 | 0.14544 | 0.13959
2009 | US | RF | MISO | - | S24 | Other Capacity < 1 MW | 0 | 0 | 0 | 0 | 0 | 0 | 0 | 0 | 0 | 0 | 0
2009 | US | RF | MISO | - | S25 | Distributed Generator Capacity >= 1 MW | 0 | 0 | 0 | 0 | 0 | 0 | 0 | 0 | 0 | 0 | 0
2009 | US | RF | MISO | - | S26 | Capacity Total from EIA-860 | 0 | 0 | 0 | 0 | 0 | 0 | 0 | 0 | 0 | 0 | 0
2009 | US | RF | MISO | - | S27 | Total Installed Baseline Capacity Resources = 12+6b | 71408 | 0 | 0 | 0 | 0 | 0 | 0 | 0 | 0 | 0 | 0
2009 | US | RF | PJM | - | S01 | Unrestricted Non-coincident Peak Demand = 2+1a+1b-1c-1d | 119371.837 | 120933 | 122323 | 126014 | 129792 | 132237 | 133980 | 135621 | 137079 | 138522 | 139874
2009 | US | RF | PJM | - | S01a | New Conservation (Energy Efficiency) | 0 | 0 | 0 | 0 | 0 | 0 | 0 | 0 | 0 | 0 | 0
2009 | US | RF | PJM | - | S01b | Estimated Diversity | 7943 | 4780 | 4827 | 5041 | 5087 | 5158 | 5216 | 5309 | 5350 | 5356 | 5350
2009 | US | RF | PJM | - | S01c | Additions for non-member load (load served by non-registered LSE's in a region) | 0 | 0 | 0 | 0 | 0 | 0 | 0 | 0 | 0 | 0 | 0
2009 | US | RF | PJM | - | S01d | Stand-by Load Under Contract (Normally served by behind the meter generation) | 0 | 0 | 0 | 0 | 0 | 0 | 0 | 0 | 0 | 0 | 0
2009 | US | RF | PJM | - | S02 | Total Internal Demand | 111428.837 | 116153 | 117496 | 120973 | 124705 | 127079 | 128764 | 130312 | 131729 | 133166 | 134524
2009 | US | RF | PJM | - | S02a | Direct Control Load Management | 466 | 500 | 500 | 500 | 500 | 500 | 500 | 500 | 500 | 500 | 500
2009 | US | RF | PJM | - | S02b | Contractually Interruptible (Curtailable) | 3946 | 6000 | 6000 | 6000 | 6000 | 6000 | 6000 | 6000 | 6000 | 6000 | 6000
2009 | US | RF | PJM | - | S02c | Critical Peak-Pricing (CPP) with Control | 0 | 0 | 0 | 0 | 0 | 0 | 0 | 0 | 0 | 0 | 0
2009 | US | RF | PJM | - | S02d | Load as a Capacity Resource | 0 | 0 | 0 | 0 | 0 | 0 | 0 | 0 | 0 | 0 | 0
2009 | US | RF | PJM | - | S03 | Net Internal Demand = 2-2a-2b-2c-2d | 107016.837 | 109653 | 110996 | 114473 | 118205 | 120579 | 122264 | 123812 | 125229 | 126666 | 128024
2009 | US | RF | PJM | - | S04a | Demand Response used for Reserves - Spinning | 325 | 325 | 325 | 325 | 325 | 325 | 325 | 325 | 325 | 325 | 325
2009 | US | RF | PJM | - | S04b | Demand Response used for Reserves - Non-Spinning | 0 | 0 | 0 | 0 | 0 | 0 | 0 | 0 | 0 | 0 | 0
2009 | US | RF | PJM | - | S04c | Demand Response used for Regulation | 0 | 0 | 0 | 0 | 0 | 0 | 0 | 0 | 0 | 0 | 0
2009 | US | RF | PJM | - | S04d | Demand Response used for Energy, Voluntary - Emergency | 0 | 0 | 0 | 0 | 0 | 0 | 0 | 0 | 0 | 0 | 0
2009 | US | RF | PJM | - | S05 | TOTAL INTERNAL CAPACITY = 6+7 | 145294 | 145396 | 146421 | 149225 | 148808 | 148808 | 148948 | 148948 | 148948 | 148948 | 148948
2009 | US | RF | PJM | - | S06 | EXISTING CAPACITY = 6a+6b+6c | 145294 | 145294 | 144481 | 144392 | 143602 | 143602 | 143602 | 143602 | 143602 | 143602 | 143602
2009 | US | RF | PJM | - | S06a | Existing, Certain (Note: The sum of 6a1 through 6a4 must be <= 6a) | 143544 | 143544 | 142731 | 142642 | 141852 | 141852 | 141852 | 141852 | 141852 | 141852 | 141852
2009 | US | RF | PJM | - | S06a1 | Wind Expected On-Peak | 159 | 159 | 159 | 159 | 159 | 159 | 159 | 159 | 159 | 159 | 159
2009 | US | RF | PJM | - | S06a2 | Solar Expected On-Peak | 0 | 0 | 0 | 0 | 0 | 0 | 0 | 0 | 0 | 0 | 0
2009 | US | RF | PJM | - | S06a3 | Hydro Expected On-Peak | 4218 | 4218 | 4218 | 4218 | 4218 | 4218 | 4218 | 4218 | 4218 | 4218 | 4218
2009 | US | RF | PJM | - | S06a4 | Biomass Expected On-Peak | 671 | 671 | 671 | 671 | 671 | 671 | 671 | 671 | 671 | 671 | 671
2009 | US | RF | PJM | - | S06a5 | Load as a Capacity Resource Expected On-Peak (Load Management Programs) | 0 | 0 | 0 | 0 | 0 | 0 | 0 | 0 | 0 | 0 | 0
2009 | US | RF | PJM | - | S06b | Existing, Other (Note: The sum of 6b1 through 6b7 must be <= 6b) | 1750 | 1750 | 1750 | 1750 | 1750 | 1750 | 1750 | 1750 | 1750 | 1750 | 1750
2009 | US | RF | PJM | - | S06b1 | Wind Derate On-Peak | 1064 | 981 | 985 | 1064 | 1064 | 1064 | 1064 | 1064 | 1064 | 1064 | 1064
2009 | US | RF | PJM | - | S06b2 | Solar Derate On-Peak | 0 | 0 | 0 | 0 | 0 | 0 | 0 | 0 | 0 | 0 | 0
2009 | US | RF | PJM | - | S06b3 | Hydro Derate On-Peak | 0 | 0 | 0 | 0 | 0 | 0 | 0 | 0 | 0 | 0 | 0
2009 | US | RF | PJM | - | S06b4 | Biomass Derate On-Peak | 0 | 0 | 0 | 0 | 0 | 0 | 0 | 0 | 0 | 0 | 0
2009 | US | RF | PJM | - | S06b5 | Load as a Capacity Resource Derate On-Peak (Load Management Programs) | 0 | 0 | 0 | 0 | 0 | 0 | 0 | 0 | 0 | 0 | 0
2009 | US | RF | PJM | - | S06b6 | Energy Only | 595 | 595 | 595 | 595 | 595 | 595 | 595 | 595 | 595 | 595 | 595
2009 | US | RF | PJM | - | S06b7 | Scheduled Outage - Maintenance | 0 | 0 | 0 | 0 | 0 | 0 | 0 | 0 | 0 | 0 | 0
2009 | US | RF | PJM | - | S06b8 | Transmission-Limited Resources | 0 | 0 | 0 | 0 | 0 | 0 | 0 | 0 | 0 | 0 | 0
2009 | US | RF | PJM | - | S06c | Existing, Inoperable (Note: Capacity reported in this line are not used in margin calculations) | 0 | 0 | 0 | 0 | 0 | 0 | 0 | 0 | 0 | 0 | 0
2009 | US | RF | PJM | - | S07 | FUTURE CAPACITY ADDITIONS = 7a+7b | 0 | 102 | 1940 | 4833 | 5206 | 5206 | 5346 | 5346 | 5346 | 5346 | 5346
2009 | US | RF | PJM | - | S07a | Future, Planned (Note: Only the net expected On-Peak values are included in this line and does not include Energy Only.) | 0 | 102 | 1940 | 4833 | 5206 | 5206 | 5346 | 5346 | 5346 | 5346 | 5346
2009 | US | RF | PJM | - | S07a1 | Wind Expected On-Peak | 0 | 83 | 79 | 112 | 112 | 112 | 112 | 112 | 112 | 112 | 112
2009 | US | RF | PJM | - | S07a2 | Solar Expected On-Peak | 0 | 0 | 0 | 0 | 0 | 0 | 0 | 0 | 0 | 0 | 0
2009 | US | RF | PJM | - | S07a3 | Hydro Expected On-Peak | 0 | 0 | 0 | 0 | 0 | 0 | 0 | 0 | 0 | 0 | 0
2009 | US | RF | PJM | - | S07a4 | Biomass Expected On-Peak | 0 | 0 | 0 | 0 | 0 | 0 | 0 | 0 | 0 | 0 | 0
2009 | US | RF | PJM | - | S07b | Future, Other (Note: Only the net expected On-Peak values are included in this line and does not include Energy Only.) | 0 | 0 | 0 | 0 | 0 | 0 | 0 | 0 | 0 | 0 | 0
2009 | US | RF | PJM | - | S07b1 | Wind Expected On-Peak | 0 | 0 | 0 | 0 | 0 | 0 | 0 | 0 | 0 | 0 | 0
2009 | US | RF | PJM | - | S07b2 | Wind Derate On-Peak | 0 | 0 | 0 | 132 | 132 | 132 | 132 | 132 | 132 | 132 | 132
2009 | US | RF | PJM | - | S07b3 | Solar Expected On-Peak | 0 | 0 | 0 | 0 | 0 | 0 | 0 | 0 | 0 | 0 | 0
2009 | US | RF | PJM | - | S07b4 | Solar Derate On-Peak | 0 | 0 | 0 | 0 | 0 | 0 | 0 | 0 | 0 | 0 | 0
2009 | US | RF | PJM | - | S07b5 | Hydro Expected On-Peak | 0 | 0 | 0 | 0 | 0 | 0 | 0 | 0 | 0 | 0 | 0
2009 | US | RF | PJM | - | S07b6 | Hydro Derate On-Peak | 0 | 0 | 0 | 0 | 0 | 0 | 0 | 0 | 0 | 0 | 0
2009 | US | RF | PJM | - | S07b7 | Biomass Expected On-Peak | 0 | 0 | 0 | 0 | 0 | 0 | 0 | 0 | 0 | 0 | 0
2009 | US | RF | PJM | - | S07b8 | Biomass Derate On-Peak | 0 | 0 | 0 | 0 | 0 | 0 | 0 | 0 | 0 | 0 | 0
2009 | US | RF | PJM | - | S07b9 | Energy Only | 0 | 0 | 0 | 0 | 0 | 0 | 0 | 0 | 0 | 0 | 0
2009 | US | RF | PJM | - | S08 | Conceptual (Note: Only the net expected on-peak capacity is included in this line and does not include Energy Only.) | 0 | 1627 | 5218 | 16885 | 26809 | 34139 | 36133 | 38044 | 39685 | 39685 | 39685
2009 | US | RF | PJM | - | S08a1 | Wind Expected On-Peak | 0 | 491 | 1455 | 3282 | 4537 | 4851 | 5250 | 6965 | 6965 | 6965 | 6965
2009 | US | RF | PJM | - | S08a2 | Wind Derate On-Peak | 0 | 1891 | 6021 | 14334 | 20615 | 22151 | 24252 | 31637 | 31637 | 31637 | 31637
2009 | US | RF | PJM | - | S08a3 | Solar Expected On-Peak | 0 | 18 | 23 | 23 | 23 | 23 | 23 | 23 | 24 | 24 | 24
2009 | US | RF | PJM | - | S08a4 | Solar Derate On-Peak | 0 | 0 | 0 | 0 | 0 | 0 | 0 | 0 | 0 | 0 | 0
2009 | US | RF | PJM | - | S08a5 | Hydro Expected On-Peak | 0 | 0 | 0 | 0 | 0 | 0 | 0 | 0 | 0 | 0 | 0
2009 | US | RF | PJM | - | S08a6 | Hydro Derate On-Peak | 0 | 0 | 0 | 0 | 0 | 0 | 0 | 0 | 0 | 0 | 0
2009 | US | RF | PJM | - | S08a7 | Biomass Expected On-Peak | 0 | 14 | 74 | 112 | 112 | 112 | 112 | 112 | 112 | 112 | 112
2009 | US | RF | PJM | - | S08a8 | Biomass Derate On-Peak | 0 | 0 | 0 | 0 | 0 | 0 | 0 | 0 | 0 | 0 | 0
2009 | US | RF | PJM | - | S08a9 | Energy Only | 0 | 0 | 0 | 0 | 0 | 0 | 0 | 0 | 0 | 0 | 0
2009 | US | RF | PJM | - | S09 | DELIVERABLE INTERNAL CAPACITY = 6a+7a | 143544 | 143646 | 144671 | 147475 | 147058 | 147058 | 147198 | 147198 | 147198 | 147198 | 147198
2009 | US | RF | PJM | - | S10 | CAPACITY TRANSACTIONS - IMPORTS = 10a+10b+10c+10d | 2718 | 3669 | 2912 | 2994 | 2994 | 2994 | 2994 | 2994 | 2994 | 2994 | 2994
2009 | US | RF | PJM | - | S10a | Firm (Note: The sum of 10a1 and 10a2 must be <= 10a) | 2718 | 3669 | 2912 | 2994 | 2994 | 2994 | 2994 | 2994 | 2994 | 2994 | 2994
2009 | US | RF | PJM | - | S10a1 | Full-Responsibility Purchases | 0 | 474 | 420 | 578 | 578 | 578 | 578 | 578 | 578 | 578 | 578
2009 | US | RF | PJM | - | S10a2 | Owned Capacity/Entitlement Located Outside the Region/Subregion | 0 | 3195 | 2492 | 2417 | 2417 | 2417 | 2417 | 2417 | 2417 | 2417 | 2417
2009 | US | RF | PJM | - | S10b | Non-firm | 0 | 0 | 0 | 0 | 0 | 0 | 0 | 0 | 0 | 0 | 0
2009 | US | RF | PJM | - | S10c | Expected (Note: The sum of 10c1 and 10c2 must be <= 10c) | 0 | 0 | 0 | 0 | 0 | 0 | 0 | 0 | 0 | 0 | 0
2009 | US | RF | PJM | - | S10c1 | Full-Responsibility Purchases | 0 | 0 | 0 | 0 | 0 | 0 | 0 | 0 | 0 | 0 | 0
2009 | US | RF | PJM | - | S10c2 | Owned Capacity/Entitlement Located Outside the Region/Subregion | 0 | 0 | 0 | 0 | 0 | 0 | 0 | 0 | 0 | 0 | 0
2009 | US | RF | PJM | - | S10d | Provisional – transactions under study, but negotiations have not begun. | 0 | 0 | 0 | 0 | 0 | 0 | 0 | 0 | 0 | 0 | 0
2009 | US | RF | PJM | - | S11 | CAPACITY TRANSACTIONS - EXPORTS = 11a+11b+11c+11d | 4156 | 2376 | 2956 | 2824 | 2824 | 2824 | 2824 | 2824 | 2824 | 2824 | 2824
2009 | US | RF | PJM | - | S11a | Firm (Note: The sum of 11a1 and 11a2 must be <= 11a) | 4156 | 2376 | 2956 | 2824 | 2824 | 2824 | 2824 | 2824 | 2824 | 2824 | 2824
2009 | US | RF | PJM | - | S11a1 | Full-Responsibility Purchases | 0 | 527 | 1096 | 953 | 953 | 953 | 953 | 953 | 953 | 953 | 953
2009 | US | RF | PJM | - | S11a2 | Owned Capacity/Entitlement Located Outside the Region/Subregion | 0 | 1849 | 1860 | 1871 | 1871 | 1871 | 1871 | 1871 | 1871 | 1871 | 1871
2009 | US | RF | PJM | - | S11b | Non-firm | 0 | 0 | 0 | 0 | 0 | 0 | 0 | 0 | 0 | 0 | 0
2009 | US | RF | PJM | - | S11c | Expected (Note: The sum of 11c1 and 11c2 must be <= 11c) | 0 | 0 | 0 | 0 | 0 | 0 | 0 | 0 | 0 | 0 | 0
2009 | US | RF | PJM | - | S11c1 | Full-Responsibility Purchases | 0 | 0 | 0 | 0 | 0 | 0 | 0 | 0 | 0 | 0 | 0
2009 | US | RF | PJM | - | S11c2 | Owned Capacity/Entitlement Located Outside the Region/Subregion | 0 | 0 | 0 | 0 | 0 | 0 | 0 | 0 | 0 | 0 | 0
2009 | US | RF | PJM | - | S11d | Provisional – transactions under study, but negotiations have not begun. | 0 | 0 | 0 | 0 | 0 | 0 | 0 | 0 | 0 | 0 | 0
2009 | US | RF | PJM | - | S12 | EXISTING, CERTAIN CAPACITY & NET FIRM TRANSACTIONS = 6a+Net Firm Transactions | 142106 | 144837 | 142687 | 142812 | 142022 | 142022 | 142022 | 142022 | 142022 | 142022 | 142022
2009 | US | RF | PJM | - | S13 | DELIVERABLE CAPACITY RESOURCES = 12+7a+Net Expected Transactions | 142106 | 144939 | 144627 | 147645 | 147228 | 147228 | 147368 | 147368 | 147368 | 147368 | 147368
2009 | US | RF | PJM | - | S14 | PROSPECTIVE CAPACITY RESOURCES = 13+6b-[Existing,Other Derates]+16b | 142197 | 145113 | 144797 | 147736 | 147319 | 147319 | 147459 | 147459 | 147459 | 147459 | 147459
2009 | US | RF | PJM | - | S15 | TOTAL POTENTIAL CAPACITY RESOURCES = 13+6b-[Existing,Other Derates]+7b+ 8+Net Provisional Transactions | 142197 | 146740 | 150015 | 164621 | 174128 | 181458 | 183592 | 185503 | 187144 | 187144 | 187144
2009 | US | RF | PJM | - | S15a | ADJUSTED POTENTIAL CAPACITY RESOURCES = 13+6b-[Existing,Other Derates]+ 16b+16d+Net Provisional Transactions | 142197 | 145422.13 | 145788.42 | 150944.15 | 152412.71 | 153732.11 | 154231.03 | 154575.01 | 154771.93 | 154771.93 | 154771.93
2009 | US | RF | PJM | - | S16a | Confidence of Future, Other (7b), using reasonable judgement | 0 | 1 | 1 | 1 | 1 | 1 | 1 | 1 | 1 | 1 | 1
2009 | US | RF | PJM | - | S16b | Net Future, Other Resources After Confidence Percentage Is Applied = 7b*16a | 0 | 0 | 0 | 0 | 0 | 0 | 0 | 0 | 0 | 0 | 0
2009 | US | RF | PJM | - | S16c | Confidence of Conceptual (8), using reasonable judgement | 0 | 0.19 | 0.19 | 0.19 | 0.19 | 0.18785 | 0.18742 | 0.18705 | 0.18427 | 0.18427 | 0.18427
2009 | US | RF | PJM | - | S16d | Net Conceptual Resources After Confidence Percentage Is Applied = 8*16c | 0 | 309.13 | 991.42 | 3208.15 | 5093.71 | 6413.11 | 6772.03 | 7116.01 | 7312.93 | 7312.93 | 7312.93
2009 | US | RF | PJM | - | S17C | Region/Subregion Target Capacity Margin | 0 | 0 | 0 | 0 | 0 | 0 | 0 | 0 | 0 | 0 | 0
2009 | US | RF | PJM | - | S17R | Region/Subregion Target Reserve Margin | 0 | 0.15 | 0.155 | 0.155 | 0.162 | 0.162 | 0.162 | 0.162 | 0.162 | 0.162 | 0.162
2009 | US | RF | PJM | - | S18C | Existing Certain and Net Firm Transactions = (12-3)/12 | 0 | 0.24292 | 0.2221 | 0.19844 | 0.1677 | 0.15098 | 0.13912 | 0.12822 | 0.11824 | 0.10812 | 0.098562
2009 | US | RF | PJM | - | S19C | Deliverable Capacity Resources = (13-3)/13 | 0 | 0.24345 | 0.23254 | 0.22467 | 0.19713 | 0.181 | 0.17035 | 0.15984 | 0.15023 | 0.14048 | 0.13126
2009 | US | RF | PJM | - | S20C | Prospective Capacity Resources = (14-3)/14 | 0 | 0.24436 | 0.23344 | 0.22515 | 0.19763 | 0.18151 | 0.17086 | 0.16036 | 0.15075 | 0.14101 | 0.1318
2009 | US | RF | PJM | - | S21C | Total Potential Resources = (15-3)/15 | 0 | 0.25274 | 0.2601 | 0.30463 | 0.32116 | 0.3355 | 0.33405 | 0.33256 | 0.33084 | 0.32316 | 0.31591
2009 | US | RF | PJM | - | S22C | Adjusted Potential Resources = (15a-3)/15a | 0 | 0.24597 | 0.23865 | 0.24162 | 0.22444 | 0.21566 | 0.20727 | 0.19902 | 0.19088 | 0.1816 | 0.17282
2009 | US | RF | PJM | - | S18R | Existing Certain and Net Firm Transactions = (12-3)/3 | 0 | 0.32087 | 0.28551 | 0.24756 | 0.20149 | 0.17783 | 0.1616 | 0.14708 | 0.1341 | 0.12123 | 0.10934
2009 | US | RF | PJM | - | S19R | Deliverable Capacity Resources = (13-3)/3 | 0 | 0.3218 | 0.30299 | 0.28978 | 0.24553 | 0.22101 | 0.20533 | 0.19026 | 0.17679 | 0.16344 | 0.1511
2009 | US | RF | PJM | - | S20R | Prospective Capacity Resources = (14-3)/3 | 0 | 0.32338 | 0.30452 | 0.29058 | 0.2463 | 0.22176 | 0.20607 | 0.19099 | 0.17751 | 0.16416 | 0.15181
2009 | US | RF | PJM | - | S21R | Total Potential Resources = (15-3)/3 | 0 | 0.33822 | 0.35154 | 0.43808 | 0.4731 | 0.50489 | 0.5016 | 0.49826 | 0.49441 | 0.47746 | 0.46179
2009 | US | RF | PJM | - | S22R | Adjusted Potential Resources = (15a-3)/3 | 0 | 0.3262 | 0.31346 | 0.3186 | 0.28939 | 0.27495 | 0.26146 | 0.24847 | 0.23591 | 0.22189 | 0.20893
2009 | US | RF | PJM | - | S24 | Other Capacity < 1 MW | 0 | 0 | 0 | 0 | 0 | 0 | 0 | 0 | 0 | 0 | 0
2009 | US | RF | PJM | - | S25 | Distributed Generator Capacity >= 1 MW | 0 | 0 | 0 | 0 | 0 | 0 | 0 | 0 | 0 | 0 | 0
2009 | US | RF | PJM | - | S26 | Capacity Total from EIA-860 | 0 | 0 | 0 | 0 | 0 | 0 | 0 | 0 | 0 | 0 | 0
2009 | US | RF | PJM | - | S27 | Total Installed Baseline Capacity Resources = 12+6b | 143856 | 0 | 0 | 0 | 0 | 0 | 0 | 0 | 0 | 0 | 0
2009 | US | RF | - | - | S01 | Unrestricted Non-coincident Peak Demand = 2+1a+1b-1c-1d | 173653 | 184500 | 186900 | 192500 | 196500 | 199000 | 201100 | 203000 | 204800 | 206700 | 208400
2009 | US | RF | - | - | S01a | New Conservation (Energy Efficiency) | 0 | 0 | 0 | 0 | 0 | 0 | 0 | 0 | 0 | 0 | 0
2009 | US | RF | - | - | S01b | Estimated Diversity | 4498 | 6400 | 6500 | 6800 | 6800 | 6900 | 7000 | 7100 | 7100 | 7100 | 7100
2009 | US | RF | - | - | S01c | Additions for non-member load (load served by non-registered LSE's in a region) | 0 | 0 | 0 | 0 | 0 | 0 | 0 | 0 | 0 | 0 | 0
2009 | US | RF | - | - | S01d | Stand-by Load Under Contract (Normally served by behind the meter generation) | 0 | 0 | 0 | 0 | 0 | 0 | 0 | 0 | 0 | 0 | 0
2009 | US | RF | - | - | S02 | Total Internal Demand | 169155 | 178100 | 180400 | 185700 | 189700 | 192100 | 194100 | 195900 | 197700 | 199600 | 201300
2009 | US | RF | - | - | S02a | Direct Control Load Management | 0 | 1100 | 1100 | 1100 | 1100 | 1100 | 1100 | 1100 | 1100 | 1100 | 1100
2009 | US | RF | - | - | S02b | Contractually Interruptible (Curtailable) | 0 | 7100 | 7100 | 7100 | 7100 | 7100 | 7100 | 7100 | 7100 | 7100 | 7100
2009 | US | RF | - | - | S02c | Critical Peak-Pricing (CPP) with Control | 0 | 0 | 0 | 0 | 0 | 0 | 0 | 0 | 0 | 0 | 0
2009 | US | RF | - | - | S02d | Load as a Capacity Resource | 0 | 0 | 0 | 0 | 0 | 0 | 0 | 0 | 0 | 0 | 0
2009 | US | RF | - | - | S03 | Net Internal Demand = 2-2a-2b-2c-2d | 169155 | 169900 | 172200 | 177500 | 181500 | 183900 | 185900 | 187700 | 189500 | 191400 | 193100
2009 | US | RF | - | - | S04a | Demand Response used for Reserves - Spinning | 325 | 325 | 325 | 325 | 325 | 325 | 325 | 325 | 325 | 325 | 325
2009 | US | RF | - | - | S04b | Demand Response used for Reserves - Non-Spinning | 0 | 0 | 0 | 0 | 0 | 0 | 0 | 0 | 0 | 0 | 0
2009 | US | RF | - | - | S04c | Demand Response used for Regulation | 0 | 0 | 0 | 0 | 0 | 0 | 0 | 0 | 0 | 0 | 0
2009 | US | RF | - | - | S04d | Demand Response used for Energy, Voluntary - Emergency | 0 | 0 | 0 | 0 | 0 | 0 | 0 | 0 | 0 | 0 | 0
2009 | US | RF | - | - | S05 | TOTAL INTERNAL CAPACITY = 6+7 | 215477 | 222100 | 224400 | 228000 | 228200 | 228200 | 228300 | 228300 | 228300 | 228300 | 228300
2009 | US | RF | - | - | S06 | EXISTING CAPACITY = 6a+6b+6c | 215477 | 222300 | 221500 | 221400 | 220600 | 220600 | 220600 | 220600 | 220600 | 220600 | 220600
2009 | US | RF | - | - | S06a | Existing, Certain (Note: The sum of 6a1 through 6a4 must be <= 6a) | 213700 | 215500 | 214700 | 214600 | 213800 | 213800 | 213800 | 213800 | 213800 | 213800 | 213800
2009 | US | RF | - | - | S06a1 | Wind Expected On-Peak | 200 | 200 | 200 | 200 | 200 | 200 | 200 | 200 | 200 | 200 | 200
2009 | US | RF | - | - | S06a2 | Solar Expected On-Peak | 0 | 0 | 0 | 0 | 0 | 0 | 0 | 0 | 0 | 0 | 0
2009 | US | RF | - | - | S06a3 | Hydro Expected On-Peak | 6600 | 6400 | 6400 | 6400 | 6400 | 6400 | 6400 | 6400 | 6400 | 6400 | 6400
2009 | US | RF | - | - | S06a4 | Biomass Expected On-Peak | 700 | 700 | 700 | 700 | 700 | 700 | 700 | 700 | 700 | 700 | 700
2009 | US | RF | - | - | S06a5 | Load as a Capacity Resource Expected On-Peak (Load Management Programs) | 0 | 0 | 0 | 0 | 0 | 0 | 0 | 0 | 0 | 0 | 0
2009 | US | RF | - | - | S06b | Existing, Other (Note: The sum of 6b1 through 6b7 must be <= 6b) | 3100 | 4500 | 4500 | 4500 | 4500 | 4500 | 4500 | 4500 | 4500 | 4500 | 4500
2009 | US | RF | - | - | S06b1 | Wind Derate On-Peak | 1400 | 1300 | 1300 | 1400 | 1400 | 1400 | 1400 | 1400 | 1400 | 1400 | 1400
2009 | US | RF | - | - | S06b2 | Solar Derate On-Peak | 0 | 0 | 0 | 0 | 0 | 0 | 0 | 0 | 0 | 0 | 0
2009 | US | RF | - | - | S06b3 | Hydro Derate On-Peak | 300 | 0 | 0 | 0 | 0 | 0 | 0 | 0 | 0 | 0 | 0
2009 | US | RF | - | - | S06b4 | Biomass Derate On-Peak | 0 | 0 | 0 | 0 | 0 | 0 | 0 | 0 | 0 | 0 | 0
2009 | US | RF | - | - | S06b5 | Load as a Capacity Resource Derate On-Peak (Load Management Programs) | 0 | 0 | 0 | 0 | 0 | 0 | 0 | 0 | 0 | 0 | 0
2009 | US | RF | - | - | S06b6 | Energy Only | 600 | 600 | 600 | 600 | 600 | 600 | 600 | 600 | 600 | 600 | 600
2009 | US | RF | - | - | S06b7 | Scheduled Outage - Maintenance | 700 | 800 | 800 | 800 | 800 | 800 | 800 | 800 | 800 | 800 | 800
2009 | US | RF | - | - | S06b8 | Transmission-Limited Resources | 0 | 0 | 0 | 0 | 0 | 0 | 0 | 0 | 0 | 0 | 0
2009 | US | RF | - | - | S06c | Existing, Inoperable (Note: Capacity reported in this line are not used in margin calculations) | 0 | 0 | 0 | 0 | 0 | 0 | 0 | 0 | 0 | 0 | 0
2009 | US | RF | - | - | S07 | FUTURE CAPACITY ADDITIONS = 7a+7b | 0 | 100 | 2400 | 5300 | 5600 | 5600 | 5800 | 5800 | 5800 | 5800 | 5800
2009 | US | RF | - | - | S07a | Future, Planned (Note: Only the net expected On-Peak values are included in this line and does not include Energy Only.) | 0 | 100 | 2400 | 5300 | 5600 | 5600 | 5800 | 5800 | 5800 | 5800 | 5800
2009 | US | RF | - | - | S07a1 | Wind Expected On-Peak | 0 | 100 | 100 | 100 | 100 | 100 | 100 | 100 | 100 | 100 | 100
2009 | US | RF | - | - | S07a2 | Solar Expected On-Peak | 0 | 0 | 0 | 0 | 0 | 0 | 0 | 0 | 0 | 0 | 0
2009 | US | RF | - | - | S07a3 | Hydro Expected On-Peak | 0 | 0 | 0 | 0 | 0 | 0 | 0 | 0 | 0 | 0 | 0
2009 | US | RF | - | - | S07a4 | Biomass Expected On-Peak | 0 | 0 | 0 | 0 | 0 | 0 | 0 | 0 | 0 | 0 | 0
2009 | US | RF | - | - | S07b | Future, Other (Note: Only the net expected On-Peak values are included in this line and does not include Energy Only.) | 0 | 0 | 0 | 0 | 0 | 0 | 0 | 0 | 0 | 0 | 0
2009 | US | RF | - | - | S07b1 | Wind Expected On-Peak | 0 | 0 | 0 | 0 | 0 | 0 | 0 | 0 | 0 | 0 | 0
2009 | US | RF | - | - | S07b2 | Wind Derate On-Peak | 0 | 0 | 0 | 100 | 100 | 100 | 100 | 100 | 100 | 100 | 100
2009 | US | RF | - | - | S07b3 | Solar Expected On-Peak | 0 | 0 | 0 | 0 | 0 | 0 | 0 | 0 | 0 | 0 | 0
2009 | US | RF | - | - | S07b4 | Solar Derate On-Peak | 0 | 0 | 0 | 0 | 0 | 0 | 0 | 0 | 0 | 0 | 0
2009 | US | RF | - | - | S07b5 | Hydro Expected On-Peak | 0 | 0 | 0 | 0 | 0 | 0 | 0 | 0 | 0 | 0 | 0
2009 | US | RF | - | - | S07b6 | Hydro Derate On-Peak | 0 | 0 | 0 | 0 | 0 | 0 | 0 | 0 | 0 | 0 | 0
2009 | US | RF | - | - | S07b7 | Biomass Expected On-Peak | 0 | 0 | 0 | 0 | 0 | 0 | 0 | 0 | 0 | 0 | 0
2009 | US | RF | - | - | S07b8 | Biomass Derate On-Peak | 0 | 0 | 0 | 0 | 0 | 0 | 0 | 0 | 0 | 0 | 0
2009 | US | RF | - | - | S07b9 | Energy Only | 0 | 0 | 0 | 0 | 0 | 0 | 0 | 0 | 0 | 0 | 0
2009 | US | RF | - | - | S08 | Conceptual (Note: Only the net expected on-peak capacity is included in this line and does not include Energy Only.) | 0 | 1600 | 5700 | 19400 | 30800 | 38400 | 40400 | 43200 | 44900 | 46400 | 46400
2009 | US | RF | - | - | S08a1 | Wind Expected On-Peak | 0 | 500 | 1700 | 3900 | 5400 | 5900 | 6300 | 8000 | 8000 | 8000 | 8000
2009 | US | RF | - | - | S08a2 | Wind Derate On-Peak | 0 | 1900 | 7000 | 17000 | 24000 | 26200 | 28600 | 35900 | 35900 | 35900 | 35900
2009 | US | RF | - | - | S08a3 | Solar Expected On-Peak | 0 | 0 | 0 | 0 | 0 | 0 | 0 | 0 | 0 | 0 | 0
2009 | US | RF | - | - | S08a4 | Solar Derate On-Peak | 0 | 0 | 0 | 0 | 0 | 0 | 0 | 0 | 0 | 0 | 0
2009 | US | RF | - | - | S08a5 | Hydro Expected On-Peak | 0 | 0 | 100 | 100 | 100 | 100 | 100 | 100 | 100 | 100 | 100
2009 | US | RF | - | - | S08a6 | Hydro Derate On-Peak | 0 | 0 | 0 | 0 | 0 | 0 | 0 | 0 | 0 | 0 | 0
2009 | US | RF | - | - | S08a7 | Biomass Expected On-Peak | 0 | 0 | 100 | 200 | 200 | 200 | 200 | 200 | 200 | 200 | 200
2009 | US | RF | - | - | S08a8 | Biomass Derate On-Peak | 0 | 0 | 0 | 0 | 0 | 0 | 0 | 0 | 0 | 0 | 0
2009 | US | RF | - | - | S08a9 | Energy Only | 0 | 0 | 0 | 0 | 0 | 0 | 0 | 0 | 0 | 0 | 0
2009 | US | RF | - | - | S09 | DELIVERABLE INTERNAL CAPACITY = 6a+7a | 215477 | 217600 | 219000 | 222600 | 222800 | 222800 | 222900 | 222900 | 222900 | 222900 | 222900
2009 | US | RF | - | - | S10 | CAPACITY TRANSACTIONS - IMPORTS = 10a+10b+10c+10d | 0 | 1300 | 1300 | 1300 | 1300 | 1300 | 1300 | 1300 | 1300 | 1300 | 1300
2009 | US | RF | - | - | S10a | Firm (Note: The sum of 10a1 and 10a2 must be <= 10a) | 2300 | 1300 | 1300 | 1300 | 1300 | 1300 | 1300 | 1300 | 1300 | 1300 | 1300
2009 | US | RF | - | - | S10a1 | Full-Responsibility Purchases | 0 | 1200 | 1200 | 1200 | 1200 | 1200 | 1200 | 1200 | 1200 | 1200 | 1200
2009 | US | RF | - | - | S10a2 | Owned Capacity/Entitlement Located Outside the Region/Subregion | 0 | 100 | 100 | 100 | 100 | 100 | 100 | 100 | 100 | 100 | 100
2009 | US | RF | - | - | S10b | Non-firm | 0 | 0 | 0 | 0 | 0 | 0 | 0 | 0 | 0 | 0 | 0
2009 | US | RF | - | - | S10c | Expected (Note: The sum of 10c1 and 10c2 must be <= 10c) | 0 | 0 | 0 | 0 | 0 | 0 | 0 | 0 | 0 | 0 | 0
2009 | US | RF | - | - | S10c1 | Full-Responsibility Purchases | 0 | 0 | 0 | 0 | 0 | 0 | 0 | 0 | 0 | 0 | 0
2009 | US | RF | - | - | S10c2 | Owned Capacity/Entitlement Located Outside the Region/Subregion | 0 | 0 | 0 | 0 | 0 | 0 | 0 | 0 | 0 | 0 | 0
2009 | US | RF | - | - | S10d | Provisional – transactions under study, but negotiations have not begun. | 0 | 0 | 0 | 0 | 0 | 0 | 0 | 0 | 0 | 0 | 0
2009 | US | RF | - | - | S11 | CAPACITY TRANSACTIONS - EXPORTS = 11a+11b+11c+11d | 0 | 1100 | 1100 | 1100 | 1100 | 1100 | 1100 | 1100 | 1100 | 1100 | 1100
2009 | US | RF | - | - | S11a | Firm (Note: The sum of 11a1 and 11a2 must be <= 11a) | 2200 | 1100 | 1100 | 1100 | 1100 | 1100 | 1100 | 1100 | 1100 | 1100 | 1100
2009 | US | RF | - | - | S11a1 | Full-Responsibility Purchases | 0 | 700 | 700 | 700 | 700 | 700 | 700 | 700 | 700 | 700 | 700
2009 | US | RF | - | - | S11a2 | Owned Capacity/Entitlement Located Outside the Region/Subregion | 0 | 400 | 400 | 400 | 400 | 400 | 400 | 400 | 400 | 400 | 400
2009 | US | RF | - | - | S11b | Non-firm | 0 | 0 | 0 | 0 | 0 | 0 | 0 | 0 | 0 | 0 | 0
2009 | US | RF | - | - | S11c | Expected (Note: The sum of 11c1 and 11c2 must be <= 11c) | 0 | 0 | 0 | 0 | 0 | 0 | 0 | 0 | 0 | 0 | 0
2009 | US | RF | - | - | S11c1 | Full-Responsibility Purchases | 0 | 0 | 0 | 0 | 0 | 0 | 0 | 0 | 0 | 0 | 0
2009 | US | RF | - | - | S11c2 | Owned Capacity/Entitlement Located Outside the Region/Subregion | 0 | 0 | 0 | 0 | 0 | 0 | 0 | 0 | 0 | 0 | 0
2009 | US | RF | - | - | S11d | Provisional – transactions under study, but negotiations have not begun. | 0 | 0 | 0 | 0 | 0 | 0 | 0 | 0 | 0 | 0 | 0
2009 | US | RF | - | - | S12 | EXISTING, CERTAIN CAPACITY & NET FIRM TRANSACTIONS = 6a+Net Firm Transactions | 213800 | 215700 | 214900 | 214800 | 214000 | 214000 | 214000 | 214000 | 214000 | 214000 | 214000
2009 | US | RF | - | - | S13 | DELIVERABLE CAPACITY RESOURCES = 12+7a+Net Expected Transactions | 213800 | 215800 | 217300 | 220100 | 219600 | 219600 | 219800 | 219800 | 219800 | 219800 | 219800
2009 | US | RF | - | - | S14 | PROSPECTIVE CAPACITY RESOURCES = 13+6b-[Existing,Other Derates]+16b | 213900 | 217600 | 219100 | 221800 | 221300 | 221300 | 221500 | 221500 | 221500 | 221500 | 221500
2009 | US | RF | - | - | S15 | TOTAL POTENTIAL CAPACITY RESOURCES = 13+6b-[Existing,Other Derates]+7b+ 8+Net Provisional Transactions | 213900 | 219200 | 224800 | 241200 | 252100 | 259700 | 261900 | 264700 | 266400 | 267900 | 267900
2009 | US | RF | - | - | S15a | ADJUSTED POTENTIAL CAPACITY RESOURCES = 13+6b-[Existing,Other Derates]+ 16b+16d+Net Provisional Transactions | 213900 | 217904 | 220179.8582 | 225450.4541 | 227136.7588 | 228502.3464 | 229062.5714 | 229545.6816 | 229753.4711 | 230054.4829 | 230054.4829
2009 | US | RF | - | - | S16a | Confidence of Future, Other (7b), using reasonable judgement | 0 | 0 | 0 | 0 | 0 | 0 | 0 | 0 | 0 | 0 | 0
2009 | US | RF | - | - | S16b | Net Future, Other Resources After Confidence Percentage Is Applied = 7b*16a | 0 | 0 | 0 | 0 | 0 | 0 | 0 | 0 | 0 | 0 | 0
2009 | US | RF | - | - | S16c | Confidence of Conceptual (8), using reasonable judgement | 0 | 0.19 | 0.18945 | 0.18817 | 0.18951 | 0.18756 | 0.18719 | 0.18624 | 0.18382 | 0.18436 | 0.18436
2009 | US | RF | - | - | S16d | Net Conceptual Resources After Confidence Percentage Is Applied = 8*16c | 0 | 304 | 1079.8582 | 3650.4541 | 5836.7588 | 7202.3464 | 7562.5714 | 8045.6816 | 8253.4711 | 8554.4829 | 8554.4829
2009 | US | RF | - | - | S17C | Region/Subregion Target Capacity Margin | 0 | 0 | 0 | 0 | 0 | 0 | 0 | 0 | 0 | 0 | 0
2009 | US | RF | - | - | S17R | Region/Subregion Target Reserve Margin | 0 | 0.15 | 0.15 | 0.15 | 0.15 | 0.15 | 0.15 | 0.15 | 0.15 | 0.15 | 0.15
2009 | US | RF | - | - | S18C | Existing Certain and Net Firm Transactions = (12-3)/12 | 0 | 0.21233 | 0.1987 | 0.17365 | 0.15187 | 0.14065 | 0.13131 | 0.1229 | 0.11449 | 0.10561 | 0.097664
2009 | US | RF | - | - | S19C | Deliverable Capacity Resources = (13-3)/13 | 0 | 0.2127 | 0.20755 | 0.19355 | 0.1735 | 0.16257 | 0.15423 | 0.14604 | 0.13785 | 0.12921 | 0.12147
2009 | US | RF | - | - | S20C | Prospective Capacity Resources = (14-3)/14 | 0 | 0.21921 | 0.21406 | 0.19973 | 0.17985 | 0.169 | 0.16072 | 0.1526 | 0.14447 | 0.13589 | 0.12822
2009 | US | RF | - | - | S21C | Total Potential Resources = (15-3)/15 | 0 | 0.22491 | 0.23399 | 0.2641 | 0.28005 | 0.29188 | 0.29019 | 0.2909 | 0.28866 | 0.28555 | 0.27921
2009 | US | RF | - | - | S22C | Adjusted Potential Resources = (15a-3)/15a | 0 | 0.2203 | 0.21791 | 0.21269 | 0.20092 | 0.19519 | 0.18843 | 0.1823 | 0.1752 | 0.16802 | 0.16063
2009 | US | RF | - | - | S18R | Existing Certain and Net Firm Transactions = (12-3)/3 | 0 | 0.26957 | 0.24797 | 0.21014 | 0.17906 | 0.16368 | 0.15116 | 0.14012 | 0.12929 | 0.11808 | 0.10823
2009 | US | RF | - | - | S19R | Deliverable Capacity Resources = (13-3)/3 | 0 | 0.27016 | 0.2619 | 0.24 | 0.20992 | 0.19413 | 0.18236 | 0.17102 | 0.15989 | 0.14838 | 0.13827
2009 | US | RF | - | - | S20R | Prospective Capacity Resources = (14-3)/3 | 0 | 0.28075 | 0.27236 | 0.24958 | 0.21928 | 0.20337 | 0.1915 | 0.18007 | 0.16887 | 0.15726 | 0.14707
2009 | US | RF | - | - | S21R | Total Potential Resources = (15-3)/3 | 0 | 0.29017 | 0.30546 | 0.35887 | 0.38898 | 0.41218 | 0.40882 | 0.41023 | 0.4058 | 0.39969 | 0.38736
2009 | US | RF | - | - | S22R | Adjusted Potential Resources = (15a-3)/3 | 0 | 0.28254 | 0.27863 | 0.27014 | 0.25144 | 0.24254 | 0.23218 | 0.22294 | 0.21242 | 0.20196 | 0.19137
2009 | US | RF | - | - | S24 | Other Capacity < 1 MW | 0 | 0 | 0 | 0 | 0 | 0 | 0 | 0 | 0 | 0 | 0
2009 | US | RF | - | - | S25 | Distributed Generator Capacity >= 1 MW | 0 | 0 | 0 | 0 | 0 | 0 | 0 | 0 | 0 | 0 | 0
2009 | US | RF | - | - | S26 | Capacity Total from EIA-860 | 0 | 0 | 0 | 0 | 0 | 0 | 0 | 0 | 0 | 0 | 0
2009 | US | RF | - | - | S27 | Total Installed Baseline Capacity Resources = 12+6b | 216900 | 0 | 0 | 0 | 0 | 0 | 0 | 0 | 0 | 0 | 0
2009 | US | SERC | - | - | S01 | Unrestricted Non-coincident Peak Demand = 2+1a+1b-1c-1d | 199779 | 203528 | 207453 | 213217 | 217796 | 222066 | 226170 | 229617 | 233345 | 237153 | 240793
2009 | US | SERC | - | - | S01a | New Conservation (Energy Efficiency) | 0 | 400 | 745 | 1164 | 1629 | 1822 | 2025 | 2232 | 2432 | 2655 | 2837
2009 | US | SERC | - | - | S01b | Estimated Diversity | 0 | 707 | 722 | 762 | 767 | 777 | 785 | 797 | 834 | 845 | 832
2009 | US | SERC | - | - | S01c | Additions for non-member load (load served by non-registered LSE's in a region) | 0 | 165 | 79 | 80 | 81 | 83 | 84 | 85 | 86 | 88 | 88
2009 | US | SERC | - | - | S01d | Stand-by Load Under Contract (Normally served by behind the meter generation) | 0 | 152 | 153 | 157 | 160 | 162 | 164 | 166 | 169 | 173 | 174
2009 | US | SERC | - | - | S02 | Total Internal Demand | 199779 | 202738 | 206218 | 211528 | 215641 | 219712 | 223608 | 226839 | 230334 | 233914 | 237386
2009 | US | SERC | - | - | S02a | Direct Control Load Management | 445 | 972 | 1140 | 1541 | 2012 | 2287 | 2516 | 2800 | 2905 | 2961 | 3023
2009 | US | SERC | - | - | S02b | Contractually Interruptible (Curtailable) | 2469 | 4624 | 5183 | 5300 | 5262 | 5242 | 5217 | 5220 | 5224 | 5228 | 5200
2009 | US | SERC | - | - | S02c | Critical Peak-Pricing (CPP) with Control | 0 | 0 | 2 | 9 | 16 | 23 | 30 | 35 | 42 | 42 | 41
2009 | US | SERC | - | - | S02d | Load as a Capacity Resource | 154 | 271 | 272 | 273 | 260 | 260 | 260 | 260 | 260 | 260 | 260
2009 | US | SERC | - | - | S03 | Net Internal Demand = 2-2a-2b-2c-2d | 196711 | 196871 | 199621 | 204405 | 208091 | 211900 | 215585 | 218524 | 221903 | 225423 | 228862
2009 | US | SERC | - | - | S04a | Demand Response used for Reserves - Spinning | 615 | 608 | 608 | 608 | 608 | 608 | 608 | 608 | 608 | 608 | 608
2009 | US | SERC | - | - | S04b | Demand Response used for Reserves - Non-Spinning | 239 | 241 | 254 | 258 | 258 | 258 | 258 | 258 | 258 | 258 | 258
2009 | US | SERC | - | - | S04c | Demand Response used for Regulation | 0 | 16 | 16 | 17 | 16 | 17 | 17 | 17 | 18 | 18 | 18
2009 | US | SERC | - | - | S04d | Demand Response used for Energy, Voluntary - Emergency | 429 | 429 | 429 | 429 | 429 | 429 | 430 | 430 | 430 | 430 | 430
2009 | US | SERC | - | - | S05 | TOTAL INTERNAL CAPACITY = 6+7 | 240793 | 261060 | 260533 | 266119 | 268929 | 271300 | 273975 | 275936 | 281997 | 284760 | 288611
2009 | US | SERC | - | - | S06 | EXISTING CAPACITY = 6a+6b+6c | 240793 | 259535 | 256561 | 257905 | 257212 | 256335 | 255571 | 255082 | 256640 | 256355 | 256417
2009 | US | SERC | - | - | S06a | Existing, Certain (Note: The sum of 6a1 through 6a4 must be <= 6a) | 226862 | 242723 | 239735 | 239470 | 238209 | 235937 | 234902 | 233656 | 234946 | 234508 | 234571
2009 | US | SERC | - | - | S06a1 | Wind Expected On-Peak | 0 | 0 | 0 | 0 | 0 | 0 | 0 | 0 | 0 | 0 | 0
2009 | US | SERC | - | - | S06a2 | Solar Expected On-Peak | 0 | 0 | 0 | 0 | 0 | 0 | 0 | 0 | 0 | 0 | 0
2009 | US | SERC | - | - | S06a3 | Hydro Expected On-Peak | 11351.4 | 11306.4 | 11235.4 | 12114.4 | 12497.4 | 12497.4 | 12497.4 | 12497.4 | 12497.4 | 12497.4 | 12498.4
2009 | US | SERC | - | - | S06a4 | Biomass Expected On-Peak | 214 | 214 | 214 | 214 | 214 | 214 | 214 | 214 | 214 | 214 | 214
2009 | US | SERC | - | - | S06a5 | Load as a Capacity Resource Expected On-Peak (Load Management Programs) | 0 | 0 | 0 | 0 | 0 | 0 | 0 | 0 | 0 | 0 | 0
2009 | US | SERC | - | - | S06b | Existing, Other (Note: The sum of 6b1 through 6b7 must be <= 6b) | 13345 | 14348 | 14680 | 15737 | 16165 | 16885 | 16882 | 17107 | 17107 | 17107 | 17106
2009 | US | SERC | - | - | S06b1 | Wind Derate On-Peak | 0 | 0 | 0 | 0 | 0 | 0 | 0 | 0 | 0 | 0 | 0
2009 | US | SERC | - | - | S06b2 | Solar Derate On-Peak | 0 | 0 | 0 | 0 | 0 | 0 | 0 | 0 | 0 | 0 | 0
2009 | US | SERC | - | - | S06b3 | Hydro Derate On-Peak | 107 | 127 | 127 | 127 | 106 | 106 | 106 | 106 | 106 | 106 | 105
2009 | US | SERC | - | - | S06b4 | Biomass Derate On-Peak | 0 | 0 | 0 | 0 | 0 | 0 | 0 | 0 | 0 | 0 | 0
2009 | US | SERC | - | - | S06b5 | Load as a Capacity Resource Derate On-Peak (Load Management Programs) | 0 | 0 | 0 | 0 | 0 | 0 | 0 | 0 | 0 | 0 | 0
2009 | US | SERC | - | - | S06b6 | Energy Only | 2100 | 2100 | 2700 | 2700 | 2700 | 2700 | 2700 | 2700 | 2700 | 2700 | 2700
2009 | US | SERC | - | - | S06b7 | Scheduled Outage - Maintenance | 30 | 0 | 0 | 0 | 0 | 0 | 101 | 0 | 0 | 0 | 0
2009 | US | SERC | - | - | S06b8 | Transmission-Limited Resources | 0 | 0 | 0 | 0 | 0 | 0 | 0 | 0 | 0 | 0 | 0
2009 | US | SERC | - | - | S06c | Existing, Inoperable (Note: Capacity reported in this line are not used in margin calculations) | 586 | 2464 | 2146 | 2698 | 2838 | 3513 | 3787 | 4319 | 4587 | 4740 | 4740
2009 | US | SERC | - | - | S07 | FUTURE CAPACITY ADDITIONS = 7a+7b | 0 | 1525 | 3972 | 8214 | 11717 | 14965 | 18404 | 20854 | 25357 | 28405 | 32194
2009 | US | SERC | - | - | S07a | Future, Planned (Note: Only the net expected On-Peak values are included in this line and does not include Energy Only.) | 0 | 1221 | 3561 | 8204 | 11500 | 13392 | 13642 | 14900 | 17467 | 17908 | 20595
2009 | US | SERC | - | - | S07a1 | Wind Expected On-Peak | 0 | 0 | 0 | 0 | 0 | 0 | 0 | 0 | 0 | 0 | 0
2009 | US | SERC | - | - | S07a2 | Solar Expected On-Peak | 0 | 0 | 0 | 0 | 0 | 0 | 0 | 0 | 0 | 0 | 0
2009 | US | SERC | - | - | S07a3 | Hydro Expected On-Peak | 0 | 4 | 2 | 2 | 2 | 0 | 0 | 0 | 0 | 0 | 0
2009 | US | SERC | - | - | S07a4 | Biomass Expected On-Peak | 0 | 34 | 34 | 34 | 34 | 34 | 34 | 34 | 34 | 34 | 34
2009 | US | SERC | - | - | S07b | Future, Other (Note: Only the net expected On-Peak values are included in this line and does not include Energy Only.) | 0 | 0 | 1626 | 2239 | 2239 | 2777 | 2777 | 2777 | 2427 | 2427 | 2427
2009 | US | SERC | - | - | S07b1 | Wind Expected On-Peak | 0 | 0 | 0 | 0 | 0 | 0 | 0 | 0 | 0 | 0 | 0
2009 | US | SERC | - | - | S07b2 | Wind Derate On-Peak | 0 | 0 | 0 | 0 | 0 | 0 | 0 | 0 | 0 | 0 | 0
2009 | US | SERC | - | - | S07b3 | Solar Expected On-Peak | 0 | 0 | 0 | 0 | 0 | 0 | 0 | 0 | 0 | 0 | 0
2009 | US | SERC | - | - | S07b4 | Solar Derate On-Peak | 0 | 0 | 0 | 0 | 0 | 0 | 0 | 0 | 0 | 0 | 0
2009 | US | SERC | - | - | S07b5 | Hydro Expected On-Peak | 0 | 0 | 0 | 0 | 0 | 0 | 0 | 0 | 0 | 0 | 0
2009 | US | SERC | - | - | S07b6 | Hydro Derate On-Peak | 0 | 0 | 0 | 0 | 0 | 0 | 0 | 0 | 0 | 0 | 0
2009 | US | SERC | - | - | S07b7 | Biomass Expected On-Peak | 0 | 0 | 0 | 0 | 0 | 0 | 0 | 0 | 0 | 0 | 0
2009 | US | SERC | - | - | S07b8 | Biomass Derate On-Peak | 0 | 0 | 0 | 0 | 0 | 0 | 0 | 0 | 0 | 0 | 0
2009 | US | SERC | - | - | S07b9 | Energy Only | 0 | 0 | 0 | 0 | 0 | 0 | 0 | 0 | 0 | 0 | 0
2009 | US | SERC | - | - | S08 | Conceptual (Note: Only the net expected on-peak capacity is included in this line and does not include Energy Only.) | 0 | 304 | 411 | 10 | 217 | 1573 | 4762 | 5954 | 7890 | 10497 | 11599
2009 | US | SERC | - | - | S08a1 | Wind Expected On-Peak | 0 | 0 | 0 | 0 | 0 | 0 | 0 | 0 | 0 | 0 | 0
2009 | US | SERC | - | - | S08a2 | Wind Derate On-Peak | 0 | 0 | 0 | 0 | 0 | 0 | 0 | 0 | 0 | 0 | 0
2009 | US | SERC | - | - | S08a3 | Solar Expected On-Peak | 0 | 0 | 0 | 0 | 0 | 0 | 0 | 0 | 0 | 0 | 0
2009 | US | SERC | - | - | S08a4 | Solar Derate On-Peak | 0 | 0 | 0 | 0 | 0 | 0 | 0 | 0 | 0 | 0 | 0
2009 | US | SERC | - | - | S08a5 | Hydro Expected On-Peak | 0 | 0 | 0 | 0 | 0 | 0 | 1 | 1 | 1 | 0 | 0
2009 | US | SERC | - | - | S08a6 | Hydro Derate On-Peak | 0 | 0 | 0 | 0 | 0 | 0 | 0 | 0 | 0 | 0 | 0
2009 | US | SERC | - | - | S08a7 | Biomass Expected On-Peak | 0 | 3 | 6 | 10 | 13 | 16 | 19 | 22 | 26 | 29 | 32
2009 | US | SERC | - | - | S08a8 | Biomass Derate On-Peak | 0 | 0 | 0 | 0 | 0 | 0 | 0 | 0 | 0 | 0 | 0
2009 | US | SERC | - | - | S08a9 | Energy Only | 0 | 0 | 0 | 0 | 0 | 0 | 0 | 0 | 0 | 0 | 0
2009 | US | SERC | - | - | S09 | DELIVERABLE INTERNAL CAPACITY = 6a+7a | 226862 | 243944 | 243296 | 247674 | 249709 | 249329 | 248544 | 248556 | 252413 | 252416 | 255166
2009 | US | SERC | - | - | S10 | CAPACITY TRANSACTIONS - IMPORTS = 10a+10b+10c+10d | 8329 | 8801 | 9046 | 8235 | 9737 | 9280 | 9795 | 11089 | 10690 | 11528 | 11448
2009 | US | SERC | - | - | S10a | Firm (Note: The sum of 10a1 and 10a2 must be <= 10a) | 8329 | 8801 | 9046 | 8085 | 9462 | 9180 | 9570 | 10764 | 10690 | 11528 | 11373
2009 | US | SERC | - | - | S10a1 | Full-Responsibility Purchases | 0 | 0 | 0 | 0 | 0 | 0 | 0 | 0 | 0 | 0 | 0
2009 | US | SERC | - | - | S10a2 | Owned Capacity/Entitlement Located Outside the Region/Subregion | 0 | 0 | 0 | 0 | 0 | 0 | 0 | 0 | 0 | 0 | 0
2009 | US | SERC | - | - | S10b | Non-firm | 0 | 0 | 0 | 0 | 0 | 0 | 0 | 0 | 0 | 0 | 0
2009 | US | SERC | - | - | S10c | Expected (Note: The sum of 10c1 and 10c2 must be <= 10c) | 0 | 0 | 0 | 0 | 0 | 0 | 0 | 0 | 0 | 0 | 0
2009 | US | SERC | - | - | S10c1 | Full-Responsibility Purchases | 0 | 0 | 0 | 0 | 0 | 0 | 0 | 0 | 0 | 0 | 0
2009 | US | SERC | - | - | S10c2 | Owned Capacity/Entitlement Located Outside the Region/Subregion | 0 | 0 | 0 | 0 | 0 | 0 | 0 | 0 | 0 | 0 | 0
2009 | US | SERC | - | - | S10d | Provisional – transactions under study, but negotiations have not begun. | 0 | 0 | 0 | 150 | 275 | 100 | 225 | 325 | 0 | 0 | 75
2009 | US | SERC | - | - | S11 | CAPACITY TRANSACTIONS - EXPORTS = 11a+11b+11c+11d | 7022 | 8909 | 5971 | 5014 | 5211 | 5277 | 5307 | 5121 | 4225 | 4384 | 4339
2009 | US | SERC | - | - | S11a | Firm (Note: The sum of 11a1 and 11a2 must be <= 11a) | 7022 | 8737 | 5799 | 4842 | 5039 | 5105 | 5135 | 4949 | 4053 | 4212 | 4167
2009 | US | SERC | - | - | S11a1 | Full-Responsibility Purchases | 0 | 0 | 0 | 0 | 0 | 0 | 0 | 0 | 0 | 0 | 0
2009 | US | SERC | - | - | S11a2 | Owned Capacity/Entitlement Located Outside the Region/Subregion | 0 | 0 | 0 | 0 | 0 | 0 | 0 | 0 | 0 | 0 | 0
2009 | US | SERC | - | - | S11b | Non-firm | 0 | 172 | 172 | 172 | 172 | 172 | 172 | 172 | 172 | 172 | 172
2009 | US | SERC | - | - | S11c | Expected (Note: The sum of 11c1 and 11c2 must be <= 11c) | 0 | 0 | 0 | 0 | 0 | 0 | 0 | 0 | 0 | 0 | 0
2009 | US | SERC | - | - | S11c1 | Full-Responsibility Purchases | 0 | 0 | 0 | 0 | 0 | 0 | 0 | 0 | 0 | 0 | 0
2009 | US | SERC | - | - | S11c2 | Owned Capacity/Entitlement Located Outside the Region/Subregion | 0 | 0 | 0 | 0 | 0 | 0 | 0 | 0 | 0 | 0 | 0
2009 | US | SERC | - | - | S11d | Provisional – transactions under study, but negotiations have not begun. | 0 | 0 | 0 | 0 | 0 | 0 | 0 | 0 | 0 | 0 | 0
2009 | US | SERC | - | - | S12 | EXISTING, CERTAIN CAPACITY & NET FIRM TRANSACTIONS = 6a+Net Firm Transactions | 228169 | 242787 | 242982 | 242713 | 242632 | 240012 | 239337 | 239471 | 241583 | 241824 | 241777
2009 | US | SERC | - | - | S13 | DELIVERABLE CAPACITY RESOURCES = 12+7a+Net Expected Transactions | 228169 | 244008 | 246543 | 250917 | 254132 | 253404 | 252979 | 254371 | 259050 | 259732 | 262372
2009 | US | SERC | - | - | S14 | PROSPECTIVE CAPACITY RESOURCES = 13+6b-[Existing,Other Derates]+16b | 239277 | 256129 | 258396 | 263827 | 267491 | 267483 | 266954 | 268672 | 273351 | 274033 | 276673
2009 | US | SERC | - | - | S15 | TOTAL POTENTIAL CAPACITY RESOURCES = 13+6b-[Existing,Other Derates]+7b+ 8+Net Provisional Transactions | 239277 | 256433 | 260433 | 266226 | 270222 | 271933 | 274718 | 277728 | 283668 | 286957 | 290774
2009 | US | SERC | - | - | S15a | ADJUSTED POTENTIAL CAPACITY RESOURCES = 13+6b-[Existing,Other Derates]+ 16b+16d+Net Provisional Transactions | 239277 | 256129 | 258396 | 263977 | 267766 | 267583 | 267179 | 268997 | 273351 | 274033 | 276748
2009 | US | SERC | - | - | S16a | Confidence of Future, Other (7b), using reasonable judgement | 0 | 0 | 0 | 0 | 0 | 0 | 0 | 0 | 0 | 0 | 0
2009 | US | SERC | - | - | S16b | Net Future, Other Resources After Confidence Percentage Is Applied = 7b*16a | 0 | 0 | 0 | 0 | 0 | 0 | 0 | 0 | 0 | 0 | 0
2009 | US | SERC | - | - | S16c | Confidence of Conceptual (8), using reasonable judgement | 0 | 0 | 0 | 0 | 0 | 0 | 0 | 0 | 0 | 0 | 0
2009 | US | SERC | - | - | S16d | Net Conceptual Resources After Confidence Percentage Is Applied = 8*16c | 0 | 0 | 0 | 0 | 0 | 0 | 0 | 0 | 0 | 0 | 0
2009 | US | SERC | - | - | S17C | Region/Subregion Target Capacity Margin | 0 | 0 | 0 | 0 | 0 | 0 | 0 | 0 | 0 | 0 | 0
2009 | US | SERC | - | - | S17R | Region/Subregion Target Reserve Margin | 0 | 0.15 | 0.15 | 0.15 | 0.15 | 0.15 | 0.15 | 0.15 | 0.15 | 0.15 | 0.15
2009 | US | SERC | - | - | S18C | Existing Certain and Net Firm Transactions = (12-3)/12 | 0 | 0.18912 | 0.17845 | 0.15783 | 0.14236 | 0.11713 | 0.099241 | 0.087472 | 0.081463 | 0.067822 | 0.053417
2009 | US | SERC | - | - | S19C | Deliverable Capacity Resources = (13-3)/13 | 0 | 0.19318 | 0.19032 | 0.18537 | 0.18117 | 0.16379 | 0.14781 | 0.14092 | 0.1434 | 0.13209 | 0.12772
2009 | US | SERC | - | - | S20C | Prospective Capacity Resources = (14-3)/14 | 0 | 0.23136 | 0.22746 | 0.22523 | 0.22206 | 0.2078 | 0.19243 | 0.18665 | 0.18821 | 0.17739 | 0.17281
2009 | US | SERC | - | - | S21C | Total Potential Resources = (15-3)/15 | 0 | 0.23227 | 0.2335 | 0.23221 | 0.22993 | 0.22076 | 0.21525 | 0.21317 | 0.21774 | 0.21444 | 0.21292
2009 | US | SERC | - | - | S22C | Adjusted Potential Resources = (15a-3)/15a | 0 | 0.23136 | 0.22746 | 0.22567 | 0.22286 | 0.2081 | 0.19311 | 0.18763 | 0.18821 | 0.17739 | 0.17303
2009 | US | SERC | - | - | S18R | Existing Certain and Net Firm Transactions = (12-3)/3 | 0 | 0.23323 | 0.21722 | 0.18741 | 0.16599 | 0.13267 | 0.11017 | 0.095857 | 0.088687 | 0.072757 | 0.056431
2009 | US | SERC | - | - | S19R | Deliverable Capacity Resources = (13-3)/3 | 0 | 0.23943 | 0.23506 | 0.22755 | 0.22125 | 0.19587 | 0.17345 | 0.16404 | 0.1674 | 0.1522 | 0.14642
2009 | US | SERC | - | - | S20R | Prospective Capacity Resources = (14-3)/3 | 0 | 0.301 | 0.29443 | 0.29071 | 0.28545 | 0.26231 | 0.23828 | 0.22949 | 0.23185 | 0.21564 | 0.20891
2009 | US | SERC | - | - | S21R | Total Potential Resources = (15-3)/3 | 0 | 0.30254 | 0.30464 | 0.30244 | 0.29858 | 0.28331 | 0.27429 | 0.27093 | 0.27834 | 0.27297 | 0.27052
2009 | US | SERC | - | - | S22R | Adjusted Potential Resources = (15a-3)/3 | 0 | 0.301 | 0.29443 | 0.29144 | 0.28677 | 0.26278 | 0.23932 | 0.23097 | 0.23185 | 0.21564 | 0.20924
2009 | US | SERC | - | - | S24 | Other Capacity < 1 MW | 0 | 0 | 0 | 0 | 0 | 0 | 0 | 0 | 0 | 0 | 0
2009 | US | SERC | - | - | S25 | Distributed Generator Capacity >= 1 MW | 0 | 0 | 0 | 0 | 0 | 0 | 0 | 0 | 0 | 0 | 0
2009 | US | SERC | - | - | S26 | Capacity Total from EIA-860 | 0 | 0 | 0 | 0 | 0 | 0 | 0 | 0 | 0 | 0 | 0
2009 | US | SERC | - | - | S27 | Total Installed Baseline Capacity Resources = 12+6b | 241514 | 0 | 0 | 0 | 0 | 0 | 0 | 0 | 0 | 0 | 0
2009 | US | SERC | Central | - | S01 | Unrestricted Non-coincident Peak Demand = 2+1a+1b-1c-1d | 41851 | 42934 | 43306 | 44291 | 45298 | 46400 | 47312 | 47792 | 48549 | 49218 | 50000
2009 | US | SERC | Central | - | S01a | New Conservation (Energy Efficiency) | 0 | 201 | 404 | 666 | 1002 | 1055 | 1116 | 1186 | 1254 | 1342 | 1403
2009 | US | SERC | Central | - | S01b | Estimated Diversity | 0 | 0 | 0 | 0 | 0 | 0 | 0 | 0 | 0 | 0 | 0
2009 | US | SERC | Central | - | S01c | Additions for non-member load (load served by non-registered LSE's in a region) | 0 | 0 | 0 | 0 | 0 | 0 | 0 | 0 | 0 | 0 | 0
2009 | US | SERC | Central | - | S01d | Stand-by Load Under Contract (Normally served by behind the meter generation) | 0 | 0 | 0 | 0 | 0 | 0 | 0 | 0 | 0 | 0 | 0
2009 | US | SERC | Central | - | S02 | Total Internal Demand | 41851 | 42733 | 42902 | 43625 | 44296 | 45345 | 46196 | 46606 | 47295 | 47876 | 48597
2009 | US | SERC | Central | - | S02a | Direct Control Load Management | 111 | 218 | 276 | 556 | 908 | 1063 | 1166 | 1319 | 1376 | 1401 | 1448
2009 | US | SERC | Central | - | S02b | Contractually Interruptible (Curtailable) | 191 | 1641 | 1845 | 1838 | 1829 | 1822 | 1820 | 1820 | 1820 | 1820 | 1820
2009 | US | SERC | Central | - | S02c | Critical Peak-Pricing (CPP) with Control | 0 | 0 | 2 | 9 | 16 | 23 | 30 | 35 | 42 | 42 | 41
2009 | US | SERC | Central | - | S02d | Load as a Capacity Resource | 0 | 0 | 0 | 0 | 0 | 0 | 0 | 0 | 0 | 0 | 0
2009 | US | SERC | Central | - | S03 | Net Internal Demand = 2-2a-2b-2c-2d | 41549 | 40874 | 40779 | 41222 | 41543 | 42437 | 43180 | 43432 | 44057 | 44613 | 45288
2009 | US | SERC | Central | - | S04a | Demand Response used for Reserves - Spinning | 0 | 0 | 0 | 0 | 0 | 0 | 0 | 0 | 0 | 0 | 0
2009 | US | SERC | Central | - | S04b | Demand Response used for Reserves - Non-Spinning | 0 | 0 | 0 | 0 | 0 | 0 | 0 | 0 | 0 | 0 | 0
2009 | US | SERC | Central | - | S04c | Demand Response used for Regulation | 0 | 0 | 0 | 0 | 0 | 0 | 0 | 0 | 0 | 0 | 0
2009 | US | SERC | Central | - | S04d | Demand Response used for Energy, Voluntary - Emergency | 0 | 0 | 0 | 0 | 0 | 0 | 0 | 0 | 0 | 0 | 0
2009 | US | SERC | Central | - | S05 | TOTAL INTERNAL CAPACITY = 6+7 | 48025 | 51108 | 51624 | 52502 | 53349 | 54825 | 55218 | 55254 | 56040 | 56886 | 57379
2009 | US | SERC | Central | - | S06 | EXISTING CAPACITY = 6a+6b+6c | 48025 | 50636 | 50311 | 51588 | 52088 | 51433 | 50910 | 50986 | 50968 | 50948 | 50939
2009 | US | SERC | Central | - | S06a | Existing, Certain (Note: The sum of 6a1 through 6a4 must be <= 6a) | 48025 | 50268 | 49943 | 51220 | 51291 | 49916 | 49393 | 49469 | 49451 | 49431 | 49422
2009 | US | SERC | Central | - | S06a1 | Wind Expected On-Peak | 0 | 0 | 0 | 0 | 0 | 0 | 0 | 0 | 0 | 0 | 0
2009 | US | SERC | Central | - | S06a2 | Solar Expected On-Peak | 0 | 0 | 0 | 0 | 0 | 0 | 0 | 0 | 0 | 0 | 0
2009 | US | SERC | Central | - | S06a3 | Hydro Expected On-Peak | 3580 | 3500 | 3418 | 4295 | 4655 | 4655 | 4655 | 4655 | 4655 | 4655 | 4655
2009 | US | SERC | Central | - | S06a4 | Biomass Expected On-Peak | 73 | 73 | 73 | 73 | 73 | 73 | 73 | 73 | 73 | 73 | 73
2009 | US | SERC | Central | - | S06a5 | Load as a Capacity Resource Expected On-Peak (Load Management Programs) | 0 | 0 | 0 | 0 | 0 | 0 | 0 | 0 | 0 | 0 | 0
2009 | US | SERC | Central | - | S06b | Existing, Other (Note: The sum of 6b1 through 6b7 must be <= 6b) | 0 | 368 | 368 | 368 | 797 | 1517 | 1517 | 1517 | 1517 | 1517 | 1517
2009 | US | SERC | Central | - | S06b1 | Wind Derate On-Peak | 0 | 0 | 0 | 0 | 0 | 0 | 0 | 0 | 0 | 0 | 0
2009 | US | SERC | Central | - | S06b2 | Solar Derate On-Peak | 0 | 0 | 0 | 0 | 0 | 0 | 0 | 0 | 0 | 0 | 0
2009 | US | SERC | Central | - | S06b3 | Hydro Derate On-Peak | 0 | 0 | 0 | 0 | 0 | 0 | 0 | 0 | 0 | 0 | 0
2009 | US | SERC | Central | - | S06b4 | Biomass Derate On-Peak | 0 | 0 | 0 | 0 | 0 | 0 | 0 | 0 | 0 | 0 | 0
2009 | US | SERC | Central | - | S06b5 | Load as a Capacity Resource Derate On-Peak (Load Management Programs) | 0 | 0 | 0 | 0 | 0 | 0 | 0 | 0 | 0 | 0 | 0
2009 | US | SERC | Central | - | S06b6 | Energy Only | 0 | 0 | 0 | 0 | 0 | 0 | 0 | 0 | 0 | 0 | 0
2009 | US | SERC | Central | - | S06b7 | Scheduled Outage - Maintenance | 0 | 0 | 0 | 0 | 0 | 0 | 101 | 0 | 0 | 0 | 0
2009 | US | SERC | Central | - | S06b8 | Transmission-Limited Resources | 0 | 0 | 0 | 0 | 0 | 0 | 0 | 0 | 0 | 0 | 0
2009 | US | SERC | Central | - | S06c | Existing, Inoperable (Note: Capacity reported in this line are not used in margin calculations) | 0 | 0 | 0 | 0 | 0 | 0 | 0 | 0 | 0 | 0 | 0
2009 | US | SERC | Central | - | S07 | FUTURE CAPACITY ADDITIONS = 7a+7b | 0 | 472 | 1313 | 914 | 1261 | 3392 | 4308 | 4268 | 5072 | 5938 | 6440
2009 | US | SERC | Central | - | S07a | Future, Planned (Note: Only the net expected On-Peak values are included in this line and does not include Energy Only.) | 0 | 168 | 902 | 904 | 1174 | 2866 | 3731 | 3731 | 3731 | 4189 | 5306
2009 | US | SERC | Central | - | S07a1 | Wind Expected On-Peak | 0 | 0 | 0 | 0 | 0 | 0 | 0 | 0 | 0 | 0 | 0
2009 | US | SERC | Central | - | S07a2 | Solar Expected On-Peak | 0 | 0 | 0 | 0 | 0 | 0 | 0 | 0 | 0 | 0 | 0
2009 | US | SERC | Central | - | S07a3 | Hydro Expected On-Peak | 0 | 0 | 0 | 0 | 0 | 0 | 0 | 0 | 0 | 0 | 0
2009 | US | SERC | Central | - | S07a4 | Biomass Expected On-Peak | 0 | 0 | 0 | 0 | 0 | 0 | 0 | 0 | 0 | 0 | 0
2009 | US | SERC | Central | - | S07b | Future, Other (Note: Only the net expected On-Peak values are included in this line and does not include Energy Only.) | 0 | 0 | 0 | 0 | 0 | 0 | 0 | 0 | 0 | 0 | 0
2009 | US | SERC | Central | - | S07b1 | Wind Expected On-Peak | 0 | 0 | 0 | 0 | 0 | 0 | 0 | 0 | 0 | 0 | 0
2009 | US | SERC | Central | - | S07b2 | Wind Derate On-Peak | 0 | 0 | 0 | 0 | 0 | 0 | 0 | 0 | 0 | 0 | 0
2009 | US | SERC | Central | - | S07b3 | Solar Expected On-Peak | 0 | 0 | 0 | 0 | 0 | 0 | 0 | 0 | 0 | 0 | 0
2009 | US | SERC | Central | - | S07b4 | Solar Derate On-Peak | 0 | 0 | 0 | 0 | 0 | 0 | 0 | 0 | 0 | 0 | 0
2009 | US | SERC | Central | - | S07b5 | Hydro Expected On-Peak | 0 | 0 | 0 | 0 | 0 | 0 | 0 | 0 | 0 | 0 | 0
2009 | US | SERC | Central | - | S07b6 | Hydro Derate On-Peak | 0 | 0 | 0 | 0 | 0 | 0 | 0 | 0 | 0 | 0 | 0
2009 | US | SERC | Central | - | S07b7 | Biomass Expected On-Peak | 0 | 0 | 0 | 0 | 0 | 0 | 0 | 0 | 0 | 0 | 0
2009 | US | SERC | Central | - | S07b8 | Biomass Derate On-Peak | 0 | 0 | 0 | 0 | 0 | 0 | 0 | 0 | 0 | 0 | 0
2009 | US | SERC | Central | - | S07b9 | Energy Only | 0 | 0 | 0 | 0 | 0 | 0 | 0 | 0 | 0 | 0 | 0
2009 | US | SERC | Central | - | S08 | Conceptual (Note: Only the net expected on-peak capacity is included in this line and does not include Energy Only.) | 0 | 304 | 411 | 10 | 87 | 526 | 577 | 537 | 1341 | 1749 | 1134
2009 | US | SERC | Central | - | S08a1 | Wind Expected On-Peak | 0 | 0 | 0 | 0 | 0 | 0 | 0 | 0 | 0 | 0 | 0
2009 | US | SERC | Central | - | S08a2 | Wind Derate On-Peak | 0 | 0 | 0 | 0 | 0 | 0 | 0 | 0 | 0 | 0 | 0
2009 | US | SERC | Central | - | S08a3 | Solar Expected On-Peak | 0 | 0 | 0 | 0 | 0 | 0 | 0 | 0 | 0 | 0 | 0
2009 | US | SERC | Central | - | S08a4 | Solar Derate On-Peak | 0 | 0 | 0 | 0 | 0 | 0 | 0 | 0 | 0 | 0 | 0
2009 | US | SERC | Central | - | S08a5 | Hydro Expected On-Peak | 0 | 0 | 0 | 0 | 0 | 0 | 0 | 0 | 0 | 0 | 0
2009 | US | SERC | Central | - | S08a6 | Hydro Derate On-Peak | 0 | 0 | 0 | 0 | 0 | 0 | 0 | 0 | 0 | 0 | 0
2009 | US | SERC | Central | - | S08a7 | Biomass Expected On-Peak | 0 | 3 | 6 | 10 | 13 | 16 | 19 | 22 | 26 | 29 | 32
2009 | US | SERC | Central | - | S08a8 | Biomass Derate On-Peak | 0 | 0 | 0 | 0 | 0 | 0 | 0 | 0 | 0 | 0 | 0
2009 | US | SERC | Central | - | S08a9 | Energy Only | 0 | 0 | 0 | 0 | 0 | 0 | 0 | 0 | 0 | 0 | 0
2009 | US | SERC | Central | - | S09 | DELIVERABLE INTERNAL CAPACITY = 6a+7a | 48025 | 50436 | 50845 | 52124 | 52465 | 52782 | 53124 | 53200 | 53182 | 53620 | 54728
2009 | US | SERC | Central | - | S10 | CAPACITY TRANSACTIONS - IMPORTS = 10a+10b+10c+10d | 617 | 699 | 699 | 181 | 181 | 181 | 181 | 181 | 181 | 181 | 181
2009 | US | SERC | Central | - | S10a | Firm (Note: The sum of 10a1 and 10a2 must be <= 10a) | 617 | 699 | 699 | 181 | 181 | 181 | 181 | 181 | 181 | 181 | 181
2009 | US | SERC | Central | - | S10a1 | Full-Responsibility Purchases | 0 | 0 | 0 | 0 | 0 | 0 | 0 | 0 | 0 | 0 | 0
2009 | US | SERC | Central | - | S10a2 | Owned Capacity/Entitlement Located Outside the Region/Subregion | 0 | 0 | 0 | 0 | 0 | 0 | 0 | 0 | 0 | 0 | 0
2009 | US | SERC | Central | - | S10b | Non-firm | 0 | 0 | 0 | 0 | 0 | 0 | 0 | 0 | 0 | 0 | 0
2009 | US | SERC | Central | - | S10c | Expected (Note: The sum of 10c1 and 10c2 must be <= 10c) | 0 | 0 | 0 | 0 | 0 | 0 | 0 | 0 | 0 | 0 | 0
2009 | US | SERC | Central | - | S10c1 | Full-Responsibility Purchases | 0 | 0 | 0 | 0 | 0 | 0 | 0 | 0 | 0 | 0 | 0
2009 | US | SERC | Central | - | S10c2 | Owned Capacity/Entitlement Located Outside the Region/Subregion | 0 | 0 | 0 | 0 | 0 | 0 | 0 | 0 | 0 | 0 | 0
2009 | US | SERC | Central | - | S10d | Provisional – transactions under study, but negotiations have not begun. | 0 | 0 | 0 | 0 | 0 | 0 | 0 | 0 | 0 | 0 | 0
2009 | US | SERC | Central | - | S11 | CAPACITY TRANSACTIONS - EXPORTS = 11a+11b+11c+11d | 304 | 307 | 490 | 490 | 490 | 490 | 499 | 499 | 499 | 499 | 499
2009 | US | SERC | Central | - | S11a | Firm (Note: The sum of 11a1 and 11a2 must be <= 11a) | 304 | 307 | 490 | 490 | 490 | 490 | 499 | 499 | 499 | 499 | 499
2009 | US | SERC | Central | - | S11a1 | Full-Responsibility Purchases | 0 | 0 | 0 | 0 | 0 | 0 | 0 | 0 | 0 | 0 | 0
2009 | US | SERC | Central | - | S11a2 | Owned Capacity/Entitlement Located Outside the Region/Subregion | 0 | 0 | 0 | 0 | 0 | 0 | 0 | 0 | 0 | 0 | 0
2009 | US | SERC | Central | - | S11b | Non-firm | 0 | 0 | 0 | 0 | 0 | 0 | 0 | 0 | 0 | 0 | 0
2009 | US | SERC | Central | - | S11c | Expected (Note: The sum of 11c1 and 11c2 must be <= 11c) | 0 | 0 | 0 | 0 | 0 | 0 | 0 | 0 | 0 | 0 | 0
2009 | US | SERC | Central | - | S11c1 | Full-Responsibility Purchases | 0 | 0 | 0 | 0 | 0 | 0 | 0 | 0 | 0 | 0 | 0
2009 | US | SERC | Central | - | S11c2 | Owned Capacity/Entitlement Located Outside the Region/Subregion | 0 | 0 | 0 | 0 | 0 | 0 | 0 | 0 | 0 | 0 | 0
2009 | US | SERC | Central | - | S11d | Provisional – transactions under study, but negotiations have not begun. | 0 | 0 | 0 | 0 | 0 | 0 | 0 | 0 | 0 | 0 | 0
2009 | US | SERC | Central | - | S12 | EXISTING, CERTAIN CAPACITY & NET FIRM TRANSACTIONS = 6a+Net Firm Transactions | 48338 | 50660 | 50152 | 50911 | 50982 | 49607 | 49075 | 49151 | 49133 | 49113 | 49104
2009 | US | SERC | Central | - | S13 | DELIVERABLE CAPACITY RESOURCES = 12+7a+Net Expected Transactions | 48338 | 50828 | 51054 | 51815 | 52156 | 52473 | 52806 | 52882 | 52864 | 53302 | 54410
2009 | US | SERC | Central | - | S14 | PROSPECTIVE CAPACITY RESOURCES = 13+6b-[Existing,Other Derates]+16b | 48338 | 51196 | 51422 | 52183 | 52953 | 53990 | 54222 | 54399 | 54381 | 54819 | 55927
2009 | US | SERC | Central | - | S15 | TOTAL POTENTIAL CAPACITY RESOURCES = 13+6b-[Existing,Other Derates]+7b+ 8+Net Provisional Transactions | 48338 | 51500 | 51833 | 52193 | 53040 | 54516 | 54799 | 54936 | 55722 | 56568 | 57061
2009 | US | SERC | Central | - | S15a | ADJUSTED POTENTIAL CAPACITY RESOURCES = 13+6b-[Existing,Other Derates]+ 16b+16d+Net Provisional Transactions | 48338 | 51196 | 51422 | 52183 | 52953 | 53990 | 54222 | 54399 | 54381 | 54819 | 55927
2009 | US | SERC | Central | - | S16a | Confidence of Future, Other (7b), using reasonable judgement | 0 | 0 | 0 | 0 | 0 | 0 | 0 | 0 | 0 | 0 | 0
2009 | US | SERC | Central | - | S16b | Net Future, Other Resources After Confidence Percentage Is Applied = 7b*16a | 0 | 0 | 0 | 0 | 0 | 0 | 0 | 0 | 0 | 0 | 0
2009 | US | SERC | Central | - | S16c | Confidence of Conceptual (8), using reasonable judgement | 0 | 0 | 0 | 0 | 0 | 0 | 0 | 0 | 0 | 0 | 0
2009 | US | SERC | Central | - | S16d | Net Conceptual Resources After Confidence Percentage Is Applied = 8*16c | 0 | 0 | 0 | 0 | 0 | 0 | 0 | 0 | 0 | 0 | 0
2009 | US | SERC | Central | - | S17C | Region/Subregion Target Capacity Margin | 0 | 0 | 0 | 0 | 0 | 0 | 0 | 0 | 0 | 0 | 0
2009 | US | SERC | Central | - | S17R | Region/Subregion Target Reserve Margin | 0 | 0.15 | 0.15 | 0.15 | 0.15 | 0.15 | 0.15 | 0.15 | 0.15 | 0.15 | 0.15
2009 | US | SERC | Central | - | S18C | Existing Certain and Net Firm Transactions = (12-3)/12 | 0 | 0.19317 | 0.18689 | 0.19031 | 0.18514 | 0.14454 | 0.12012 | 0.11636 | 0.10331 | 0.091625 | 0.077713
2009 | US | SERC | Central | - | S19C | Deliverable Capacity Resources = (13-3)/13 | 0 | 0.19584 | 0.20126 | 0.20444 | 0.20349 | 0.19126 | 0.18229 | 0.1787 | 0.1666 | 0.16301 | 0.16765
2009 | US | SERC | Central | - | S20C | Prospective Capacity Resources = (14-3)/14 | 0 | 0.20162 | 0.20697 | 0.21005 | 0.21547 | 0.21398 | 0.20364 | 0.2016 | 0.18985 | 0.18618 | 0.19023
2009 | US | SERC | Central | - | S21C | Total Potential Resources = (15-3)/15 | 0 | 0.20633 | 0.21326 | 0.2102 | 0.21676 | 0.22157 | 0.21203 | 0.20941 | 0.20934 | 0.21134 | 0.20632
2009 | US | SERC | Central | - | S22C | Adjusted Potential Resources = (15a-3)/15a | 0 | 0.20162 | 0.20697 | 0.21005 | 0.21547 | 0.21398 | 0.20364 | 0.2016 | 0.18985 | 0.18618 | 0.19023
2009 | US | SERC | Central | - | S18R | Existing Certain and Net Firm Transactions = (12-3)/3 | 0 | 0.23942 | 0.22985 | 0.23504 | 0.22721 | 0.16896 | 0.13652 | 0.13168 | 0.11521 | 0.10087 | 0.084261
2009 | US | SERC | Central | - | S19R | Deliverable Capacity Resources = (13-3)/3 | 0 | 0.24353 | 0.25197 | 0.25697 | 0.25547 | 0.23649 | 0.22293 | 0.21758 | 0.1999 | 0.19476 | 0.20142
2009 | US | SERC | Central | - | S20R | Prospective Capacity Resources = (14-3)/3 | 0 | 0.25253 | 0.26099 | 0.2659 | 0.27466 | 0.27224 | 0.25572 | 0.25251 | 0.23433 | 0.22877 | 0.23492
2009 | US | SERC | Central | - | S21R | Total Potential Resources = (15-3)/3 | 0 | 0.25997 | 0.27107 | 0.26614 | 0.27675 | 0.28463 | 0.26908 | 0.26487 | 0.26477 | 0.26797 | 0.25996
2009 | US | SERC | Central | - | S22R | Adjusted Potential Resources = (15a-3)/3 | 0 | 0.25253 | 0.26099 | 0.2659 | 0.27466 | 0.27224 | 0.25572 | 0.25251 | 0.23433 | 0.22877 | 0.23492
2009 | US | SERC | Central | - | S24 | Other Capacity < 1 MW | 0 | 0 | 0 | 0 | 0 | 0 | 0 | 0 | 0 | 0 | 0
2009 | US | SERC | Central | - | S25 | Distributed Generator Capacity >= 1 MW | 0 | 0 | 0 | 0 | 0 | 0 | 0 | 0 | 0 | 0 | 0
2009 | US | SERC | Central | - | S26 | Capacity Total from EIA-860 | 0 | 0 | 0 | 0 | 0 | 0 | 0 | 0 | 0 | 0 | 0
2009 | US | SERC | Central | - | S27 | Total Installed Baseline Capacity Resources = 12+6b | 48338 | 0 | 0 | 0 | 0 | 0 | 0 | 0 | 0 | 0 | 0
2009 | US | SERC | Delta | - | S01 | Unrestricted Non-coincident Peak Demand = 2+1a+1b-1c-1d | 27932 | 27868 | 28203 | 29251 | 29711 | 30210 | 30830 | 31186 | 31543 | 31894 | 32245
2009 | US | SERC | Delta | - | S01a | New Conservation (Energy Efficiency) | 0 | 3 | 9 | 12 | 18 | 23 | 27 | 30 | 34 | 38 | 41
2009 | US | SERC | Delta | - | S01b | Estimated Diversity | 0 | 0 | 0 | 0 | 0 | 0 | 0 | 0 | 0 | 0 | 0
2009 | US | SERC | Delta | - | S01c | Additions for non-member load (load served by non-registered LSE's in a region) | 0 | 0 | 0 | 0 | 0 | 0 | 0 | 0 | 0 | 0 | 0
2009 | US | SERC | Delta | - | S01d | Stand-by Load Under Contract (Normally served by behind the meter generation) | 0 | 0 | 0 | 0 | 0 | 0 | 0 | 0 | 0 | 0 | 0
2009 | US | SERC | Delta | - | S02 | Total Internal Demand | 27932 | 27865 | 28194 | 29239 | 29693 | 30187 | 30803 | 31156 | 31509 | 31856 | 32204
2009 | US | SERC | Delta | - | S02a | Direct Control Load Management | 0 | 0 | 0 | 0 | 0 | 0 | 0 | 0 | 0 | 0 | 0
2009 | US | SERC | Delta | - | S02b | Contractually Interruptible (Curtailable) | 476 | 687 | 720 | 771 | 768 | 781 | 784 | 787 | 790 | 794 | 766
2009 | US | SERC | Delta | - | S02c | Critical Peak-Pricing (CPP) with Control | 0 | 0 | 0 | 0 | 0 | 0 | 0 | 0 | 0 | 0 | 0
2009 | US | SERC | Delta | - | S02d | Load as a Capacity Resource | 0 | 0 | 0 | 0 | 0 | 0 | 0 | 0 | 0 | 0 | 0
2009 | US | SERC | Delta | - | S03 | Net Internal Demand = 2-2a-2b-2c-2d | 27456 | 27178 | 27474 | 28468 | 28925 | 29406 | 30019 | 30369 | 30719 | 31062 | 31438
2009 | US | SERC | Delta | - | S04a | Demand Response used for Reserves - Spinning | 0 | 0 | 0 | 0 | 0 | 0 | 0 | 0 | 0 | 0 | 0
2009 | US | SERC | Delta | - | S04b | Demand Response used for Reserves - Non-Spinning | 0 | 0 | 0 | 0 | 0 | 0 | 0 | 0 | 0 | 0 | 0
2009 | US | SERC | Delta | - | S04c | Demand Response used for Regulation | 0 | 0 | 0 | 0 | 0 | 0 | 0 | 0 | 0 | 0 | 0
2009 | US | SERC | Delta | - | S04d | Demand Response used for Energy, Voluntary - Emergency | 0 | 0 | 0 | 0 | 0 | 0 | 0 | 0 | 0 | 0 | 0
2009 | US | SERC | Delta | - | S05 | TOTAL INTERNAL CAPACITY = 6+7 | 32730 | 42526 | 42484 | 43524 | 43523 | 43523 | 44523 | 44523 | 45023 | 46323 | 46322
2009 | US | SERC | Delta | - | S06 | EXISTING CAPACITY = 6a+6b+6c | 32730 | 42493 | 42348 | 42848 | 42847 | 42847 | 42847 | 42847 | 42847 | 42847 | 42846
2009 | US | SERC | Delta | - | S06a | Existing, Certain (Note: The sum of 6a1 through 6a4 must be <= 6a) | 30438 | 38198 | 37446 | 36409 | 36269 | 35594 | 35359 | 34827 | 34559 | 34406 | 34406
2009 | US | SERC | Delta | - | S06a1 | Wind Expected On-Peak | 0 | 0 | 0 | 0 | 0 | 0 | 0 | 0 | 0 | 0 | 0
2009 | US | SERC | Delta | - | S06a2 | Solar Expected On-Peak | 0 | 0 | 0 | 0 | 0 | 0 | 0 | 0 | 0 | 0 | 0
2009 | US | SERC | Delta | - | S06a3 | Hydro Expected On-Peak | 219 | 198 | 198 | 198 | 199 | 199 | 199 | 199 | 199 | 199 | 200
2009 | US | SERC | Delta | - | S06a4 | Biomass Expected On-Peak | 0 | 0 | 0 | 0 | 0 | 0 | 0 | 0 | 0 | 0 | 0
2009 | US | SERC | Delta | - | S06a5 | Load as a Capacity Resource Expected On-Peak (Load Management Programs) | 0 | 0 | 0 | 0 | 0 | 0 | 0 | 0 | 0 | 0 | 0
2009 | US | SERC | Delta | - | S06b | Existing, Other (Note: The sum of 6b1 through 6b7 must be <= 6b) | 2292 | 2342 | 2827 | 3812 | 3811 | 3811 | 3811 | 3811 | 3811 | 3811 | 3810
2009 | US | SERC | Delta | - | S06b1 | Wind Derate On-Peak | 0 | 0 | 0 | 0 | 0 | 0 | 0 | 0 | 0 | 0 | 0
2009 | US | SERC | Delta | - | S06b2 | Solar Derate On-Peak | 0 | 0 | 0 | 0 | 0 | 0 | 0 | 0 | 0 | 0 | 0
2009 | US | SERC | Delta | - | S06b3 | Hydro Derate On-Peak | 56 | 106 | 106 | 106 | 105 | 105 | 105 | 105 | 105 | 105 | 104
2009 | US | SERC | Delta | - | S06b4 | Biomass Derate On-Peak | 0 | 0 | 0 | 0 | 0 | 0 | 0 | 0 | 0 | 0 | 0
2009 | US | SERC | Delta | - | S06b5 | Load as a Capacity Resource Derate On-Peak (Load Management Programs) | 0 | 0 | 0 | 0 | 0 | 0 | 0 | 0 | 0 | 0 | 0
2009 | US | SERC | Delta | - | S06b6 | Energy Only | 2100 | 2100 | 2700 | 2700 | 2700 | 2700 | 2700 | 2700 | 2700 | 2700 | 2700
2009 | US | SERC | Delta | - | S06b7 | Scheduled Outage - Maintenance | 0 | 0 | 0 | 0 | 0 | 0 | 0 | 0 | 0 | 0 | 0
2009 | US | SERC | Delta | - | S06b8 | Transmission-Limited Resources | 0 | 0 | 0 | 0 | 0 | 0 | 0 | 0 | 0 | 0 | 0
2009 | US | SERC | Delta | - | S06c | Existing, Inoperable (Note: Capacity reported in this line are not used in margin calculations) | 0 | 1953 | 2075 | 2627 | 2767 | 3442 | 3677 | 4209 | 4477 | 4630 | 4630
2009 | US | SERC | Delta | - | S07 | FUTURE CAPACITY ADDITIONS = 7a+7b | 0 | 33 | 136 | 676 | 676 | 676 | 1676 | 1676 | 2176 | 3476 | 3476
2009 | US | SERC | Delta | - | S07a | Future, Planned (Note: Only the net expected On-Peak values are included in this line and does not include Energy Only.) | 0 | 33 | 136 | 676 | 676 | 676 | 676 | 676 | 676 | 676 | 676
2009 | US | SERC | Delta | - | S07a1 | Wind Expected On-Peak | 0 | 0 | 0 | 0 | 0 | 0 | 0 | 0 | 0 | 0 | 0
2009 | US | SERC | Delta | - | S07a2 | Solar Expected On-Peak | 0 | 0 | 0 | 0 | 0 | 0 | 0 | 0 | 0 | 0 | 0
2009 | US | SERC | Delta | - | S07a3 | Hydro Expected On-Peak | 0 | 0 | 0 | 0 | 0 | 0 | 0 | 0 | 0 | 0 | 0
2009 | US | SERC | Delta | - | S07a4 | Biomass Expected On-Peak | 0 | 0 | 0 | 0 | 0 | 0 | 0 | 0 | 0 | 0 | 0
2009 | US | SERC | Delta | - | S07b | Future, Other (Note: Only the net expected On-Peak values are included in this line and does not include Energy Only.) | 0 | 0 | 0 | 0 | 0 | 538 | 538 | 538 | 538 | 538 | 538
2009 | US | SERC | Delta | - | S07b1 | Wind Expected On-Peak | 0 | 0 | 0 | 0 | 0 | 0 | 0 | 0 | 0 | 0 | 0
2009 | US | SERC | Delta | - | S07b2 | Wind Derate On-Peak | 0 | 0 | 0 | 0 | 0 | 0 | 0 | 0 | 0 | 0 | 0
2009 | US | SERC | Delta | - | S07b3 | Solar Expected On-Peak | 0 | 0 | 0 | 0 | 0 | 0 | 0 | 0 | 0 | 0 | 0
2009 | US | SERC | Delta | - | S07b4 | Solar Derate On-Peak | 0 | 0 | 0 | 0 | 0 | 0 | 0 | 0 | 0 | 0 | 0
2009 | US | SERC | Delta | - | S07b5 | Hydro Expected On-Peak | 0 | 0 | 0 | 0 | 0 | 0 | 0 | 0 | 0 | 0 | 0
2009 | US | SERC | Delta | - | S07b6 | Hydro Derate On-Peak | 0 | 0 | 0 | 0 | 0 | 0 | 0 | 0 | 0 | 0 | 0
2009 | US | SERC | Delta | - | S07b7 | Biomass Expected On-Peak | 0 | 0 | 0 | 0 | 0 | 0 | 0 | 0 | 0 | 0 | 0
2009 | US | SERC | Delta | - | S07b8 | Biomass Derate On-Peak | 0 | 0 | 0 | 0 | 0 | 0 | 0 | 0 | 0 | 0 | 0
2009 | US | SERC | Delta | - | S07b9 | Energy Only | 0 | 0 | 0 | 0 | 0 | 0 | 0 | 0 | 0 | 0 | 0
2009 | US | SERC | Delta | - | S08 | Conceptual (Note: Only the net expected on-peak capacity is included in this line and does not include Energy Only.) | 0 | 0 | 0 | 0 | 0 | 0 | 1000 | 1000 | 1500 | 2800 | 2800
2009 | US | SERC | Delta | - | S08a1 | Wind Expected On-Peak | 0 | 0 | 0 | 0 | 0 | 0 | 0 | 0 | 0 | 0 | 0
2009 | US | SERC | Delta | - | S08a2 | Wind Derate On-Peak | 0 | 0 | 0 | 0 | 0 | 0 | 0 | 0 | 0 | 0 | 0
2009 | US | SERC | Delta | - | S08a3 | Solar Expected On-Peak | 0 | 0 | 0 | 0 | 0 | 0 | 0 | 0 | 0 | 0 | 0
2009 | US | SERC | Delta | - | S08a4 | Solar Derate On-Peak | 0 | 0 | 0 | 0 | 0 | 0 | 0 | 0 | 0 | 0 | 0
2009 | US | SERC | Delta | - | S08a5 | Hydro Expected On-Peak | 0 | 0 | 0 | 0 | 0 | 0 | 0 | 0 | 0 | 0 | 0
2009 | US | SERC | Delta | - | S08a6 | Hydro Derate On-Peak | 0 | 0 | 0 | 0 | 0 | 0 | 0 | 0 | 0 | 0 | 0
2009 | US | SERC | Delta | - | S08a7 | Biomass Expected On-Peak | 0 | 0 | 0 | 0 | 0 | 0 | 0 | 0 | 0 | 0 | 0
2009 | US | SERC | Delta | - | S08a8 | Biomass Derate On-Peak | 0 | 0 | 0 | 0 | 0 | 0 | 0 | 0 | 0 | 0 | 0
2009 | US | SERC | Delta | - | S08a9 | Energy Only | 0 | 0 | 0 | 0 | 0 | 0 | 0 | 0 | 0 | 0 | 0
2009 | US | SERC | Delta | - | S09 | DELIVERABLE INTERNAL CAPACITY = 6a+7a | 30438 | 38231 | 37582 | 37085 | 36945 | 36270 | 36035 | 35503 | 35235 | 35082 | 35082
2009 | US | SERC | Delta | - | S10 | CAPACITY TRANSACTIONS - IMPORTS = 10a+10b+10c+10d | 2224 | 1927 | 2036 | 1683 | 1684 | 1683 | 1683 | 1533 | 1533 | 1533 | 1533
2009 | US | SERC | Delta | - | S10a | Firm (Note: The sum of 10a1 and 10a2 must be <= 10a) | 2224 | 1927 | 2036 | 1683 | 1684 | 1683 | 1683 | 1533 | 1533 | 1533 | 1533
2009 | US | SERC | Delta | - | S10a1 | Full-Responsibility Purchases | 0 | 0 | 0 | 0 | 0 | 0 | 0 | 0 | 0 | 0 | 0
2009 | US | SERC | Delta | - | S10a2 | Owned Capacity/Entitlement Located Outside the Region/Subregion | 0 | 0 | 0 | 0 | 0 | 0 | 0 | 0 | 0 | 0 | 0
2009 | US | SERC | Delta | - | S10b | Non-firm | 0 | 0 | 0 | 0 | 0 | 0 | 0 | 0 | 0 | 0 | 0
2009 | US | SERC | Delta | - | S10c | Expected (Note: The sum of 10c1 and 10c2 must be <= 10c) | 0 | 0 | 0 | 0 | 0 | 0 | 0 | 0 | 0 | 0 | 0
2009 | US | SERC | Delta | - | S10c1 | Full-Responsibility Purchases | 0 | 0 | 0 | 0 | 0 | 0 | 0 | 0 | 0 | 0 | 0
2009 | US | SERC | Delta | - | S10c2 | Owned Capacity/Entitlement Located Outside the Region/Subregion | 0 | 0 | 0 | 0 | 0 | 0 | 0 | 0 | 0 | 0 | 0
2009 | US | SERC | Delta | - | S10d | Provisional – transactions under study, but negotiations have not begun. | 0 | 0 | 0 | 0 | 0 | 0 | 0 | 0 | 0 | 0 | 0
2009 | US | SERC | Delta | - | S11 | CAPACITY TRANSACTIONS - EXPORTS = 11a+11b+11c+11d | 709 | 1692 | 1142 | 454 | 454 | 454 | 454 | 454 | 454 | 454 | 454
2009 | US | SERC | Delta | - | S11a | Firm (Note: The sum of 11a1 and 11a2 must be <= 11a) | 709 | 1692 | 1142 | 454 | 454 | 454 | 454 | 454 | 454 | 454 | 454
2009 | US | SERC | Delta | - | S11a1 | Full-Responsibility Purchases | 0 | 0 | 0 | 0 | 0 | 0 | 0 | 0 | 0 | 0 | 0
2009 | US | SERC | Delta | - | S11a2 | Owned Capacity/Entitlement Located Outside the Region/Subregion | 0 | 0 | 0 | 0 | 0 | 0 | 0 | 0 | 0 | 0 | 0
2009 | US | SERC | Delta | - | S11b | Non-firm | 0 | 0 | 0 | 0 | 0 | 0 | 0 | 0 | 0 | 0 | 0
2009 | US | SERC | Delta | - | S11c | Expected (Note: The sum of 11c1 and 11c2 must be <= 11c) | 0 | 0 | 0 | 0 | 0 | 0 | 0 | 0 | 0 | 0 | 0
2009 | US | SERC | Delta | - | S11c1 | Full-Responsibility Purchases | 0 | 0 | 0 | 0 | 0 | 0 | 0 | 0 | 0 | 0 | 0
2009 | US | SERC | Delta | - | S11c2 | Owned Capacity/Entitlement Located Outside the Region/Subregion | 0 | 0 | 0 | 0 | 0 | 0 | 0 | 0 | 0 | 0 | 0
2009 | US | SERC | Delta | - | S11d | Provisional – transactions under study, but negotiations have not begun. | 0 | 0 | 0 | 0 | 0 | 0 | 0 | 0 | 0 | 0 | 0
2009 | US | SERC | Delta | - | S12 | EXISTING, CERTAIN CAPACITY & NET FIRM TRANSACTIONS = 6a+Net Firm Transactions | 31953 | 38433 | 38340 | 37638 | 37499 | 36823 | 36588 | 35906 | 35638 | 35485 | 35485
2009 | US | SERC | Delta | - | S13 | DELIVERABLE CAPACITY RESOURCES = 12+7a+Net Expected Transactions | 31953 | 38466 | 38476 | 38314 | 38175 | 37499 | 37264 | 36582 | 36314 | 36161 | 36161
2009 | US | SERC | Delta | - | S14 | PROSPECTIVE CAPACITY RESOURCES = 13+6b-[Existing,Other Derates]+16b | 32089 | 38602 | 38497 | 39320 | 39181 | 38505 | 38270 | 37588 | 37320 | 37167 | 37167
2009 | US | SERC | Delta | - | S15 | TOTAL POTENTIAL CAPACITY RESOURCES = 13+6b-[Existing,Other Derates]+7b+ 8+Net Provisional Transactions | 32089 | 38602 | 38497 | 39320 | 39181 | 39043 | 39808 | 39126 | 39358 | 40505 | 40505
2009 | US | SERC | Delta | - | S15a | ADJUSTED POTENTIAL CAPACITY RESOURCES = 13+6b-[Existing,Other Derates]+ 16b+16d+Net Provisional Transactions | 32089 | 38602 | 38497 | 39320 | 39181 | 38505 | 38270 | 37588 | 37320 | 37167 | 37167
2009 | US | SERC | Delta | - | S16a | Confidence of Future, Other (7b), using reasonable judgement | 0 | 0 | 0 | 0 | 0 | 0 | 0 | 0 | 0 | 0 | 0
2009 | US | SERC | Delta | - | S16b | Net Future, Other Resources After Confidence Percentage Is Applied = 7b*16a | 0 | 0 | 0 | 0 | 0 | 0 | 0 | 0 | 0 | 0 | 0
2009 | US | SERC | Delta | - | S16c | Confidence of Conceptual (8), using reasonable judgement | 0 | 0 | 0 | 0 | 0 | 0 | 0 | 0 | 0 | 0 | 0
2009 | US | SERC | Delta | - | S16d | Net Conceptual Resources After Confidence Percentage Is Applied = 8*16c | 0 | 0 | 0 | 0 | 0 | 0 | 0 | 0 | 0 | 0 | 0
2009 | US | SERC | Delta | - | S17C | Region/Subregion Target Capacity Margin | 0 | 0 | 0 | 0 | 0 | 0 | 0 | 0 | 0 | 0 | 0
2009 | US | SERC | Delta | - | S17R | Region/Subregion Target Reserve Margin | 0 | 0.15 | 0.15 | 0.15 | 0.15 | 0.15 | 0.15 | 0.15 | 0.15 | 0.15 | 0.15
2009 | US | SERC | Delta | - | S18C | Existing Certain and Net Firm Transactions = (12-3)/12 | 0 | 0.29285 | 0.28341 | 0.24364 | 0.22865 | 0.20142 | 0.17954 | 0.15421 | 0.13803 | 0.12464 | 0.11405
2009 | US | SERC | Delta | - | S19C | Deliverable Capacity Resources = (13-3)/13 | 0 | 0.29345 | 0.28594 | 0.25698 | 0.24231 | 0.21582 | 0.19442 | 0.16984 | 0.15407 | 0.14101 | 0.13061
2009 | US | SERC | Delta | - | S20C | Prospective Capacity Resources = (14-3)/14 | 0 | 0.29594 | 0.28633 | 0.27599 | 0.26176 | 0.23631 | 0.2156 | 0.19206 | 0.17688 | 0.16426 | 0.15414
2009 | US | SERC | Delta | - | S21C | Total Potential Resources = (15-3)/15 | 0 | 0.29594 | 0.28633 | 0.27599 | 0.26176 | 0.24683 | 0.24591 | 0.22382 | 0.2195 | 0.23313 | 0.22385
2009 | US | SERC | Delta | - | S22C | Adjusted Potential Resources = (15a-3)/15a | 0 | 0.29594 | 0.28633 | 0.27599 | 0.26176 | 0.23631 | 0.2156 | 0.19206 | 0.17688 | 0.16426 | 0.15414
2009 | US | SERC | Delta | - | S18R | Existing Certain and Net Firm Transactions = (12-3)/3 | 0 | 0.41412 | 0.3955 | 0.32212 | 0.29642 | 0.25223 | 0.21883 | 0.18232 | 0.16013 | 0.14239 | 0.12873
2009 | US | SERC | Delta | - | S19R | Deliverable Capacity Resources = (13-3)/3 | 0 | 0.41534 | 0.40045 | 0.34586 | 0.31979 | 0.27522 | 0.24135 | 0.20458 | 0.18213 | 0.16416 | 0.15023
2009 | US | SERC | Delta | - | S20R | Prospective Capacity Resources = (14-3)/3 | 0 | 0.42034 | 0.40122 | 0.3812 | 0.35457 | 0.30943 | 0.27486 | 0.23771 | 0.21488 | 0.19654 | 0.18223
2009 | US | SERC | Delta | - | S21R | Total Potential Resources = (15-3)/3 | 0 | 0.42034 | 0.40122 | 0.3812 | 0.35457 | 0.32772 | 0.32609 | 0.28835 | 0.28123 | 0.304 | 0.28841
2009 | US | SERC | Delta | - | S22R | Adjusted Potential Resources = (15a-3)/3 | 0 | 0.42034 | 0.40122 | 0.3812 | 0.35457 | 0.30943 | 0.27486 | 0.23771 | 0.21488 | 0.19654 | 0.18223
2009 | US | SERC | Delta | - | S24 | Other Capacity < 1 MW | 0 | 0 | 0 | 0 | 0 | 0 | 0 | 0 | 0 | 0 | 0
2009 | US | SERC | Delta | - | S25 | Distributed Generator Capacity >= 1 MW | 0 | 0 | 0 | 0 | 0 | 0 | 0 | 0 | 0 | 0 | 0
2009 | US | SERC | Delta | - | S26 | Capacity Total from EIA-860 | 0 | 0 | 0 | 0 | 0 | 0 | 0 | 0 | 0 | 0 | 0
2009 | US | SERC | Delta | - | S27 | Total Installed Baseline Capacity Resources = 12+6b | 34245 | 0 | 0 | 0 | 0 | 0 | 0 | 0 | 0 | 0 | 0
2009 | US | SERC | Gateway | - | S01 | Unrestricted Non-coincident Peak Demand = 2+1a+1b-1c-1d | 19082 | 19024 | 19516 | 19926 | 20085 | 20199 | 20297 | 20470 | 20632 | 20812 | 20986
2009 | US | SERC | Gateway | - | S01a | New Conservation (Energy Efficiency) | 0 | 47 | 91 | 138 | 144 | 152 | 154 | 156 | 158 | 159 | 160
2009 | US | SERC | Gateway | - | S01b | Estimated Diversity | 0 | 0 | 0 | 0 | 0 | 0 | 0 | 0 | 0 | 0 | 0
2009 | US | SERC | Gateway | - | S01c | Additions for non-member load (load served by non-registered LSE's in a region) | 0 | 40 | 41 | 42 | 42 | 43 | 43 | 44 | 44 | 45 | 45
2009 | US | SERC | Gateway | - | S01d | Stand-by Load Under Contract (Normally served by behind the meter generation) | 0 | 48 | 49 | 51 | 53 | 54 | 55 | 56 | 58 | 60 | 61
2009 | US | SERC | Gateway | - | S02 | Total Internal Demand | 19082 | 19065 | 19515 | 19881 | 20036 | 20144 | 20241 | 20414 | 20576 | 20758 | 20932
2009 | US | SERC | Gateway | - | S02a | Direct Control Load Management | 9 | 20 | 26 | 27 | 27 | 27 | 28 | 28 | 28 | 29 | 29
2009 | US | SERC | Gateway | - | S02b | Contractually Interruptible (Curtailable) | 10 | 10 | 10 | 10 | 10 | 10 | 11 | 11 | 11 | 11 | 11
2009 | US | SERC | Gateway | - | S02c | Critical Peak-Pricing (CPP) with Control | 0 | 0 | 0 | 0 | 0 | 0 | 0 | 0 | 0 | 0 | 0
2009 | US | SERC | Gateway | - | S02d | Load as a Capacity Resource | 0 | 88 | 88 | 88 | 75 | 75 | 75 | 75 | 75 | 75 | 75
2009 | US | SERC | Gateway | - | S03 | Net Internal Demand = 2-2a-2b-2c-2d | 19063 | 18947 | 19391 | 19756 | 19924 | 20032 | 20127 | 20300 | 20462 | 20643 | 20817
2009 | US | SERC | Gateway | - | S04a | Demand Response used for Reserves - Spinning | 0 | 0 | 0 | 0 | 0 | 0 | 0 | 0 | 0 | 0 | 0
2009 | US | SERC | Gateway | - | S04b | Demand Response used for Reserves - Non-Spinning | 0 | 0 | 0 | 0 | 0 | 0 | 0 | 0 | 0 | 0 | 0
2009 | US | SERC | Gateway | - | S04c | Demand Response used for Regulation | 0 | 0 | 0 | 0 | 0 | 0 | 0 | 0 | 0 | 0 | 0
2009 | US | SERC | Gateway | - | S04d | Demand Response used for Energy, Voluntary - Emergency | 10 | 10 | 10 | 10 | 10 | 10 | 11 | 11 | 11 | 11 | 11
2009 | US | SERC | Gateway | - | S05 | TOTAL INTERNAL CAPACITY = 6+7 | 20880 | 25730 | 26280 | 26563 | 26925 | 26924 | 27045 | 27045 | 27045 | 27045 | 27045
2009 | US | SERC | Gateway | - | S06 | EXISTING CAPACITY = 6a+6b+6c | 20880 | 25730 | 25314 | 25557 | 25817 | 25797 | 25797 | 25797 | 25797 | 25797 | 25797
2009 | US | SERC | Gateway | - | S06a | Existing, Certain (Note: The sum of 6a1 through 6a4 must be <= 6a) | 19518 | 24453 | 24477 | 24720 | 24980 | 24960 | 24921 | 24921 | 24921 | 24921 | 24921
2009 | US | SERC | Gateway | - | S06a1 | Wind Expected On-Peak | 0 | 0 | 0 | 0 | 0 | 0 | 0 | 0 | 0 | 0 | 0
2009 | US | SERC | Gateway | - | S06a2 | Solar Expected On-Peak | 0 | 0 | 0 | 0 | 0 | 0 | 0 | 0 | 0 | 0 | 0
2009 | US | SERC | Gateway | - | S06a3 | Hydro Expected On-Peak | 375.4 | 378.4 | 378.4 | 378.4 | 378.4 | 378.4 | 378.4 | 378.4 | 378.4 | 378.4 | 378.4
2009 | US | SERC | Gateway | - | S06a4 | Biomass Expected On-Peak | 0 | 0 | 0 | 0 | 0 | 0 | 0 | 0 | 0 | 0 | 0
2009 | US | SERC | Gateway | - | S06a5 | Load as a Capacity Resource Expected On-Peak (Load Management Programs) | 0 | 0 | 0 | 0 | 0 | 0 | 0 | 0 | 0 | 0 | 0
2009 | US | SERC | Gateway | - | S06b | Existing, Other (Note: The sum of 6b1 through 6b7 must be <= 6b) | 810 | 811 | 811 | 811 | 811 | 811 | 811 | 811 | 811 | 811 | 811
2009 | US | SERC | Gateway | - | S06b1 | Wind Derate On-Peak | 0 | 0 | 0 | 0 | 0 | 0 | 0 | 0 | 0 | 0 | 0
2009 | US | SERC | Gateway | - | S06b2 | Solar Derate On-Peak | 0 | 0 | 0 | 0 | 0 | 0 | 0 | 0 | 0 | 0 | 0
2009 | US | SERC | Gateway | - | S06b3 | Hydro Derate On-Peak | 0 | 0 | 0 | 0 | 0 | 0 | 0 | 0 | 0 | 0 | 0
2009 | US | SERC | Gateway | - | S06b4 | Biomass Derate On-Peak | 0 | 0 | 0 | 0 | 0 | 0 | 0 | 0 | 0 | 0 | 0
2009 | US | SERC | Gateway | - | S06b5 | Load as a Capacity Resource Derate On-Peak (Load Management Programs) | 0 | 0 | 0 | 0 | 0 | 0 | 0 | 0 | 0 | 0 | 0
2009 | US | SERC | Gateway | - | S06b6 | Energy Only | 0 | 0 | 0 | 0 | 0 | 0 | 0 | 0 | 0 | 0 | 0
2009 | US | SERC | Gateway | - | S06b7 | Scheduled Outage - Maintenance | 0 | 0 | 0 | 0 | 0 | 0 | 0 | 0 | 0 | 0 | 0
2009 | US | SERC | Gateway | - | S06b8 | Transmission-Limited Resources | 0 | 0 | 0 | 0 | 0 | 0 | 0 | 0 | 0 | 0 | 0
2009 | US | SERC | Gateway | - | S06c | Existing, Inoperable (Note: Capacity reported in this line are not used in margin calculations) | 552 | 466 | 26 | 26 | 26 | 26 | 65 | 65 | 65 | 65 | 65
2009 | US | SERC | Gateway | - | S07 | FUTURE CAPACITY ADDITIONS = 7a+7b | 0 | 0 | 966 | 1006 | 1108 | 1127 | 1248 | 1248 | 1248 | 1248 | 1248
2009 | US | SERC | Gateway | - | S07a | Future, Planned (Note: Only the net expected On-Peak values are included in this line and does not include Energy Only.) | 0 | 0 | 966 | 1006 | 1108 | 1127 | 1248 | 1248 | 1248 | 1248 | 1248
2009 | US | SERC | Gateway | - | S07a1 | Wind Expected On-Peak | 0 | 0 | 0 | 0 | 0 | 0 | 0 | 0 | 0 | 0 | 0
2009 | US | SERC | Gateway | - | S07a2 | Solar Expected On-Peak | 0 | 0 | 0 | 0 | 0 | 0 | 0 | 0 | 0 | 0 | 0
2009 | US | SERC | Gateway | - | S07a3 | Hydro Expected On-Peak | 0 | 0 | 0 | 0 | 0 | 0 | 0 | 0 | 0 | 0 | 0
2009 | US | SERC | Gateway | - | S07a4 | Biomass Expected On-Peak | 0 | 0 | 0 | 0 | 0 | 0 | 0 | 0 | 0 | 0 | 0
2009 | US | SERC | Gateway | - | S07b | Future, Other (Note: Only the net expected On-Peak values are included in this line and does not include Energy Only.) | 0 | 0 | 0 | 0 | 0 | 0 | 0 | 0 | 0 | 0 | 0
2009 | US | SERC | Gateway | - | S07b1 | Wind Expected On-Peak | 0 | 0 | 0 | 0 | 0 | 0 | 0 | 0 | 0 | 0 | 0
2009 | US | SERC | Gateway | - | S07b2 | Wind Derate On-Peak | 0 | 0 | 0 | 0 | 0 | 0 | 0 | 0 | 0 | 0 | 0
2009 | US | SERC | Gateway | - | S07b3 | Solar Expected On-Peak | 0 | 0 | 0 | 0 | 0 | 0 | 0 | 0 | 0 | 0 | 0
2009 | US | SERC | Gateway | - | S07b4 | Solar Derate On-Peak | 0 | 0 | 0 | 0 | 0 | 0 | 0 | 0 | 0 | 0 | 0
2009 | US | SERC | Gateway | - | S07b5 | Hydro Expected On-Peak | 0 | 0 | 0 | 0 | 0 | 0 | 0 | 0 | 0 | 0 | 0
2009 | US | SERC | Gateway | - | S07b6 | Hydro Derate On-Peak | 0 | 0 | 0 | 0 | 0 | 0 | 0 | 0 | 0 | 0 | 0
2009 | US | SERC | Gateway | - | S07b7 | Biomass Expected On-Peak | 0 | 0 | 0 | 0 | 0 | 0 | 0 | 0 | 0 | 0 | 0
2009 | US | SERC | Gateway | - | S07b8 | Biomass Derate On-Peak | 0 | 0 | 0 | 0 | 0 | 0 | 0 | 0 | 0 | 0 | 0
2009 | US | SERC | Gateway | - | S07b9 | Energy Only | 0 | 0 | 0 | 0 | 0 | 0 | 0 | 0 | 0 | 0 | 0
2009 | US | SERC | Gateway | - | S08 | Conceptual (Note: Only the net expected on-peak capacity is included in this line and does not include Energy Only.) | 0 | 0 | 0 | 0 | 0 | 0 | 0 | 0 | 0 | 0 | 0
2009 | US | SERC | Gateway | - | S08a1 | Wind Expected On-Peak | 0 | 0 | 0 | 0 | 0 | 0 | 0 | 0 | 0 | 0 | 0
2009 | US | SERC | Gateway | - | S08a2 | Wind Derate On-Peak | 0 | 0 | 0 | 0 | 0 | 0 | 0 | 0 | 0 | 0 | 0
2009 | US | SERC | Gateway | - | S08a3 | Solar Expected On-Peak | 0 | 0 | 0 | 0 | 0 | 0 | 0 | 0 | 0 | 0 | 0
2009 | US | SERC | Gateway | - | S08a4 | Solar Derate On-Peak | 0 | 0 | 0 | 0 | 0 | 0 | 0 | 0 | 0 | 0 | 0
2009 | US | SERC | Gateway | - | S08a5 | Hydro Expected On-Peak | 0 | 0 | 0 | 0 | 0 | 0 | 0 | 0 | 0 | 0 | 0
2009 | US | SERC | Gateway | - | S08a6 | Hydro Derate On-Peak | 0 | 0 | 0 | 0 | 0 | 0 | 0 | 0 | 0 | 0 | 0
2009 | US | SERC | Gateway | - | S08a7 | Biomass Expected On-Peak | 0 | 0 | 0 | 0 | 0 | 0 | 0 | 0 | 0 | 0 | 0
2009 | US | SERC | Gateway | - | S08a8 | Biomass Derate On-Peak | 0 | 0 | 0 | 0 | 0 | 0 | 0 | 0 | 0 | 0 | 0
2009 | US | SERC | Gateway | - | S08a9 | Energy Only | 0 | 0 | 0 | 0 | 0 | 0 | 0 | 0 | 0 | 0 | 0
2009 | US | SERC | Gateway | - | S09 | DELIVERABLE INTERNAL CAPACITY = 6a+7a | 19518 | 24453 | 25443 | 25726 | 26088 | 26087 | 26169 | 26169 | 26169 | 26169 | 26169
2009 | US | SERC | Gateway | - | S10 | CAPACITY TRANSACTIONS - IMPORTS = 10a+10b+10c+10d | 341 | 498 | 329 | 299 | 299 | 299 | 299 | 299 | 299 | 299 | 299
2009 | US | SERC | Gateway | - | S10a | Firm (Note: The sum of 10a1 and 10a2 must be <= 10a) | 341 | 498 | 329 | 299 | 299 | 299 | 299 | 299 | 299 | 299 | 299
2009 | US | SERC | Gateway | - | S10a1 | Full-Responsibility Purchases | 0 | 0 | 0 | 0 | 0 | 0 | 0 | 0 | 0 | 0 | 0
2009 | US | SERC | Gateway | - | S10a2 | Owned Capacity/Entitlement Located Outside the Region/Subregion | 0 | 0 | 0 | 0 | 0 | 0 | 0 | 0 | 0 | 0 | 0
2009 | US | SERC | Gateway | - | S10b | Non-firm | 0 | 0 | 0 | 0 | 0 | 0 | 0 | 0 | 0 | 0 | 0
2009 | US | SERC | Gateway | - | S10c | Expected (Note: The sum of 10c1 and 10c2 must be <= 10c) | 0 | 0 | 0 | 0 | 0 | 0 | 0 | 0 | 0 | 0 | 0
2009 | US | SERC | Gateway | - | S10c1 | Full-Responsibility Purchases | 0 | 0 | 0 | 0 | 0 | 0 | 0 | 0 | 0 | 0 | 0
2009 | US | SERC | Gateway | - | S10c2 | Owned Capacity/Entitlement Located Outside the Region/Subregion | 0 | 0 | 0 | 0 | 0 | 0 | 0 | 0 | 0 | 0 | 0
2009 | US | SERC | Gateway | - | S10d | Provisional – transactions under study, but negotiations have not begun. | 0 | 0 | 0 | 0 | 0 | 0 | 0 | 0 | 0 | 0 | 0
2009 | US | SERC | Gateway | - | S11 | CAPACITY TRANSACTIONS - EXPORTS = 11a+11b+11c+11d | 2658 | 4645 | 1890 | 1697 | 1552 | 1552 | 1552 | 1552 | 1552 | 1552 | 1552
2009 | US | SERC | Gateway | - | S11a | Firm (Note: The sum of 11a1 and 11a2 must be <= 11a) | 2658 | 4645 | 1890 | 1697 | 1552 | 1552 | 1552 | 1552 | 1552 | 1552 | 1552
2009 | US | SERC | Gateway | - | S11a1 | Full-Responsibility Purchases | 0 | 0 | 0 | 0 | 0 | 0 | 0 | 0 | 0 | 0 | 0
2009 | US | SERC | Gateway | - | S11a2 | Owned Capacity/Entitlement Located Outside the Region/Subregion | 0 | 0 | 0 | 0 | 0 | 0 | 0 | 0 | 0 | 0 | 0
2009 | US | SERC | Gateway | - | S11b | Non-firm | 0 | 0 | 0 | 0 | 0 | 0 | 0 | 0 | 0 | 0 | 0
2009 | US | SERC | Gateway | - | S11c | Expected (Note: The sum of 11c1 and 11c2 must be <= 11c) | 0 | 0 | 0 | 0 | 0 | 0 | 0 | 0 | 0 | 0 | 0
2009 | US | SERC | Gateway | - | S11c1 | Full-Responsibility Purchases | 0 | 0 | 0 | 0 | 0 | 0 | 0 | 0 | 0 | 0 | 0
2009 | US | SERC | Gateway | - | S11c2 | Owned Capacity/Entitlement Located Outside the Region/Subregion | 0 | 0 | 0 | 0 | 0 | 0 | 0 | 0 | 0 | 0 | 0
2009 | US | SERC | Gateway | - | S11d | Provisional – transactions under study, but negotiations have not begun. | 0 | 0 | 0 | 0 | 0 | 0 | 0 | 0 | 0 | 0 | 0
2009 | US | SERC | Gateway | - | S12 | EXISTING, CERTAIN CAPACITY & NET FIRM TRANSACTIONS = 6a+Net Firm Transactions | 17201 | 20306 | 22916 | 23322 | 23727 | 23707 | 23668 | 23668 | 23668 | 23668 | 23668
2009 | US | SERC | Gateway | - | S13 | DELIVERABLE CAPACITY RESOURCES = 12+7a+Net Expected Transactions | 17201 | 20306 | 23882 | 24328 | 24835 | 24834 | 24916 | 24916 | 24916 | 24916 | 24916
2009 | US | SERC | Gateway | - | S14 | PROSPECTIVE CAPACITY RESOURCES = 13+6b-[Existing,Other Derates]+16b | 18011 | 21117 | 24693 | 25139 | 25646 | 25645 | 25727 | 25727 | 25727 | 25727 | 25727
2009 | US | SERC | Gateway | - | S15 | TOTAL POTENTIAL CAPACITY RESOURCES = 13+6b-[Existing,Other Derates]+7b+ 8+Net Provisional Transactions | 18011 | 21117 | 24693 | 25139 | 25646 | 25645 | 25727 | 25727 | 25727 | 25727 | 25727
2009 | US | SERC | Gateway | - | S15a | ADJUSTED POTENTIAL CAPACITY RESOURCES = 13+6b-[Existing,Other Derates]+ 16b+16d+Net Provisional Transactions | 18011 | 21117 | 24693 | 25139 | 25646 | 25645 | 25727 | 25727 | 25727 | 25727 | 25727
2009 | US | SERC | Gateway | - | S16a | Confidence of Future, Other (7b), using reasonable judgement | 0 | 0 | 0 | 0 | 0 | 0 | 0 | 0 | 0 | 0 | 0
2009 | US | SERC | Gateway | - | S16b | Net Future, Other Resources After Confidence Percentage Is Applied = 7b*16a | 0 | 0 | 0 | 0 | 0 | 0 | 0 | 0 | 0 | 0 | 0
2009 | US | SERC | Gateway | - | S16c | Confidence of Conceptual (8), using reasonable judgement | 0 | 0 | 0 | 0 | 0 | 0 | 0 | 0 | 0 | 0 | 0
2009 | US | SERC | Gateway | - | S16d | Net Conceptual Resources After Confidence Percentage Is Applied = 8*16c | 0 | 0 | 0 | 0 | 0 | 0 | 0 | 0 | 0 | 0 | 0
2009 | US | SERC | Gateway | - | S17C | Region/Subregion Target Capacity Margin | 0 | 0 | 0 | 0 | 0 | 0 | 0 | 0 | 0 | 0 | 0
2009 | US | SERC | Gateway | - | S17R | Region/Subregion Target Reserve Margin | 0 | 0.127 | 0.127 | 0.127 | 0.127 | 0.127 | 0.127 | 0.127 | 0.127 | 0.127 | 0.127
2009 | US | SERC | Gateway | - | S18C | Existing Certain and Net Firm Transactions = (12-3)/12 | 0 | 0.066926 | 0.15382 | 0.1529 | 0.16028 | 0.15502 | 0.14961 | 0.1423 | 0.13546 | 0.12781 | 0.12046
2009 | US | SERC | Gateway | - | S19C | Deliverable Capacity Resources = (13-3)/13 | 0 | 0.066926 | 0.18805 | 0.18793 | 0.19775 | 0.19336 | 0.19221 | 0.18526 | 0.17876 | 0.1715 | 0.16451
2009 | US | SERC | Gateway | - | S20C | Prospective Capacity Resources = (14-3)/14 | 0 | 0.10276 | 0.21472 | 0.21413 | 0.22311 | 0.21887 | 0.21767 | 0.21095 | 0.20465 | 0.19761 | 0.19085
2009 | US | SERC | Gateway | - | S21C | Total Potential Resources = (15-3)/15 | 0 | 0.10276 | 0.21472 | 0.21413 | 0.22311 | 0.21887 | 0.21767 | 0.21095 | 0.20465 | 0.19761 | 0.19085
2009 | US | SERC | Gateway | - | S22C | Adjusted Potential Resources = (15a-3)/15a | 0 | 0.10276 | 0.21472 | 0.21413 | 0.22311 | 0.21887 | 0.21767 | 0.21095 | 0.20465 | 0.19761 | 0.19085
2009 | US | SERC | Gateway | - | S18R | Existing Certain and Net Firm Transactions = (12-3)/3 | 0 | 0.071726 | 0.18179 | 0.1805 | 0.19088 | 0.18346 | 0.17593 | 0.16591 | 0.15668 | 0.14654 | 0.13696
2009 | US | SERC | Gateway | - | S19R | Deliverable Capacity Resources = (13-3)/3 | 0 | 0.071726 | 0.2316 | 0.23142 | 0.24649 | 0.23972 | 0.23794 | 0.22739 | 0.21767 | 0.207 | 0.19691
2009 | US | SERC | Gateway | - | S20R | Prospective Capacity Resources = (14-3)/3 | 0 | 0.11453 | 0.27343 | 0.27247 | 0.28719 | 0.2802 | 0.27823 | 0.26734 | 0.25731 | 0.24628 | 0.23586
2009 | US | SERC | Gateway | - | S21R | Total Potential Resources = (15-3)/3 | 0 | 0.11453 | 0.27343 | 0.27247 | 0.28719 | 0.2802 | 0.27823 | 0.26734 | 0.25731 | 0.24628 | 0.23586
2009 | US | SERC | Gateway | - | S22R | Adjusted Potential Resources = (15a-3)/3 | 0 | 0.11453 | 0.27343 | 0.27247 | 0.28719 | 0.2802 | 0.27823 | 0.26734 | 0.25731 | 0.24628 | 0.23586
2009 | US | SERC | Gateway | - | S24 | Other Capacity < 1 MW | 0 | 0 | 0 | 0 | 0 | 0 | 0 | 0 | 0 | 0 | 0
2009 | US | SERC | Gateway | - | S25 | Distributed Generator Capacity >= 1 MW | 0 | 0 | 0 | 0 | 0 | 0 | 0 | 0 | 0 | 0 | 0
2009 | US | SERC | Gateway | - | S26 | Capacity Total from EIA-860 | 0 | 0 | 0 | 0 | 0 | 0 | 0 | 0 | 0 | 0 | 0
2009 | US | SERC | Gateway | - | S27 | Total Installed Baseline Capacity Resources = 12+6b | 18011 | 0 | 0 | 0 | 0 | 0 | 0 | 0 | 0 | 0 | 0
2009 | US | SERC | Southeastern | - | S01 | Unrestricted Non-coincident Peak Demand = 2+1a+1b-1c-1d | 48816 | 49608 | 51025 | 52696 | 53963 | 55131 | 56303 | 57426 | 58534 | 59772 | 60727
2009 | US | SERC | Southeastern | - | S01a | New Conservation (Energy Efficiency) | 0 | 104 | 106 | 109 | 111 | 113 | 116 | 118 | 120 | 123 | 125
2009 | US | SERC | Southeastern | - | S01b | Estimated Diversity | 0 | 0 | 0 | 0 | 0 | 0 | 0 | 0 | 0 | 0 | 0
2009 | US | SERC | Southeastern | - | S01c | Additions for non-member load (load served by non-registered LSE's in a region) | 0 | 0 | 0 | 0 | 0 | 0 | 0 | 0 | 0 | 0 | 0
2009 | US | SERC | Southeastern | - | S01d | Stand-by Load Under Contract (Normally served by behind the meter generation) | 0 | 0 | 0 | 0 | 0 | 0 | 0 | 0 | 0 | 0 | 0
2009 | US | SERC | Southeastern | - | S02 | Total Internal Demand | 48816 | 49504 | 50919 | 52587 | 53852 | 55018 | 56187 | 57308 | 58414 | 59649 | 60602
2009 | US | SERC | Southeastern | - | S02a | Direct Control Load Management | 309 | 328 | 345 | 362 | 375 | 453 | 532 | 617 | 623 | 627 | 630
2009 | US | SERC | Southeastern | - | S02b | Contractually Interruptible (Curtailable) | 1286 | 1293 | 1368 | 1370 | 1370 | 1370 | 1370 | 1370 | 1371 | 1371 | 1371
2009 | US | SERC | Southeastern | - | S02c | Critical Peak-Pricing (CPP) with Control | 0 | 0 | 0 | 0 | 0 | 0 | 0 | 0 | 0 | 0 | 0
2009 | US | SERC | Southeastern | - | S02d | Load as a Capacity Resource | 89 | 94 | 95 | 96 | 96 | 96 | 96 | 96 | 96 | 96 | 96
2009 | US | SERC | Southeastern | - | S03 | Net Internal Demand = 2-2a-2b-2c-2d | 47132 | 47789 | 49111 | 50759 | 52011 | 53099 | 54189 | 55225 | 56324 | 57555 | 58505
2009 | US | SERC | Southeastern | - | S04a | Demand Response used for Reserves - Spinning | 0 | 0 | 0 | 0 | 0 | 0 | 0 | 0 | 0 | 0 | 0
2009 | US | SERC | Southeastern | - | S04b | Demand Response used for Reserves - Non-Spinning | 0 | 0 | 0 | 0 | 0 | 0 | 0 | 0 | 0 | 0 | 0
2009 | US | SERC | Southeastern | - | S04c | Demand Response used for Regulation | 0 | 0 | 0 | 0 | 0 | 0 | 0 | 0 | 0 | 0 | 0
2009 | US | SERC | Southeastern | - | S04d | Demand Response used for Energy, Voluntary - Emergency | 0 | 0 | 0 | 0 | 0 | 0 | 0 | 0 | 0 | 0 | 0
2009 | US | SERC | Southeastern | - | S05 | TOTAL INTERNAL CAPACITY = 6+7 | 64500 | 65702 | 64083 | 66075 | 66137 | 66967 | 68301 | 68837 | 71996 | 73864 | 74536
2009 | US | SERC | Southeastern | - | S06 | EXISTING CAPACITY = 6a+6b+6c | 64500 | 65702 | 63733 | 63503 | 62456 | 62369 | 62327 | 62263 | 63972 | 63840 | 63912
2009 | US | SERC | Southeastern | - | S06a | Existing, Certain (Note: The sum of 6a1 through 6a4 must be <= 6a) | 55465 | 56659 | 54843 | 54541 | 53494 | 53407 | 53365 | 53076 | 54785 | 54653 | 54725
2009 | US | SERC | Southeastern | - | S06a1 | Wind Expected On-Peak | 0 | 0 | 0 | 0 | 0 | 0 | 0 | 0 | 0 | 0 | 0
2009 | US | SERC | Southeastern | - | S06a2 | Solar Expected On-Peak | 0 | 0 | 0 | 0 | 0 | 0 | 0 | 0 | 0 | 0 | 0
2009 | US | SERC | Southeastern | - | S06a3 | Hydro Expected On-Peak | 3329 | 3351 | 3351 | 3351 | 3351 | 3351 | 3351 | 3351 | 3351 | 3351 | 3351
2009 | US | SERC | Southeastern | - | S06a4 | Biomass Expected On-Peak | 0 | 0 | 0 | 0 | 0 | 0 | 0 | 0 | 0 | 0 | 0
2009 | US | SERC | Southeastern | - | S06a5 | Load as a Capacity Resource Expected On-Peak (Load Management Programs) | 0 | 0 | 0 | 0 | 0 | 0 | 0 | 0 | 0 | 0 | 0
2009 | US | SERC | Southeastern | - | S06b | Existing, Other (Note: The sum of 6b1 through 6b7 must be <= 6b) | 9035 | 9043 | 8890 | 8962 | 8962 | 8962 | 8962 | 9187 | 9187 | 9187 | 9187
2009 | US | SERC | Southeastern | - | S06b1 | Wind Derate On-Peak | 0 | 0 | 0 | 0 | 0 | 0 | 0 | 0 | 0 | 0 | 0
2009 | US | SERC | Southeastern | - | S06b2 | Solar Derate On-Peak | 0 | 0 | 0 | 0 | 0 | 0 | 0 | 0 | 0 | 0 | 0
2009 | US | SERC | Southeastern | - | S06b3 | Hydro Derate On-Peak | 0 | 0 | 0 | 0 | 0 | 0 | 0 | 0 | 0 | 0 | 0
2009 | US | SERC | Southeastern | - | S06b4 | Biomass Derate On-Peak | 0 | 0 | 0 | 0 | 0 | 0 | 0 | 0 | 0 | 0 | 0
2009 | US | SERC | Southeastern | - | S06b5 | Load as a Capacity Resource Derate On-Peak (Load Management Programs) | 0 | 0 | 0 | 0 | 0 | 0 | 0 | 0 | 0 | 0 | 0
2009 | US | SERC | Southeastern | - | S06b6 | Energy Only | 0 | 0 | 0 | 0 | 0 | 0 | 0 | 0 | 0 | 0 | 0
2009 | US | SERC | Southeastern | - | S06b7 | Scheduled Outage - Maintenance | 0 | 0 | 0 | 0 | 0 | 0 | 0 | 0 | 0 | 0 | 0
2009 | US | SERC | Southeastern | - | S06b8 | Transmission-Limited Resources | 0 | 0 | 0 | 0 | 0 | 0 | 0 | 0 | 0 | 0 | 0
2009 | US | SERC | Southeastern | - | S06c | Existing, Inoperable (Note: Capacity reported in this line are not used in margin calculations) | 0 | 0 | 0 | 0 | 0 | 0 | 0 | 0 | 0 | 0 | 0
2009 | US | SERC | Southeastern | - | S07 | FUTURE CAPACITY ADDITIONS = 7a+7b | 0 | 0 | 350 | 2572 | 3681 | 4598 | 5974 | 6574 | 8024 | 10024 | 10624
2009 | US | SERC | Southeastern | - | S07a | Future, Planned (Note: Only the net expected On-Peak values are included in this line and does not include Energy Only.) | 0 | 0 | 350 | 2572 | 3681 | 3681 | 4157 | 4157 | 5607 | 6707 | 6707
2009 | US | SERC | Southeastern | - | S07a1 | Wind Expected On-Peak | 0 | 0 | 0 | 0 | 0 | 0 | 0 | 0 | 0 | 0 | 0
2009 | US | SERC | Southeastern | - | S07a2 | Solar Expected On-Peak | 0 | 0 | 0 | 0 | 0 | 0 | 0 | 0 | 0 | 0 | 0
2009 | US | SERC | Southeastern | - | S07a3 | Hydro Expected On-Peak | 0 | 0 | 0 | 0 | 0 | 0 | 0 | 0 | 0 | 0 | 0
2009 | US | SERC | Southeastern | - | S07a4 | Biomass Expected On-Peak | 0 | 0 | 0 | 0 | 0 | 0 | 0 | 0 | 0 | 0 | 0
2009 | US | SERC | Southeastern | - | S07b | Future, Other (Note: Only the net expected On-Peak values are included in this line and does not include Energy Only.) | 0 | 0 | 1626 | 2239 | 2239 | 2239 | 2239 | 2239 | 1889 | 1889 | 1889
2009 | US | SERC | Southeastern | - | S07b1 | Wind Expected On-Peak | 0 | 0 | 0 | 0 | 0 | 0 | 0 | 0 | 0 | 0 | 0
2009 | US | SERC | Southeastern | - | S07b2 | Wind Derate On-Peak | 0 | 0 | 0 | 0 | 0 | 0 | 0 | 0 | 0 | 0 | 0
2009 | US | SERC | Southeastern | - | S07b3 | Solar Expected On-Peak | 0 | 0 | 0 | 0 | 0 | 0 | 0 | 0 | 0 | 0 | 0
2009 | US | SERC | Southeastern | - | S07b4 | Solar Derate On-Peak | 0 | 0 | 0 | 0 | 0 | 0 | 0 | 0 | 0 | 0 | 0
2009 | US | SERC | Southeastern | - | S07b5 | Hydro Expected On-Peak | 0 | 0 | 0 | 0 | 0 | 0 | 0 | 0 | 0 | 0 | 0
2009 | US | SERC | Southeastern | - | S07b6 | Hydro Derate On-Peak | 0 | 0 | 0 | 0 | 0 | 0 | 0 | 0 | 0 | 0 | 0
2009 | US | SERC | Southeastern | - | S07b7 | Biomass Expected On-Peak | 0 | 0 | 0 | 0 | 0 | 0 | 0 | 0 | 0 | 0 | 0
2009 | US | SERC | Southeastern | - | S07b8 | Biomass Derate On-Peak | 0 | 0 | 0 | 0 | 0 | 0 | 0 | 0 | 0 | 0 | 0
2009 | US | SERC | Southeastern | - | S07b9 | Energy Only | 0 | 0 | 0 | 0 | 0 | 0 | 0 | 0 | 0 | 0 | 0
2009 | US | SERC | Southeastern | - | S08 | Conceptual (Note: Only the net expected on-peak capacity is included in this line and does not include Energy Only.) | 0 | 0 | 0 | 0 | 0 | 917 | 1817 | 2417 | 2417 | 3317 | 3917
2009 | US | SERC | Southeastern | - | S08a1 | Wind Expected On-Peak | 0 | 0 | 0 | 0 | 0 | 0 | 0 | 0 | 0 | 0 | 0
2009 | US | SERC | Southeastern | - | S08a2 | Wind Derate On-Peak | 0 | 0 | 0 | 0 | 0 | 0 | 0 | 0 | 0 | 0 | 0
2009 | US | SERC | Southeastern | - | S08a3 | Solar Expected On-Peak | 0 | 0 | 0 | 0 | 0 | 0 | 0 | 0 | 0 | 0 | 0
2009 | US | SERC | Southeastern | - | S08a4 | Solar Derate On-Peak | 0 | 0 | 0 | 0 | 0 | 0 | 0 | 0 | 0 | 0 | 0
2009 | US | SERC | Southeastern | - | S08a5 | Hydro Expected On-Peak | 0 | 0 | 0 | 0 | 0 | 0 | 0 | 0 | 0 | 0 | 0
2009 | US | SERC | Southeastern | - | S08a6 | Hydro Derate On-Peak | 0 | 0 | 0 | 0 | 0 | 0 | 0 | 0 | 0 | 0 | 0
2009 | US | SERC | Southeastern | - | S08a7 | Biomass Expected On-Peak | 0 | 0 | 0 | 0 | 0 | 0 | 0 | 0 | 0 | 0 | 0
2009 | US | SERC | Southeastern | - | S08a8 | Biomass Derate On-Peak | 0 | 0 | 0 | 0 | 0 | 0 | 0 | 0 | 0 | 0 | 0
2009 | US | SERC | Southeastern | - | S08a9 | Energy Only | 0 | 0 | 0 | 0 | 0 | 0 | 0 | 0 | 0 | 0 | 0
2009 | US | SERC | Southeastern | - | S09 | DELIVERABLE INTERNAL CAPACITY = 6a+7a | 55465 | 56659 | 55193 | 57113 | 57175 | 57088 | 57522 | 57233 | 60392 | 61360 | 61432
2009 | US | SERC | Southeastern | - | S10 | CAPACITY TRANSACTIONS - IMPORTS = 10a+10b+10c+10d | 3270 | 4029 | 4250 | 4471 | 5605 | 5408 | 5856 | 7161 | 7318 | 8100 | 7990
2009 | US | SERC | Southeastern | - | S10a | Firm (Note: The sum of 10a1 and 10a2 must be <= 10a) | 3270 | 4029 | 4250 | 4471 | 5605 | 5408 | 5856 | 7161 | 7318 | 8100 | 7990
2009 | US | SERC | Southeastern | - | S10a1 | Full-Responsibility Purchases | 0 | 0 | 0 | 0 | 0 | 0 | 0 | 0 | 0 | 0 | 0
2009 | US | SERC | Southeastern | - | S10a2 | Owned Capacity/Entitlement Located Outside the Region/Subregion | 0 | 0 | 0 | 0 | 0 | 0 | 0 | 0 | 0 | 0 | 0
2009 | US | SERC | Southeastern | - | S10b | Non-firm | 0 | 0 | 0 | 0 | 0 | 0 | 0 | 0 | 0 | 0 | 0
2009 | US | SERC | Southeastern | - | S10c | Expected (Note: The sum of 10c1 and 10c2 must be <= 10c) | 0 | 0 | 0 | 0 | 0 | 0 | 0 | 0 | 0 | 0 | 0
2009 | US | SERC | Southeastern | - | S10c1 | Full-Responsibility Purchases | 0 | 0 | 0 | 0 | 0 | 0 | 0 | 0 | 0 | 0 | 0
2009 | US | SERC | Southeastern | - | S10c2 | Owned Capacity/Entitlement Located Outside the Region/Subregion | 0 | 0 | 0 | 0 | 0 | 0 | 0 | 0 | 0 | 0 | 0
2009 | US | SERC | Southeastern | - | S10d | Provisional – transactions under study, but negotiations have not begun. | 0 | 0 | 0 | 0 | 0 | 0 | 0 | 0 | 0 | 0 | 0
2009 | US | SERC | Southeastern | - | S11 | CAPACITY TRANSACTIONS - EXPORTS = 11a+11b+11c+11d | 3201 | 2115 | 2449 | 2373 | 2615 | 2681 | 2702 | 2516 | 1620 | 1779 | 1734
2009 | US | SERC | Southeastern | - | S11a | Firm (Note: The sum of 11a1 and 11a2 must be <= 11a) | 3201 | 1943 | 2277 | 2201 | 2443 | 2509 | 2530 | 2344 | 1448 | 1607 | 1562
2009 | US | SERC | Southeastern | - | S11a1 | Full-Responsibility Purchases | 0 | 0 | 0 | 0 | 0 | 0 | 0 | 0 | 0 | 0 | 0
2009 | US | SERC | Southeastern | - | S11a2 | Owned Capacity/Entitlement Located Outside the Region/Subregion | 0 | 0 | 0 | 0 | 0 | 0 | 0 | 0 | 0 | 0 | 0
2009 | US | SERC | Southeastern | - | S11b | Non-firm | 0 | 172 | 172 | 172 | 172 | 172 | 172 | 172 | 172 | 172 | 172
2009 | US | SERC | Southeastern | - | S11c | Expected (Note: The sum of 11c1 and 11c2 must be <= 11c) | 0 | 0 | 0 | 0 | 0 | 0 | 0 | 0 | 0 | 0 | 0
2009 | US | SERC | Southeastern | - | S11c1 | Full-Responsibility Purchases | 0 | 0 | 0 | 0 | 0 | 0 | 0 | 0 | 0 | 0 | 0
2009 | US | SERC | Southeastern | - | S11c2 | Owned Capacity/Entitlement Located Outside the Region/Subregion | 0 | 0 | 0 | 0 | 0 | 0 | 0 | 0 | 0 | 0 | 0
2009 | US | SERC | Southeastern | - | S11d | Provisional – transactions under study, but negotiations have not begun. | 0 | 0 | 0 | 0 | 0 | 0 | 0 | 0 | 0 | 0 | 0
2009 | US | SERC | Southeastern | - | S12 | EXISTING, CERTAIN CAPACITY & NET FIRM TRANSACTIONS = 6a+Net Firm Transactions | 55534 | 58745 | 56816 | 56811 | 56656 | 56306 | 56691 | 57893 | 60655 | 61146 | 61153
2009 | US | SERC | Southeastern | - | S13 | DELIVERABLE CAPACITY RESOURCES = 12+7a+Net Expected Transactions | 55534 | 58745 | 57166 | 59383 | 60337 | 59987 | 60848 | 62050 | 66262 | 67853 | 67860
2009 | US | SERC | Southeastern | - | S14 | PROSPECTIVE CAPACITY RESOURCES = 13+6b-[Existing,Other Derates]+16b | 64569 | 67788 | 66056 | 68345 | 69299 | 68949 | 69810 | 71237 | 75449 | 77040 | 77047
2009 | US | SERC | Southeastern | - | S15 | TOTAL POTENTIAL CAPACITY RESOURCES = 13+6b-[Existing,Other Derates]+7b+ 8+Net Provisional Transactions | 64569 | 67788 | 67682 | 70584 | 71538 | 72105 | 73866 | 75893 | 79755 | 82246 | 82853
2009 | US | SERC | Southeastern | - | S15a | ADJUSTED POTENTIAL CAPACITY RESOURCES = 13+6b-[Existing,Other Derates]+ 16b+16d+Net Provisional Transactions | 64569 | 67788 | 66056 | 68345 | 69299 | 68949 | 69810 | 71237 | 75449 | 77040 | 77047
2009 | US | SERC | Southeastern | - | S16a | Confidence of Future, Other (7b), using reasonable judgement | 0 | 0 | 0 | 0 | 0 | 0 | 0 | 0 | 0 | 0 | 0
2009 | US | SERC | Southeastern | - | S16b | Net Future, Other Resources After Confidence Percentage Is Applied = 7b*16a | 0 | 0 | 0 | 0 | 0 | 0 | 0 | 0 | 0 | 0 | 0
2009 | US | SERC | Southeastern | - | S16c | Confidence of Conceptual (8), using reasonable judgement | 0 | 0 | 0 | 0 | 0 | 0 | 0 | 0 | 0 | 0 | 0
2009 | US | SERC | Southeastern | - | S16d | Net Conceptual Resources After Confidence Percentage Is Applied = 8*16c | 0 | 0 | 0 | 0 | 0 | 0 | 0 | 0 | 0 | 0 | 0
2009 | US | SERC | Southeastern | - | S17C | Region/Subregion Target Capacity Margin | 0 | 0 | 0 | 0 | 0 | 0 | 0 | 0 | 0 | 0 | 0
2009 | US | SERC | Southeastern | - | S17R | Region/Subregion Target Reserve Margin | 0 | 0.15 | 0.15 | 0.15 | 0.15 | 0.15 | 0.15 | 0.15 | 0.15 | 0.15 | 0.15
2009 | US | SERC | Southeastern | - | S18C | Existing Certain and Net Firm Transactions = (12-3)/12 | 0 | 0.1865 | 0.13561 | 0.10653 | 0.081986 | 0.056957 | 0.044134 | 0.046085 | 0.071404 | 0.058728 | 0.043301
2009 | US | SERC | Southeastern | - | S19C | Deliverable Capacity Resources = (13-3)/13 | 0 | 0.1865 | 0.14091 | 0.14523 | 0.13799 | 0.11482 | 0.10944 | 0.10999 | 0.14998 | 0.15177 | 0.13786
2009 | US | SERC | Southeastern | - | S20C | Prospective Capacity Resources = (14-3)/14 | 0 | 0.29502 | 0.25652 | 0.25731 | 0.24947 | 0.22988 | 0.22376 | 0.22477 | 0.25348 | 0.25292 | 0.24066
2009 | US | SERC | Southeastern | - | S21C | Total Potential Resources = (15-3)/15 | 0 | 0.29502 | 0.27439 | 0.28087 | 0.27296 | 0.26359 | 0.26639 | 0.27233 | 0.29379 | 0.30021 | 0.29387
2009 | US | SERC | Southeastern | - | S22C | Adjusted Potential Resources = (15a-3)/15a | 0 | 0.29502 | 0.25652 | 0.25731 | 0.24947 | 0.22988 | 0.22376 | 0.22477 | 0.25348 | 0.25292 | 0.24066
2009 | US | SERC | Southeastern | - | S18R | Existing Certain and Net Firm Transactions = (12-3)/3 | 0 | 0.22926 | 0.15689 | 0.11923 | 0.089308 | 0.060397 | 0.046172 | 0.048311 | 0.076894 | 0.062392 | 0.045261
2009 | US | SERC | Southeastern | - | S19R | Deliverable Capacity Resources = (13-3)/3 | 0 | 0.22926 | 0.16402 | 0.1699 | 0.16008 | 0.12972 | 0.12288 | 0.12359 | 0.17644 | 0.17892 | 0.1599
2009 | US | SERC | Southeastern | - | S20R | Prospective Capacity Resources = (14-3)/3 | 0 | 0.41849 | 0.34503 | 0.34646 | 0.33239 | 0.2985 | 0.28827 | 0.28994 | 0.33955 | 0.33855 | 0.31693
2009 | US | SERC | Southeastern | - | S21R | Total Potential Resources = (15-3)/3 | 0 | 0.41849 | 0.37814 | 0.39057 | 0.37544 | 0.35794 | 0.36312 | 0.37425 | 0.416 | 0.429 | 0.41617
2009 | US | SERC | Southeastern | - | S22R | Adjusted Potential Resources = (15a-3)/3 | 0 | 0.41849 | 0.34503 | 0.34646 | 0.33239 | 0.2985 | 0.28827 | 0.28994 | 0.33955 | 0.33855 | 0.31693
2009 | US | SERC | Southeastern | - | S24 | Other Capacity < 1 MW | 0 | 0 | 0 | 0 | 0 | 0 | 0 | 0 | 0 | 0 | 0
2009 | US | SERC | Southeastern | - | S25 | Distributed Generator Capacity >= 1 MW | 0 | 0 | 0 | 0 | 0 | 0 | 0 | 0 | 0 | 0 | 0
2009 | US | SERC | Southeastern | - | S26 | Capacity Total from EIA-860 | 0 | 0 | 0 | 0 | 0 | 0 | 0 | 0 | 0 | 0 | 0
2009 | US | SERC | Southeastern | - | S27 | Total Installed Baseline Capacity Resources = 12+6b | 64569 | 0 | 0 | 0 | 0 | 0 | 0 | 0 | 0 | 0 | 0
2009 | US | SERC | VACAR | - | S01 | Unrestricted Non-coincident Peak Demand = 2+1a+1b-1c-1d | 62098 | 64094 | 65403 | 67053 | 68739 | 70126 | 71428 | 72743 | 74087 | 75457 | 76835
2009 | US | SERC | VACAR | - | S01a | New Conservation (Energy Efficiency) | 0 | 45 | 135 | 239 | 354 | 479 | 612 | 742 | 866 | 993 | 1108
2009 | US | SERC | VACAR | - | S01b | Estimated Diversity | 0 | 707 | 722 | 762 | 767 | 777 | 785 | 797 | 834 | 845 | 832
2009 | US | SERC | VACAR | - | S01c | Additions for non-member load (load served by non-registered LSE's in a region) | 0 | 125 | 38 | 38 | 39 | 40 | 41 | 41 | 42 | 43 | 43
2009 | US | SERC | VACAR | - | S01d | Stand-by Load Under Contract (Normally served by behind the meter generation) | 0 | 104 | 104 | 106 | 107 | 108 | 109 | 110 | 111 | 113 | 113
2009 | US | SERC | VACAR | - | S02 | Total Internal Demand | 62098 | 63571 | 64688 | 66196 | 67764 | 69018 | 70181 | 71355 | 72540 | 73775 | 75051
2009 | US | SERC | VACAR | - | S02a | Direct Control Load Management | 16 | 406 | 493 | 596 | 702 | 744 | 790 | 836 | 878 | 904 | 916
2009 | US | SERC | VACAR | - | S02b | Contractually Interruptible (Curtailable) | 506 | 993 | 1240 | 1311 | 1285 | 1259 | 1232 | 1232 | 1232 | 1232 | 1232
2009 | US | SERC | VACAR | - | S02c | Critical Peak-Pricing (CPP) with Control | 0 | 0 | 0 | 0 | 0 | 0 | 0 | 0 | 0 | 0 | 0
2009 | US | SERC | VACAR | - | S02d | Load as a Capacity Resource | 65 | 89 | 89 | 89 | 89 | 89 | 89 | 89 | 89 | 89 | 89
2009 | US | SERC | VACAR | - | S03 | Net Internal Demand = 2-2a-2b-2c-2d | 61511 | 62083 | 62866 | 64200 | 65688 | 66926 | 68070 | 69198 | 70341 | 71550 | 72814
2009 | US | SERC | VACAR | - | S04a | Demand Response used for Reserves - Spinning | 615 | 608 | 608 | 608 | 608 | 608 | 608 | 608 | 608 | 608 | 608
2009 | US | SERC | VACAR | - | S04b | Demand Response used for Reserves - Non-Spinning | 239 | 241 | 254 | 258 | 258 | 258 | 258 | 258 | 258 | 258 | 258
2009 | US | SERC | VACAR | - | S04c | Demand Response used for Regulation | 0 | 16 | 16 | 17 | 16 | 17 | 17 | 17 | 18 | 18 | 18
2009 | US | SERC | VACAR | - | S04d | Demand Response used for Energy, Voluntary - Emergency | 419 | 419 | 419 | 419 | 419 | 419 | 419 | 419 | 419 | 419 | 419
2009 | US | SERC | VACAR | - | S05 | TOTAL INTERNAL CAPACITY = 6+7 | 74658 | 75994 | 76062 | 77455 | 78995 | 79061 | 78888 | 80277 | 81893 | 80642 | 83329
2009 | US | SERC | VACAR | - | S06 | EXISTING CAPACITY = 6a+6b+6c | 74658 | 74974 | 74855 | 74409 | 74004 | 73889 | 73690 | 73189 | 73056 | 72923 | 72923
2009 | US | SERC | VACAR | - | S06a | Existing, Certain (Note: The sum of 6a1 through 6a4 must be <= 6a) | 73416 | 73145 | 73026 | 72580 | 72175 | 72060 | 71864 | 71363 | 71230 | 71097 | 71097
2009 | US | SERC | VACAR | - | S06a1 | Wind Expected On-Peak | 0 | 0 | 0 | 0 | 0 | 0 | 0 | 0 | 0 | 0 | 0
2009 | US | SERC | VACAR | - | S06a2 | Solar Expected On-Peak | 0 | 0 | 0 | 0 | 0 | 0 | 0 | 0 | 0 | 0 | 0
2009 | US | SERC | VACAR | - | S06a3 | Hydro Expected On-Peak | 3848 | 3879 | 3890 | 3892 | 3914 | 3914 | 3914 | 3914 | 3914 | 3914 | 3914
2009 | US | SERC | VACAR | - | S06a4 | Biomass Expected On-Peak | 141 | 141 | 141 | 141 | 141 | 141 | 141 | 141 | 141 | 141 | 141
2009 | US | SERC | VACAR | - | S06a5 | Load as a Capacity Resource Expected On-Peak (Load Management Programs) | 0 | 0 | 0 | 0 | 0 | 0 | 0 | 0 | 0 | 0 | 0
2009 | US | SERC | VACAR | - | S06b | Existing, Other (Note: The sum of 6b1 through 6b7 must be <= 6b) | 1208 | 1784 | 1784 | 1784 | 1784 | 1784 | 1781 | 1781 | 1781 | 1781 | 1781
2009 | US | SERC | VACAR | - | S06b1 | Wind Derate On-Peak | 0 | 0 | 0 | 0 | 0 | 0 | 0 | 0 | 0 | 0 | 0
2009 | US | SERC | VACAR | - | S06b2 | Solar Derate On-Peak | 0 | 0 | 0 | 0 | 0 | 0 | 0 | 0 | 0 | 0 | 0
2009 | US | SERC | VACAR | - | S06b3 | Hydro Derate On-Peak | 51 | 21 | 21 | 21 | 1 | 1 | 1 | 1 | 1 | 1 | 1
2009 | US | SERC | VACAR | - | S06b4 | Biomass Derate On-Peak | 0 | 0 | 0 | 0 | 0 | 0 | 0 | 0 | 0 | 0 | 0
2009 | US | SERC | VACAR | - | S06b5 | Load as a Capacity Resource Derate On-Peak (Load Management Programs) | 0 | 0 | 0 | 0 | 0 | 0 | 0 | 0 | 0 | 0 | 0
2009 | US | SERC | VACAR | - | S06b6 | Energy Only | 0 | 0 | 0 | 0 | 0 | 0 | 0 | 0 | 0 | 0 | 0
2009 | US | SERC | VACAR | - | S06b7 | Scheduled Outage - Maintenance | 30 | 0 | 0 | 0 | 0 | 0 | 0 | 0 | 0 | 0 | 0
2009 | US | SERC | VACAR | - | S06b8 | Transmission-Limited Resources | 0 | 0 | 0 | 0 | 0 | 0 | 0 | 0 | 0 | 0 | 0
2009 | US | SERC | VACAR | - | S06c | Existing, Inoperable (Note: Capacity reported in this line are not used in margin calculations) | 34 | 45 | 45 | 45 | 45 | 45 | 45 | 45 | 45 | 45 | 45
2009 | US | SERC | VACAR | - | S07 | FUTURE CAPACITY ADDITIONS = 7a+7b | 0 | 1020 | 1207 | 3046 | 4991 | 5172 | 5198 | 7088 | 8837 | 7719 | 10406
2009 | US | SERC | VACAR | - | S07a | Future, Planned (Note: Only the net expected On-Peak values are included in this line and does not include Energy Only.) | 0 | 1020 | 1207 | 3046 | 4861 | 5042 | 3830 | 5088 | 6205 | 5088 | 6658
2009 | US | SERC | VACAR | - | S07a1 | Wind Expected On-Peak | 0 | 0 | 0 | 0 | 0 | 0 | 0 | 0 | 0 | 0 | 0
2009 | US | SERC | VACAR | - | S07a2 | Solar Expected On-Peak | 0 | 0 | 0 | 0 | 0 | 0 | 0 | 0 | 0 | 0 | 0
2009 | US | SERC | VACAR | - | S07a3 | Hydro Expected On-Peak | 0 | 4 | 2 | 2 | 2 | 0 | 0 | 0 | 0 | 0 | 0
2009 | US | SERC | VACAR | - | S07a4 | Biomass Expected On-Peak | 0 | 34 | 34 | 34 | 34 | 34 | 34 | 34 | 34 | 34 | 34
2009 | US | SERC | VACAR | - | S07b | Future, Other (Note: Only the net expected On-Peak values are included in this line and does not include Energy Only.) | 0 | 0 | 0 | 0 | 0 | 0 | 0 | 0 | 0 | 0 | 0
2009 | US | SERC | VACAR | - | S07b1 | Wind Expected On-Peak | 0 | 0 | 0 | 0 | 0 | 0 | 0 | 0 | 0 | 0 | 0
2009 | US | SERC | VACAR | - | S07b2 | Wind Derate On-Peak | 0 | 0 | 0 | 0 | 0 | 0 | 0 | 0 | 0 | 0 | 0
2009 | US | SERC | VACAR | - | S07b3 | Solar Expected On-Peak | 0 | 0 | 0 | 0 | 0 | 0 | 0 | 0 | 0 | 0 | 0
2009 | US | SERC | VACAR | - | S07b4 | Solar Derate On-Peak | 0 | 0 | 0 | 0 | 0 | 0 | 0 | 0 | 0 | 0 | 0
2009 | US | SERC | VACAR | - | S07b5 | Hydro Expected On-Peak | 0 | 0 | 0 | 0 | 0 | 0 | 0 | 0 | 0 | 0 | 0
2009 | US | SERC | VACAR | - | S07b6 | Hydro Derate On-Peak | 0 | 0 | 0 | 0 | 0 | 0 | 0 | 0 | 0 | 0 | 0
2009 | US | SERC | VACAR | - | S07b7 | Biomass Expected On-Peak | 0 | 0 | 0 | 0 | 0 | 0 | 0 | 0 | 0 | 0 | 0
2009 | US | SERC | VACAR | - | S07b8 | Biomass Derate On-Peak | 0 | 0 | 0 | 0 | 0 | 0 | 0 | 0 | 0 | 0 | 0
2009 | US | SERC | VACAR | - | S07b9 | Energy Only | 0 | 0 | 0 | 0 | 0 | 0 | 0 | 0 | 0 | 0 | 0
2009 | US | SERC | VACAR | - | S08 | Conceptual (Note: Only the net expected on-peak capacity is included in this line and does not include Energy Only.) | 0 | 0 | 0 | 0 | 130 | 130 | 1368 | 2000 | 2632 | 2631 | 3748
2009 | US | SERC | VACAR | - | S08a1 | Wind Expected On-Peak | 0 | 0 | 0 | 0 | 0 | 0 | 0 | 0 | 0 | 0 | 0
2009 | US | SERC | VACAR | - | S08a2 | Wind Derate On-Peak | 0 | 0 | 0 | 0 | 0 | 0 | 0 | 0 | 0 | 0 | 0
2009 | US | SERC | VACAR | - | S08a3 | Solar Expected On-Peak | 0 | 0 | 0 | 0 | 0 | 0 | 0 | 0 | 0 | 0 | 0
2009 | US | SERC | VACAR | - | S08a4 | Solar Derate On-Peak | 0 | 0 | 0 | 0 | 0 | 0 | 0 | 0 | 0 | 0 | 0
2009 | US | SERC | VACAR | - | S08a5 | Hydro Expected On-Peak | 0 | 0 | 0 | 0 | 0 | 0 | 1 | 1 | 1 | 0 | 0
2009 | US | SERC | VACAR | - | S08a6 | Hydro Derate On-Peak | 0 | 0 | 0 | 0 | 0 | 0 | 0 | 0 | 0 | 0 | 0
2009 | US | SERC | VACAR | - | S08a7 | Biomass Expected On-Peak | 0 | 0 | 0 | 0 | 0 | 0 | 0 | 0 | 0 | 0 | 0
2009 | US | SERC | VACAR | - | S08a8 | Biomass Derate On-Peak | 0 | 0 | 0 | 0 | 0 | 0 | 0 | 0 | 0 | 0 | 0
2009 | US | SERC | VACAR | - | S08a9 | Energy Only | 0 | 0 | 0 | 0 | 0 | 0 | 0 | 0 | 0 | 0 | 0
2009 | US | SERC | VACAR | - | S09 | DELIVERABLE INTERNAL CAPACITY = 6a+7a | 73416 | 74165 | 74233 | 75626 | 77036 | 77102 | 75694 | 76451 | 77435 | 76185 | 77755
2009 | US | SERC | VACAR | - | S10 | CAPACITY TRANSACTIONS - IMPORTS = 10a+10b+10c+10d | 1877 | 1648 | 1732 | 1601 | 1968 | 1709 | 1776 | 1915 | 1359 | 1415 | 1445
2009 | US | SERC | VACAR | - | S10a | Firm (Note: The sum of 10a1 and 10a2 must be <= 10a) | 1877 | 1648 | 1732 | 1451 | 1693 | 1609 | 1551 | 1590 | 1359 | 1415 | 1370
2009 | US | SERC | VACAR | - | S10a1 | Full-Responsibility Purchases | 0 | 0 | 0 | 0 | 0 | 0 | 0 | 0 | 0 | 0 | 0
2009 | US | SERC | VACAR | - | S10a2 | Owned Capacity/Entitlement Located Outside the Region/Subregion | 0 | 0 | 0 | 0 | 0 | 0 | 0 | 0 | 0 | 0 | 0
2009 | US | SERC | VACAR | - | S10b | Non-firm | 0 | 0 | 0 | 0 | 0 | 0 | 0 | 0 | 0 | 0 | 0
2009 | US | SERC | VACAR | - | S10c | Expected (Note: The sum of 10c1 and 10c2 must be <= 10c) | 0 | 0 | 0 | 0 | 0 | 0 | 0 | 0 | 0 | 0 | 0
2009 | US | SERC | VACAR | - | S10c1 | Full-Responsibility Purchases | 0 | 0 | 0 | 0 | 0 | 0 | 0 | 0 | 0 | 0 | 0
2009 | US | SERC | VACAR | - | S10c2 | Owned Capacity/Entitlement Located Outside the Region/Subregion | 0 | 0 | 0 | 0 | 0 | 0 | 0 | 0 | 0 | 0 | 0
2009 | US | SERC | VACAR | - | S10d | Provisional – transactions under study, but negotiations have not begun. | 0 | 0 | 0 | 150 | 275 | 100 | 225 | 325 | 0 | 0 | 75
2009 | US | SERC | VACAR | - | S11 | CAPACITY TRANSACTIONS - EXPORTS = 11a+11b+11c+11d | 150 | 150 | 0 | 0 | 100 | 100 | 100 | 100 | 100 | 100 | 100
2009 | US | SERC | VACAR | - | S11a | Firm (Note: The sum of 11a1 and 11a2 must be <= 11a) | 150 | 150 | 0 | 0 | 100 | 100 | 100 | 100 | 100 | 100 | 100
2009 | US | SERC | VACAR | - | S11a1 | Full-Responsibility Purchases | 0 | 0 | 0 | 0 | 0 | 0 | 0 | 0 | 0 | 0 | 0
2009 | US | SERC | VACAR | - | S11a2 | Owned Capacity/Entitlement Located Outside the Region/Subregion | 0 | 0 | 0 | 0 | 0 | 0 | 0 | 0 | 0 | 0 | 0
2009 | US | SERC | VACAR | - | S11b | Non-firm | 0 | 0 | 0 | 0 | 0 | 0 | 0 | 0 | 0 | 0 | 0
2009 | US | SERC | VACAR | - | S11c | Expected (Note: The sum of 11c1 and 11c2 must be <= 11c) | 0 | 0 | 0 | 0 | 0 | 0 | 0 | 0 | 0 | 0 | 0
2009 | US | SERC | VACAR | - | S11c1 | Full-Responsibility Purchases | 0 | 0 | 0 | 0 | 0 | 0 | 0 | 0 | 0 | 0 | 0
2009 | US | SERC | VACAR | - | S11c2 | Owned Capacity/Entitlement Located Outside the Region/Subregion | 0 | 0 | 0 | 0 | 0 | 0 | 0 | 0 | 0 | 0 | 0
2009 | US | SERC | VACAR | - | S11d | Provisional – transactions under study, but negotiations have not begun. | 0 | 0 | 0 | 0 | 0 | 0 | 0 | 0 | 0 | 0 | 0
2009 | US | SERC | VACAR | - | S12 | EXISTING, CERTAIN CAPACITY & NET FIRM TRANSACTIONS = 6a+Net Firm Transactions | 75143 | 74643 | 74758 | 74031 | 73768 | 73569 | 73315 | 72853 | 72489 | 72412 | 72367
2009 | US | SERC | VACAR | - | S13 | DELIVERABLE CAPACITY RESOURCES = 12+7a+Net Expected Transactions | 75143 | 75663 | 75965 | 77077 | 78629 | 78611 | 77145 | 77941 | 78694 | 77500 | 79025
2009 | US | SERC | VACAR | - | S14 | PROSPECTIVE CAPACITY RESOURCES = 13+6b-[Existing,Other Derates]+16b | 76270 | 77426 | 77728 | 78840 | 80412 | 80394 | 78925 | 79721 | 80474 | 79280 | 80805
2009 | US | SERC | VACAR | - | S15 | TOTAL POTENTIAL CAPACITY RESOURCES = 13+6b-[Existing,Other Derates]+7b+ 8+Net Provisional Transactions | 76270 | 77426 | 77728 | 78990 | 80817 | 80624 | 80518 | 82046 | 83106 | 81911 | 84628
2009 | US | SERC | VACAR | - | S15a | ADJUSTED POTENTIAL CAPACITY RESOURCES = 13+6b-[Existing,Other Derates]+ 16b+16d+Net Provisional Transactions | 76270 | 77426 | 77728 | 78990 | 80687 | 80494 | 79150 | 80046 | 80474 | 79280 | 80880
2009 | US | SERC | VACAR | - | S16a | Confidence of Future, Other (7b), using reasonable judgement | 0 | 0 | 0 | 0 | 0 | 0 | 0 | 0 | 0 | 0 | 0
2009 | US | SERC | VACAR | - | S16b | Net Future, Other Resources After Confidence Percentage Is Applied = 7b*16a | 0 | 0 | 0 | 0 | 0 | 0 | 0 | 0 | 0 | 0 | 0
2009 | US | SERC | VACAR | - | S16c | Confidence of Conceptual (8), using reasonable judgement | 0 | 0 | 0 | 0 | 0 | 0 | 0 | 0 | 0 | 0 | 0
2009 | US | SERC | VACAR | - | S16d | Net Conceptual Resources After Confidence Percentage Is Applied = 8*16c | 0 | 0 | 0 | 0 | 0 | 0 | 0 | 0 | 0 | 0 | 0
2009 | US | SERC | VACAR | - | S17C | Region/Subregion Target Capacity Margin | 0 | 0 | 0 | 0 | 0 | 0 | 0 | 0 | 0 | 0 | 0
2009 | US | SERC | VACAR | - | S17R | Region/Subregion Target Reserve Margin | 0 | 0.15 | 0.15 | 0.15 | 0.15 | 0.15 | 0.15 | 0.15 | 0.15 | 0.15 | 0.15
2009 | US | SERC | VACAR | - | S18C | Existing Certain and Net Firm Transactions = (12-3)/12 | 0 | 0.16827 | 0.15907 | 0.1328 | 0.10953 | 0.090296 | 0.071541 | 0.05017 | 0.029632 | 0.011904 | -0.0061768
2009 | US | SERC | VACAR | - | S19C | Deliverable Capacity Resources = (13-3)/13 | 0 | 0.17948 | 0.17243 | 0.16707 | 0.16458 | 0.14864 | 0.11764 | 0.11217 | 0.10615 | 0.076774 | 0.078595
2009 | US | SERC | VACAR | - | S20C | Prospective Capacity Resources = (14-3)/14 | 0 | 0.19816 | 0.19121 | 0.18569 | 0.18311 | 0.16752 | 0.13754 | 0.132 | 0.12592 | 0.097503 | 0.098892
2009 | US | SERC | VACAR | - | S21C | Total Potential Resources = (15-3)/15 | 0 | 0.19816 | 0.19121 | 0.18724 | 0.1872 | 0.1699 | 0.1546 | 0.1566 | 0.1536 | 0.12649 | 0.1396
2009 | US | SERC | VACAR | - | S22C | Adjusted Potential Resources = (15a-3)/15a | 0 | 0.19816 | 0.19121 | 0.18724 | 0.18589 | 0.16856 | 0.13999 | 0.13552 | 0.12592 | 0.097503 | 0.099728
2009 | US | SERC | VACAR | - | S18R | Existing Certain and Net Firm Transactions = (12-3)/3 | 0 | 0.20231 | 0.18916 | 0.15313 | 0.12301 | 0.099259 | 0.077053 | 0.052819 | 0.030537 | 0.012048 | -0.0061389
2009 | US | SERC | VACAR | - | S19R | Deliverable Capacity Resources = (13-3)/3 | 0 | 0.21874 | 0.20836 | 0.20058 | 0.19701 | 0.1746 | 0.13332 | 0.12635 | 0.11875 | 0.083159 | 0.0853
2009 | US | SERC | VACAR | - | S20R | Prospective Capacity Resources = (14-3)/3 | 0 | 0.24714 | 0.23641 | 0.22804 | 0.22415 | 0.20124 | 0.15947 | 0.15207 | 0.14406 | 0.10804 | 0.10975
2009 | US | SERC | VACAR | - | S21R | Total Potential Resources = (15-3)/3 | 0 | 0.24714 | 0.23641 | 0.23037 | 0.23032 | 0.20467 | 0.18287 | 0.18567 | 0.18147 | 0.14481 | 0.16225
2009 | US | SERC | VACAR | - | S22R | Adjusted Potential Resources = (15a-3)/3 | 0 | 0.24714 | 0.23641 | 0.23037 | 0.22834 | 0.20273 | 0.16277 | 0.15677 | 0.14406 | 0.10804 | 0.11078
2009 | US | SERC | VACAR | - | S24 | Other Capacity < 1 MW | 0 | 0 | 0 | 0 | 0 | 0 | 0 | 0 | 0 | 0 | 0
2009 | US | SERC | VACAR | - | S25 | Distributed Generator Capacity >= 1 MW | 0 | 0 | 0 | 0 | 0 | 0 | 0 | 0 | 0 | 0 | 0
2009 | US | SERC | VACAR | - | S26 | Capacity Total from EIA-860 | 0 | 0 | 0 | 0 | 0 | 0 | 0 | 0 | 0 | 0 | 0
2009 | US | SERC | VACAR | - | S27 | Total Installed Baseline Capacity Resources = 12+6b | 76351 | 0 | 0 | 0 | 0 | 0 | 0 | 0 | 0 | 0 | 0
2009 | US | SPP | - | - | S01 | Unrestricted Non-coincident Peak Demand = 2+1a+1b-1c-1d | 43476 | 44510.18 | 45189.2856 | 46119.2438 | 46813.2518 | 47524.5095 | 48147.1595 | 48079.6811 | 48730.3275 | 49383.7353 | 50039.586
2009 | US | SPP | - | - | S01a | New Conservation (Energy Efficiency) | 0 | 47 | 75 | 131 | 198 | 270 | 327 | 385 | 370 | 357 | 344
2009 | US | SPP | - | - | S01b | Estimated Diversity | 0 | 0 | 0 | 0 | 0 | 0 | 0 | 0 | 0 | 0 | 0
2009 | US | SPP | - | - | S01c | Additions for non-member load (load served by non-registered LSE's in a region) | 0 | 0 | 0 | 0 | 0 | 0 | 0 | 0 | 0 | 0 | 0
2009 | US | SPP | - | - | S01d | Stand-by Load Under Contract (Normally served by behind the meter generation) | 0 | 0 | 0 | 0 | 0 | 0 | 0 | 0 | 0 | 0 | 0
2009 | US | SPP | - | - | S02 | Total Internal Demand | 43476 | 44463.18 | 45114.2856 | 45988.2438 | 46615.2518 | 47254.5095 | 47820.1595 | 47694.6811 | 48360.3275 | 49026.7353 | 49695.586
2009 | US | SPP | - | - | S02a | Direct Control Load Management | 33 | 33 | 18 | 23 | 27 | 30 | 30 | 30 | 30 | 30 | 30
2009 | US | SPP | - | - | S02b | Contractually Interruptible (Curtailable) | 344 | 484 | 466 | 480 | 493 | 504 | 508 | 513 | 517 | 522 | 527
2009 | US | SPP | - | - | S02c | Critical Peak-Pricing (CPP) with Control | 0 | 35 | 36 | 108 | 184 | 262 | 274 | 287 | 300 | 315 | 324
2009 | US | SPP | - | - | S02d | Load as a Capacity Resource | 193 | 215 | 245 | 284 | 298 | 306 | 309 | 311 | 312 | 314 | 315
2009 | US | SPP | - | - | S03 | Net Internal Demand = 2-2a-2b-2c-2d | 42906 | 43696.18 | 44349.2856 | 45093.2438 | 45613.2518 | 46152.5095 | 46699.1595 | 46553.6811 | 47201.3275 | 47845.7353 | 48499.586
2009 | US | SPP | - | - | S04a | Demand Response used for Reserves - Spinning | 0 | 0 | 0 | 0 | 0 | 0 | 0 | 0 | 0 | 0 | 0
2009 | US | SPP | - | - | S04b | Demand Response used for Reserves - Non-Spinning | 0 | 0 | 0 | 0 | 0 | 0 | 0 | 0 | 0 | 0 | 0
2009 | US | SPP | - | - | S04c | Demand Response used for Regulation | 0 | 0 | 0 | 0 | 0 | 0 | 0 | 0 | 0 | 0 | 0
2009 | US | SPP | - | - | S04d | Demand Response used for Energy, Voluntary - Emergency | 0 | 0 | 0 | 0 | 0 | 0 | 0 | 0 | 0 | 0 | 0
2009 | US | SPP | - | - | S05 | TOTAL INTERNAL CAPACITY = 6+7 | 57403 | 58817 | 60434 | 61238 | 61848 | 62441 | 62390 | 62636 | 62636 | 62607 | 62618
2009 | US | SPP | - | - | S06 | EXISTING CAPACITY = 6a+6b+6c | 57403 | 58396 | 58439 | 58416 | 58416 | 58412 | 58355 | 58251 | 58251 | 58221 | 58221
2009 | US | SPP | - | - | S06a | Existing, Certain (Note: The sum of 6a1 through 6a4 must be <= 6a) | 47899 | 49202 | 49315 | 49292 | 49362 | 49358 | 49321 | 49217 | 49217 | 49187 | 49187
2009 | US | SPP | - | - | S06a1 | Wind Expected On-Peak | 75 | 217 | 217 | 217 | 217 | 217 | 217 | 217 | 217 | 217 | 217
2009 | US | SPP | - | - | S06a2 | Solar Expected On-Peak | 0 | 0 | 0 | 0 | 0 | 0 | 0 | 0 | 0 | 0 | 0
2009 | US | SPP | - | - | S06a3 | Hydro Expected On-Peak | 2898 | 2885 | 2905 | 2905 | 2975 | 2975 | 2995 | 2995 | 2995 | 2995 | 2995
2009 | US | SPP | - | - | S06a4 | Biomass Expected On-Peak | 210.2 | 285.04 | 285.04 | 365.44 | 365.44 | 365.44 | 365.44 | 365.44 | 365.44 | 365.44 | 365.44
2009 | US | SPP | - | - | S06a5 | Load as a Capacity Resource Expected On-Peak (Load Management Programs) | 0 | 0 | 18 | 28 | 37 | 40 | 40 | 40 | 40 | 40 | 40
2009 | US | SPP | - | - | S06b | Existing, Other (Note: The sum of 6b1 through 6b7 must be <= 6b) | 9080 | 8597 | 8617 | 8637 | 8617 | 8617 | 8597 | 8597 | 8597 | 8597 | 8597
2009 | US | SPP | - | - | S06b1 | Wind Derate On-Peak | 413 | 2040 | 2040 | 2040 | 2040 | 2040 | 2040 | 2040 | 2040 | 2040 | 2040
2009 | US | SPP | - | - | S06b2 | Solar Derate On-Peak | 0 | 0 | 0 | 0 | 0 | 0 | 0 | 0 | 0 | 0 | 0
2009 | US | SPP | - | - | S06b3 | Hydro Derate On-Peak | 5 | 4 | 6 | 6 | 8 | 8 | 10 | 10 | 10 | 10 | 10
2009 | US | SPP | - | - | S06b4 | Biomass Derate On-Peak | 10 | 11 | 11 | 13 | 13 | 13 | 13 | 13 | 13 | 13 | 13
2009 | US | SPP | - | - | S06b5 | Load as a Capacity Resource Derate On-Peak (Load Management Programs) | 0 | 0 | 0 | 0 | 0 | 0 | 0 | 0 | 0 | 0 | 0
2009 | US | SPP | - | - | S06b6 | Energy Only | 0 | 50 | 50 | 50 | 50 | 50 | 50 | 50 | 50 | 50 | 50
2009 | US | SPP | - | - | S06b7 | Scheduled Outage - Maintenance | 37 | 0 | 20 | 40 | 20 | 20 | 0 | 0 | 0 | 0 | 0
2009 | US | SPP | - | - | S06b8 | Transmission-Limited Resources | 0 | 0 | 0 | 0 | 0 | 0 | 0 | 0 | 0 | 0 | 0
2009 | US | SPP | - | - | S06c | Existing, Inoperable (Note: Capacity reported in this line are not used in margin calculations) | 424 | 597 | 507 | 487 | 437 | 437 | 437 | 437 | 437 | 437 | 437
2009 | US | SPP | - | - | S07 | FUTURE CAPACITY ADDITIONS = 7a+7b | 0 | 421 | 1995 | 2822 | 3432 | 4029 | 4035 | 4385 | 4385 | 4386 | 4397
2009 | US | SPP | - | - | S07a | Future, Planned (Note: Only the net expected On-Peak values are included in this line and does not include Energy Only.) | 0 | 421 | 1995 | 2818 | 3428 | 3875 | 3875 | 4225 | 4225 | 4225 | 4225
2009 | US | SPP | - | - | S07a1 | Wind Expected On-Peak | 0 | 0 | 0 | 0 | 0 | 0 | 0 | 0 | 0 | 0 | 0
2009 | US | SPP | - | - | S07a2 | Solar Expected On-Peak | 0 | 0 | 0 | 0 | 0 | 0 | 0 | 0 | 0 | 0 | 0
2009 | US | SPP | - | - | S07a3 | Hydro Expected On-Peak | 0 | 4 | 10 | 16 | 22 | 22 | 22 | 22 | 22 | 22 | 22
2009 | US | SPP | - | - | S07a4 | Biomass Expected On-Peak | 0 | 0 | 0 | 0 | 0 | 0 | 0 | 0 | 0 | 0 | 0
2009 | US | SPP | - | - | S07b | Future, Other (Note: Only the net expected On-Peak values are included in this line and does not include Energy Only.) | 0 | 0 | 0 | 4 | 4 | 154 | 160 | 160 | 160 | 161 | 172
2009 | US | SPP | - | - | S07b1 | Wind Expected On-Peak | 0 | 0 | 0 | 0 | 0 | 23 | 23 | 23 | 23 | 23 | 23
2009 | US | SPP | - | - | S07b2 | Wind Derate On-Peak | 0 | 75 | 150 | 250 | 350 | 477 | 477 | 477 | 477 | 477 | 477
2009 | US | SPP | - | - | S07b3 | Solar Expected On-Peak | 0 | 0 | 0 | 4 | 4 | 4 | 11 | 11 | 11 | 12 | 23
2009 | US | SPP | - | - | S07b4 | Solar Derate On-Peak | 0 | 0 | 0 | 0 | 0 | 0 | 0 | 0 | 0 | 0 | 0
2009 | US | SPP | - | - | S07b5 | Hydro Expected On-Peak | 0 | 0 | 0 | 0 | 0 | 0 | 0 | 0 | 0 | 0 | 0
2009 | US | SPP | - | - | S07b6 | Hydro Derate On-Peak | 0 | 1 | 1 | 1 | 1 | 1 | 1 | 1 | 1 | 1 | 1
2009 | US | SPP | - | - | S07b7 | Biomass Expected On-Peak | 0 | 0 | 0 | 0 | 0 | 0 | 0 | 0 | 0 | 0 | 0
2009 | US | SPP | - | - | S07b8 | Biomass Derate On-Peak | 0 | 0 | 0 | 0 | 0 | 0 | 0 | 0 | 0 | 0 | 0
2009 | US | SPP | - | - | S07b9 | Energy Only | 0 | 0 | 0 | 0 | 0 | 0 | 0 | 0 | 0 | 0 | 0
2009 | US | SPP | - | - | S08 | Conceptual (Note: Only the net expected on-peak capacity is included in this line and does not include Energy Only.) | 0 | 587.791 | 1179.582 | 1763.373 | 2357.164 | 2950.455 | 3540.546 | 4130.637 | 4724.728 | 5315.319 | 5905.91
2009 | US | SPP | - | - | S08a1 | Wind Expected On-Peak | 0 | 5877.91 | 5897.91 | 5877.91 | 5892.91 | 5900.91 | 5900.91 | 5900.91 | 5905.91 | 5905.91 | 5905.91
2009 | US | SPP | - | - | S08a2 | Wind Derate On-Peak | 0 | 52976.19 | 53051.19 | 53151.19 | 53251.19 | 53378.19 | 53378.19 | 53378.19 | 53378.19 | 53378.19 | 53378.19
2009 | US | SPP | - | - | S08a3 | Solar Expected On-Peak | 0 | 0 | 0 | 27 | 27 | 27 | 27 | 41 | 41 | 41 | 41
2009 | US | SPP | - | - | S08a4 | Solar Derate On-Peak | 0 | 0 | 0 | 2 | 2 | 2 | 2 | 2 | 2 | 2 | 2
2009 | US | SPP | - | - | S08a5 | Hydro Expected On-Peak | 0 | 0 | 0 | 0 | 0 | 0 | 0 | 0 | 0 | 0 | 0
2009 | US | SPP | - | - | S08a6 | Hydro Derate On-Peak | 0 | 0 | 0 | 0 | 0 | 0 | 0 | 0 | 0 | 0 | 0
2009 | US | SPP | - | - | S08a7 | Biomass Expected On-Peak | 0 | 0 | 0 | 6 | 6 | 6 | 6 | 6 | 9 | 9 | 9
2009 | US | SPP | - | - | S08a8 | Biomass Derate On-Peak | 0 | 0 | 0 | 0 | 0 | 0 | 0 | 0 | 0 | 0 | 0
2009 | US | SPP | - | - | S08a9 | Energy Only | 0 | 0 | 0 | 0 | 0 | 0 | 0 | 0 | 0 | 0 | 0
2009 | US | SPP | - | - | S09 | DELIVERABLE INTERNAL CAPACITY = 6a+7a | 47899 | 49623 | 51310 | 52110 | 52790 | 53233 | 53196 | 53442 | 53442 | 53412 | 53412
2009 | US | SPP | - | - | S10 | CAPACITY TRANSACTIONS - IMPORTS = 10a+10b+10c+10d | 1175.5 | 1488.5 | 1275.5 | 1223.5 | 1225 | 1175 | 978 | 821 | 685 | 689 | 692
2009 | US | SPP | - | - | S10a | Firm (Note: The sum of 10a1 and 10a2 must be <= 10a) | 1178.5 | 1471.5 | 1125.5 | 1073.5 | 1075 | 1025 | 978 | 821 | 685 | 689 | 692
2009 | US | SPP | - | - | S10a1 | Full-Responsibility Purchases | 0 | 0 | 0 | 0 | 0 | 0 | 0 | 0 | 0 | 0 | 0
2009 | US | SPP | - | - | S10a2 | Owned Capacity/Entitlement Located Outside the Region/Subregion | 0 | 0 | 0 | 0 | 0 | 0 | 0 | 0 | 0 | 0 | 0
2009 | US | SPP | - | - | S10b | Non-firm | 0 | 0 | 0 | 0 | 0 | 0 | 0 | 0 | 0 | 0 | 0
2009 | US | SPP | - | - | S10c | Expected (Note: The sum of 10c1 and 10c2 must be <= 10c) | 0 | 0 | 0 | 0 | 0 | 0 | 0 | 0 | 0 | 0 | 0
2009 | US | SPP | - | - | S10c1 | Full-Responsibility Purchases | 0 | 0 | 0 | 0 | 0 | 0 | 0 | 0 | 0 | 0 | 0
2009 | US | SPP | - | - | S10c2 | Owned Capacity/Entitlement Located Outside the Region/Subregion | 0 | 0 | 0 | 0 | 0 | 0 | 0 | 0 | 0 | 0 | 0
2009 | US | SPP | - | - | S10d | Provisional – transactions under study, but negotiations have not begun. | 0 | 0 | 0 | 0 | 0 | 0 | 0 | 0 | 0 | 0 | 0
2009 | US | SPP | - | - | S11 | CAPACITY TRANSACTIONS - EXPORTS = 11a+11b+11c+11d | 968 | 968 | 754 | 769 | 791.5 | 781.5 | 783.5 | 783.5 | 783.5 | 783.5 | 785.5
2009 | US | SPP | - | - | S11a | Firm (Note: The sum of 11a1 and 11a2 must be <= 11a) | 968 | 968 | 754 | 769 | 791.5 | 781.5 | 783.5 | 783.5 | 783.5 | 783.5 | 785.5
2009 | US | SPP | - | - | S11a1 | Full-Responsibility Purchases | 0 | 0 | 0 | 0 | 0 | 0 | 0 | 0 | 0 | 0 | 0
2009 | US | SPP | - | - | S11a2 | Owned Capacity/Entitlement Located Outside the Region/Subregion | 0 | 0 | 0 | 0 | 0 | 0 | 0 | 0 | 0 | 0 | 0
2009 | US | SPP | - | - | S11b | Non-firm | 0 | 0 | 0 | 0 | 0 | 0 | 0 | 0 | 0 | 0 | 0
2009 | US | SPP | - | - | S11c | Expected (Note: The sum of 11c1 and 11c2 must be <= 11c) | 0 | 0 | 0 | 0 | 0 | 0 | 0 | 0 | 0 | 0 | 0
2009 | US | SPP | - | - | S11c1 | Full-Responsibility Purchases | 0 | 0 | 0 | 0 | 0 | 0 | 0 | 0 | 0 | 0 | 0
2009 | US | SPP | - | - | S11c2 | Owned Capacity/Entitlement Located Outside the Region/Subregion | 0 | 0 | 0 | 0 | 0 | 0 | 0 | 0 | 0 | 0 | 0
2009 | US | SPP | - | - | S11d | Provisional – transactions under study, but negotiations have not begun. | 0 | 0 | 0 | 0 | 0 | 0 | 0 | 0 | 0 | 0 | 0
2009 | US | SPP | - | - | S12 | EXISTING, CERTAIN CAPACITY & NET FIRM TRANSACTIONS = 6a+Net Firm Transactions | 48109.5 | 49705.5 | 49686.5 | 49596.5 | 49645.5 | 49601.5 | 49515.5 | 49254.5 | 49118.5 | 49092.5 | 49093.5
2009 | US | SPP | - | - | S13 | DELIVERABLE CAPACITY RESOURCES = 12+7a+Net Expected Transactions | 48109.5 | 50126.5 | 51681.5 | 52414.5 | 53073.5 | 53476.5 | 53390.5 | 53479.5 | 53343.5 | 53317.5 | 53318.5
2009 | US | SPP | - | - | S14 | PROSPECTIVE CAPACITY RESOURCES = 13+6b-[Existing,Other Derates]+16b | 56724.5 | 56618.5 | 58171.5 | 58903.5 | 59560.5 | 60001 | 59914.5 | 60003.5 | 59867.5 | 59841.75 | 59845.5
2009 | US | SPP | - | - | S15 | TOTAL POTENTIAL CAPACITY RESOURCES = 13+6b-[Existing,Other Derates]+7b+ 8+Net Provisional Transactions | 56724.5 | 57206.291 | 59351.082 | 60669.873 | 61920.664 | 63066.955 | 63575.046 | 64254.137 | 64712.228 | 65277.819 | 65880.41
2009 | US | SPP | - | - | S15a | ADJUSTED POTENTIAL CAPACITY RESOURCES = 13+6b-[Existing,Other Derates]+ 16b+16d+Net Provisional Transactions | 56724.5 | 56647.8895 | 58230.4791 | 58991.6686 | 59678.3582 | 60148.5227 | 60091.5273 | 60210.0318 | 60103.7364 | 60107.516 | 60140.7955
2009 | US | SPP | - | - | S16a | Confidence of Future, Other (7b), using reasonable judgement | 0 | 0.25 | 0.25 | 0.25 | 0.25 | 0.25 | 0.25 | 0.25 | 0.25 | 0.25 | 0.25
2009 | US | SPP | - | - | S16b | Net Future, Other Resources After Confidence Percentage Is Applied = 7b*16a | 0 | 0 | 0 | 1 | 1 | 38.5 | 40 | 40 | 40 | 40.25 | 43
2009 | US | SPP | - | - | S16c | Confidence of Conceptual (8), using reasonable judgement | 0 | 0.05 | 0.05 | 0.05 | 0.05 | 0.05 | 0.05 | 0.05 | 0.05 | 0.05 | 0.05
2009 | US | SPP | - | - | S16d | Net Conceptual Resources After Confidence Percentage Is Applied = 8*16c | 0 | 29.3895 | 58.9791 | 88.1686 | 117.8582 | 147.5228 | 177.0273 | 206.5318 | 236.2364 | 265.7659 | 295.2955
2009 | US | SPP | - | - | S17C | Region/Subregion Target Capacity Margin | 0 | 0.12 | 0.12 | 0.12 | 0.12 | 0.12 | 0.12 | 0.12 | 0.12 | 0.12 | 0.12
2009 | US | SPP | - | - | S17R | Region/Subregion Target Reserve Margin | 0 | 0.136 | 0.136 | 0.136 | 0.136 | 0.136 | 0.136 | 0.136 | 0.136 | 0.136 | 0.136
2009 | US | SPP | - | - | S18C | Existing Certain and Net Firm Transactions = (12-3)/12 | 0 | 0.1209 | 0.10742 | 0.090798 | 0.081221 | 0.069534 | 0.056878 | 0.054834 | 0.039032 | 0.025396 | 0.012098
2009 | US | SPP | - | - | S19C | Deliverable Capacity Resources = (13-3)/13 | 0 | 0.12828 | 0.14187 | 0.13968 | 0.14056 | 0.13696 | 0.12533 | 0.1295 | 0.11514 | 0.10263 | 0.09038
2009 | US | SPP | - | - | S20C | Prospective Capacity Resources = (14-3)/14 | 0 | 0.22823 | 0.23761 | 0.23446 | 0.23417 | 0.2308 | 0.22057 | 0.22415 | 0.21157 | 0.20046 | 0.18959
2009 | US | SPP | - | - | S21C | Total Potential Resources = (15-3)/15 | 0 | 0.23616 | 0.25276 | 0.25674 | 0.26336 | 0.2682 | 0.26545 | 0.27548 | 0.2706 | 0.26704 | 0.26382
2009 | US | SPP | - | - | S22C | Adjusted Potential Resources = (15a-3)/15a | 0 | 0.22864 | 0.23838 | 0.2356 | 0.23568 | 0.23269 | 0.22287 | 0.22681 | 0.21467 | 0.204 | 0.19357
2009 | US | SPP | - | - | S18R | Existing Certain and Net Firm Transactions = (12-3)/3 | 0 | 0.13753 | 0.12034 | 0.099865 | 0.088401 | 0.07473 | 0.060308 | 0.058015 | 0.040617 | 0.026058 | 0.012246
2009 | US | SPP | - | - | S19R | Deliverable Capacity Resources = (13-3)/3 | 0 | 0.14716 | 0.16533 | 0.16236 | 0.16355 | 0.15869 | 0.14329 | 0.14877 | 0.13013 | 0.11436 | 0.09936
2009 | US | SPP | - | - | S20R | Prospective Capacity Resources = (14-3)/3 | 0 | 0.29573 | 0.31167 | 0.30626 | 0.30577 | 0.30006 | 0.28299 | 0.28891 | 0.26834 | 0.25072 | 0.23394
2009 | US | SPP | - | - | S21R | Total Potential Resources = (15-3)/3 | 0 | 0.30918 | 0.33826 | 0.34543 | 0.35751 | 0.36649 | 0.36137 | 0.38022 | 0.37098 | 0.36434 | 0.35837
2009 | US | SPP | - | - | S22R | Adjusted Potential Resources = (15a-3)/3 | 0 | 0.2964 | 0.313 | 0.30822 | 0.30836 | 0.30326 | 0.28678 | 0.29335 | 0.27335 | 0.25628 | 0.24003
2009 | US | SPP | - | - | S24 | Other Capacity < 1 MW | 0 | 0 | 0 | 0 | 0 | 0 | 0 | 0 | 0 | 0 | 0
2009 | US | SPP | - | - | S25 | Distributed Generator Capacity >= 1 MW | 0 | 0 | 0 | 0 | 0 | 0 | 0 | 0 | 0 | 0 | 0
2009 | US | SPP | - | - | S26 | Capacity Total from EIA-860 | 0 | 0 | 0 | 0 | 0 | 0 | 0 | 0 | 0 | 0 | 0
2009 | US | SPP | - | - | S27 | Total Installed Baseline Capacity Resources = 12+6b | 57189.5 | 0 | 0 | 0 | 0 | 0 | 0 | 0 | 0 | 0 | 0
2009 | US | WECC | - | - | S01 | Unrestricted Non-coincident Peak Demand = 2+1a+1b-1c-1d | 134829 | 141753 | 144267 | 147137 | 149883 | 152455 | 155311 | 158195 | 160884 | 163718 | 166516
2009 | US | WECC | - | - | S01a | New Conservation (Energy Efficiency) | 0 | 2038 | 2494 | 2929 | 3122 | 3269 | 3449 | 3563 | 3706 | 3835 | 3946
2009 | US | WECC | - | - | S01b | Estimated Diversity | 0 | 0 | 0 | 0 | 0 | 0 | 0 | 0 | 0 | 0 | 0
2009 | US | WECC | - | - | S01c | Additions for non-member load (load served by non-registered LSE's in a region) | 0 | 0 | 0 | 0 | 0 | 0 | 0 | 0 | 0 | 0 | 0
2009 | US | WECC | - | - | S01d | Stand-by Load Under Contract (Normally served by behind the meter generation) | 0 | 977 | 977 | 977 | 997 | 977 | 997 | 977 | 977 | 977 | 977
2009 | US | WECC | - | - | S02 | Total Internal Demand | 134829 | 140692 | 142750 | 145185 | 147758 | 150163 | 152859 | 155609 | 158155 | 160860 | 163547
2009 | US | WECC | - | - | S02a | Direct Control Load Management | 1299 | 1390 | 1555 | 1721 | 1980 | 1721 | 2032 | 1755 | 1766 | 1780 | 1793
2009 | US | WECC | - | - | S02b | Contractually Interruptible (Curtailable) | 1708 | 2142 | 2268 | 2411 | 2420 | 2447 | 2465 | 2486 | 2479 | 2482 | 2466
2009 | US | WECC | - | - | S02c | Critical Peak-Pricing (CPP) with Control | 0 | 5 | 10 | 15 | 19 | 31 | 37 | 43 | 45 | 46 | 48
2009 | US | WECC | - | - | S02d | Load as a Capacity Resource | 906 | 714 | 1178 | 1582 | 1840 | 1976 | 2085 | 2168 | 2226 | 2264 | 2302
2009 | US | WECC | - | - | S03 | Net Internal Demand = 2-2a-2b-2c-2d | 130916 | 136441 | 137739 | 139456 | 141499 | 143988 | 146240 | 149157 | 151639 | 154288 | 156938
2009 | US | WECC | - | - | S04a | Demand Response used for Reserves - Spinning | 90 | 90 | 90 | 90 | 90 | 90 | 90 | 90 | 90 | 90 | 90
2009 | US | WECC | - | - | S04b | Demand Response used for Reserves - Non-Spinning | 0 | 0 | 0 | 0 | 0 | 0 | 0 | 0 | 0 | 0 | 0
2009 | US | WECC | - | - | S04c | Demand Response used for Regulation | 0 | 0 | 0 | 0 | 0 | 0 | 0 | 0 | 0 | 0 | 0
2009 | US | WECC | - | - | S04d | Demand Response used for Energy, Voluntary - Emergency | 155 | 145 | 200 | 233 | 218 | 217 | 222 | 219 | 190 | 191 | 192
2009 | US | WECC | - | - | S05 | TOTAL INTERNAL CAPACITY = 6+7 | 179416 | 186201 | 196318 | 204853 | 213553 | 218184 | 222860 | 225045 | 225233 | 225318 | 225773
2009 | US | WECC | - | - | S06 | EXISTING CAPACITY = 6a+6b+6c | 179416 | 184470 | 184291 | 184705 | 184861 | 183890 | 184002 | 183978 | 184052 | 184035 | 183795
2009 | US | WECC | - | - | S06a | Existing, Certain (Note: The sum of 6a1 through 6a4 must be <= 6a) | 167753 | 171982 | 171917 | 172195 | 173072 | 171366 | 172214 | 171557 | 171512 | 171476 | 171236
2009 | US | WECC | - | - | S06a1 | Wind Expected On-Peak | 1395 | 1548 | 1549 | 1549 | 1569 | 1549 | 1569 | 1549 | 1524 | 1524 | 1524
2009 | US | WECC | - | - | S06a2 | Solar Expected On-Peak | 404 | 405 | 405 | 405 | 409 | 405 | 409 | 405 | 405 | 405 | 405
2009 | US | WECC | - | - | S06a3 | Hydro Expected On-Peak | 49868 | 50224 | 49930 | 49791 | 50507 | 48953 | 49674 | 49156 | 48938 | 48919 | 48918
2009 | US | WECC | - | - | S06a4 | Biomass Expected On-Peak | 1268 | 1268 | 1268 | 1268 | 1270 | 1268 | 1270 | 1268 | 1268 | 1268 | 1268
2009 | US | WECC | - | - | S06a5 | Load as a Capacity Resource Expected On-Peak (Load Management Programs) | 0 | 0 | 0 | 0 | 0 | 0 | 0 | 0 | 0 | 0 | 0
2009 | US | WECC | - | - | S06b | Existing, Other (Note: The sum of 6b1 through 6b7 must be <= 6b) | 11663 | 12488 | 12374 | 12510 | 11789 | 12524 | 11788 | 12421 | 12540 | 12559 | 12559
2009 | US | WECC | - | - | S06b1 | Wind Derate On-Peak | 5960 | 6414 | 6414 | 6414 | 6386 | 6414 | 6386 | 6414 | 6414 | 6414 | 6414
2009 | US | WECC | - | - | S06b2 | Solar Derate On-Peak | 122 | 122 | 122 | 122 | 118 | 122 | 118 | 122 | 122 | 122 | 122
2009 | US | WECC | - | - | S06b3 | Hydro Derate On-Peak | 5289 | 5660 | 5546 | 5682 | 4993 | 5696 | 4992 | 5593 | 5712 | 5731 | 5731
2009 | US | WECC | - | - | S06b4 | Biomass Derate On-Peak | 292 | 292 | 292 | 292 | 292 | 292 | 292 | 292 | 292 | 292 | 292
2009 | US | WECC | - | - | S06b5 | Load as a Capacity Resource Derate On-Peak (Load Management Programs) | 0 | 0 | 0 | 0 | 0 | 0 | 0 | 0 | 0 | 0 | 0
2009 | US | WECC | - | - | S06b6 | Energy Only | 0 | 0 | 0 | 0 | 0 | 0 | 0 | 0 | 0 | 0 | 0
2009 | US | WECC | - | - | S06b7 | Scheduled Outage - Maintenance | 0 | 0 | 0 | 0 | 0 | 0 | 0 | 0 | 0 | 0 | 0
2009 | US | WECC | - | - | S06b8 | Transmission-Limited Resources | 0 | 0 | 0 | 0 | 0 | 0 | 0 | 0 | 0 | 0 | 0
2009 | US | WECC | - | - | S06c | Existing, Inoperable (Note: Capacity reported in this line are not used in margin calculations) | 0 | 0 | 0 | 0 | 0 | 0 | 0 | 0 | 0 | 0 | 0
2009 | US | WECC | - | - | S07 | FUTURE CAPACITY ADDITIONS = 7a+7b | 0 | 1731 | 12027 | 20148 | 28692 | 34294 | 38858 | 41067 | 41181 | 41283 | 41978
2009 | US | WECC | - | - | S07a | Future, Planned (Note: Only the net expected On-Peak values are included in this line and does not include Energy Only.) | 0 | 1724 | 11811 | 19591 | 26894 | 30825 | 33745 | 34875 | 34829 | 34839 | 34917
2009 | US | WECC | - | - | S07a1 | Wind Expected On-Peak | 0 | 149 | 877 | 1392 | 2439 | 2285 | 2833 | 2512 | 2512 | 2512 | 2512
2009 | US | WECC | - | - | S07a2 | Solar Expected On-Peak | 0 | 19 | 2018 | 5840 | 8480 | 11240 | 13578 | 14937 | 14944 | 14952 | 15028
2009 | US | WECC | - | - | S07a3 | Hydro Expected On-Peak | 0 | 36 | 73 | 68 | 125 | 125 | 127 | 127 | 127 | 127 | 127
2009 | US | WECC | - | - | S07a4 | Biomass Expected On-Peak | 0 | 75 | 251 | 252 | 291 | 315 | 339 | 363 | 390 | 391 | 392
2009 | US | WECC | - | - | S07b | Future, Other (Note: Only the net expected On-Peak values are included in this line and does not include Energy Only.) | 0 | 0 | 0 | 2 | 53 | 52 | 53 | 52 | 52 | 52 | 52
2009 | US | WECC | - | - | S07b1 | Wind Expected On-Peak | 0 | 0 | 0 | 21 | 7 | 21 | 7 | 21 | 21 | 21 | 21
2009 | US | WECC | - | - | S07b2 | Wind Derate On-Peak | 0 | 886 | 4207 | 6863 | 9578 | 11794 | 12039 | 12560 | 12560 | 12560 | 12560
2009 | US | WECC | - | - | S07b3 | Solar Expected On-Peak | 0 | 0 | 0 | 5 | 5 | 5 | 5 | 5 | 5 | 5 | 5
2009 | US | WECC | - | - | S07b4 | Solar Derate On-Peak | 0 | 1 | 397 | 1220 | 1851 | 2255 | 2869 | 2988 | 2988 | 2988 | 2988
2009 | US | WECC | - | - | S07b5 | Hydro Expected On-Peak | 0 | 0 | 0 | 0 | 0 | 0 | 0 | 0 | 0 | 0 | 0
2009 | US | WECC | - | - | S07b6 | Hydro Derate On-Peak | 0 | 0 | 0 | 0 | 0 | 0 | 0 | 0 | 0 | 0 | 0
2009 | US | WECC | - | - | S07b7 | Biomass Expected On-Peak | 0 | 0 | 0 | 0 | 50 | 50 | 50 | 50 | 50 | 50 | 50
2009 | US | WECC | - | - | S07b8 | Biomass Derate On-Peak | 0 | 25 | 39 | 39 | 40 | 40 | 40 | 40 | 40 | 40 | 40
2009 | US | WECC | - | - | S07b9 | Energy Only | 0 | 0 | 0 | 0 | 0 | 0 | 0 | 0 | 0 | 0 | 0
2009 | US | WECC | - | - | S08 | Conceptual (Note: Only the net expected on-peak capacity is included in this line and does not include Energy Only.) | 0 | 7 | 216 | 557 | 1798 | 3469 | 5113 | 6192 | 6352 | 6444 | 7061
2009 | US | WECC | - | - | S08a1 | Wind Expected On-Peak | 0 | 0 | 0 | 62 | 80 | 99 | 128 | 161 | 163 | 163 | 173
2009 | US | WECC | - | - | S08a2 | Wind Derate On-Peak | 0 | 101 | 624 | 1515 | 2042 | 3039 | 4309 | 4566 | 4664 | 4664 | 4684
2009 | US | WECC | - | - | S08a3 | Solar Expected On-Peak | 0 | 1 | 2 | 4 | 5 | 427 | 429 | 676 | 677 | 677 | 737
2009 | US | WECC | - | - | S08a4 | Solar Derate On-Peak | 0 | 0 | 0 | 0 | 0 | 0 | 0 | 0 | 0 | 0 | 0
2009 | US | WECC | - | - | S08a5 | Hydro Expected On-Peak | 0 | 0 | 0 | 0 | 0 | 0 | 25 | 440 | 465 | 465 | 465
2009 | US | WECC | - | - | S08a6 | Hydro Derate On-Peak | 0 | 0 | 0 | 0 | 0 | 0 | 0 | 0 | 0 | 0 | 0
2009 | US | WECC | - | - | S08a7 | Biomass Expected On-Peak | 0 | 2 | 4 | 6 | 8 | 10 | 12 | 14 | 17 | 18 | 20
2009 | US | WECC | - | - | S08a8 | Biomass Derate On-Peak | 0 | 0 | 0 | 0 | 0 | 0 | 0 | 0 | 0 | 0 | 0
2009 | US | WECC | - | - | S08a9 | Energy Only | 0 | 0 | 0 | 0 | 0 | 0 | 0 | 0 | 0 | 0 | 0
2009 | US | WECC | - | - | S09 | DELIVERABLE INTERNAL CAPACITY = 6a+7a | 167753 | 173706 | 183728 | 191786 | 199966 | 202191 | 205959 | 206432 | 206341 | 206315 | 206153
2009 | US | WECC | - | - | S10 | CAPACITY TRANSACTIONS - IMPORTS = 10a+10b+10c+10d | 107 | 2472 | 1904 | 3201 | 2831 | 3067 | 2758 | 2992 | 2992 | 2992 | 2992
2009 | US | WECC | - | - | S10a | Firm (Note: The sum of 10a1 and 10a2 must be <= 10a) | 107 | 1593 | 1549 | 2056 | 1617 | 2026 | 1675 | 2202 | 2303 | 2320 | 2349
2009 | US | WECC | - | - | S10a1 | Full-Responsibility Purchases | 0 | 1400 | 1356 | 1863 | 1474 | 1883 | 1532 | 2059 | 2160 | 2177 | 2206
2009 | US | WECC | - | - | S10a2 | Owned Capacity/Entitlement Located Outside the Region/Subregion | 107 | 193 | 193 | 193 | 143 | 143 | 143 | 143 | 143 | 143 | 143
2009 | US | WECC | - | - | S10b | Non-firm | 0 | 0 | 0 | 0 | 0 | 0 | 0 | 0 | 0 | 0 | 0
2009 | US | WECC | - | - | S10c | Expected (Note: The sum of 10c1 and 10c2 must be <= 10c) | 0 | 879 | 355 | 1145 | 1214 | 1041 | 1083 | 790 | 689 | 672 | 643
2009 | US | WECC | - | - | S10c1 | Full-Responsibility Purchases | 0 | 879 | 355 | 1145 | 1214 | 1041 | 1083 | 790 | 689 | 672 | 643
2009 | US | WECC | - | - | S10c2 | Owned Capacity/Entitlement Located Outside the Region/Subregion | 0 | 0 | 0 | 0 | 0 | 0 | 0 | 0 | 0 | 0 | 0
2009 | US | WECC | - | - | S10d | Provisional – transactions under study, but negotiations have not begun. | 0 | 0 | 0 | 0 | 0 | 0 | 0 | 0 | 0 | 0 | 0
2009 | US | WECC | - | - | S11 | CAPACITY TRANSACTIONS - EXPORTS = 11a+11b+11c+11d | 0 | 1200 | 1200 | 1200 | 1200 | 1200 | 1200 | 1200 | 1200 | 1200 | 1200
2009 | US | WECC | - | - | S11a | Firm (Note: The sum of 11a1 and 11a2 must be <= 11a) | 0 | 1200 | 1200 | 1200 | 1200 | 1200 | 1200 | 1200 | 1200 | 1200 | 1200
2009 | US | WECC | - | - | S11a1 | Full-Responsibility Purchases | 0 | 0 | 0 | 0 | 0 | 0 | 0 | 0 | 0 | 0 | 0
2009 | US | WECC | - | - | S11a2 | Owned Capacity/Entitlement Located Outside the Region/Subregion | 0 | 1200 | 1200 | 1200 | 1200 | 1200 | 1200 | 1200 | 1200 | 1200 | 1200
2009 | US | WECC | - | - | S11b | Non-firm | 0 | 0 | 0 | 0 | 0 | 0 | 0 | 0 | 0 | 0 | 0
2009 | US | WECC | - | - | S11c | Expected (Note: The sum of 11c1 and 11c2 must be <= 11c) | 0 | 0 | 0 | 0 | 0 | 0 | 0 | 0 | 0 | 0 | 0
2009 | US | WECC | - | - | S11c1 | Full-Responsibility Purchases | 0 | 0 | 0 | 0 | 0 | 0 | 0 | 0 | 0 | 0 | 0
2009 | US | WECC | - | - | S11c2 | Owned Capacity/Entitlement Located Outside the Region/Subregion | 0 | 0 | 0 | 0 | 0 | 0 | 0 | 0 | 0 | 0 | 0
2009 | US | WECC | - | - | S11d | Provisional – transactions under study, but negotiations have not begun. | 0 | 0 | 0 | 0 | 0 | 0 | 0 | 0 | 0 | 0 | 0
2009 | US | WECC | - | - | S12 | EXISTING, CERTAIN CAPACITY & NET FIRM TRANSACTIONS = 6a+Net Firm Transactions | 167860 | 172375 | 172266 | 173051 | 173489 | 172192 | 172689 | 172559 | 172615 | 172596 | 172385
2009 | US | WECC | - | - | S13 | DELIVERABLE CAPACITY RESOURCES = 12+7a+Net Expected Transactions | 167860 | 174978 | 184432 | 193787 | 201597 | 204058 | 207517 | 208224 | 208133 | 208107 | 207945
2009 | US | WECC | - | - | S14 | PROSPECTIVE CAPACITY RESOURCES = 13+6b-[Existing,Other Derates]+16b | 167860 | 174978 | 184432 | 193787 | 201597 | 204058 | 207517 | 208224 | 208133 | 208107 | 207945
2009 | US | WECC | - | - | S15 | TOTAL POTENTIAL CAPACITY RESOURCES = 13+6b-[Existing,Other Derates]+7b+ 8+Net Provisional Transactions | 167860 | 174985 | 184648 | 194346 | 203448 | 207579 | 212683 | 214468 | 214537 | 214603 | 215058
2009 | US | WECC | - | - | S15a | ADJUSTED POTENTIAL CAPACITY RESOURCES = 13+6b-[Existing,Other Derates]+ 16b+16d+Net Provisional Transactions | 167860 | 174980.002 | 184438.048 | 193941.289 | 202143.592 | 205306.84 | 209700.251 | 210787.488 | 210762.728 | 210697.488 | 210903.559
2009 | US | WECC | - | - | S16a | Confidence of Future, Other (7b), using reasonable judgement | 0 | 0 | 0 | 0 | 0 | 0 | 0 | 0 | 0 | 0 | 0
2009 | US | WECC | - | - | S16b | Net Future, Other Resources After Confidence Percentage Is Applied = 7b*16a | 0 | 0 | 0 | 0 | 0 | 0 | 0 | 0 | 0 | 0 | 0
2009 | US | WECC | - | - | S16c | Confidence of Conceptual (8), using reasonable judgement | 0 | 0.286 | 0.028 | 0.277 | 0.304 | 0.36 | 0.427 | 0.414 | 0.414 | 0.402 | 0.419
2009 | US | WECC | - | - | S16d | Net Conceptual Resources After Confidence Percentage Is Applied = 8*16c | 0 | 2.002 | 6.048 | 154.289 | 546.592 | 1248.84 | 2183.251 | 2563.488 | 2629.728 | 2590.488 | 2958.559
2009 | US | WECC | - | - | S17C | Region/Subregion Target Capacity Margin | 0 | 0.15213 | 0.15213 | 0.15213 | 0.15213 | 0.15213 | 0.15213 | 0.15213 | 0.15213 | 0.15213 | 0.15213
2009 | US | WECC | - | - | S17R | Region/Subregion Target Reserve Margin | 0 | 0.17943 | 0.17943 | 0.17943 | 0.17943 | 0.17943 | 0.17943 | 0.17943 | 0.17943 | 0.17943 | 0.17943
2009 | US | WECC | - | - | S18C | Existing Certain and Net Firm Transactions = (12-3)/12 | 0 | 0.20846 | 0.20043 | 0.19413 | 0.18439 | 0.16379 | 0.15316 | 0.13562 | 0.12152 | 0.10607 | 0.089608
2009 | US | WECC | - | - | S19C | Deliverable Capacity Resources = (13-3)/13 | 0 | 0.22024 | 0.25317 | 0.28036 | 0.29811 | 0.29438 | 0.29529 | 0.28367 | 0.27143 | 0.25861 | 0.24529
2009 | US | WECC | - | - | S20C | Prospective Capacity Resources = (14-3)/14 | 0 | 0.22024 | 0.25317 | 0.28036 | 0.29811 | 0.29438 | 0.29529 | 0.28367 | 0.27143 | 0.25861 | 0.24529
2009 | US | WECC | - | - | S21C | Total Potential Resources = (15-3)/15 | 0 | 0.22027 | 0.25405 | 0.28243 | 0.3045 | 0.30635 | 0.3124 | 0.30453 | 0.29318 | 0.28105 | 0.27025
2009 | US | WECC | - | - | S22C | Adjusted Potential Resources = (15a-3)/15a | 0 | 0.22025 | 0.2532 | 0.28094 | 0.30001 | 0.29867 | 0.30262 | 0.29238 | 0.28052 | 0.26773 | 0.25588
2009 | US | WECC | - | - | S18R | Existing Certain and Net Firm Transactions = (12-3)/3 | 0 | 0.26337 | 0.25067 | 0.2409 | 0.22608 | 0.19588 | 0.18086 | 0.1569 | 0.13833 | 0.11866 | 0.098427
2009 | US | WECC | - | - | S19R | Deliverable Capacity Resources = (13-3)/3 | 0 | 0.28244 | 0.339 | 0.38959 | 0.42472 | 0.41719 | 0.41902 | 0.39601 | 0.37256 | 0.34882 | 0.32501
2009 | US | WECC | - | - | S20R | Prospective Capacity Resources = (14-3)/3 | 0 | 0.28244 | 0.339 | 0.38959 | 0.42472 | 0.41719 | 0.41902 | 0.39601 | 0.37256 | 0.34882 | 0.32501
2009 | US | WECC | - | - | S21R | Total Potential Resources = (15-3)/3 | 0 | 0.2825 | 0.34056 | 0.3936 | 0.43781 | 0.44164 | 0.45434 | 0.43787 | 0.41479 | 0.39092 | 0.37034
2009 | US | WECC | - | - | S22R | Adjusted Potential Resources = (15a-3)/3 | 0 | 0.28246 | 0.33904 | 0.3907 | 0.42859 | 0.42586 | 0.43395 | 0.41319 | 0.3899 | 0.36561 | 0.34387
2009 | US | WECC | - | - | S24 | Other Capacity < 1 MW | 0 | 0 | 0 | 0 | 0 | 0 | 0 | 0 | 0 | 0 | 0
2009 | US | WECC | - | - | S25 | Distributed Generator Capacity >= 1 MW | 0 | 0 | 0 | 0 | 0 | 0 | 0 | 0 | 0 | 0 | 0
2009 | US | WECC | - | - | S26 | Capacity Total from EIA-860 | 0 | 0 | 0 | 0 | 0 | 0 | 0 | 0 | 0 | 0 | 0
2009 | US | WECC | - | - | S27 | Total Installed Baseline Capacity Resources = 12+6b | 179523 | 0 | 0 | 0 | 0 | 0 | 0 | 0 | 0 | 0 | 0
2009 | US | WECC | AZ-NM-SNV | - | S01 | Unrestricted Non-coincident Peak Demand = 2+1a+1b-1c-1d | 28865 | 30520 | 31081 | 31701 | 32511 | 33202 | 34155 | 35130 | 35953 | 36956 | 37830
2009 | US | WECC | AZ-NM-SNV | - | S01a | New Conservation (Energy Efficiency) | 0 | 68 | 135 | 197 | 252 | 305 | 359 | 412 | 465 | 503 | 530
2009 | US | WECC | AZ-NM-SNV | - | S01b | Estimated Diversity | 0 | 0 | 0 | 0 | 0 | 0 | 0 | 0 | 0 | 0 | 0
2009 | US | WECC | AZ-NM-SNV | - | S01c | Additions for non-member load (load served by non-registered LSE's in a region) | 0 | 0 | 0 | 0 | 0 | 0 | 0 | 0 | 0 | 0 | 0
2009 | US | WECC | AZ-NM-SNV | - | S01d | Stand-by Load Under Contract (Normally served by behind the meter generation) | 0 | 0 | 0 | 0 | 0 | 0 | 0 | 0 | 0 | 0 | 0
2009 | US | WECC | AZ-NM-SNV | - | S02 | Total Internal Demand | 28865 | 30452 | 30946 | 31504 | 32259 | 32897 | 33796 | 34718 | 35488 | 36453 | 37300
2009 | US | WECC | AZ-NM-SNV | - | S02a | Direct Control Load Management | 67 | 148 | 220 | 300 | 350 | 368 | 380 | 391 | 402 | 414 | 425
2009 | US | WECC | AZ-NM-SNV | - | S02b | Contractually Interruptible (Curtailable) | 277 | 461 | 457 | 452 | 453 | 469 | 490 | 491 | 491 | 492 | 493
2009 | US | WECC | AZ-NM-SNV | - | S02c | Critical Peak-Pricing (CPP) with Control | 0 | 0 | 0 | 0 | 0 | 0 | 0 | 0 | 0 | 0 | 0
2009 | US | WECC | AZ-NM-SNV | - | S02d | Load as a Capacity Resource | 0 | 0 | 0 | 0 | 0 | 0 | 0 | 0 | 0 | 0 | 0
2009 | US | WECC | AZ-NM-SNV | - | S03 | Net Internal Demand = 2-2a-2b-2c-2d | 28521 | 29843 | 30269 | 30752 | 31456 | 32060 | 32926 | 33836 | 34595 | 35547 | 36382
2009 | US | WECC | AZ-NM-SNV | - | S04a | Demand Response used for Reserves - Spinning | 0 | 0 | 0 | 0 | 0 | 0 | 0 | 0 | 0 | 0 | 0
2009 | US | WECC | AZ-NM-SNV | - | S04b | Demand Response used for Reserves - Non-Spinning | 0 | 0 | 0 | 0 | 0 | 0 | 0 | 0 | 0 | 0 | 0
2009 | US | WECC | AZ-NM-SNV | - | S04c | Demand Response used for Regulation | 0 | 0 | 0 | 0 | 0 | 0 | 0 | 0 | 0 | 0 | 0
2009 | US | WECC | AZ-NM-SNV | - | S04d | Demand Response used for Energy, Voluntary - Emergency | 0 | 0 | 0 | 0 | 0 | 0 | 0 | 0 | 0 | 0 | 0
2009 | US | WECC | AZ-NM-SNV | - | S05 | TOTAL INTERNAL CAPACITY = 6+7 | 41390 | 42125 | 42771 | 44129 | 45012 | 45814 | 46133 | 46775 | 46863 | 46949 | 47549
2009 | US | WECC | AZ-NM-SNV | - | S06 | EXISTING CAPACITY = 6a+6b+6c | 41390 | 41946 | 41946 | 41937 | 41947 | 41947 | 41947 | 41947 | 41947 | 41947 | 41947
2009 | US | WECC | AZ-NM-SNV | - | S06a | Existing, Certain (Note: The sum of 6a1 through 6a4 must be <= 6a) | 40489 | 41045 | 41045 | 41036 | 41046 | 41046 | 41046 | 41046 | 41046 | 41046 | 41046
2009 | US | WECC | AZ-NM-SNV | - | S06a1 | Wind Expected On-Peak | 33 | 33 | 33 | 33 | 33 | 33 | 33 | 33 | 33 | 33 | 33
2009 | US | WECC | AZ-NM-SNV | - | S06a2 | Solar Expected On-Peak | 49 | 50 | 50 | 50 | 50 | 50 | 50 | 50 | 50 | 50 | 50
2009 | US | WECC | AZ-NM-SNV | - | S06a3 | Hydro Expected On-Peak | 4031 | 4031 | 4031 | 4032 | 4032 | 4032 | 4032 | 4032 | 4032 | 4032 | 4032
2009 | US | WECC | AZ-NM-SNV | - | S06a4 | Biomass Expected On-Peak | 81 | 81 | 81 | 81 | 81 | 81 | 81 | 81 | 81 | 81 | 81
2009 | US | WECC | AZ-NM-SNV | - | S06a5 | Load as a Capacity Resource Expected On-Peak (Load Management Programs) | 0 | 0 | 0 | 0 | 0 | 0 | 0 | 0 | 0 | 0 | 0
2009 | US | WECC | AZ-NM-SNV | - | S06b | Existing, Other (Note: The sum of 6b1 through 6b7 must be <= 6b) | 901 | 901 | 901 | 901 | 901 | 901 | 901 | 901 | 901 | 901 | 901
2009 | US | WECC | AZ-NM-SNV | - | S06b1 | Wind Derate On-Peak | 273 | 273 | 273 | 273 | 273 | 273 | 273 | 273 | 273 | 273 | 273
2009 | US | WECC | AZ-NM-SNV | - | S06b2 | Solar Derate On-Peak | 0 | 0 | 0 | 0 | 0 | 0 | 0 | 0 | 0 | 0 | 0
2009 | US | WECC | AZ-NM-SNV | - | S06b3 | Hydro Derate On-Peak | 628 | 628 | 628 | 628 | 628 | 628 | 628 | 628 | 628 | 628 | 628
2009 | US | WECC | AZ-NM-SNV | - | S06b4 | Biomass Derate On-Peak | 0 | 0 | 0 | 0 | 0 | 0 | 0 | 0 | 0 | 0 | 0
2009 | US | WECC | AZ-NM-SNV | - | S06b5 | Load as a Capacity Resource Derate On-Peak (Load Management Programs) | 0 | 0 | 0 | 0 | 0 | 0 | 0 | 0 | 0 | 0 | 0
2009 | US | WECC | AZ-NM-SNV | - | S06b6 | Energy Only | 0 | 0 | 0 | 0 | 0 | 0 | 0 | 0 | 0 | 0 | 0
2009 | US | WECC | AZ-NM-SNV | - | S06b7 | Scheduled Outage - Maintenance | 0 | 0 | 0 | 0 | 0 | 0 | 0 | 0 | 0 | 0 | 0
2009 | US | WECC | AZ-NM-SNV | - | S06b8 | Transmission-Limited Resources | 0 | 0 | 0 | 0 | 0 | 0 | 0 | 0 | 0 | 0 | 0
2009 | US | WECC | AZ-NM-SNV | - | S06c | Existing, Inoperable (Note: Capacity reported in this line are not used in margin calculations) | 0 | 0 | 0 | 0 | 0 | 0 | 0 | 0 | 0 | 0 | 0
2009 | US | WECC | AZ-NM-SNV | - | S07 | FUTURE CAPACITY ADDITIONS = 7a+7b | 0 | 179 | 825 | 2192 | 3065 | 3867 | 4186 | 4828 | 4916 | 5002 | 5602
2009 | US | WECC | AZ-NM-SNV | - | S07a | Future, Planned (Note: Only the net expected On-Peak values are included in this line and does not include Energy Only.) | 0 | 178 | 624 | 1721 | 1972 | 2005 | 1999 | 1999 | 1999 | 1999 | 1999
2009 | US | WECC | AZ-NM-SNV | - | S07a1 | Wind Expected On-Peak | 0 | 14 | 14 | 14 | 14 | 14 | 14 | 14 | 14 | 14 | 14
2009 | US | WECC | AZ-NM-SNV | - | S07a2 | Solar Expected On-Peak | 0 | 0 | 0 | 15 | 295 | 295 | 295 | 295 | 295 | 295 | 295
2009 | US | WECC | AZ-NM-SNV | - | S07a3 | Hydro Expected On-Peak | 0 | 0 | 0 | 3 | 3 | 3 | 3 | 3 | 3 | 3 | 3
2009 | US | WECC | AZ-NM-SNV | - | S07a4 | Biomass Expected On-Peak | 0 | 0 | 0 | 0 | 0 | 0 | 0 | 0 | 0 | 0 | 0
2009 | US | WECC | AZ-NM-SNV | - | S07b | Future, Other (Note: Only the net expected On-Peak values are included in this line and does not include Energy Only.) | 0 | 0 | 0 | 3 | 53 | 53 | 53 | 53 | 53 | 53 | 53
2009 | US | WECC | AZ-NM-SNV | - | S07b1 | Wind Expected On-Peak | 0 | 0 | 0 | 7 | 7 | 7 | 7 | 7 | 7 | 7 | 7
2009 | US | WECC | AZ-NM-SNV | - | S07b2 | Wind Derate On-Peak | 0 | 93 | 93 | 186 | 186 | 186 | 186 | 186 | 186 | 186 | 186
2009 | US | WECC | AZ-NM-SNV | - | S07b3 | Solar Expected On-Peak | 0 | 0 | 0 | 5 | 5 | 5 | 5 | 5 | 5 | 5 | 5
2009 | US | WECC | AZ-NM-SNV | - | S07b4 | Solar Derate On-Peak | 0 | 0 | 0 | 50 | 50 | 50 | 50 | 50 | 50 | 50 | 50
2009 | US | WECC | AZ-NM-SNV | - | S07b5 | Hydro Expected On-Peak | 0 | 0 | 0 | 0 | 0 | 0 | 0 | 0 | 0 | 0 | 0
2009 | US | WECC | AZ-NM-SNV | - | S07b6 | Hydro Derate On-Peak | 0 | 0 | 0 | 0 | 0 | 0 | 0 | 0 | 0 | 0 | 0
2009 | US | WECC | AZ-NM-SNV | - | S07b7 | Biomass Expected On-Peak | 0 | 0 | 0 | 0 | 50 | 50 | 50 | 50 | 50 | 50 | 50
2009 | US | WECC | AZ-NM-SNV | - | S07b8 | Biomass Derate On-Peak | 0 | 0 | 0 | 0 | 0 | 0 | 0 | 0 | 0 | 0 | 0
2009 | US | WECC | AZ-NM-SNV | - | S07b9 | Energy Only | 0 | 0 | 0 | 0 | 0 | 0 | 0 | 0 | 0 | 0 | 0
2009 | US | WECC | AZ-NM-SNV | - | S08 | Conceptual (Note: Only the net expected on-peak capacity is included in this line and does not include Energy Only.) | 0 | 1 | 201 | 471 | 1093 | 1862 | 2187 | 2829 | 2917 | 3003 | 3603
2009 | US | WECC | AZ-NM-SNV | - | S08a1 | Wind Expected On-Peak | 0 | 0 | 0 | 0 | 0 | 0 | 42 | 49 | 49 | 49 | 49
2009 | US | WECC | AZ-NM-SNV | - | S08a2 | Wind Derate On-Peak | 0 | 0 | 0 | 0 | 0 | 0 | 1382 | 1475 | 1475 | 1475 | 1475
2009 | US | WECC | AZ-NM-SNV | - | S08a3 | Solar Expected On-Peak | 0 | 1 | 2 | 4 | 5 | 427 | 429 | 680 | 680 | 680 | 740
2009 | US | WECC | AZ-NM-SNV | - | S08a4 | Solar Derate On-Peak | 0 | 0 | 0 | 0 | 0 | 85 | 85 | 184 | 184 | 184 | 184
2009 | US | WECC | AZ-NM-SNV | - | S08a5 | Hydro Expected On-Peak | 0 | 0 | 0 | 0 | 0 | 0 | 0 | 0 | 0 | 0 | 0
2009 | US | WECC | AZ-NM-SNV | - | S08a6 | Hydro Derate On-Peak | 0 | 0 | 0 | 0 | 0 | 0 | 0 | 0 | 0 | 0 | 0
2009 | US | WECC | AZ-NM-SNV | - | S08a7 | Biomass Expected On-Peak | 0 | 0 | 0 | 0 | 0 | 0 | 0 | 0 | 0 | 0 | 0
2009 | US | WECC | AZ-NM-SNV | - | S08a8 | Biomass Derate On-Peak | 0 | 0 | 0 | 0 | 0 | 0 | 0 | 0 | 0 | 0 | 0
2009 | US | WECC | AZ-NM-SNV | - | S08a9 | Energy Only | 0 | 0 | 0 | 0 | 0 | 0 | 0 | 0 | 0 | 0 | 0
2009 | US | WECC | AZ-NM-SNV | - | S09 | DELIVERABLE INTERNAL CAPACITY = 6a+7a | 40489 | 41223 | 41669 | 42757 | 43018 | 43051 | 43045 | 43045 | 43045 | 43045 | 43045
2009 | US | WECC | AZ-NM-SNV | - | S10 | CAPACITY TRANSACTIONS - IMPORTS = 10a+10b+10c+10d | 390 | 390 | 2473 | 2018 | 2203 | 1549 | 1852 | 2902 | 3826 | 4869 | 5764
2009 | US | WECC | AZ-NM-SNV | - | S10a | Firm (Note: The sum of 10a1 and 10a2 must be <= 10a) | 390 | 390 | 390 | 670 | 815 | 842 | 774 | 790 | 724 | 724 | 724
2009 | US | WECC | AZ-NM-SNV | - | S10a1 | Full-Responsibility Purchases | 0 | 0 | 0 | 280 | 425 | 452 | 384 | 400 | 334 | 334 | 334
2009 | US | WECC | AZ-NM-SNV | - | S10a2 | Owned Capacity/Entitlement Located Outside the Region/Subregion | 390 | 390 | 390 | 390 | 390 | 390 | 390 | 390 | 390 | 390 | 390
2009 | US | WECC | AZ-NM-SNV | - | S10b | Non-firm | 0 | 0 | 0 | 0 | 0 | 0 | 0 | 0 | 0 | 0 | 0
2009 | US | WECC | AZ-NM-SNV | - | S10c | Expected (Note: The sum of 10c1 and 10c2 must be <= 10c) | 0 | 0 | 2083 | 1348 | 1388 | 707 | 1078 | 2112 | 3102 | 4145 | 5040
2009 | US | WECC | AZ-NM-SNV | - | S10c1 | Full-Responsibility Purchases | 0 | 0 | 2083 | 1348 | 1213 | 532 | 903 | 1937 | 2927 | 3970 | 4865
2009 | US | WECC | AZ-NM-SNV | - | S10c2 | Owned Capacity/Entitlement Located Outside the Region/Subregion | 0 | 0 | 0 | 0 | 175 | 175 | 175 | 175 | 175 | 175 | 175
2009 | US | WECC | AZ-NM-SNV | - | S10d | Provisional – transactions under study, but negotiations have not begun. | 0 | 0 | 0 | 0 | 0 | 0 | 0 | 0 | 0 | 0 | 0
2009 | US | WECC | AZ-NM-SNV | - | S11 | CAPACITY TRANSACTIONS - EXPORTS = 11a+11b+11c+11d | 5362 | 6537 | 5747 | 5399 | 5399 | 5443 | 5428 | 5428 | 5428 | 5428 | 5428
2009 | US | WECC | AZ-NM-SNV | - | S11a | Firm (Note: The sum of 11a1 and 11a2 must be <= 11a) | 5362 | 6279 | 5728 | 5365 | 5365 | 5376 | 5361 | 5361 | 5361 | 5361 | 5361
2009 | US | WECC | AZ-NM-SNV | - | S11a1 | Full-Responsibility Purchases | 0 | 914 | 363 | 0 | 0 | 0 | 0 | 0 | 0 | 0 | 0
2009 | US | WECC | AZ-NM-SNV | - | S11a2 | Owned Capacity/Entitlement Located Outside the Region/Subregion | 5362 | 5365 | 5365 | 5365 | 5365 | 5376 | 5361 | 5361 | 5361 | 5361 | 5361
2009 | US | WECC | AZ-NM-SNV | - | S11b | Non-firm | 0 | 0 | 0 | 0 | 0 | 0 | 0 | 0 | 0 | 0 | 0
2009 | US | WECC | AZ-NM-SNV | - | S11c | Expected (Note: The sum of 11c1 and 11c2 must be <= 11c) | 0 | 258 | 19 | 34 | 34 | 67 | 67 | 67 | 67 | 67 | 67
2009 | US | WECC | AZ-NM-SNV | - | S11c1 | Full-Responsibility Purchases | 0 | 258 | 0 | 0 | 0 | 0 | 0 | 0 | 0 | 0 | 0
2009 | US | WECC | AZ-NM-SNV | - | S11c2 | Owned Capacity/Entitlement Located Outside the Region/Subregion | 0 | 0 | 19 | 34 | 34 | 67 | 67 | 67 | 67 | 67 | 67
2009 | US | WECC | AZ-NM-SNV | - | S11d | Provisional – transactions under study, but negotiations have not begun. | 0 | 0 | 0 | 0 | 0 | 0 | 0 | 0 | 0 | 0 | 0
2009 | US | WECC | AZ-NM-SNV | - | S12 | EXISTING, CERTAIN CAPACITY & NET FIRM TRANSACTIONS = 6a+Net Firm Transactions | 35517 | 35156 | 35707 | 36341 | 36496 | 36512 | 36459 | 36475 | 36409 | 36409 | 36409
2009 | US | WECC | AZ-NM-SNV | - | S13 | DELIVERABLE CAPACITY RESOURCES = 12+7a+Net Expected Transactions | 35517 | 35076 | 38395 | 39376 | 39822 | 39157 | 39469 | 40519 | 41443 | 42486 | 43381
2009 | US | WECC | AZ-NM-SNV | - | S14 | PROSPECTIVE CAPACITY RESOURCES = 13+6b-[Existing,Other Derates]+16b | 35517 | 35076 | 38395 | 39376 | 39822 | 39157 | 39469 | 40519 | 41443 | 42486 | 43381
2009 | US | WECC | AZ-NM-SNV | - | S15 | TOTAL POTENTIAL CAPACITY RESOURCES = 13+6b-[Existing,Other Derates]+7b+ 8+Net Provisional Transactions | 35517 | 35077 | 38596 | 39850 | 40968 | 41072 | 41709 | 43401 | 44413 | 45542 | 47037
2009 | US | WECC | AZ-NM-SNV | - | S15a | ADJUSTED POTENTIAL CAPACITY RESOURCES = 13+6b-[Existing,Other Derates]+ 16b+16d+Net Provisional Transactions | 35517 | 35076 | 38395 | 39520.126 | 40056.995 | 39663.464 | 40225.702 | 41622.31 | 42563.128 | 43561.074 | 44818.597
2009 | US | WECC | AZ-NM-SNV | - | S16a | Confidence of Future, Other (7b), using reasonable judgement | 0 | 0 | 0 | 0 | 0 | 0 | 0 | 0 | 0 | 0 | 0
2009 | US | WECC | AZ-NM-SNV | - | S16b | Net Future, Other Resources After Confidence Percentage Is Applied = 7b*16a | 0 | 0 | 0 | 0 | 0 | 0 | 0 | 0 | 0 | 0 | 0
2009 | US | WECC | AZ-NM-SNV | - | S16c | Confidence of Conceptual (8), using reasonable judgement | 0 | 0 | 0 | 0.306 | 0.215 | 0.272 | 0.346 | 0.39 | 0.384 | 0.358 | 0.399
2009 | US | WECC | AZ-NM-SNV | - | S16d | Net Conceptual Resources After Confidence Percentage Is Applied = 8*16c | 0 | 0 | 0 | 144.126 | 234.995 | 506.464 | 756.702 | 1103.31 | 1120.128 | 1075.074 | 1437.597
2009 | US | WECC | AZ-NM-SNV | - | S17C | Region/Subregion Target Capacity Margin | 0 | 0.15112 | 0.15112 | 0.15112 | 0.15112 | 0.15112 | 0.15112 | 0.15112 | 0.15112 | 0.15112 | 0.15112
2009 | US | WECC | AZ-NM-SNV | - | S17R | Region/Subregion Target Reserve Margin | 0 | 0.17803 | 0.17803 | 0.17803 | 0.17803 | 0.17803 | 0.17803 | 0.17803 | 0.17803 | 0.17803 | 0.17803
2009 | US | WECC | AZ-NM-SNV | - | S18C | Existing Certain and Net Firm Transactions = (12-3)/12 | 0 | 0.15113 | 0.1523 | 0.15379 | 0.1381 | 0.12193 | 0.096903 | 0.072351 | 0.049823 | 0.023675 | 0.00074157
2009 | US | WECC | AZ-NM-SNV | - | S19C | Deliverable Capacity Resources = (13-3)/13 | 0 | 0.14919 | 0.21164 | 0.21902 | 0.21008 | 0.18124 | 0.16578 | 0.16493 | 0.16524 | 0.16332 | 0.16134
2009 | US | WECC | AZ-NM-SNV | - | S20C | Prospective Capacity Resources = (14-3)/14 | 0 | 0.14919 | 0.21164 | 0.21902 | 0.21008 | 0.18124 | 0.16578 | 0.16493 | 0.16524 | 0.16332 | 0.16134
2009 | US | WECC | AZ-NM-SNV | - | S21C | Total Potential Resources = (15-3)/15 | 0 | 0.14921 | 0.21575 | 0.22831 | 0.23218 | 0.21942 | 0.21058 | 0.22039 | 0.22106 | 0.21947 | 0.22652
2009 | US | WECC | AZ-NM-SNV | - | S22C | Adjusted Potential Resources = (15a-3)/15a | 0 | 0.14919 | 0.21164 | 0.22186 | 0.21472 | 0.1917 | 0.18147 | 0.18707 | 0.18721 | 0.18397 | 0.18824
2009 | US | WECC | AZ-NM-SNV | - | S18R | Existing Certain and Net Firm Transactions = (12-3)/3 | 0 | 0.17803 | 0.17966 | 0.18174 | 0.16022 | 0.13886 | 0.1073 | 0.077994 | 0.052435 | 0.02425 | 0.00074213
2009 | US | WECC | AZ-NM-SNV | - | S19R | Deliverable Capacity Resources = (13-3)/3 | 0 | 0.17535 | 0.26846 | 0.28044 | 0.26596 | 0.22137 | 0.19872 | 0.19751 | 0.19795 | 0.19521 | 0.19238
2009 | US | WECC | AZ-NM-SNV | - | S20R | Prospective Capacity Resources = (14-3)/3 | 0 | 0.17535 | 0.26846 | 0.28044 | 0.26596 | 0.22137 | 0.19872 | 0.19751 | 0.19795 | 0.19521 | 0.19238
2009 | US | WECC | AZ-NM-SNV | - | S21R | Total Potential Resources = (15-3)/3 | 0 | 0.17538 | 0.2751 | 0.29585 | 0.30239 | 0.2811 | 0.26675 | 0.28269 | 0.2838 | 0.28118 | 0.29286
2009 | US | WECC | AZ-NM-SNV | - | S22R | Adjusted Potential Resources = (15a-3)/3 | 0 | 0.17535 | 0.26846 | 0.28512 | 0.27343 | 0.23716 | 0.2217 | 0.23012 | 0.23033 | 0.22545 | 0.23189
2009 | US | WECC | AZ-NM-SNV | - | S24 | Other Capacity < 1 MW | 0 | 0 | 0 | 0 | 0 | 0 | 0 | 0 | 0 | 0 | 0
2009 | US | WECC | AZ-NM-SNV | - | S25 | Distributed Generator Capacity >= 1 MW | 0 | 0 | 0 | 0 | 0 | 0 | 0 | 0 | 0 | 0 | 0
2009 | US | WECC | AZ-NM-SNV | - | S26 | Capacity Total from EIA-860 | 0 | 0 | 0 | 0 | 0 | 0 | 0 | 0 | 0 | 0 | 0
2009 | US | WECC | AZ-NM-SNV | - | S27 | Total Installed Baseline Capacity Resources = 12+6b | 36418 | 0 | 0 | 0 | 0 | 0 | 0 | 0 | 0 | 0 | 0
2009 | US | WECC | CA-MX | - | S01 | Unrestricted Non-coincident Peak Demand = 2+1a+1b-1c-1d | 58272 | 62229 | 63372 | 64560 | 65539 | 66494 | 67421 | 68386 | 69301 | 70214 | 71161
2009 | US | WECC | CA-MX | - | S01a | New Conservation (Energy Efficiency) | 0 | 1969 | 2363 | 2735 | 2865 | 2978 | 3080 | 3173 | 3267 | 3361 | 3455
2009 | US | WECC | CA-MX | - | S01b | Estimated Diversity | 0 | 0 | 0 | 0 | 0 | 0 | 0 | 0 | 0 | 0 | 0
2009 | US | WECC | CA-MX | - | S01c | Additions for non-member load (load served by non-registered LSE's in a region) | 0 | 0 | 0 | 0 | 0 | 0 | 0 | 0 | 0 | 0 | 0
2009 | US | WECC | CA-MX | - | S01d | Stand-by Load Under Contract (Normally served by behind the meter generation) | 0 | 977 | 977 | 977 | 977 | 977 | 977 | 977 | 977 | 977 | 977
2009 | US | WECC | CA-MX | - | S02 | Total Internal Demand | 58272 | 61237 | 61986 | 62802 | 63651 | 64493 | 65318 | 66190 | 67011 | 67830 | 68683
2009 | US | WECC | CA-MX | - | S02a | Direct Control Load Management | 844 | 952 | 1006 | 1094 | 1095 | 1096 | 1097 | 1098 | 1098 | 1099 | 1100
2009 | US | WECC | CA-MX | - | S02b | Contractually Interruptible (Curtailable) | 1126 | 1145 | 1227 | 1317 | 1317 | 1317 | 1317 | 1317 | 1317 | 1317 | 1317
2009 | US | WECC | CA-MX | - | S02c | Critical Peak-Pricing (CPP) with Control | 0 | 5 | 10 | 15 | 19 | 31 | 37 | 43 | 45 | 46 | 48
2009 | US | WECC | CA-MX | - | S02d | Load as a Capacity Resource | 777 | 714 | 1178 | 1582 | 1834 | 1976 | 2079 | 2168 | 2226 | 2264 | 2302
2009 | US | WECC | CA-MX | - | S03 | Net Internal Demand = 2-2a-2b-2c-2d | 55525 | 58421 | 58565 | 58794 | 59386 | 60073 | 60788 | 61564 | 62325 | 63104 | 63916
2009 | US | WECC | CA-MX | - | S04a | Demand Response used for Reserves - Spinning | 80 | 90 | 90 | 90 | 90 | 90 | 90 | 90 | 90 | 90 | 90
2009 | US | WECC | CA-MX | - | S04b | Demand Response used for Reserves - Non-Spinning | 0 | 0 | 0 | 0 | 0 | 0 | 0 | 0 | 0 | 0 | 0
2009 | US | WECC | CA-MX | - | S04c | Demand Response used for Regulation | 0 | 0 | 0 | 0 | 0 | 0 | 0 | 0 | 0 | 0 | 0
2009 | US | WECC | CA-MX | - | S04d | Demand Response used for Energy, Voluntary - Emergency | 68 | 60 | 115 | 148 | 150 | 152 | 153 | 154 | 155 | 156 | 157
2009 | US | WECC | CA-MX | - | S05 | TOTAL INTERNAL CAPACITY = 6+7 | 60876 | 65610 | 74081 | 80413 | 87211 | 90880 | 93760 | 95522 | 95504 | 95512 | 95588
2009 | US | WECC | CA-MX | - | S06 | EXISTING CAPACITY = 6a+6b+6c | 60876 | 64505 | 64505 | 64505 | 64505 | 64505 | 64505 | 64505 | 64480 | 64480 | 64480
2009 | US | WECC | CA-MX | - | S06a | Existing, Certain (Note: The sum of 6a1 through 6a4 must be <= 6a) | 57389 | 60639 | 60639 | 60639 | 60639 | 60639 | 60639 | 60639 | 60614 | 60614 | 60614
2009 | US | WECC | CA-MX | - | S06a1 | Wind Expected On-Peak | 979 | 726 | 726 | 726 | 726 | 726 | 726 | 726 | 701 | 701 | 701
2009 | US | WECC | CA-MX | - | S06a2 | Solar Expected On-Peak | 358 | 351 | 351 | 351 | 351 | 351 | 351 | 351 | 351 | 351 | 351
2009 | US | WECC | CA-MX | - | S06a3 | Hydro Expected On-Peak | 12461 | 12452 | 12452 | 12452 | 12452 | 12452 | 12452 | 12452 | 12452 | 12452 | 12452
2009 | US | WECC | CA-MX | - | S06a4 | Biomass Expected On-Peak | 726 | 736 | 736 | 736 | 736 | 736 | 736 | 736 | 736 | 736 | 736
2009 | US | WECC | CA-MX | - | S06a5 | Load as a Capacity Resource Expected On-Peak (Load Management Programs) | 0 | 0 | 0 | 0 | 0 | 0 | 0 | 0 | 0 | 0 | 0
2009 | US | WECC | CA-MX | - | S06b | Existing, Other (Note: The sum of 6b1 through 6b7 must be <= 6b) | 3487 | 3866 | 3866 | 3866 | 3866 | 3866 | 3866 | 3866 | 3866 | 3866 | 3866
2009 | US | WECC | CA-MX | - | S06b1 | Wind Derate On-Peak | 1931 | 2246 | 2246 | 2246 | 2246 | 2246 | 2246 | 2246 | 2246 | 2246 | 2246
2009 | US | WECC | CA-MX | - | S06b2 | Solar Derate On-Peak | 111 | 118 | 118 | 118 | 118 | 118 | 118 | 118 | 118 | 118 | 118
2009 | US | WECC | CA-MX | - | S06b3 | Hydro Derate On-Peak | 1154 | 1210 | 1210 | 1210 | 1210 | 1210 | 1210 | 1210 | 1210 | 1210 | 1210
2009 | US | WECC | CA-MX | - | S06b4 | Biomass Derate On-Peak | 291 | 292 | 292 | 292 | 292 | 292 | 292 | 292 | 292 | 292 | 292
2009 | US | WECC | CA-MX | - | S06b5 | Load as a Capacity Resource Derate On-Peak (Load Management Programs) | 0 | 0 | 0 | 0 | 0 | 0 | 0 | 0 | 0 | 0 | 0
2009 | US | WECC | CA-MX | - | S06b6 | Energy Only | 0 | 0 | 0 | 0 | 0 | 0 | 0 | 0 | 0 | 0 | 0
2009 | US | WECC | CA-MX | - | S06b7 | Scheduled Outage - Maintenance | 0 | 0 | 0 | 0 | 0 | 0 | 0 | 0 | 0 | 0 | 0
2009 | US | WECC | CA-MX | - | S06b8 | Transmission-Limited Resources | 0 | 0 | 0 | 0 | 0 | 0 | 0 | 0 | 0 | 0 | 0
2009 | US | WECC | CA-MX | - | S06c | Existing, Inoperable (Note: Capacity reported in this line are not used in margin calculations) | 0 | 0 | 0 | 0 | 0 | 0 | 0 | 0 | 0 | 0 | 0
2009 | US | WECC | CA-MX | - | S07 | FUTURE CAPACITY ADDITIONS = 7a+7b | 0 | 1105 | 9576 | 15908 | 22706 | 26375 | 29255 | 31017 | 31024 | 31032 | 31108
2009 | US | WECC | CA-MX | - | S07a | Future, Planned (Note: Only the net expected On-Peak values are included in this line and does not include Energy Only.) | 0 | 1105 | 9576 | 15846 | 22644 | 26313 | 29193 | 30565 | 30572 | 30580 | 30656
2009 | US | WECC | CA-MX | - | S07a1 | Wind Expected On-Peak | 0 | 36 | 618 | 1127 | 1822 | 1897 | 2076 | 2124 | 2124 | 2124 | 2124
2009 | US | WECC | CA-MX | - | S07a2 | Solar Expected On-Peak | 0 | 19 | 2018 | 5817 | 8678 | 10937 | 13398 | 14634 | 14641 | 14649 | 14725
2009 | US | WECC | CA-MX | - | S07a3 | Hydro Expected On-Peak | 0 | 29 | 59 | 59 | 61 | 61 | 63 | 63 | 63 | 63 | 63
2009 | US | WECC | CA-MX | - | S07a4 | Biomass Expected On-Peak | 0 | 43 | 218 | 218 | 255 | 278 | 301 | 324 | 324 | 324 | 324
2009 | US | WECC | CA-MX | - | S07b | Future, Other (Note: Only the net expected On-Peak values are included in this line and does not include Energy Only.) | 0 | 0 | 0 | 0 | 0 | 0 | 0 | 0 | 0 | 0 | 0
2009 | US | WECC | CA-MX | - | S07b1 | Wind Expected On-Peak | 0 | 0 | 0 | 0 | 0 | 0 | 0 | 0 | 0 | 0 | 0
2009 | US | WECC | CA-MX | - | S07b2 | Wind Derate On-Peak | 0 | 226 | 2141 | 3896 | 6213 | 6450 | 7064 | 7216 | 7216 | 7216 | 7216
2009 | US | WECC | CA-MX | - | S07b3 | Solar Expected On-Peak | 0 | 0 | 0 | 0 | 0 | 0 | 0 | 0 | 0 | 0 | 0
2009 | US | WECC | CA-MX | - | S07b4 | Solar Derate On-Peak | 0 | 1 | 397 | 1162 | 1749 | 2197 | 2688 | 2930 | 2930 | 2930 | 2930
2009 | US | WECC | CA-MX | - | S07b5 | Hydro Expected On-Peak | 0 | 0 | 0 | 0 | 0 | 0 | 0 | 0 | 0 | 0 | 0
2009 | US | WECC | CA-MX | - | S07b6 | Hydro Derate On-Peak | 0 | 0 | 0 | 0 | 0 | 0 | 0 | 0 | 0 | 0 | 0
2009 | US | WECC | CA-MX | - | S07b7 | Biomass Expected On-Peak | 0 | 0 | 0 | 0 | 0 | 0 | 0 | 0 | 0 | 0 | 0
2009 | US | WECC | CA-MX | - | S07b8 | Biomass Derate On-Peak | 0 | 4 | 18 | 18 | 19 | 19 | 19 | 19 | 19 | 19 | 19
2009 | US | WECC | CA-MX | - | S07b9 | Energy Only | 0 | 0 | 0 | 0 | 0 | 0 | 0 | 0 | 0 | 0 | 0
2009 | US | WECC | CA-MX | - | S08 | Conceptual (Note: Only the net expected on-peak capacity is included in this line and does not include Energy Only.) | 0 | 0 | 0 | 62 | 62 | 62 | 62 | 452 | 452 | 452 | 452
2009 | US | WECC | CA-MX | - | S08a1 | Wind Expected On-Peak | 0 | 0 | 0 | 62 | 62 | 62 | 62 | 62 | 62 | 62 | 62
2009 | US | WECC | CA-MX | - | S08a2 | Wind Derate On-Peak | 0 | 0 | 0 | 43 | 43 | 43 | 43 | 43 | 43 | 43 | 43
2009 | US | WECC | CA-MX | - | S08a3 | Solar Expected On-Peak | 0 | 0 | 0 | 0 | 0 | 0 | 0 | 0 | 0 | 0 | 0
2009 | US | WECC | CA-MX | - | S08a4 | Solar Derate On-Peak | 0 | 0 | 0 | 0 | 0 | 0 | 0 | 0 | 0 | 0 | 0
2009 | US | WECC | CA-MX | - | S08a5 | Hydro Expected On-Peak | 0 | 0 | 0 | 0 | 0 | 0 | 0 | 390 | 390 | 390 | 390
2009 | US | WECC | CA-MX | - | S08a6 | Hydro Derate On-Peak | 0 | 0 | 0 | 0 | 0 | 0 | 0 | 0 | 0 | 0 | 0
2009 | US | WECC | CA-MX | - | S08a7 | Biomass Expected On-Peak | 0 | 0 | 0 | 0 | 0 | 0 | 0 | 0 | 0 | 0 | 0
2009 | US | WECC | CA-MX | - | S08a8 | Biomass Derate On-Peak | 0 | 0 | 0 | 0 | 0 | 0 | 0 | 0 | 0 | 0 | 0
2009 | US | WECC | CA-MX | - | S08a9 | Energy Only | 0 | 0 | 0 | 0 | 0 | 0 | 0 | 0 | 0 | 0 | 0
2009 | US | WECC | CA-MX | - | S09 | DELIVERABLE INTERNAL CAPACITY = 6a+7a | 57389 | 61744 | 70215 | 76485 | 83283 | 86952 | 89832 | 91204 | 91186 | 91194 | 91270
2009 | US | WECC | CA-MX | - | S10 | CAPACITY TRANSACTIONS - IMPORTS = 10a+10b+10c+10d | 4698 | 11336 | 12282 | 12744 | 11545 | 11578 | 11567 | 11544 | 11578 | 11578 | 11578
2009 | US | WECC | CA-MX | - | S10a | Firm (Note: The sum of 10a1 and 10a2 must be <= 10a) | 4698 | 11259 | 12186 | 12633 | 11434 | 11434 | 11423 | 11400 | 11434 | 11434 | 11434
2009 | US | WECC | CA-MX | - | S10a1 | Full-Responsibility Purchases | 0 | 6586 | 7540 | 8013 | 6891 | 6966 | 6955 | 7004 | 7038 | 7052 | 7052
2009 | US | WECC | CA-MX | - | S10a2 | Owned Capacity/Entitlement Located Outside the Region/Subregion | 4698 | 4673 | 4646 | 4620 | 4543 | 4468 | 4468 | 4396 | 4396 | 4382 | 4382
2009 | US | WECC | CA-MX | - | S10b | Non-firm | 0 | 0 | 0 | 0 | 0 | 0 | 0 | 0 | 0 | 0 | 0
2009 | US | WECC | CA-MX | - | S10c | Expected (Note: The sum of 10c1 and 10c2 must be <= 10c) | 0 | 77 | 96 | 111 | 111 | 144 | 144 | 144 | 144 | 144 | 144
2009 | US | WECC | CA-MX | - | S10c1 | Full-Responsibility Purchases | 0 | 0 | 0 | 0 | 0 | 0 | 0 | 0 | 0 | 0 | 0
2009 | US | WECC | CA-MX | - | S10c2 | Owned Capacity/Entitlement Located Outside the Region/Subregion | 0 | 77 | 96 | 111 | 111 | 144 | 144 | 144 | 144 | 144 | 144
2009 | US | WECC | CA-MX | - | S10d | Provisional – transactions under study, but negotiations have not begun. | 0 | 0 | 0 | 0 | 0 | 0 | 0 | 0 | 0 | 0 | 0
2009 | US | WECC | CA-MX | - | S11 | CAPACITY TRANSACTIONS - EXPORTS = 11a+11b+11c+11d | 451 | 1746 | 9983 | 9636 | 9352 | 9237 | 9404 | 10343 | 11322 | 12549 | 13794
2009 | US | WECC | CA-MX | - | S11a | Firm (Note: The sum of 11a1 and 11a2 must be <= 11a) | 451 | 451 | 451 | 451 | 451 | 451 | 451 | 451 | 451 | 451 | 451
2009 | US | WECC | CA-MX | - | S11a1 | Full-Responsibility Purchases | 0 | 0 | 0 | 0 | 0 | 0 | 0 | 0 | 0 | 0 | 0
2009 | US | WECC | CA-MX | - | S11a2 | Owned Capacity/Entitlement Located Outside the Region/Subregion | 451 | 451 | 451 | 451 | 451 | 451 | 451 | 451 | 451 | 451 | 451
2009 | US | WECC | CA-MX | - | S11b | Non-firm | 0 | 0 | 0 | 0 | 0 | 0 | 0 | 0 | 0 | 0 | 0
2009 | US | WECC | CA-MX | - | S11c | Expected (Note: The sum of 11c1 and 11c2 must be <= 11c) | 0 | 1295 | 9532 | 9185 | 8901 | 8786 | 8953 | 9892 | 10871 | 12098 | 13343
2009 | US | WECC | CA-MX | - | S11c1 | Full-Responsibility Purchases | 0 | 1295 | 9532 | 9185 | 8901 | 8786 | 8953 | 9892 | 10871 | 12098 | 13343
2009 | US | WECC | CA-MX | - | S11c2 | Owned Capacity/Entitlement Located Outside the Region/Subregion | 0 | 0 | 0 | 0 | 0 | 0 | 0 | 0 | 0 | 0 | 0
2009 | US | WECC | CA-MX | - | S11d | Provisional – transactions under study, but negotiations have not begun. | 0 | 0 | 0 | 0 | 0 | 0 | 0 | 0 | 0 | 0 | 0
2009 | US | WECC | CA-MX | - | S12 | EXISTING, CERTAIN CAPACITY & NET FIRM TRANSACTIONS = 6a+Net Firm Transactions | 61636 | 71447 | 72374 | 72821 | 71622 | 71622 | 71611 | 71588 | 71597 | 71597 | 71597
2009 | US | WECC | CA-MX | - | S13 | DELIVERABLE CAPACITY RESOURCES = 12+7a+Net Expected Transactions | 61636 | 71334 | 72514 | 79593 | 85476 | 89293 | 91995 | 92405 | 91442 | 90223 | 89054
2009 | US | WECC | CA-MX | - | S14 | PROSPECTIVE CAPACITY RESOURCES = 13+6b-[Existing,Other Derates]+16b | 61636 | 71334 | 72514 | 79593 | 85476 | 89293 | 91995 | 92405 | 91442 | 90223 | 89054
2009 | US | WECC | CA-MX | - | S15 | TOTAL POTENTIAL CAPACITY RESOURCES = 13+6b-[Existing,Other Derates]+7b+ 8+Net Provisional Transactions | 61636 | 71334 | 72514 | 79655 | 85538 | 89355 | 92057 | 92857 | 91894 | 90675 | 89506
2009 | US | WECC | CA-MX | - | S15a | ADJUSTED POTENTIAL CAPACITY RESOURCES = 13+6b-[Existing,Other Derates]+ 16b+16d+Net Provisional Transactions | 61636 | 71334 | 72514 | 79593 | 85476 | 89293 | 91995 | 92405 | 91442 | 90223 | 89054
2009 | US | WECC | CA-MX | - | S16a | Confidence of Future, Other (7b), using reasonable judgement | 0 | 0 | 0 | 0 | 0 | 0 | 0 | 0 | 0 | 0 | 0
2009 | US | WECC | CA-MX | - | S16b | Net Future, Other Resources After Confidence Percentage Is Applied = 7b*16a | 0 | 0 | 0 | 0 | 0 | 0 | 0 | 0 | 0 | 0 | 0
2009 | US | WECC | CA-MX | - | S16c | Confidence of Conceptual (8), using reasonable judgement | 0 | 0 | 0 | 0 | 0 | 0 | 0 | 0 | 0 | 0 | 0
2009 | US | WECC | CA-MX | - | S16d | Net Conceptual Resources After Confidence Percentage Is Applied = 8*16c | 0 | 0 | 0 | 0 | 0 | 0 | 0 | 0 | 0 | 0 | 0
2009 | US | WECC | CA-MX | - | S17C | Region/Subregion Target Capacity Margin | 0 | 0.18232 | 0.18232 | 0.18232 | 0.18232 | 0.18232 | 0.18232 | 0.18232 | 0.18232 | 0.18232 | 0.18232
2009 | US | WECC | CA-MX | - | S17R | Region/Subregion Target Reserve Margin | 0 | 0.22297 | 0.22297 | 0.22297 | 0.22297 | 0.22297 | 0.22297 | 0.22297 | 0.22297 | 0.22297 | 0.22297
2009 | US | WECC | CA-MX | - | S18C | Existing Certain and Net Firm Transactions = (12-3)/12 | 0 | 0.18232 | 0.1908 | 0.19262 | 0.17084 | 0.16125 | 0.15114 | 0.14002 | 0.1295 | 0.11862 | 0.10728
2009 | US | WECC | CA-MX | - | S19C | Deliverable Capacity Resources = (13-3)/13 | 0 | 0.18102 | 0.19236 | 0.26132 | 0.30523 | 0.32724 | 0.33922 | 0.33376 | 0.31842 | 0.30058 | 0.28228
2009 | US | WECC | CA-MX | - | S20C | Prospective Capacity Resources = (14-3)/14 | 0 | 0.18102 | 0.19236 | 0.26132 | 0.30523 | 0.32724 | 0.33922 | 0.33376 | 0.31842 | 0.30058 | 0.28228
2009 | US | WECC | CA-MX | - | S21C | Total Potential Resources = (15-3)/15 | 0 | 0.18102 | 0.19236 | 0.26189 | 0.30574 | 0.3277 | 0.33967 | 0.337 | 0.32177 | 0.30406 | 0.2859
2009 | US | WECC | CA-MX | - | S22C | Adjusted Potential Resources = (15a-3)/15a | 0 | 0.18102 | 0.19236 | 0.26132 | 0.30523 | 0.32724 | 0.33922 | 0.33376 | 0.31842 | 0.30058 | 0.28228
2009 | US | WECC | CA-MX | - | S18R | Existing Certain and Net Firm Transactions = (12-3)/3 | 0 | 0.22297 | 0.23579 | 0.23858 | 0.20604 | 0.19225 | 0.17805 | 0.16282 | 0.14877 | 0.13459 | 0.12017
2009 | US | WECC | CA-MX | - | S19R | Deliverable Capacity Resources = (13-3)/3 | 0 | 0.22103 | 0.23818 | 0.35376 | 0.43933 | 0.48641 | 0.51337 | 0.50096 | 0.46718 | 0.42975 | 0.3933
2009 | US | WECC | CA-MX | - | S20R | Prospective Capacity Resources = (14-3)/3 | 0 | 0.22103 | 0.23818 | 0.35376 | 0.43933 | 0.48641 | 0.51337 | 0.50096 | 0.46718 | 0.42975 | 0.3933
2009 | US | WECC | CA-MX | - | S21R | Total Potential Resources = (15-3)/3 | 0 | 0.22103 | 0.23818 | 0.35482 | 0.44037 | 0.48744 | 0.51439 | 0.5083 | 0.47443 | 0.43691 | 0.40037
2009 | US | WECC | CA-MX | - | S22R | Adjusted Potential Resources = (15a-3)/3 | 0 | 0.22103 | 0.23818 | 0.35376 | 0.43933 | 0.48641 | 0.51337 | 0.50096 | 0.46718 | 0.42975 | 0.3933
2009 | US | WECC | CA-MX | - | S24 | Other Capacity < 1 MW | 0 | 0 | 0 | 0 | 0 | 0 | 0 | 0 | 0 | 0 | 0
2009 | US | WECC | CA-MX | - | S25 | Distributed Generator Capacity >= 1 MW | 0 | 0 | 0 | 0 | 0 | 0 | 0 | 0 | 0 | 0 | 0
2009 | US | WECC | CA-MX | - | S26 | Capacity Total from EIA-860 | 0 | 0 | 0 | 0 | 0 | 0 | 0 | 0 | 0 | 0 | 0
2009 | US | WECC | CA-MX | - | S27 | Total Installed Baseline Capacity Resources = 12+6b | 65123 | 0 | 0 | 0 | 0 | 0 | 0 | 0 | 0 | 0 | 0
2009 | US | WECC | NWPP | - | S01 | Unrestricted Non-coincident Peak Demand = 2+1a+1b-1c-1d | 38789 | 39755 | 40588 | 41367 | 42250 | 42949 | 43696 | 44428 | 45166 | 45876 | 46651
2009 | US | WECC | NWPP | - | S01a | New Conservation (Energy Efficiency) | 0 | 1 | 2 | 3 | 5 | 7 | 10 | 13 | 15 | 17 | 18
2009 | US | WECC | NWPP | - | S01b | Estimated Diversity | 0 | 0 | 0 | 0 | 0 | 0 | 0 | 0 | 0 | 0 | 0
2009 | US | WECC | NWPP | - | S01c | Additions for non-member load (load served by non-registered LSE's in a region) | 0 | 0 | 0 | 0 | 0 | 0 | 0 | 0 | 0 | 0 | 0
2009 | US | WECC | NWPP | - | S01d | Stand-by Load Under Contract (Normally served by behind the meter generation) | 0 | 0 | 0 | 0 | 0 | 0 | 0 | 0 | 0 | 0 | 0
2009 | US | WECC | NWPP | - | S02 | Total Internal Demand | 38789 | 39754 | 40586 | 41364 | 42245 | 42942 | 43686 | 44415 | 45151 | 45859 | 46633
2009 | US | WECC | NWPP | - | S02a | Direct Control Load Management | 284 | 345 | 476 | 518 | 548 | 558 | 568 | 585 | 595 | 605 | 615
2009 | US | WECC | NWPP | - | S02b | Contractually Interruptible (Curtailable) | 258 | 254 | 252 | 271 | 267 | 267 | 268 | 285 | 285 | 285 | 285
2009 | US | WECC | NWPP | - | S02c | Critical Peak-Pricing (CPP) with Control | 0 | 0 | 0 | 0 | 0 | 0 | 0 | 0 | 0 | 0 | 0
2009 | US | WECC | NWPP | - | S02d | Load as a Capacity Resource | 0 | 0 | 0 | 0 | 0 | 0 | 0 | 0 | 0 | 0 | 0
2009 | US | WECC | NWPP | - | S03 | Net Internal Demand = 2-2a-2b-2c-2d | 38247 | 39155 | 39858 | 40575 | 41430 | 42117 | 42850 | 43545 | 44271 | 44969 | 45733
2009 | US | WECC | NWPP | - | S04a | Demand Response used for Reserves - Spinning | 0 | 0 | 0 | 0 | 0 | 0 | 0 | 0 | 0 | 0 | 0
2009 | US | WECC | NWPP | - | S04b | Demand Response used for Reserves - Non-Spinning | 0 | 0 | 0 | 0 | 0 | 0 | 0 | 0 | 0 | 0 | 0
2009 | US | WECC | NWPP | - | S04c | Demand Response used for Regulation | 0 | 0 | 0 | 0 | 0 | 0 | 0 | 0 | 0 | 0 | 0
2009 | US | WECC | NWPP | - | S04d | Demand Response used for Energy, Voluntary - Emergency | 85 | 85 | 85 | 85 | 65 | 65 | 65 | 65 | 35 | 35 | 35
2009 | US | WECC | NWPP | - | S05 | TOTAL INTERNAL CAPACITY = 6+7 | 59246 | 64215 | 64542 | 64810 | 65498 | 64955 | 65525 | 65651 | 65645 | 65745 | 65518
2009 | US | WECC | NWPP | - | S06 | EXISTING CAPACITY = 6a+6b+6c | 59246 | 64122 | 64078 | 64253 | 64211 | 63377 | 63356 | 63441 | 63449 | 63538 | 63302
2009 | US | WECC | NWPP | - | S06a | Existing, Certain (Note: The sum of 6a1 through 6a4 must be <= 6a) | 53321 | 58137 | 58195 | 58176 | 58149 | 57279 | 57295 | 57467 | 57345 | 57409 | 57172
2009 | US | WECC | NWPP | - | S06a1 | Wind Expected On-Peak | 479 | 541 | 542 | 542 | 542 | 542 | 542 | 542 | 542 | 542 | 542
2009 | US | WECC | NWPP | - | S06a2 | Solar Expected On-Peak | 0 | 0 | 0 | 0 | 0 | 0 | 0 | 0 | 0 | 0 | 0
2009 | US | WECC | NWPP | - | S06a3 | Hydro Expected On-Peak | 32068 | 33197 | 32878 | 32683 | 32721 | 31851 | 31888 | 32075 | 31846 | 31821 | 31819
2009 | US | WECC | NWPP | - | S06a4 | Biomass Expected On-Peak | 448 | 450 | 450 | 450 | 450 | 450 | 450 | 450 | 450 | 450 | 450
2009 | US | WECC | NWPP | - | S06a5 | Load as a Capacity Resource Expected On-Peak (Load Management Programs) | 0 | 0 | 0 | 0 | 0 | 0 | 0 | 0 | 0 | 0 | 0
2009 | US | WECC | NWPP | - | S06b | Existing, Other (Note: The sum of 6b1 through 6b7 must be <= 6b) | 5925 | 5985 | 5883 | 6077 | 6062 | 6098 | 6061 | 5974 | 6104 | 6129 | 6130
2009 | US | WECC | NWPP | - | S06b1 | Wind Derate On-Peak | 2569 | 3022 | 3022 | 3022 | 3022 | 3022 | 3022 | 3022 | 3022 | 3022 | 3022
2009 | US | WECC | NWPP | - | S06b2 | Solar Derate On-Peak | 0 | 0 | 0 | 0 | 0 | 0 | 0 | 0 | 0 | 0 | 0
2009 | US | WECC | NWPP | - | S06b3 | Hydro Derate On-Peak | 3356 | 2963 | 2861 | 3055 | 3040 | 3076 | 3039 | 2952 | 3082 | 3107 | 3108
2009 | US | WECC | NWPP | - | S06b4 | Biomass Derate On-Peak | 0 | 0 | 0 | 0 | 0 | 0 | 0 | 0 | 0 | 0 | 0
2009 | US | WECC | NWPP | - | S06b5 | Load as a Capacity Resource Derate On-Peak (Load Management Programs) | 0 | 0 | 0 | 0 | 0 | 0 | 0 | 0 | 0 | 0 | 0
2009 | US | WECC | NWPP | - | S06b6 | Energy Only | 0 | 0 | 0 | 0 | 0 | 0 | 0 | 0 | 0 | 0 | 0
2009 | US | WECC | NWPP | - | S06b7 | Scheduled Outage - Maintenance | 0 | 0 | 0 | 0 | 0 | 0 | 0 | 0 | 0 | 0 | 0
2009 | US | WECC | NWPP | - | S06b8 | Transmission-Limited Resources | 0 | 0 | 0 | 0 | 0 | 0 | 0 | 0 | 0 | 0 | 0
2009 | US | WECC | NWPP | - | S06c | Existing, Inoperable (Note: Capacity reported in this line are not used in margin calculations) | 0 | 0 | 0 | 0 | 0 | 0 | 0 | 0 | 0 | 0 | 0
2009 | US | WECC | NWPP | - | S07 | FUTURE CAPACITY ADDITIONS = 7a+7b | 0 | 93 | 464 | 557 | 1287 | 1578 | 2169 | 2210 | 2196 | 2207 | 2216
2009 | US | WECC | NWPP | - | S07a | Future, Planned (Note: Only the net expected On-Peak values are included in this line and does not include Energy Only.) | 0 | 87 | 449 | 533 | 973 | 1081 | 1034 | 1038 | 985 | 987 | 989
2009 | US | WECC | NWPP | - | S07a1 | Wind Expected On-Peak | 0 | 74 | 202 | 199 | 236 | 322 | 322 | 322 | 322 | 322 | 322
2009 | US | WECC | NWPP | - | S07a2 | Solar Expected On-Peak | 0 | 0 | 0 | 0 | 0 | 0 | 0 | 0 | 0 | 0 | 0
2009 | US | WECC | NWPP | - | S07a3 | Hydro Expected On-Peak | 0 | 7 | 14 | 6 | 61 | 61 | 61 | 61 | 61 | 61 | 61
2009 | US | WECC | NWPP | - | S07a4 | Biomass Expected On-Peak | 0 | 3 | 33 | 34 | 36 | 37 | 38 | 39 | 66 | 67 | 68
2009 | US | WECC | NWPP | - | S07b | Future, Other (Note: Only the net expected On-Peak values are included in this line and does not include Energy Only.) | 0 | 0 | 0 | 0 | 0 | 0 | 0 | 0 | 0 | 0 | 0
2009 | US | WECC | NWPP | - | S07b1 | Wind Expected On-Peak | 0 | 0 | 0 | 0 | 0 | 0 | 0 | 0 | 0 | 0 | 0
2009 | US | WECC | NWPP | - | S07b2 | Wind Derate On-Peak | 0 | 578 | 1852 | 2683 | 3396 | 5060 | 5060 | 5060 | 5060 | 5060 | 5060
2009 | US | WECC | NWPP | - | S07b3 | Solar Expected On-Peak | 0 | 0 | 0 | 0 | 0 | 0 | 0 | 0 | 0 | 0 | 0
2009 | US | WECC | NWPP | - | S07b4 | Solar Derate On-Peak | 0 | 0 | 0 | 0 | 0 | 0 | 0 | 0 | 0 | 0 | 0
2009 | US | WECC | NWPP | - | S07b5 | Hydro Expected On-Peak | 0 | 0 | 0 | 0 | 0 | 0 | 0 | 0 | 0 | 0 | 0
2009 | US | WECC | NWPP | - | S07b6 | Hydro Derate On-Peak | 0 | 0 | 0 | 0 | 0 | 0 | 0 | 0 | 0 | 0 | 0
2009 | US | WECC | NWPP | - | S07b7 | Biomass Expected On-Peak | 0 | 0 | 0 | 0 | 0 | 0 | 0 | 0 | 0 | 0 | 0
2009 | US | WECC | NWPP | - | S07b8 | Biomass Derate On-Peak | 0 | 0 | 21 | 21 | 21 | 21 | 21 | 21 | 21 | 21 | 21
2009 | US | WECC | NWPP | - | S07b9 | Energy Only | 0 | 0 | 0 | 0 | 0 | 0 | 0 | 0 | 0 | 0 | 0
2009 | US | WECC | NWPP | - | S08 | Conceptual (Note: Only the net expected on-peak capacity is included in this line and does not include Energy Only.) | 0 | 6 | 15 | 24 | 314 | 497 | 1135 | 1172 | 1211 | 1220 | 1227
2009 | US | WECC | NWPP | - | S08a1 | Wind Expected On-Peak | 0 | 0 | 0 | 0 | 0 | 0 | 6 | 6 | 8 | 8 | 8
2009 | US | WECC | NWPP | - | S08a2 | Wind Derate On-Peak | 0 | 0 | 0 | 0 | 0 | 0 | 134 | 294 | 392 | 392 | 392
2009 | US | WECC | NWPP | - | S08a3 | Solar Expected On-Peak | 0 | 0 | 0 | 0 | 0 | 0 | 0 | 0 | 0 | 0 | 0
2009 | US | WECC | NWPP | - | S08a4 | Solar Derate On-Peak | 0 | 0 | 0 | 0 | 0 | 0 | 0 | 0 | 0 | 0 | 0
2009 | US | WECC | NWPP | - | S08a5 | Hydro Expected On-Peak | 0 | 0 | 0 | 0 | 0 | 0 | 25 | 50 | 75 | 75 | 75
2009 | US | WECC | NWPP | - | S08a6 | Hydro Derate On-Peak | 0 | 0 | 0 | 0 | 0 | 0 | 0 | 0 | 0 | 0 | 0
2009 | US | WECC | NWPP | - | S08a7 | Biomass Expected On-Peak | 0 | 2 | 4 | 6 | 8 | 10 | 12 | 14 | 17 | 18 | 20
2009 | US | WECC | NWPP | - | S08a8 | Biomass Derate On-Peak | 0 | 0 | 0 | 0 | 0 | 0 | 0 | 0 | 0 | 0 | 0
2009 | US | WECC | NWPP | - | S08a9 | Energy Only | 0 | 0 | 0 | 0 | 0 | 0 | 0 | 0 | 0 | 0 | 0
2009 | US | WECC | NWPP | - | S09 | DELIVERABLE INTERNAL CAPACITY = 6a+7a | 53321 | 58224 | 58644 | 58709 | 59122 | 58360 | 58329 | 58505 | 58330 | 58396 | 58161
2009 | US | WECC | NWPP | - | S10 | CAPACITY TRANSACTIONS - IMPORTS = 10a+10b+10c+10d | 1332 | 2704 | 6774 | 9362 | 10599 | 11384 | 11389 | 11384 | 11432 | 11227 | 10858
2009 | US | WECC | NWPP | - | S10a | Firm (Note: The sum of 10a1 and 10a2 must be <= 10a) | 1332 | 1418 | 1418 | 1418 | 1418 | 1418 | 1418 | 1418 | 1396 | 1396 | 1396
2009 | US | WECC | NWPP | - | S10a1 | Full-Responsibility Purchases | 0 | 0 | 0 | 0 | 0 | 0 | 0 | 0 | 0 | 0 | 0
2009 | US | WECC | NWPP | - | S10a2 | Owned Capacity/Entitlement Located Outside the Region/Subregion | 1332 | 1418 | 1418 | 1418 | 1418 | 1418 | 1418 | 1418 | 1396 | 1396 | 1396
2009 | US | WECC | NWPP | - | S10b | Non-firm | 0 | 0 | 0 | 0 | 0 | 0 | 0 | 0 | 0 | 0 | 0
2009 | US | WECC | NWPP | - | S10c | Expected (Note: The sum of 10c1 and 10c2 must be <= 10c) | 0 | 1286 | 5356 | 7944 | 9181 | 9966 | 9971 | 9966 | 10036 | 9831 | 9462
2009 | US | WECC | NWPP | - | S10c1 | Full-Responsibility Purchases | 0 | 1286 | 5356 | 7944 | 9181 | 9955 | 9960 | 9955 | 10025 | 9820 | 9451
2009 | US | WECC | NWPP | - | S10c2 | Owned Capacity/Entitlement Located Outside the Region/Subregion | 0 | 0 | 0 | 0 | 0 | 11 | 11 | 11 | 11 | 11 | 11
2009 | US | WECC | NWPP | - | S10d | Provisional – transactions under study, but negotiations have not begun. | 0 | 0 | 0 | 0 | 0 | 0 | 0 | 0 | 0 | 0 | 0
2009 | US | WECC | NWPP | - | S11 | CAPACITY TRANSACTIONS - EXPORTS = 11a+11b+11c+11d | 567 | 3588 | 5298 | 7140 | 7848 | 8167 | 8116 | 7985 | 7868 | 7851 | 7822
2009 | US | WECC | NWPP | - | S11a | Firm (Note: The sum of 11a1 and 11a2 must be <= 11a) | 567 | 3554 | 5235 | 7077 | 7610 | 7929 | 7878 | 7747 | 7630 | 7613 | 7584
2009 | US | WECC | NWPP | - | S11a1 | Full-Responsibility Purchases | 0 | 1814 | 3522 | 5390 | 5950 | 6309 | 6258 | 6199 | 6082 | 6079 | 6050
2009 | US | WECC | NWPP | - | S11a2 | Owned Capacity/Entitlement Located Outside the Region/Subregion | 567 | 1740 | 1713 | 1687 | 1660 | 1620 | 1620 | 1548 | 1548 | 1534 | 1534
2009 | US | WECC | NWPP | - | S11b | Non-firm | 0 | 0 | 0 | 0 | 0 | 0 | 0 | 0 | 0 | 0 | 0
2009 | US | WECC | NWPP | - | S11c | Expected (Note: The sum of 11c1 and 11c2 must be <= 11c) | 0 | 34 | 63 | 63 | 238 | 238 | 238 | 238 | 238 | 238 | 238
2009 | US | WECC | NWPP | - | S11c1 | Full-Responsibility Purchases | 0 | 0 | 0 | 0 | 0 | 0 | 0 | 0 | 0 | 0 | 0
2009 | US | WECC | NWPP | - | S11c2 | Owned Capacity/Entitlement Located Outside the Region/Subregion | 0 | 34 | 63 | 63 | 238 | 238 | 238 | 238 | 238 | 238 | 238
2009 | US | WECC | NWPP | - | S11d | Provisional – transactions under study, but negotiations have not begun. | 0 | 0 | 0 | 0 | 0 | 0 | 0 | 0 | 0 | 0 | 0
2009 | US | WECC | NWPP | - | S12 | EXISTING, CERTAIN CAPACITY & NET FIRM TRANSACTIONS = 6a+Net Firm Transactions | 54086 | 56001 | 54378 | 52517 | 51957 | 50768 | 50835 | 51138 | 51111 | 51192 | 50984
2009 | US | WECC | NWPP | - | S13 | DELIVERABLE CAPACITY RESOURCES = 12+7a+Net Expected Transactions | 54086 | 57340 | 60120 | 60931 | 61873 | 61577 | 61602 | 61904 | 61894 | 61772 | 61197
2009 | US | WECC | NWPP | - | S14 | PROSPECTIVE CAPACITY RESOURCES = 13+6b-[Existing,Other Derates]+16b | 54086 | 57340 | 60120 | 60931 | 61873 | 61577 | 61602 | 61904 | 61894 | 61772 | 61197
2009 | US | WECC | NWPP | - | S15 | TOTAL POTENTIAL CAPACITY RESOURCES = 13+6b-[Existing,Other Derates]+7b+ 8+Net Provisional Transactions | 54086 | 57346 | 60135 | 60955 | 62187 | 62074 | 62737 | 63076 | 63105 | 62992 | 62424
2009 | US | WECC | NWPP | - | S15a | ADJUSTED POTENTIAL CAPACITY RESOURCES = 13+6b-[Existing,Other Derates]+ 16b+16d+Net Provisional Transactions | 54086 | 57341.998 | 60126 | 60941.008 | 61887.13 | 61663.975 | 62032.165 | 62356.392 | 62367.501 | 62250.24 | 61677.984
2009 | US | WECC | NWPP | - | S16a | Confidence of Future, Other (7b), using reasonable judgement | 0 | 0 | 0 | 0 | 0 | 0 | 0 | 0 | 0 | 0 | 0
2009 | US | WECC | NWPP | - | S16b | Net Future, Other Resources After Confidence Percentage Is Applied = 7b*16a | 0 | 0 | 0 | 0 | 0 | 0 | 0 | 0 | 0 | 0 | 0
2009 | US | WECC | NWPP | - | S16c | Confidence of Conceptual (8), using reasonable judgement | 0 | 0.333 | 0.4 | 0.417 | 0.045 | 0.175 | 0.379 | 0.386 | 0.391 | 0.392 | 0.392
2009 | US | WECC | NWPP | - | S16d | Net Conceptual Resources After Confidence Percentage Is Applied = 8*16c | 0 | 1.998 | 6 | 10.008 | 14.13 | 86.975 | 430.165 | 452.392 | 473.501 | 478.24 | 480.984
2009 | US | WECC | NWPP | - | S17C | Region/Subregion Target Capacity Margin | 0 | 0.14039 | 0.14039 | 0.14039 | 0.14039 | 0.14039 | 0.14039 | 0.14039 | 0.14039 | 0.14039 | 0.14039
2009 | US | WECC | NWPP | - | S17R | Region/Subregion Target Reserve Margin | 0 | 0.16332 | 0.16332 | 0.16332 | 0.16332 | 0.16332 | 0.16332 | 0.16332 | 0.16332 | 0.16332 | 0.16332
2009 | US | WECC | NWPP | - | S18C | Existing Certain and Net Firm Transactions = (12-3)/12 | 0 | 0.30082 | 0.26702 | 0.22739 | 0.20261 | 0.1704 | 0.15708 | 0.14848 | 0.13383 | 0.12156 | 0.10299
2009 | US | WECC | NWPP | - | S19C | Deliverable Capacity Resources = (13-3)/13 | 0 | 0.31714 | 0.33703 | 0.33408 | 0.3304 | 0.31603 | 0.30441 | 0.29657 | 0.28473 | 0.27202 | 0.25269
2009 | US | WECC | NWPP | - | S20C | Prospective Capacity Resources = (14-3)/14 | 0 | 0.31714 | 0.33703 | 0.33408 | 0.3304 | 0.31603 | 0.30441 | 0.29657 | 0.28473 | 0.27202 | 0.25269
2009 | US | WECC | NWPP | - | S21C | Total Potential Resources = (15-3)/15 | 0 | 0.31721 | 0.33719 | 0.33435 | 0.33378 | 0.3215 | 0.31699 | 0.30964 | 0.29845 | 0.28612 | 0.26738
2009 | US | WECC | NWPP | - | S22C | Adjusted Potential Resources = (15a-3)/15a | 0 | 0.31717 | 0.33709 | 0.33419 | 0.33056 | 0.31699 | 0.30923 | 0.30168 | 0.29016 | 0.27761 | 0.25852
2009 | US | WECC | NWPP | - | S18R | Existing Certain and Net Firm Transactions = (12-3)/3 | 0 | 0.43024 | 0.36429 | 0.29432 | 0.25409 | 0.2054 | 0.18635 | 0.17437 | 0.1545 | 0.13838 | 0.11482
2009 | US | WECC | NWPP | - | S19R | Deliverable Capacity Resources = (13-3)/3 | 0 | 0.46444 | 0.50835 | 0.50169 | 0.49343 | 0.46205 | 0.43762 | 0.42161 | 0.39807 | 0.37366 | 0.33814
2009 | US | WECC | NWPP | - | S20R | Prospective Capacity Resources = (14-3)/3 | 0 | 0.46444 | 0.50835 | 0.50169 | 0.49343 | 0.46205 | 0.43762 | 0.42161 | 0.39807 | 0.37366 | 0.33814
2009 | US | WECC | NWPP | - | S21R | Total Potential Resources = (15-3)/3 | 0 | 0.46459 | 0.50873 | 0.50228 | 0.50101 | 0.47385 | 0.46411 | 0.44852 | 0.42543 | 0.40079 | 0.36497
2009 | US | WECC | NWPP | - | S22R | Adjusted Potential Resources = (15a-3)/3 | 0 | 0.46449 | 0.50851 | 0.50193 | 0.49378 | 0.46411 | 0.44766 | 0.432 | 0.40877 | 0.38429 | 0.34865
2009 | US | WECC | NWPP | - | S24 | Other Capacity < 1 MW | 0 | 0 | 0 | 0 | 0 | 0 | 0 | 0 | 0 | 0 | 0
2009 | US | WECC | NWPP | - | S25 | Distributed Generator Capacity >= 1 MW | 0 | 0 | 0 | 0 | 0 | 0 | 0 | 0 | 0 | 0 | 0
2009 | US | WECC | NWPP | - | S26 | Capacity Total from EIA-860 | 0 | 0 | 0 | 0 | 0 | 0 | 0 | 0 | 0 | 0 | 0
2009 | US | WECC | NWPP | - | S27 | Total Installed Baseline Capacity Resources = 12+6b | 60011 | 0 | 0 | 0 | 0 | 0 | 0 | 0 | 0 | 0 | 0
2009 | US | WECC | RMPA | - | S01 | Unrestricted Non-coincident Peak Demand = 2+1a+1b-1c-1d | 11579 | 11224 | 11232 | 11520 | 11761 | 12015 | 12258 | 12497 | 12747 | 12969 | 13252
2009 | US | WECC | RMPA | - | S01a | New Conservation (Energy Efficiency) | 0 | 0 | 0 | 0 | 0 | 0 | 0 | 0 | 0 | 0 | 0
2009 | US | WECC | RMPA | - | S01b | Estimated Diversity | 0 | 0 | 0 | 0 | 0 | 0 | 0 | 0 | 0 | 0 | 0
2009 | US | WECC | RMPA | - | S01c | Additions for non-member load (load served by non-registered LSE's in a region) | 0 | 0 | 0 | 0 | 0 | 0 | 0 | 0 | 0 | 0 | 0
2009 | US | WECC | RMPA | - | S01d | Stand-by Load Under Contract (Normally served by behind the meter generation) | 0 | 0 | 0 | 0 | 0 | 0 | 0 | 0 | 0 | 0 | 0
2009 | US | WECC | RMPA | - | S02 | Total Internal Demand | 11579 | 11224 | 11232 | 11520 | 11761 | 12015 | 12258 | 12497 | 12747 | 12969 | 13252
2009 | US | WECC | RMPA | - | S02a | Direct Control Load Management | 4 | 0 | 0 | 0 | 0 | 0 | 0 | 0 | 0 | 0 | 0
2009 | US | WECC | RMPA | - | S02b | Contractually Interruptible (Curtailable) | 1 | 285 | 338 | 376 | 391 | 399 | 398 | 400 | 394 | 395 | 378
2009 | US | WECC | RMPA | - | S02c | Critical Peak-Pricing (CPP) with Control | 0 | 0 | 0 | 0 | 0 | 0 | 0 | 0 | 0 | 0 | 0
2009 | US | WECC | RMPA | - | S02d | Load as a Capacity Resource | 0 | 0 | 0 | 0 | 0 | 0 | 0 | 0 | 0 | 0 | 0
2009 | US | WECC | RMPA | - | S03 | Net Internal Demand = 2-2a-2b-2c-2d | 11574 | 10939 | 10894 | 11144 | 11370 | 11616 | 11860 | 12097 | 12353 | 12574 | 12874
2009 | US | WECC | RMPA | - | S04a | Demand Response used for Reserves - Spinning | 0 | 0 | 0 | 0 | 0 | 0 | 0 | 0 | 0 | 0 | 0
2009 | US | WECC | RMPA | - | S04b | Demand Response used for Reserves - Non-Spinning | 0 | 0 | 0 | 0 | 0 | 0 | 0 | 0 | 0 | 0 | 0
2009 | US | WECC | RMPA | - | S04c | Demand Response used for Regulation | 0 | 0 | 0 | 0 | 0 | 0 | 0 | 0 | 0 | 0 | 0
2009 | US | WECC | RMPA | - | S04d | Demand Response used for Energy, Voluntary - Emergency | 0 | 0 | 0 | 0 | 0 | 0 | 0 | 0 | 0 | 0 | 0
2009 | US | WECC | RMPA | - | S05 | TOTAL INTERNAL CAPACITY = 6+7 | 14121 | 14663 | 15501 | 15821 | 16152 | 16787 | 17334 | 17344 | 17377 | 17374 | 17384
2009 | US | WECC | RMPA | - | S06 | EXISTING CAPACITY = 6a+6b+6c | 14121 | 14363 | 14363 | 14363 | 14363 | 14363 | 14363 | 14363 | 14363 | 14363 | 14363
2009 | US | WECC | RMPA | - | S06a | Existing, Certain (Note: The sum of 6a1 through 6a4 must be <= 6a) | 13051 | 13268 | 13268 | 13268 | 13268 | 13268 | 13268 | 13268 | 13268 | 13268 | 13268
2009 | US | WECC | RMPA | - | S06a1 | Wind Expected On-Peak | 130 | 134 | 134 | 134 | 134 | 134 | 134 | 134 | 134 | 134 | 134
2009 | US | WECC | RMPA | - | S06a2 | Solar Expected On-Peak | 4 | 4 | 4 | 4 | 4 | 4 | 4 | 4 | 4 | 4 | 4
2009 | US | WECC | RMPA | - | S06a3 | Hydro Expected On-Peak | 1301 | 1301 | 1301 | 1301 | 1301 | 1301 | 1301 | 1301 | 1301 | 1301 | 1301
2009 | US | WECC | RMPA | - | S06a4 | Biomass Expected On-Peak | 3 | 3 | 3 | 3 | 3 | 3 | 3 | 3 | 3 | 3 | 3
2009 | US | WECC | RMPA | - | S06a5 | Load as a Capacity Resource Expected On-Peak (Load Management Programs) | 0 | 0 | 0 | 0 | 0 | 0 | 0 | 0 | 0 | 0 | 0
2009 | US | WECC | RMPA | - | S06b | Existing, Other (Note: The sum of 6b1 through 6b7 must be <= 6b) | 1070 | 1095 | 1095 | 1095 | 1095 | 1095 | 1095 | 1095 | 1095 | 1095 | 1095
2009 | US | WECC | RMPA | - | S06b1 | Wind Derate On-Peak | 950 | 975 | 975 | 975 | 975 | 975 | 975 | 975 | 975 | 975 | 975
2009 | US | WECC | RMPA | - | S06b2 | Solar Derate On-Peak | 4 | 4 | 4 | 4 | 4 | 4 | 4 | 4 | 4 | 4 | 4
2009 | US | WECC | RMPA | - | S06b3 | Hydro Derate On-Peak | 116 | 116 | 116 | 116 | 116 | 116 | 116 | 116 | 116 | 116 | 116
2009 | US | WECC | RMPA | - | S06b4 | Biomass Derate On-Peak | 0 | 0 | 0 | 0 | 0 | 0 | 0 | 0 | 0 | 0 | 0
2009 | US | WECC | RMPA | - | S06b5 | Load as a Capacity Resource Derate On-Peak (Load Management Programs) | 0 | 0 | 0 | 0 | 0 | 0 | 0 | 0 | 0 | 0 | 0
2009 | US | WECC | RMPA | - | S06b6 | Energy Only | 0 | 0 | 0 | 0 | 0 | 0 | 0 | 0 | 0 | 0 | 0
2009 | US | WECC | RMPA | - | S06b7 | Scheduled Outage - Maintenance | 0 | 0 | 0 | 0 | 0 | 0 | 0 | 0 | 0 | 0 | 0
2009 | US | WECC | RMPA | - | S06b8 | Transmission-Limited Resources | 0 | 0 | 0 | 0 | 0 | 0 | 0 | 0 | 0 | 0 | 0
2009 | US | WECC | RMPA | - | S06c | Existing, Inoperable (Note: Capacity reported in this line are not used in margin calculations) | 0 | 0 | 0 | 0 | 0 | 0 | 0 | 0 | 0 | 0 | 0
2009 | US | WECC | RMPA | - | S07 | FUTURE CAPACITY ADDITIONS = 7a+7b | 0 | 300 | 1138 | 1458 | 1789 | 2424 | 2971 | 2981 | 3014 | 3011 | 3021
2009 | US | WECC | RMPA | - | S07a | Future, Planned (Note: Only the net expected On-Peak values are included in this line and does not include Energy Only.) | 0 | 300 | 1138 | 1458 | 1458 | 1393 | 1240 | 1240 | 1240 | 1240 | 1240
2009 | US | WECC | RMPA | - | S07a1 | Wind Expected On-Peak | 0 | 0 | 19 | 19 | 19 | 19 | 19 | 19 | 19 | 19 | 19
2009 | US | WECC | RMPA | - | S07a2 | Solar Expected On-Peak | 0 | 0 | 0 | 8 | 8 | 8 | 8 | 8 | 8 | 8 | 8
2009 | US | WECC | RMPA | - | S07a3 | Hydro Expected On-Peak | 0 | 0 | 0 | 0 | 0 | 0 | 0 | 0 | 0 | 0 | 0
2009 | US | WECC | RMPA | - | S07a4 | Biomass Expected On-Peak | 0 | 0 | 0 | 0 | 0 | 0 | 0 | 0 | 0 | 0 | 0
2009 | US | WECC | RMPA | - | S07b | Future, Other (Note: Only the net expected On-Peak values are included in this line and does not include Energy Only.) | 0 | 0 | 0 | 0 | 0 | 0 | 0 | 0 | 0 | 0 | 0
2009 | US | WECC | RMPA | - | S07b1 | Wind Expected On-Peak | 0 | 0 | 0 | 0 | 0 | 0 | 0 | 0 | 0 | 0 | 0
2009 | US | WECC | RMPA | - | S07b2 | Wind Derate On-Peak | 0 | 0 | 131 | 131 | 131 | 131 | 131 | 131 | 131 | 131 | 131
2009 | US | WECC | RMPA | - | S07b3 | Solar Expected On-Peak | 0 | 0 | 0 | 0 | 0 | 0 | 0 | 0 | 0 | 0 | 0
2009 | US | WECC | RMPA | - | S07b4 | Solar Derate On-Peak | 0 | 0 | 0 | 8 | 8 | 8 | 8 | 8 | 8 | 8 | 8
2009 | US | WECC | RMPA | - | S07b5 | Hydro Expected On-Peak | 0 | 0 | 0 | 0 | 0 | 0 | 0 | 0 | 0 | 0 | 0
2009 | US | WECC | RMPA | - | S07b6 | Hydro Derate On-Peak | 0 | 0 | 0 | 0 | 0 | 0 | 0 | 0 | 0 | 0 | 0
2009 | US | WECC | RMPA | - | S07b7 | Biomass Expected On-Peak | 0 | 0 | 0 | 0 | 0 | 0 | 0 | 0 | 0 | 0 | 0
2009 | US | WECC | RMPA | - | S07b8 | Biomass Derate On-Peak | 0 | 0 | 0 | 0 | 0 | 0 | 0 | 0 | 0 | 0 | 0
2009 | US | WECC | RMPA | - | S07b9 | Energy Only | 0 | 0 | 0 | 0 | 0 | 0 | 0 | 0 | 0 | 0 | 0
2009 | US | WECC | RMPA | - | S08 | Conceptual (Note: Only the net expected on-peak capacity is included in this line and does not include Energy Only.) | 0 | 0 | 0 | 0 | 331 | 1031 | 1731 | 1741 | 1774 | 1771 | 1781
2009 | US | WECC | RMPA | - | S08a1 | Wind Expected On-Peak | 0 | 0 | 0 | 0 | 20 | 20 | 20 | 30 | 30 | 30 | 40
2009 | US | WECC | RMPA | - | S08a2 | Wind Derate On-Peak | 0 | 101 | 504 | 1472 | 1997 | 2448 | 2748 | 2768 | 2768 | 2768 | 2788
2009 | US | WECC | RMPA | - | S08a3 | Solar Expected On-Peak | 0 | 0 | 0 | 0 | 0 | 0 | 0 | 0 | 1 | 1 | 1
2009 | US | WECC | RMPA | - | S08a4 | Solar Derate On-Peak | 0 | 0 | 0 | 0 | 2 | 2 | 2 | 2 | 3 | 3 | 3
2009 | US | WECC | RMPA | - | S08a5 | Hydro Expected On-Peak | 0 | 0 | 0 | 0 | 0 | 0 | 0 | 0 | 0 | 0 | 0
2009 | US | WECC | RMPA | - | S08a6 | Hydro Derate On-Peak | 0 | 0 | 0 | 0 | 0 | 0 | 0 | 0 | 0 | 0 | 0
2009 | US | WECC | RMPA | - | S08a7 | Biomass Expected On-Peak | 0 | 0 | 0 | 0 | 0 | 0 | 0 | 0 | 0 | 0 | 0
2009 | US | WECC | RMPA | - | S08a8 | Biomass Derate On-Peak | 0 | 0 | 0 | 0 | 0 | 0 | 0 | 0 | 0 | 0 | 0
2009 | US | WECC | RMPA | - | S08a9 | Energy Only | 0 | 0 | 0 | 0 | 0 | 0 | 0 | 0 | 0 | 0 | 0
2009 | US | WECC | RMPA | - | S09 | DELIVERABLE INTERNAL CAPACITY = 6a+7a | 13051 | 13568 | 14406 | 14726 | 14726 | 14661 | 14508 | 14508 | 14508 | 14508 | 14508
2009 | US | WECC | RMPA | - | S10 | CAPACITY TRANSACTIONS - IMPORTS = 10a+10b+10c+10d | 640 | 1042 | 986 | 752 | 1071 | 1361 | 1361 | 1356 | 1361 | 1361 | 1370
2009 | US | WECC | RMPA | - | S10a | Firm (Note: The sum of 10a1 and 10a2 must be <= 10a) | 640 | 640 | 640 | 752 | 1071 | 1361 | 1361 | 1356 | 1361 | 1361 | 1361
2009 | US | WECC | RMPA | - | S10a1 | Full-Responsibility Purchases | 0 | 0 | 0 | 112 | 431 | 721 | 721 | 716 | 721 | 721 | 721
2009 | US | WECC | RMPA | - | S10a2 | Owned Capacity/Entitlement Located Outside the Region/Subregion | 640 | 640 | 640 | 640 | 640 | 640 | 640 | 640 | 640 | 640 | 640
2009 | US | WECC | RMPA | - | S10b | Non-firm | 0 | 0 | 0 | 0 | 0 | 0 | 0 | 0 | 0 | 0 | 0
2009 | US | WECC | RMPA | - | S10c | Expected (Note: The sum of 10c1 and 10c2 must be <= 10c) | 0 | 402 | 346 | 0 | 0 | 0 | 0 | 0 | 0 | 0 | 9
2009 | US | WECC | RMPA | - | S10c1 | Full-Responsibility Purchases | 0 | 402 | 346 | 0 | 0 | 0 | 0 | 0 | 0 | 0 | 9
2009 | US | WECC | RMPA | - | S10c2 | Owned Capacity/Entitlement Located Outside the Region/Subregion | 0 | 0 | 0 | 0 | 0 | 0 | 0 | 0 | 0 | 0 | 0
2009 | US | WECC | RMPA | - | S10d | Provisional – transactions under study, but negotiations have not begun. | 0 | 0 | 0 | 0 | 0 | 0 | 0 | 0 | 0 | 0 | 0
2009 | US | WECC | RMPA | - | S11 | CAPACITY TRANSACTIONS - EXPORTS = 11a+11b+11c+11d | 776 | 1093 | 1037 | 930 | 1529 | 1539 | 1747 | 1754 | 1424 | 1133 | 776
2009 | US | WECC | RMPA | - | S11a | Firm (Note: The sum of 11a1 and 11a2 must be <= 11a) | 776 | 1093 | 1037 | 776 | 776 | 776 | 776 | 776 | 776 | 776 | 776
2009 | US | WECC | RMPA | - | S11a1 | Full-Responsibility Purchases | 0 | 317 | 261 | 0 | 0 | 0 | 0 | 0 | 0 | 0 | 0
2009 | US | WECC | RMPA | - | S11a2 | Owned Capacity/Entitlement Located Outside the Region/Subregion | 776 | 776 | 776 | 776 | 776 | 776 | 776 | 776 | 776 | 776 | 776
2009 | US | WECC | RMPA | - | S11b | Non-firm | 0 | 0 | 0 | 0 | 0 | 0 | 0 | 0 | 0 | 0 | 0
2009 | US | WECC | RMPA | - | S11c | Expected (Note: The sum of 11c1 and 11c2 must be <= 11c) | 0 | 0 | 0 | 154 | 753 | 763 | 971 | 978 | 648 | 357 | 0
2009 | US | WECC | RMPA | - | S11c1 | Full-Responsibility Purchases | 0 | 0 | 0 | 154 | 753 | 763 | 971 | 978 | 648 | 357 | 0
2009 | US | WECC | RMPA | - | S11c2 | Owned Capacity/Entitlement Located Outside the Region/Subregion | 0 | 0 | 0 | 0 | 0 | 0 | 0 | 0 | 0 | 0 | 0
2009 | US | WECC | RMPA | - | S11d | Provisional – transactions under study, but negotiations have not begun. | 0 | 0 | 0 | 0 | 0 | 0 | 0 | 0 | 0 | 0 | 0
2009 | US | WECC | RMPA | - | S12 | EXISTING, CERTAIN CAPACITY & NET FIRM TRANSACTIONS = 6a+Net Firm Transactions | 12915 | 12815 | 12871 | 13244 | 13563 | 13853 | 13853 | 13848 | 13853 | 13853 | 13853
2009 | US | WECC | RMPA | - | S13 | DELIVERABLE CAPACITY RESOURCES = 12+7a+Net Expected Transactions | 12915 | 13517 | 14355 | 14548 | 14268 | 14483 | 14122 | 14110 | 14445 | 14736 | 15102
2009 | US | WECC | RMPA | - | S14 | PROSPECTIVE CAPACITY RESOURCES = 13+6b-[Existing,Other Derates]+16b | 12915 | 13517 | 14355 | 14548 | 14268 | 14483 | 14122 | 14110 | 14445 | 14736 | 15102
2009 | US | WECC | RMPA | - | S15 | TOTAL POTENTIAL CAPACITY RESOURCES = 13+6b-[Existing,Other Derates]+7b+ 8+Net Provisional Transactions | 12915 | 13517 | 14355 | 14548 | 14599 | 15514 | 15853 | 15851 | 16219 | 16507 | 16883
2009 | US | WECC | RMPA | - | S15a | ADJUSTED POTENTIAL CAPACITY RESOURCES = 13+6b-[Existing,Other Derates]+ 16b+16d+Net Provisional Transactions | 12915 | 13517 | 14355 | 14548 | 14565.9 | 15131.499 | 15120.787 | 15116.298 | 15482.79 | 15770.264 | 16145.666
2009 | US | WECC | RMPA | - | S16a | Confidence of Future, Other (7b), using reasonable judgement | 0 | 0 | 0 | 0 | 0 | 0 | 0 | 0 | 0 | 0 | 0
2009 | US | WECC | RMPA | - | S16b | Net Future, Other Resources After Confidence Percentage Is Applied = 7b*16a | 0 | 0 | 0 | 0 | 0 | 0 | 0 | 0 | 0 | 0 | 0
2009 | US | WECC | RMPA | - | S16c | Confidence of Conceptual (8), using reasonable judgement | 0 | 0 | 0 | 0 | 0.9 | 0.629 | 0.577 | 0.578 | 0.585 | 0.584 | 0.586
2009 | US | WECC | RMPA | - | S16d | Net Conceptual Resources After Confidence Percentage Is Applied = 8*16c | 0 | 0 | 0 | 0 | 297.9 | 648.499 | 998.787 | 1006.298 | 1037.79 | 1034.264 | 1043.666
2009 | US | WECC | RMPA | - | S17C | Region/Subregion Target Capacity Margin | 0 | 0.14636 | 0.14636 | 0.14636 | 0.14636 | 0.14636 | 0.14636 | 0.14636 | 0.14636 | 0.14636 | 0.14636
2009 | US | WECC | RMPA | - | S17R | Region/Subregion Target Reserve Margin | 0 | 0.17146 | 0.17146 | 0.17146 | 0.17146 | 0.17146 | 0.17146 | 0.17146 | 0.17146 | 0.17146 | 0.17146
2009 | US | WECC | RMPA | - | S18C | Existing Certain and Net Firm Transactions = (12-3)/12 | 0 | 0.14639 | 0.1536 | 0.15856 | 0.16169 | 0.16148 | 0.14387 | 0.12644 | 0.10828 | 0.092327 | 0.070671
2009 | US | WECC | RMPA | - | S19C | Deliverable Capacity Resources = (13-3)/13 | 0 | 0.19072 | 0.2411 | 0.23398 | 0.20311 | 0.19796 | 0.16018 | 0.14266 | 0.14483 | 0.14672 | 0.14753
2009 | US | WECC | RMPA | - | S20C | Prospective Capacity Resources = (14-3)/14 | 0 | 0.19072 | 0.2411 | 0.23398 | 0.20311 | 0.19796 | 0.16018 | 0.14266 | 0.14483 | 0.14672 | 0.14753
2009 | US | WECC | RMPA | - | S21C | Total Potential Resources = (15-3)/15 | 0 | 0.19072 | 0.2411 | 0.23398 | 0.22118 | 0.25126 | 0.25188 | 0.23683 | 0.23836 | 0.23826 | 0.23746
2009 | US | WECC | RMPA | - | S22C | Adjusted Potential Resources = (15a-3)/15a | 0 | 0.19072 | 0.2411 | 0.23398 | 0.21941 | 0.23233 | 0.21565 | 0.19974 | 0.20215 | 0.20268 | 0.20263
2009 | US | WECC | RMPA | - | S18R | Existing Certain and Net Firm Transactions = (12-3)/3 | 0 | 0.1715 | 0.18148 | 0.18844 | 0.19288 | 0.19258 | 0.16804 | 0.14475 | 0.12143 | 0.10172 | 0.076045
2009 | US | WECC | RMPA | - | S19R | Deliverable Capacity Resources = (13-3)/3 | 0 | 0.23567 | 0.3177 | 0.30546 | 0.25488 | 0.24681 | 0.19073 | 0.1664 | 0.16935 | 0.17194 | 0.17306
2009 | US | WECC | RMPA | - | S20R | Prospective Capacity Resources = (14-3)/3 | 0 | 0.23567 | 0.3177 | 0.30546 | 0.25488 | 0.24681 | 0.19073 | 0.1664 | 0.16935 | 0.17194 | 0.17306
2009 | US | WECC | RMPA | - | S21R | Total Potential Resources = (15-3)/3 | 0 | 0.23567 | 0.3177 | 0.30546 | 0.28399 | 0.33557 | 0.33668 | 0.31032 | 0.31296 | 0.31279 | 0.3114
2009 | US | WECC | RMPA | - | S22R | Adjusted Potential Resources = (15a-3)/3 | 0 | 0.23567 | 0.3177 | 0.30546 | 0.28108 | 0.30264 | 0.27494 | 0.24959 | 0.25336 | 0.2542 | 0.25413
2009 | US | WECC | RMPA | - | S24 | Other Capacity < 1 MW | 0 | 0 | 0 | 0 | 0 | 0 | 0 | 0 | 0 | 0 | 0
2009 | US | WECC | RMPA | - | S25 | Distributed Generator Capacity >= 1 MW | 0 | 0 | 0 | 0 | 0 | 0 | 0 | 0 | 0 | 0 | 0
2009 | US | WECC | RMPA | - | S26 | Capacity Total from EIA-860 | 0 | 0 | 0 | 0 | 0 | 0 | 0 | 0 | 0 | 0 | 0
2009 | US | WECC | RMPA | - | S27 | Total Installed Baseline Capacity Resources = 12+6b | 13985 | 0 | 0 | 0 | 0 | 0 | 0 | 0 | 0 | 0 | 0
2009 | CA | WECC | - | - | S01 | Unrestricted Non-coincident Peak Demand = 2+1a+1b-1c-1d | 17389 | 18071 | 18402 | 18827 | 19351 | 19927 | 20435 | 20861 | 21231 | 21659 | 22006
2009 | CA | WECC | - | - | S01a | New Conservation (Energy Efficiency) | 0 | 0 | 0 | 0 | 0 | 0 | 0 | 0 | 0 | 0 | 0
2009 | CA | WECC | - | - | S01b | Estimated Diversity | 0 | 0 | 0 | 0 | 0 | 0 | 0 | 0 | 0 | 0 | 0
2009 | CA | WECC | - | - | S01c | Additions for non-member load (load served by non-registered LSE's in a region) | 0 | 0 | 0 | 0 | 0 | 0 | 0 | 0 | 0 | 0 | 0
2009 | CA | WECC | - | - | S01d | Stand-by Load Under Contract (Normally served by behind the meter generation) | 0 | 0 | 0 | 0 | 0 | 0 | 0 | 0 | 0 | 0 | 0
2009 | CA | WECC | - | - | S02 | Total Internal Demand | 17389 | 18071 | 18402 | 18827 | 19351 | 19927 | 20435 | 20861 | 21231 | 21659 | 22006
2009 | CA | WECC | - | - | S02a | Direct Control Load Management | 0 | 0 | 0 | 0 | 0 | 0 | 0 | 0 | 0 | 0 | 0
2009 | CA | WECC | - | - | S02b | Contractually Interruptible (Curtailable) | 0 | 0 | 0 | 0 | 0 | 0 | 0 | 0 | 0 | 0 | 0
2009 | CA | WECC | - | - | S02c | Critical Peak-Pricing (CPP) with Control | 0 | 0 | 0 | 0 | 0 | 0 | 0 | 0 | 0 | 0 | 0
2009 | CA | WECC | - | - | S02d | Load as a Capacity Resource | 0 | 0 | 0 | 0 | 0 | 0 | 0 | 0 | 0 | 0 | 0
2009 | CA | WECC | - | - | S03 | Net Internal Demand = 2-2a-2b-2c-2d | 17389 | 18071 | 18402 | 18827 | 19351 | 19927 | 20435 | 20861 | 21231 | 21659 | 22006
2009 | CA | WECC | - | - | S04a | Demand Response used for Reserves - Spinning | 0 | 0 | 0 | 0 | 0 | 0 | 0 | 0 | 0 | 0 | 0
2009 | CA | WECC | - | - | S04b | Demand Response used for Reserves - Non-Spinning | 0 | 0 | 0 | 0 | 0 | 0 | 0 | 0 | 0 | 0 | 0
2009 | CA | WECC | - | - | S04c | Demand Response used for Regulation | 0 | 0 | 0 | 0 | 0 | 0 | 0 | 0 | 0 | 0 | 0
2009 | CA | WECC | - | - | S04d | Demand Response used for Energy, Voluntary - Emergency | 0 | 0 | 0 | 0 | 0 | 0 | 0 | 0 | 0 | 0 | 0
2009 | CA | WECC | - | - | S05 | TOTAL INTERNAL CAPACITY = 6+7 | 24355 | 23708 | 25066 | 27686 | 28672 | 29443 | 30493 | 30578 | 30578 | 30578 | 31328
2009 | CA | WECC | - | - | S06 | EXISTING CAPACITY = 6a+6b+6c | 24355 | 23358 | 23358 | 23641 | 23641 | 23641 | 23641 | 23641 | 23641 | 23641 | 23641
2009 | CA | WECC | - | - | S06a | Existing, Certain (Note: The sum of 6a1 through 6a4 must be <= 6a) | 23148 | 22220 | 22220 | 22503 | 22503 | 22503 | 22503 | 22503 | 22503 | 22503 | 22503
2009 | CA | WECC | - | - | S06a1 | Wind Expected On-Peak | 127 | 185 | 185 | 185 | 185 | 185 | 185 | 185 | 185 | 185 | 185
2009 | CA | WECC | - | - | S06a2 | Solar Expected On-Peak | 0 | 0 | 0 | 0 | 0 | 0 | 0 | 0 | 0 | 0 | 0
2009 | CA | WECC | - | - | S06a3 | Hydro Expected On-Peak | 11916 | 11952 | 11952 | 11952 | 11952 | 11952 | 11952 | 11952 | 11952 | 11952 | 11952
2009 | CA | WECC | - | - | S06a4 | Biomass Expected On-Peak | 376 | 376 | 376 | 376 | 376 | 376 | 376 | 376 | 376 | 376 | 376
2009 | CA | WECC | - | - | S06a5 | Load as a Capacity Resource Expected On-Peak (Load Management Programs) | 0 | 0 | 0 | 0 | 0 | 0 | 0 | 0 | 0 | 0 | 0
2009 | CA | WECC | - | - | S06b | Existing, Other (Note: The sum of 6b1 through 6b7 must be <= 6b) | 1207 | 1138 | 1138 | 1138 | 1138 | 1138 | 1138 | 1138 | 1138 | 1138 | 1138
2009 | CA | WECC | - | - | S06b1 | Wind Derate On-Peak | 370 | 337 | 337 | 337 | 337 | 337 | 337 | 337 | 337 | 337 | 337
2009 | CA | WECC | - | - | S06b2 | Solar Derate On-Peak | 0 | 0 | 0 | 0 | 0 | 0 | 0 | 0 | 0 | 0 | 0
2009 | CA | WECC | - | - | S06b3 | Hydro Derate On-Peak | 837 | 801 | 801 | 801 | 801 | 801 | 801 | 801 | 801 | 801 | 801
2009 | CA | WECC | - | - | S06b4 | Biomass Derate On-Peak | 0 | 0 | 0 | 0 | 0 | 0 | 0 | 0 | 0 | 0 | 0
2009 | CA | WECC | - | - | S06b5 | Load as a Capacity Resource Derate On-Peak (Load Management Programs) | 0 | 0 | 0 | 0 | 0 | 0 | 0 | 0 | 0 | 0 | 0
2009 | CA | WECC | - | - | S06b6 | Energy Only | 0 | 0 | 0 | 0 | 0 | 0 | 0 | 0 | 0 | 0 | 0
2009 | CA | WECC | - | - | S06b7 | Scheduled Outage - Maintenance | 0 | 0 | 0 | 0 | 0 | 0 | 0 | 0 | 0 | 0 | 0
2009 | CA | WECC | - | - | S06b8 | Transmission-Limited Resources | 0 | 0 | 0 | 0 | 0 | 0 | 0 | 0 | 0 | 0 | 0
2009 | CA | WECC | - | - | S06c | Existing, Inoperable (Note: Capacity reported in this line are not used in margin calculations) | 0 | 0 | 0 | 0 | 0 | 0 | 0 | 0 | 0 | 0 | 0
2009 | CA | WECC | - | - | S07 | FUTURE CAPACITY ADDITIONS = 7a+7b | 0 | 350 | 1708 | 4045 | 5031 | 5802 | 6852 | 6937 | 6937 | 6937 | 7687
2009 | CA | WECC | - | - | S07a | Future, Planned (Note: Only the net expected On-Peak values are included in this line and does not include Energy Only.) | 0 | 257 | 870 | 2454 | 2541 | 2415 | 2415 | 2415 | 2415 | 2415 | 2415
2009 | CA | WECC | - | - | S07a1 | Wind Expected On-Peak | 0 | 0 | 20 | 59 | 59 | 59 | 59 | 59 | 59 | 59 | 59
2009 | CA | WECC | - | - | S07a2 | Solar Expected On-Peak | 0 | 0 | 0 | 0 | 0 | 0 | 0 | 0 | 0 | 0 | 0
2009 | CA | WECC | - | - | S07a3 | Hydro Expected On-Peak | 0 | 72 | 363 | 1458 | 1460 | 1460 | 1460 | 1460 | 1460 | 1460 | 1460
2009 | CA | WECC | - | - | S07a4 | Biomass Expected On-Peak | 0 | 0 | 182 | 182 | 182 | 182 | 182 | 182 | 182 | 182 | 182
2009 | CA | WECC | - | - | S07b | Future, Other (Note: Only the net expected On-Peak values are included in this line and does not include Energy Only.) | 0 | 0 | 0 | 0 | 0 | 0 | 0 | 0 | 0 | 0 | 0
2009 | CA | WECC | - | - | S07b1 | Wind Expected On-Peak | 0 | 0 | 0 | 0 | 0 | 0 | 0 | 0 | 0 | 0 | 0
2009 | CA | WECC | - | - | S07b2 | Wind Derate On-Peak | 0 | 0 | 100 | 307 | 307 | 307 | 307 | 307 | 307 | 307 | 307
2009 | CA | WECC | - | - | S07b3 | Solar Expected On-Peak | 0 | 0 | 0 | 0 | 0 | 0 | 0 | 0 | 0 | 0 | 0
2009 | CA | WECC | - | - | S07b4 | Solar Derate On-Peak | 0 | 0 | 0 | 0 | 0 | 0 | 0 | 0 | 0 | 0 | 0
2009 | CA | WECC | - | - | S07b5 | Hydro Expected On-Peak | 0 | 0 | 0 | 0 | 0 | 0 | 0 | 0 | 0 | 0 | 0
2009 | CA | WECC | - | - | S07b6 | Hydro Derate On-Peak | 0 | 0 | 0 | 0 | 0 | 0 | 0 | 0 | 0 | 0 | 0
2009 | CA | WECC | - | - | S07b7 | Biomass Expected On-Peak | 0 | 0 | 0 | 0 | 0 | 0 | 0 | 0 | 0 | 0 | 0
2009 | CA | WECC | - | - | S07b8 | Biomass Derate On-Peak | 0 | 0 | 0 | 0 | 0 | 0 | 0 | 0 | 0 | 0 | 0
2009 | CA | WECC | - | - | S07b9 | Energy Only | 0 | 0 | 0 | 0 | 0 | 0 | 0 | 0 | 0 | 0 | 0
2009 | CA | WECC | - | - | S08 | Conceptual (Note: Only the net expected on-peak capacity is included in this line and does not include Energy Only.) | 0 | 93 | 838 | 1591 | 2490 | 3387 | 4437 | 4522 | 4522 | 4522 | 5272
2009 | CA | WECC | - | - | S08a1 | Wind Expected On-Peak | 0 | 0 | 0 | 0 | 0 | 0 | 0 | 0 | 0 | 0 | 0
2009 | CA | WECC | - | - | S08a2 | Wind Derate On-Peak | 0 | 0 | 608 | 1189 | 1479 | 1479 | 1699 | 1699 | 1699 | 1699 | 1699
2009 | CA | WECC | - | - | S08a3 | Solar Expected On-Peak | 0 | 0 | 0 | 0 | 0 | 0 | 0 | 0 | 0 | 0 | 0
2009 | CA | WECC | - | - | S08a4 | Solar Derate On-Peak | 0 | 0 | 0 | 0 | 0 | 0 | 0 | 0 | 0 | 0 | 0
2009 | CA | WECC | - | - | S08a5 | Hydro Expected On-Peak | 0 | 0 | 0 | 0 | 0 | 0 | 0 | 0 | 0 | 0 | 750
2009 | CA | WECC | - | - | S08a6 | Hydro Derate On-Peak | 0 | 0 | 0 | 0 | 0 | 0 | 0 | 0 | 0 | 0 | 0
2009 | CA | WECC | - | - | S08a7 | Biomass Expected On-Peak | 0 | 30 | 195 | 195 | 208 | 208 | 208 | 208 | 208 | 208 | 208
2009 | CA | WECC | - | - | S08a8 | Biomass Derate On-Peak | 0 | 0 | 0 | 0 | 0 | 0 | 0 | 0 | 0 | 0 | 0
2009 | CA | WECC | - | - | S08a9 | Energy Only | 0 | 0 | 0 | 0 | 0 | 0 | 0 | 0 | 0 | 0 | 0
2009 | CA | WECC | - | - | S09 | DELIVERABLE INTERNAL CAPACITY = 6a+7a | 23148 | 22477 | 23090 | 24957 | 25044 | 24918 | 24918 | 24918 | 24918 | 24918 | 24918
2009 | CA | WECC | - | - | S10 | CAPACITY TRANSACTIONS - IMPORTS = 10a+10b+10c+10d | 1200 | 1200 | 1200 | 1200 | 1200 | 1200 | 1200 | 1200 | 1200 | 1200 | 1200
2009 | CA | WECC | - | - | S10a | Firm (Note: The sum of 10a1 and 10a2 must be <= 10a) | 1200 | 1200 | 1200 | 1200 | 1200 | 1200 | 1200 | 1200 | 1200 | 1200 | 1200
2009 | CA | WECC | - | - | S10a1 | Full-Responsibility Purchases | 0 | 0 | 0 | 0 | 0 | 0 | 0 | 0 | 0 | 0 | 0
2009 | CA | WECC | - | - | S10a2 | Owned Capacity/Entitlement Located Outside the Region/Subregion | 1200 | 1200 | 1200 | 1200 | 1200 | 1200 | 1200 | 1200 | 1200 | 1200 | 1200
2009 | CA | WECC | - | - | S10b | Non-firm | 0 | 0 | 0 | 0 | 0 | 0 | 0 | 0 | 0 | 0 | 0
2009 | CA | WECC | - | - | S10c | Expected (Note: The sum of 10c1 and 10c2 must be <= 10c) | 0 | 0 | 0 | 0 | 0 | 0 | 0 | 0 | 0 | 0 | 0
2009 | CA | WECC | - | - | S10c1 | Full-Responsibility Purchases | 0 | 0 | 0 | 0 | 0 | 0 | 0 | 0 | 0 | 0 | 0
2009 | CA | WECC | - | - | S10c2 | Owned Capacity/Entitlement Located Outside the Region/Subregion | 0 | 0 | 0 | 0 | 0 | 0 | 0 | 0 | 0 | 0 | 0
2009 | CA | WECC | - | - | S10d | Provisional – transactions under study, but negotiations have not begun. | 0 | 0 | 0 | 0 | 0 | 0 | 0 | 0 | 0 | 0 | 0
2009 | CA | WECC | - | - | S11 | CAPACITY TRANSACTIONS - EXPORTS = 11a+11b+11c+11d | 107 | 1400 | 1689 | 3095 | 3058 | 3065 | 3116 | 3242 | 3342 | 3359 | 3388
2009 | CA | WECC | - | - | S11a | Firm (Note: The sum of 11a1 and 11a2 must be <= 11a) | 107 | 1321 | 1345 | 1656 | 1617 | 1624 | 1675 | 1801 | 1901 | 1918 | 1947
2009 | CA | WECC | - | - | S11a1 | Full-Responsibility Purchases | 0 | 1128 | 1152 | 1463 | 1474 | 1481 | 1532 | 1658 | 1758 | 1775 | 1804
2009 | CA | WECC | - | - | S11a2 | Owned Capacity/Entitlement Located Outside the Region/Subregion | 107 | 193 | 193 | 193 | 143 | 143 | 143 | 143 | 143 | 143 | 143
2009 | CA | WECC | - | - | S11b | Non-firm | 0 | 0 | 0 | 0 | 0 | 0 | 0 | 0 | 0 | 0 | 0
2009 | CA | WECC | - | - | S11c | Expected (Note: The sum of 11c1 and 11c2 must be <= 11c) | 0 | 79 | 344 | 1439 | 1441 | 1441 | 1441 | 1441 | 1441 | 1441 | 1441
2009 | CA | WECC | - | - | S11c1 | Full-Responsibility Purchases | 0 | 79 | 344 | 1439 | 1441 | 1441 | 1441 | 1441 | 1441 | 1441 | 1441
2009 | CA | WECC | - | - | S11c2 | Owned Capacity/Entitlement Located Outside the Region/Subregion | 0 | 0 | 0 | 0 | 0 | 0 | 0 | 0 | 0 | 0 | 0
2009 | CA | WECC | - | - | S11d | Provisional – transactions under study, but negotiations have not begun. | 0 | 0 | 0 | 0 | 0 | 0 | 0 | 0 | 0 | 0 | 0
2009 | CA | WECC | - | - | S12 | EXISTING, CERTAIN CAPACITY & NET FIRM TRANSACTIONS = 6a+Net Firm Transactions | 24241 | 22099 | 22075 | 22047 | 22086 | 22079 | 22028 | 21902 | 21802 | 21785 | 21756
2009 | CA | WECC | - | - | S13 | DELIVERABLE CAPACITY RESOURCES = 12+7a+Net Expected Transactions | 24241 | 22277 | 22601 | 23062 | 23186 | 23053 | 23002 | 22876 | 22776 | 22759 | 22730
2009 | CA | WECC | - | - | S14 | PROSPECTIVE CAPACITY RESOURCES = 13+6b-[Existing,Other Derates]+16b | 24241 | 22277 | 22601 | 23062 | 23186 | 23053 | 23002 | 22876 | 22776 | 22759 | 22730
2009 | CA | WECC | - | - | S15 | TOTAL POTENTIAL CAPACITY RESOURCES = 13+6b-[Existing,Other Derates]+7b+ 8+Net Provisional Transactions | 24241 | 22370 | 23439 | 24653 | 25676 | 26440 | 27439 | 27398 | 27298 | 27281 | 28002
2009 | CA | WECC | - | - | S15a | ADJUSTED POTENTIAL CAPACITY RESOURCES = 13+6b-[Existing,Other Derates]+ 16b+16d+Net Provisional Transactions | 24241 | 22277 | 22601 | 23268.83 | 23659.1 | 24238.45 | 24821.17 | 25317.88 | 25760.52 | 26240.94 | 26684
2009 | CA | WECC | - | - | S16a | Confidence of Future, Other (7b), using reasonable judgement | 0 | 0 | 0 | 0 | 0 | 0 | 0 | 0 | 0 | 0 | 0
2009 | CA | WECC | - | - | S16b | Net Future, Other Resources After Confidence Percentage Is Applied = 7b*16a | 0 | 0 | 0 | 0 | 0 | 0 | 0 | 0 | 0 | 0 | 0
2009 | CA | WECC | - | - | S16c | Confidence of Conceptual (8), using reasonable judgement | 0 | 0 | 0 | 0.13 | 0.19 | 0.35 | 0.41 | 0.54 | 0.66 | 0.77 | 0.75
2009 | CA | WECC | - | - | S16d | Net Conceptual Resources After Confidence Percentage Is Applied = 8*16c | 0 | 0 | 0 | 206.83 | 473.1 | 1185.45 | 1819.17 | 2441.88 | 2984.52 | 3481.94 | 3954
2009 | CA | WECC | - | - | S17C | Region/Subregion Target Capacity Margin | 0 | 0.10345 | 0.10345 | 0.10345 | 0.10345 | 0.10345 | 0.10345 | 0.10345 | 0.10345 | 0.10345 | 0.10345
2009 | CA | WECC | - | - | S17R | Region/Subregion Target Reserve Margin | 0 | 0.11539 | 0.11539 | 0.11539 | 0.11539 | 0.11539 | 0.11539 | 0.11539 | 0.11539 | 0.11539 | 0.11539
2009 | CA | WECC | - | - | S18C | Existing Certain and Net Firm Transactions = (12-3)/12 | 0 | 0.18227 | 0.16639 | 0.14605 | 0.12383 | 0.097468 | 0.072317 | 0.04753 | 0.02619 | 0.0057838 | -0.011491
2009 | CA | WECC | - | - | S19C | Deliverable Capacity Resources = (13-3)/13 | 0 | 0.1888 | 0.18579 | 0.18364 | 0.1654 | 0.1356 | 0.1116 | 0.088084 | 0.067835 | 0.048333 | 0.031852
2009 | CA | WECC | - | - | S20C | Prospective Capacity Resources = (14-3)/14 | 0 | 0.1888 | 0.18579 | 0.18364 | 0.1654 | 0.1356 | 0.1116 | 0.088084 | 0.067835 | 0.048333 | 0.031852
2009 | CA | WECC | - | - | S21C | Total Potential Resources = (15-3)/15 | 0 | 0.19218 | 0.2149 | 0.23632 | 0.24634 | 0.24633 | 0.25526 | 0.23859 | 0.22225 | 0.20608 | 0.21413
2009 | CA | WECC | - | - | S22C | Adjusted Potential Resources = (15a-3)/15a | 0 | 0.1888 | 0.18579 | 0.19089 | 0.18209 | 0.17788 | 0.17671 | 0.17604 | 0.17583 | 0.17461 | 0.17531
2009 | CA | WECC | - | - | S18R | Existing Certain and Net Firm Transactions = (12-3)/3 | 0 | 0.2229 | 0.1996 | 0.17103 | 0.14134 | 0.10799 | 0.077954 | 0.049902 | 0.026895 | 0.0058174 | -0.011361
2009 | CA | WECC | - | - | S19R | Deliverable Capacity Resources = (13-3)/3 | 0 | 0.23275 | 0.22818 | 0.22494 | 0.19818 | 0.15687 | 0.12562 | 0.096592 | 0.072771 | 0.050787 | 0.0329
2009 | CA | WECC | - | - | S20R | Prospective Capacity Resources = (14-3)/3 | 0 | 0.23275 | 0.22818 | 0.22494 | 0.19818 | 0.15687 | 0.12562 | 0.096592 | 0.072771 | 0.050787 | 0.0329
2009 | CA | WECC | - | - | S21R | Total Potential Resources = (15-3)/3 | 0 | 0.23789 | 0.27372 | 0.30945 | 0.32686 | 0.32684 | 0.34275 | 0.31336 | 0.28576 | 0.25957 | 0.27247
2009 | CA | WECC | - | - | S22R | Adjusted Potential Resources = (15a-3)/3 | 0 | 0.23275 | 0.22818 | 0.23593 | 0.22263 | 0.21636 | 0.21464 | 0.21365 | 0.21334 | 0.21155 | 0.21258
2009 | CA | WECC | - | - | S24 | Other Capacity < 1 MW | 0 | 0 | 0 | 0 | 0 | 0 | 0 | 0 | 0 | 0 | 0
2009 | CA | WECC | - | - | S25 | Distributed Generator Capacity >= 1 MW | 0 | 0 | 0 | 0 | 0 | 0 | 0 | 0 | 0 | 0 | 0
2009 | CA | WECC | - | - | S26 | Capacity Total from EIA-860 | 0 | 0 | 0 | 0 | 0 | 0 | 0 | 0 | 0 | 0 | 0
2009 | CA | WECC | - | - | S27 | Total Installed Baseline Capacity Resources = 12+6b | 25448 | 0 | 0 | 0 | 0 | 0 | 0 | 0 | 0 | 0 | 0
2009 | MX | WECC | CA-MX | - | S01 | Unrestricted Non-coincident Peak Demand = 2+1a+1b-1c-1d | 2037 | 2115 | 2172 | 2230 | 2287 | 2345 | 2402 | 2462 | 2523 | 2586 | 2650
2009 | MX | WECC | CA-MX | - | S01a | New Conservation (Energy Efficiency) | 0 | 0 | 0 | 0 | 0 | 0 | 0 | 0 | 0 | 0 | 0
2009 | MX | WECC | CA-MX | - | S01b | Estimated Diversity | 0 | 0 | 0 | 0 | 0 | 0 | 0 | 0 | 0 | 0 | 0
2009 | MX | WECC | CA-MX | - | S01c | Additions for non-member load (load served by non-registered LSE's in a region) | 0 | 0 | 0 | 0 | 0 | 0 | 0 | 0 | 0 | 0 | 0
2009 | MX | WECC | CA-MX | - | S01d | Stand-by Load Under Contract (Normally served by behind the meter generation) | 0 | 0 | 0 | 0 | 0 | 0 | 0 | 0 | 0 | 0 | 0
2009 | MX | WECC | CA-MX | - | S02 | Total Internal Demand | 2037 | 2115 | 2172 | 2230 | 2287 | 2345 | 2402 | 2462 | 2523 | 2586 | 2650
2009 | MX | WECC | CA-MX | - | S02a | Direct Control Load Management | 0 | 0 | 0 | 0 | 0 | 0 | 0 | 0 | 0 | 0 | 0
2009 | MX | WECC | CA-MX | - | S02b | Contractually Interruptible (Curtailable) | 0 | 0 | 0 | 0 | 0 | 0 | 0 | 0 | 0 | 0 | 0
2009 | MX | WECC | CA-MX | - | S02c | Critical Peak-Pricing (CPP) with Control | 0 | 0 | 0 | 0 | 0 | 0 | 0 | 0 | 0 | 0 | 0
2009 | MX | WECC | CA-MX | - | S02d | Load as a Capacity Resource | 0 | 0 | 0 | 0 | 0 | 0 | 0 | 0 | 0 | 0 | 0
2009 | MX | WECC | CA-MX | - | S03 | Net Internal Demand = 2-2a-2b-2c-2d | 2037 | 2115 | 2172 | 2230 | 2287 | 2345 | 2402 | 2462 | 2523 | 2586 | 2650
2009 | MX | WECC | CA-MX | - | S04a | Demand Response used for Reserves - Spinning | 0 | 0 | 0 | 0 | 0 | 0 | 0 | 0 | 0 | 0 | 0
2009 | MX | WECC | CA-MX | - | S04b | Demand Response used for Reserves - Non-Spinning | 0 | 0 | 0 | 0 | 0 | 0 | 0 | 0 | 0 | 0 | 0
2009 | MX | WECC | CA-MX | - | S04c | Demand Response used for Regulation | 0 | 0 | 0 | 0 | 0 | 0 | 0 | 0 | 0 | 0 | 0
2009 | MX | WECC | CA-MX | - | S04d | Demand Response used for Energy, Voluntary - Emergency | 0 | 0 | 0 | 0 | 0 | 0 | 0 | 0 | 0 | 0 | 0
2009 | MX | WECC | CA-MX | - | S05 | TOTAL INTERNAL CAPACITY = 6+7 | 2287 | 2287 | 2287 | 2380 | 2693 | 2693 | 2693 | 2693 | 2973 | 2973 | 3243
2009 | MX | WECC | CA-MX | - | S06 | EXISTING CAPACITY = 6a+6b+6c | 2287 | 2287 | 2287 | 2287 | 2287 | 2287 | 2287 | 2287 | 2287 | 2287 | 2287
2009 | MX | WECC | CA-MX | - | S06a | Existing, Certain (Note: The sum of 6a1 through 6a4 must be <= 6a) | 2287 | 2287 | 2287 | 2287 | 2287 | 2287 | 2287 | 2287 | 2287 | 2287 | 2287
2009 | MX | WECC | CA-MX | - | S06a1 | Wind Expected On-Peak | 0 | 0 | 0 | 0 | 0 | 0 | 0 | 0 | 0 | 0 | 0
2009 | MX | WECC | CA-MX | - | S06a2 | Solar Expected On-Peak | 0 | 0 | 0 | 0 | 0 | 0 | 0 | 0 | 0 | 0 | 0
2009 | MX | WECC | CA-MX | - | S06a3 | Hydro Expected On-Peak | 0 | 0 | 0 | 0 | 0 | 0 | 0 | 0 | 0 | 0 | 0
2009 | MX | WECC | CA-MX | - | S06a4 | Biomass Expected On-Peak | 0 | 0 | 0 | 0 | 0 | 0 | 0 | 0 | 0 | 0 | 0
2009 | MX | WECC | CA-MX | - | S06a5 | Load as a Capacity Resource Expected On-Peak (Load Management Programs) | 0 | 0 | 0 | 0 | 0 | 0 | 0 | 0 | 0 | 0 | 0
2009 | MX | WECC | CA-MX | - | S06b | Existing, Other (Note: The sum of 6b1 through 6b7 must be <= 6b) | 0 | 0 | 0 | 0 | 0 | 0 | 0 | 0 | 0 | 0 | 0
2009 | MX | WECC | CA-MX | - | S06b1 | Wind Derate On-Peak | 0 | 0 | 0 | 0 | 0 | 0 | 0 | 0 | 0 | 0 | 0
2009 | MX | WECC | CA-MX | - | S06b2 | Solar Derate On-Peak | 0 | 0 | 0 | 0 | 0 | 0 | 0 | 0 | 0 | 0 | 0
2009 | MX | WECC | CA-MX | - | S06b3 | Hydro Derate On-Peak | 0 | 0 | 0 | 0 | 0 | 0 | 0 | 0 | 0 | 0 | 0
2009 | MX | WECC | CA-MX | - | S06b4 | Biomass Derate On-Peak | 0 | 0 | 0 | 0 | 0 | 0 | 0 | 0 | 0 | 0 | 0
2009 | MX | WECC | CA-MX | - | S06b5 | Load as a Capacity Resource Derate On-Peak (Load Management Programs) | 0 | 0 | 0 | 0 | 0 | 0 | 0 | 0 | 0 | 0 | 0
2009 | MX | WECC | CA-MX | - | S06b6 | Energy Only | 0 | 0 | 0 | 0 | 0 | 0 | 0 | 0 | 0 | 0 | 0
2009 | MX | WECC | CA-MX | - | S06b7 | Scheduled Outage - Maintenance | 0 | 0 | 0 | 0 | 0 | 0 | 0 | 0 | 0 | 0 | 0
2009 | MX | WECC | CA-MX | - | S06b8 | Transmission-Limited Resources | 0 | 0 | 0 | 0 | 0 | 0 | 0 | 0 | 0 | 0 | 0
2009 | MX | WECC | CA-MX | - | S06c | Existing, Inoperable (Note: Capacity reported in this line are not used in margin calculations) | 0 | 0 | 0 | 0 | 0 | 0 | 0 | 0 | 0 | 0 | 0
2009 | MX | WECC | CA-MX | - | S07 | FUTURE CAPACITY ADDITIONS = 7a+7b | 0 | 0 | 0 | 93 | 406 | 406 | 406 | 406 | 686 | 686 | 956
2009 | MX | WECC | CA-MX | - | S07a | Future, Planned (Note: Only the net expected On-Peak values are included in this line and does not include Energy Only.) | 0 | 0 | 0 | 93 | 93 | 93 | 93 | 93 | 93 | 93 | 93
2009 | MX | WECC | CA-MX | - | S07a1 | Wind Expected On-Peak | 0 | 0 | 0 | 0 | 0 | 0 | 0 | 0 | 0 | 0 | 0
2009 | MX | WECC | CA-MX | - | S07a2 | Solar Expected On-Peak | 0 | 0 | 0 | 0 | 0 | 0 | 0 | 0 | 0 | 0 | 0
2009 | MX | WECC | CA-MX | - | S07a3 | Hydro Expected On-Peak | 0 | 0 | 0 | 0 | 0 | 0 | 0 | 0 | 0 | 0 | 0
2009 | MX | WECC | CA-MX | - | S07a4 | Biomass Expected On-Peak | 0 | 0 | 0 | 0 | 0 | 0 | 0 | 0 | 0 | 0 | 0
2009 | MX | WECC | CA-MX | - | S07b | Future, Other (Note: Only the net expected On-Peak values are included in this line and does not include Energy Only.) | 0 | 0 | 0 | 0 | 0 | 0 | 0 | 0 | 0 | 0 | 0
2009 | MX | WECC | CA-MX | - | S07b1 | Wind Expected On-Peak | 0 | 0 | 0 | 0 | 0 | 0 | 0 | 0 | 0 | 0 | 0
2009 | MX | WECC | CA-MX | - | S07b2 | Wind Derate On-Peak | 0 | 0 | 0 | 0 | 0 | 0 | 0 | 0 | 0 | 0 | 0
2009 | MX | WECC | CA-MX | - | S07b3 | Solar Expected On-Peak | 0 | 0 | 0 | 0 | 0 | 0 | 0 | 0 | 0 | 0 | 0
2009 | MX | WECC | CA-MX | - | S07b4 | Solar Derate On-Peak | 0 | 0 | 0 | 0 | 0 | 0 | 0 | 0 | 0 | 0 | 0
2009 | MX | WECC | CA-MX | - | S07b5 | Hydro Expected On-Peak | 0 | 0 | 0 | 0 | 0 | 0 | 0 | 0 | 0 | 0 | 0
2009 | MX | WECC | CA-MX | - | S07b6 | Hydro Derate On-Peak | 0 | 0 | 0 | 0 | 0 | 0 | 0 | 0 | 0 | 0 | 0
2009 | MX | WECC | CA-MX | - | S07b7 | Biomass Expected On-Peak | 0 | 0 | 0 | 0 | 0 | 0 | 0 | 0 | 0 | 0 | 0
2009 | MX | WECC | CA-MX | - | S07b8 | Biomass Derate On-Peak | 0 | 0 | 0 | 0 | 0 | 0 | 0 | 0 | 0 | 0 | 0
2009 | MX | WECC | CA-MX | - | S07b9 | Energy Only | 0 | 0 | 0 | 0 | 0 | 0 | 0 | 0 | 0 | 0 | 0
2009 | MX | WECC | CA-MX | - | S08 | Conceptual (Note: Only the net expected on-peak capacity is included in this line and does not include Energy Only.) | 0 | 0 | 0 | 0 | 313 | 313 | 313 | 313 | 593 | 593 | 863
2009 | MX | WECC | CA-MX | - | S08a1 | Wind Expected On-Peak | 0 | 0 | 0 | 0 | 0 | 0 | 0 | 0 | 0 | 0 | 0
2009 | MX | WECC | CA-MX | - | S08a2 | Wind Derate On-Peak | 0 | 0 | 0 | 0 | 0 | 0 | 0 | 0 | 0 | 0 | 0
2009 | MX | WECC | CA-MX | - | S08a3 | Solar Expected On-Peak | 0 | 0 | 0 | 0 | 0 | 0 | 0 | 0 | 0 | 0 | 0
2009 | MX | WECC | CA-MX | - | S08a4 | Solar Derate On-Peak | 0 | 0 | 0 | 0 | 0 | 0 | 0 | 0 | 0 | 0 | 0
2009 | MX | WECC | CA-MX | - | S08a5 | Hydro Expected On-Peak | 0 | 0 | 0 | 0 | 0 | 0 | 0 | 0 | 0 | 0 | 0
2009 | MX | WECC | CA-MX | - | S08a6 | Hydro Derate On-Peak | 0 | 0 | 0 | 0 | 0 | 0 | 0 | 0 | 0 | 0 | 0
2009 | MX | WECC | CA-MX | - | S08a7 | Biomass Expected On-Peak | 0 | 0 | 0 | 0 | 0 | 0 | 0 | 0 | 0 | 0 | 0
2009 | MX | WECC | CA-MX | - | S08a8 | Biomass Derate On-Peak | 0 | 0 | 0 | 0 | 0 | 0 | 0 | 0 | 0 | 0 | 0
2009 | MX | WECC | CA-MX | - | S08a9 | Energy Only | 0 | 0 | 0 | 0 | 0 | 0 | 0 | 0 | 0 | 0 | 0
2009 | MX | WECC | CA-MX | - | S09 | DELIVERABLE INTERNAL CAPACITY = 6a+7a | 2287 | 2287 | 2287 | 2380 | 2380 | 2380 | 2380 | 2380 | 2380 | 2380 | 2380
2009 | MX | WECC | CA-MX | - | S10 | CAPACITY TRANSACTIONS - IMPORTS = 10a+10b+10c+10d | 0 | 159 | 225 | 199 | 266 | 333 | 399 | 408 | 408 | 408 | 408
2009 | MX | WECC | CA-MX | - | S10a | Firm (Note: The sum of 10a1 and 10a2 must be <= 10a) | 0 | 159 | 225 | 0 | 0 | 0 | 0 | 0 | 0 | 0 | 0
2009 | MX | WECC | CA-MX | - | S10a1 | Full-Responsibility Purchases | 0 | 159 | 225 | 0 | 0 | 0 | 0 | 0 | 0 | 0 | 0
2009 | MX | WECC | CA-MX | - | S10a2 | Owned Capacity/Entitlement Located Outside the Region/Subregion | 0 | 0 | 0 | 0 | 0 | 0 | 0 | 0 | 0 | 0 | 0
2009 | MX | WECC | CA-MX | - | S10b | Non-firm | 0 | 0 | 0 | 0 | 0 | 0 | 0 | 0 | 0 | 0 | 0
2009 | MX | WECC | CA-MX | - | S10c | Expected (Note: The sum of 10c1 and 10c2 must be <= 10c) | 0 | 0 | 0 | 199 | 266 | 333 | 399 | 408 | 408 | 408 | 408
2009 | MX | WECC | CA-MX | - | S10c1 | Full-Responsibility Purchases | 0 | 0 | 0 | 199 | 266 | 333 | 399 | 408 | 408 | 408 | 408
2009 | MX | WECC | CA-MX | - | S10c2 | Owned Capacity/Entitlement Located Outside the Region/Subregion | 0 | 0 | 0 | 0 | 0 | 0 | 0 | 0 | 0 | 0 | 0
2009 | MX | WECC | CA-MX | - | S10d | Provisional – transactions under study, but negotiations have not begun. | 0 | 0 | 0 | 0 | 0 | 0 | 0 | 0 | 0 | 0 | 0
2009 | MX | WECC | CA-MX | - | S11 | CAPACITY TRANSACTIONS - EXPORTS = 11a+11b+11c+11d | 0 | 0 | 0 | 0 | 0 | 0 | 0 | 0 | 0 | 0 | 0
2009 | MX | WECC | CA-MX | - | S11a | Firm (Note: The sum of 11a1 and 11a2 must be <= 11a) | 0 | 0 | 0 | 0 | 0 | 0 | 0 | 0 | 0 | 0 | 0
2009 | MX | WECC | CA-MX | - | S11a1 | Full-Responsibility Purchases | 0 | 0 | 0 | 0 | 0 | 0 | 0 | 0 | 0 | 0 | 0
2009 | MX | WECC | CA-MX | - | S11a2 | Owned Capacity/Entitlement Located Outside the Region/Subregion | 0 | 0 | 0 | 0 | 0 | 0 | 0 | 0 | 0 | 0 | 0
2009 | MX | WECC | CA-MX | - | S11b | Non-firm | 0 | 0 | 0 | 0 | 0 | 0 | 0 | 0 | 0 | 0 | 0
2009 | MX | WECC | CA-MX | - | S11c | Expected (Note: The sum of 11c1 and 11c2 must be <= 11c) | 0 | 0 | 0 | 0 | 0 | 0 | 0 | 0 | 0 | 0 | 0
2009 | MX | WECC | CA-MX | - | S11c1 | Full-Responsibility Purchases | 0 | 0 | 0 | 0 | 0 | 0 | 0 | 0 | 0 | 0 | 0
2009 | MX | WECC | CA-MX | - | S11c2 | Owned Capacity/Entitlement Located Outside the Region/Subregion | 0 | 0 | 0 | 0 | 0 | 0 | 0 | 0 | 0 | 0 | 0
2009 | MX | WECC | CA-MX | - | S11d | Provisional – transactions under study, but negotiations have not begun. | 0 | 0 | 0 | 0 | 0 | 0 | 0 | 0 | 0 | 0 | 0
2009 | MX | WECC | CA-MX | - | S12 | EXISTING, CERTAIN CAPACITY & NET FIRM TRANSACTIONS = 6a+Net Firm Transactions | 2287 | 2446 | 2512 | 2287 | 2287 | 2287 | 2287 | 2287 | 2287 | 2287 | 2287
2009 | MX | WECC | CA-MX | - | S13 | DELIVERABLE CAPACITY RESOURCES = 12+7a+Net Expected Transactions | 2287 | 2446 | 2512 | 2579 | 2646 | 2713 | 2779 | 2788 | 2788 | 2788 | 2788
2009 | MX | WECC | CA-MX | - | S14 | PROSPECTIVE CAPACITY RESOURCES = 13+6b-[Existing,Other Derates]+16b | 2287 | 2446 | 2512 | 2579 | 2646 | 2713 | 2779 | 2788 | 2788 | 2788 | 2788
2009 | MX | WECC | CA-MX | - | S15 | TOTAL POTENTIAL CAPACITY RESOURCES = 13+6b-[Existing,Other Derates]+7b+ 8+Net Provisional Transactions | 2287 | 2446 | 2512 | 2579 | 2959 | 3026 | 3092 | 3101 | 3381 | 3381 | 3651
2009 | MX | WECC | CA-MX | - | S15a | ADJUSTED POTENTIAL CAPACITY RESOURCES = 13+6b-[Existing,Other Derates]+ 16b+16d+Net Provisional Transactions | 2287 | 2446 | 2512 | 2579 | 2959 | 3026 | 3092 | 3101 | 3381 | 3381 | 3651
2009 | MX | WECC | CA-MX | - | S16a | Confidence of Future, Other (7b), using reasonable judgement | 0 | 0 | 0 | 0 | 0 | 0 | 0 | 0 | 0 | 0 | 0
2009 | MX | WECC | CA-MX | - | S16b | Net Future, Other Resources After Confidence Percentage Is Applied = 7b*16a | 0 | 0 | 0 | 0 | 0 | 0 | 0 | 0 | 0 | 0 | 0
2009 | MX | WECC | CA-MX | - | S16c | Confidence of Conceptual (8), using reasonable judgement | 0 | 0 | 0 | 0 | 1 | 1 | 1 | 1 | 1 | 1 | 1
2009 | MX | WECC | CA-MX | - | S16d | Net Conceptual Resources After Confidence Percentage Is Applied = 8*16c | 0 | 0 | 0 | 0 | 313 | 313 | 313 | 313 | 593 | 593 | 863
2009 | MX | WECC | CA-MX | - | S17C | Region/Subregion Target Capacity Margin | 0 | 0.13529 | 0.13529 | 0.13529 | 0.13529 | 0.13529 | 0.13529 | 0.13529 | 0.13529 | 0.13529 | 0.13529
2009 | MX | WECC | CA-MX | - | S17R | Region/Subregion Target Reserve Margin | 0 | 0.15646 | 0.15646 | 0.15646 | 0.15646 | 0.15646 | 0.15646 | 0.15646 | 0.15646 | 0.15646 | 0.15646
2009 | MX | WECC | CA-MX | - | S18C | Existing Certain and Net Firm Transactions = (12-3)/12 | 0 | 0.13532 | 0.13535 | 0.024923 | 0 | -0.025361 | -0.050284 | -0.076519 | -0.10319 | -0.13074 | -0.15872
2009 | MX | WECC | CA-MX | - | S19C | Deliverable Capacity Resources = (13-3)/13 | 0 | 0.13532 | 0.13535 | 0.13532 | 0.13568 | 0.13564 | 0.13566 | 0.11693 | 0.09505 | 0.072453 | 0.049498
2009 | MX | WECC | CA-MX | - | S20C | Prospective Capacity Resources = (14-3)/14 | 0 | 0.13532 | 0.13535 | 0.13532 | 0.13568 | 0.13564 | 0.13566 | 0.11693 | 0.09505 | 0.072453 | 0.049498
2009 | MX | WECC | CA-MX | - | S21C | Total Potential Resources = (15-3)/15 | 0 | 0.13532 | 0.13535 | 0.13532 | 0.2271 | 0.22505 | 0.22316 | 0.20606 | 0.25377 | 0.23514 | 0.27417
2009 | MX | WECC | CA-MX | - | S22C | Adjusted Potential Resources = (15a-3)/15a | 0 | 0.13532 | 0.13535 | 0.13532 | 0.2271 | 0.22505 | 0.22316 | 0.20606 | 0.25377 | 0.23514 | 0.27417
2009 | MX | WECC | CA-MX | - | S18R | Existing Certain and Net Firm Transactions = (12-3)/3 | 0 | 0.1565 | 0.15654 | 0.025561 | 0 | -0.024733 | -0.047877 | -0.07108 | -0.093539 | -0.11562 | -0.13698
2009 | MX | WECC | CA-MX | - | S19R | Deliverable Capacity Resources = (13-3)/3 | 0 | 0.1565 | 0.15654 | 0.1565 | 0.15697 | 0.15693 | 0.15695 | 0.13241 | 0.10503 | 0.078113 | 0.052075
2009 | MX | WECC | CA-MX | - | S20R | Prospective Capacity Resources = (14-3)/3 | 0 | 0.1565 | 0.15654 | 0.1565 | 0.15697 | 0.15693 | 0.15695 | 0.13241 | 0.10503 | 0.078113 | 0.052075
2009 | MX | WECC | CA-MX | - | S21R | Total Potential Resources = (15-3)/3 | 0 | 0.1565 | 0.15654 | 0.1565 | 0.29383 | 0.29041 | 0.28726 | 0.25955 | 0.34007 | 0.30742 | 0.37774
2009 | MX | WECC | CA-MX | - | S22R | Adjusted Potential Resources = (15a-3)/3 | 0 | 0.1565 | 0.15654 | 0.1565 | 0.29383 | 0.29041 | 0.28726 | 0.25955 | 0.34007 | 0.30742 | 0.37774
2009 | MX | WECC | CA-MX | - | S24 | Other Capacity < 1 MW | 0 | 0 | 0 | 0 | 0 | 0 | 0 | 0 | 0 | 0 | 0
2009 | MX | WECC | CA-MX | - | S25 | Distributed Generator Capacity >= 1 MW | 0 | 0 | 0 | 0 | 0 | 0 | 0 | 0 | 0 | 0 | 0
2009 | MX | WECC | CA-MX | - | S26 | Capacity Total from EIA-860 | 0 | 0 | 0 | 0 | 0 | 0 | 0 | 0 | 0 | 0 | 0
2009 | MX | WECC | CA-MX | - | S27 | Total Installed Baseline Capacity Resources = 12+6b | 2287 | 0 | 0 | 0 | 0 | 0 | 0 | 0 | 0 | 0 | 0
2009 | TL | WECC | - | - | S01 | Unrestricted Non-coincident Peak Demand = 2+1a+1b-1c-1d | 154255 | 161729 | 164669 | 168032 | 171488 | 174684 | 178113 | 181424 | 184539 | 187818 | 191036
2009 | TL | WECC | - | - | S01a | New Conservation (Energy Efficiency) | 0 | 2038 | 2500 | 2935 | 3122 | 3290 | 3449 | 3598 | 3747 | 3881 | 4003
2009 | TL | WECC | - | - | S01b | Estimated Diversity | 0 | 0 | 0 | 0 | 0 | 0 | 0 | 0 | 0 | 0 | 0
2009 | TL | WECC | - | - | S01c | Additions for non-member load (load served by non-registered LSE's in a region) | 0 | 0 | 0 | 0 | 0 | 0 | 0 | 0 | 0 | 0 | 0
2009 | TL | WECC | - | - | S01d | Stand-by Load Under Contract (Normally served by behind the meter generation) | 0 | 997 | 997 | 997 | 997 | 997 | 997 | 997 | 997 | 997 | 997
2009 | TL | WECC | - | - | S02 | Total Internal Demand | 154255 | 160688 | 163166 | 166094 | 169363 | 172391 | 175661 | 178823 | 181789 | 184934 | 188030
2009 | TL | WECC | - | - | S02a | Direct Control Load Management | 1299 | 1433 | 1690 | 1899 | 1980 | 2009 | 2032 | 2061 | 2082 | 2105 | 2127
2009 | TL | WECC | - | - | S02b | Contractually Interruptible (Curtailable) | 1708 | 2137 | 2266 | 2408 | 2420 | 2444 | 2465 | 2485 | 2479 | 2481 | 2465
2009 | TL | WECC | - | - | S02c | Critical Peak-Pricing (CPP) with Control | 0 | 5 | 10 | 15 | 19 | 31 | 37 | 43 | 45 | 46 | 48
2009 | TL | WECC | - | - | S02d | Load as a Capacity Resource | 906 | 715 | 1182 | 1588 | 1840 | 1982 | 2085 | 2175 | 2233 | 2272 | 2310
2009 | TL | WECC | - | - | S03 | Net Internal Demand = 2-2a-2b-2c-2d | 150342 | 156398 | 158018 | 160184 | 163104 | 165925 | 169042 | 172059 | 174950 | 178030 | 181080
2009 | TL | WECC | - | - | S04a | Demand Response used for Reserves - Spinning | 90 | 90 | 90 | 90 | 90 | 90 | 90 | 90 | 90 | 90 | 90
2009 | TL | WECC | - | - | S04b | Demand Response used for Reserves - Non-Spinning | 0 | 0 | 0 | 0 | 0 | 0 | 0 | 0 | 0 | 0 | 0
2009 | TL | WECC | - | - | S04c | Demand Response used for Regulation | 0 | 0 | 0 | 0 | 0 | 0 | 0 | 0 | 0 | 0 | 0
2009 | TL | WECC | - | - | S04d | Demand Response used for Energy, Voluntary - Emergency | 155 | 145 | 201 | 236 | 218 | 220 | 222 | 222 | 193 | 194 | 195
2009 | TL | WECC | - | - | S05 | TOTAL INTERNAL CAPACITY = 6+7 | 204102 | 212455 | 223387 | 235259 | 244918 | 250652 | 256046 | 258708 | 259082 | 259272 | 260752
2009 | TL | WECC | - | - | S06 | EXISTING CAPACITY = 6a+6b+6c | 204102 | 210418 | 210374 | 210823 | 210789 | 209954 | 209930 | 210016 | 209995 | 210084 | 209848
2009 | TL | WECC | - | - | S06a | Existing, Certain (Note: The sum of 6a1 through 6a4 must be <= 6a) | 191232 | 197568 | 197626 | 197881 | 197862 | 196991 | 197004 | 197177 | 197026 | 197090 | 196853
2009 | TL | WECC | - | - | S06a1 | Wind Expected On-Peak | 1522 | 1753 | 1754 | 1754 | 1754 | 1754 | 1754 | 1754 | 1725 | 1725 | 1725
2009 | TL | WECC | - | - | S06a2 | Solar Expected On-Peak | 404 | 409 | 409 | 409 | 409 | 409 | 409 | 409 | 409 | 409 | 409
2009 | TL | WECC | - | - | S06a3 | Hydro Expected On-Peak | 61784 | 62934 | 62615 | 62421 | 62459 | 61589 | 61626 | 61813 | 61584 | 61559 | 61557
2009 | TL | WECC | - | - | S06a4 | Biomass Expected On-Peak | 1644 | 1646 | 1646 | 1646 | 1646 | 1646 | 1646 | 1646 | 1646 | 1646 | 1646
2009 | TL | WECC | - | - | S06a5 | Load as a Capacity Resource Expected On-Peak (Load Management Programs) | 0 | 0 | 0 | 0 | 0 | 0 | 0 | 0 | 0 | 0 | 0
2009 | TL | WECC | - | - | S06b | Existing, Other (Note: The sum of 6b1 through 6b7 must be <= 6b) | 12870 | 12850 | 12748 | 12942 | 12927 | 12963 | 12926 | 12839 | 12969 | 12994 | 12995
2009 | TL | WECC | - | - | S06b1 | Wind Derate On-Peak | 6330 | 6723 | 6723 | 6723 | 6723 | 6723 | 6723 | 6723 | 6723 | 6723 | 6723
2009 | TL | WECC | - | - | S06b2 | Solar Derate On-Peak | 122 | 118 | 118 | 118 | 118 | 118 | 118 | 118 | 118 | 118 | 118
2009 | TL | WECC | - | - | S06b3 | Hydro Derate On-Peak | 6126 | 5717 | 5615 | 5809 | 5794 | 5830 | 5793 | 5706 | 5836 | 5861 | 5862
2009 | TL | WECC | - | - | S06b4 | Biomass Derate On-Peak | 292 | 292 | 292 | 292 | 292 | 292 | 292 | 292 | 292 | 292 | 292
2009 | TL | WECC | - | - | S06b5 | Load as a Capacity Resource Derate On-Peak (Load Management Programs) | 0 | 0 | 0 | 0 | 0 | 0 | 0 | 0 | 0 | 0 | 0
2009 | TL | WECC | - | - | S06b6 | Energy Only | 0 | 0 | 0 | 0 | 0 | 0 | 0 | 0 | 0 | 0 | 0
2009 | TL | WECC | - | - | S06b7 | Scheduled Outage - Maintenance | 0 | 0 | 0 | 0 | 0 | 0 | 0 | 0 | 0 | 0 | 0
2009 | TL | WECC | - | - | S06b8 | Transmission-Limited Resources | 0 | 0 | 0 | 0 | 0 | 0 | 0 | 0 | 0 | 0 | 0
2009 | TL | WECC | - | - | S06c | Existing, Inoperable (Note: Capacity reported in this line are not used in margin calculations) | 0 | 0 | 0 | 0 | 0 | 0 | 0 | 0 | 0 | 0 | 0
2009 | TL | WECC | - | - | S07 | FUTURE CAPACITY ADDITIONS = 7a+7b | 0 | 2037 | 13013 | 24436 | 34129 | 40698 | 46116 | 48692 | 49087 | 49188 | 50904
2009 | TL | WECC | - | - | S07a | Future, Planned (Note: Only the net expected On-Peak values are included in this line and does not include Energy Only.) | 0 | 1937 | 11959 | 22290 | 29528 | 33548 | 36253 | 37665 | 37620 | 37629 | 37708
2009 | TL | WECC | - | - | S07a1 | Wind Expected On-Peak | 0 | 134 | 987 | 1638 | 2498 | 2672 | 2892 | 2948 | 2948 | 2948 | 2948
2009 | TL | WECC | - | - | S07a2 | Solar Expected On-Peak | 0 | 19 | 1853 | 5805 | 8480 | 11127 | 13578 | 14842 | 14850 | 14857 | 14934
2009 | TL | WECC | - | - | S07a3 | Hydro Expected On-Peak | 0 | 108 | 436 | 1526 | 1585 | 1585 | 1587 | 1587 | 1587 | 1587 | 1587
2009 | TL | WECC | - | - | S07a4 | Biomass Expected On-Peak | 0 | 46 | 433 | 434 | 473 | 497 | 521 | 545 | 572 | 573 | 574
2009 | TL | WECC | - | - | S07b | Future, Other (Note: Only the net expected On-Peak values are included in this line and does not include Energy Only.) | 0 | 0 | 0 | 3 | 53 | 53 | 53 | 53 | 53 | 53 | 53
2009 | TL | WECC | - | - | S07b1 | Wind Expected On-Peak | 0 | 0 | 0 | 7 | 7 | 7 | 7 | 7 | 7 | 7 | 7
2009 | TL | WECC | - | - | S07b2 | Wind Derate On-Peak | 0 | 887 | 4203 | 6983 | 9885 | 11773 | 12346 | 12490 | 12490 | 12490 | 12490
2009 | TL | WECC | - | - | S07b3 | Solar Expected On-Peak | 0 | 0 | 0 | 5 | 5 | 5 | 5 | 5 | 5 | 5 | 5
2009 | TL | WECC | - | - | S07b4 | Solar Derate On-Peak | 0 | 1 | 361 | 1255 | 1851 | 2367 | 2869 | 3082 | 3082 | 3082 | 3082
2009 | TL | WECC | - | - | S07b5 | Hydro Expected On-Peak | 0 | 0 | 0 | 0 | 0 | 0 | 0 | 0 | 0 | 0 | 0
2009 | TL | WECC | - | - | S07b6 | Hydro Derate On-Peak | 0 | 0 | 0 | 0 | 0 | 0 | 0 | 0 | 0 | 0 | 0
2009 | TL | WECC | - | - | S07b7 | Biomass Expected On-Peak | 0 | 0 | 0 | 0 | 50 | 50 | 50 | 50 | 50 | 50 | 50
2009 | TL | WECC | - | - | S07b8 | Biomass Derate On-Peak | 0 | 4 | 39 | 39 | 40 | 40 | 40 | 40 | 40 | 40 | 40
2009 | TL | WECC | - | - | S07b9 | Energy Only | 0 | 0 | 0 | 0 | 0 | 0 | 0 | 0 | 0 | 0 | 0
2009 | TL | WECC | - | - | S08 | Conceptual (Note: Only the net expected on-peak capacity is included in this line and does not include Energy Only.) | 0 | 100 | 1054 | 2146 | 4601 | 7150 | 9863 | 11027 | 11467 | 11559 | 13196
2009 | TL | WECC | - | - | S08a1 | Wind Expected On-Peak | 0 | 0 | 0 | 60 | 80 | 80 | 128 | 145 | 147 | 147 | 157
2009 | TL | WECC | - | - | S08a2 | Wind Derate On-Peak | 0 | 101 | 1112 | 2706 | 3521 | 3972 | 6008 | 6281 | 6379 | 6379 | 6399
2009 | TL | WECC | - | - | S08a3 | Solar Expected On-Peak | 0 | 1 | 2 | 4 | 5 | 427 | 429 | 680 | 681 | 681 | 741
2009 | TL | WECC | - | - | S08a4 | Solar Derate On-Peak | 0 | 0 | 0 | 0 | 2 | 87 | 87 | 186 | 187 | 187 | 187
2009 | TL | WECC | - | - | S08a5 | Hydro Expected On-Peak | 0 | 0 | 0 | 0 | 0 | 0 | 25 | 440 | 465 | 465 | 1215
2009 | TL | WECC | - | - | S08a6 | Hydro Derate On-Peak | 0 | 0 | 0 | 0 | 0 | 0 | 0 | 0 | 0 | 0 | 0
2009 | TL | WECC | - | - | S08a7 | Biomass Expected On-Peak | 0 | 32 | 199 | 201 | 216 | 218 | 220 | 222 | 225 | 226 | 228
2009 | TL | WECC | - | - | S08a8 | Biomass Derate On-Peak | 0 | 0 | 0 | 0 | 0 | 0 | 0 | 0 | 0 | 0 | 0
2009 | TL | WECC | - | - | S08a9 | Energy Only | 0 | 0 | 0 | 0 | 0 | 0 | 0 | 0 | 0 | 0 | 0
2009 | TL | WECC | - | - | S09 | DELIVERABLE INTERNAL CAPACITY = 6a+7a | 191232 | 199505 | 209585 | 220171 | 227390 | 230539 | 233257 | 234842 | 234646 | 234719 | 234561
2009 | TL | WECC | - | - | S10 | CAPACITY TRANSACTIONS - IMPORTS = 10a+10b+10c+10d | 0 | 0 | 0 | 0 | 0 | 0 | 0 | 0 | 0 | 0 | 0
2009 | TL | WECC | - | - | S10a | Firm (Note: The sum of 10a1 and 10a2 must be <= 10a) | 0 | 0 | 0 | 0 | 0 | 0 | 0 | 0 | 0 | 0 | 0
2009 | TL | WECC | - | - | S10a1 | Full-Responsibility Purchases | 0 | 0 | 0 | 0 | 0 | 0 | 0 | 0 | 0 | 0 | 0
2009 | TL | WECC | - | - | S10a2 | Owned Capacity/Entitlement Located Outside the Region/Subregion | 0 | 0 | 0 | 0 | 0 | 0 | 0 | 0 | 0 | 0 | 0
2009 | TL | WECC | - | - | S10b | Non-firm | 0 | 0 | 0 | 0 | 0 | 0 | 0 | 0 | 0 | 0 | 0
2009 | TL | WECC | - | - | S10c | Expected (Note: The sum of 10c1 and 10c2 must be <= 10c) | 0 | 0 | 0 | 0 | 0 | 0 | 0 | 0 | 0 | 0 | 0
2009 | TL | WECC | - | - | S10c1 | Full-Responsibility Purchases | 0 | 0 | 0 | 0 | 0 | 0 | 0 | 0 | 0 | 0 | 0
2009 | TL | WECC | - | - | S10c2 | Owned Capacity/Entitlement Located Outside the Region/Subregion | 0 | 0 | 0 | 0 | 0 | 0 | 0 | 0 | 0 | 0 | 0
2009 | TL | WECC | - | - | S10d | Provisional – transactions under study, but negotiations have not begun. | 0 | 0 | 0 | 0 | 0 | 0 | 0 | 0 | 0 | 0 | 0
2009 | TL | WECC | - | - | S11 | CAPACITY TRANSACTIONS - EXPORTS = 11a+11b+11c+11d | 0 | 0 | 0 | 0 | 0 | 0 | 0 | 0 | 0 | 0 | 0
2009 | TL | WECC | - | - | S11a | Firm (Note: The sum of 11a1 and 11a2 must be <= 11a) | 0 | 0 | 0 | 0 | 0 | 0 | 0 | 0 | 0 | 0 | 0
2009 | TL | WECC | - | - | S11a1 | Full-Responsibility Purchases | 0 | 0 | 0 | 0 | 0 | 0 | 0 | 0 | 0 | 0 | 0
2009 | TL | WECC | - | - | S11a2 | Owned Capacity/Entitlement Located Outside the Region/Subregion | 0 | 0 | 0 | 0 | 0 | 0 | 0 | 0 | 0 | 0 | 0
2009 | TL | WECC | - | - | S11b | Non-firm | 0 | 0 | 0 | 0 | 0 | 0 | 0 | 0 | 0 | 0 | 0
2009 | TL | WECC | - | - | S11c | Expected (Note: The sum of 11c1 and 11c2 must be <= 11c) | 0 | 0 | 0 | 0 | 0 | 0 | 0 | 0 | 0 | 0 | 0
2009 | TL | WECC | - | - | S11c1 | Full-Responsibility Purchases | 0 | 0 | 0 | 0 | 0 | 0 | 0 | 0 | 0 | 0 | 0
2009 | TL | WECC | - | - | S11c2 | Owned Capacity/Entitlement Located Outside the Region/Subregion | 0 | 0 | 0 | 0 | 0 | 0 | 0 | 0 | 0 | 0 | 0
2009 | TL | WECC | - | - | S11d | Provisional – transactions under study, but negotiations have not begun. | 0 | 0 | 0 | 0 | 0 | 0 | 0 | 0 | 0 | 0 | 0
2009 | TL | WECC | - | - | S12 | EXISTING, CERTAIN CAPACITY & NET FIRM TRANSACTIONS = 6a+Net Firm Transactions | 191232 | 197568 | 197626 | 197881 | 197862 | 196991 | 197004 | 197177 | 197026 | 197090 | 196853
2009 | TL | WECC | - | - | S13 | DELIVERABLE CAPACITY RESOURCES = 12+7a+Net Expected Transactions | 191232 | 199505 | 209585 | 220171 | 227390 | 230539 | 233257 | 234842 | 234646 | 234719 | 234561
2009 | TL | WECC | - | - | S14 | PROSPECTIVE CAPACITY RESOURCES = 13+6b-[Existing,Other Derates]+16b | 191232 | 199505 | 209585 | 220171 | 227390 | 230539 | 233257 | 234842 | 234646 | 234719 | 234561
2009 | TL | WECC | - | - | S15 | TOTAL POTENTIAL CAPACITY RESOURCES = 13+6b-[Existing,Other Derates]+7b+ 8+Net Provisional Transactions | 191232 | 199605 | 210639 | 222320 | 232044 | 237742 | 243173 | 245922 | 246166 | 246331 | 247810
2009 | TL | WECC | - | - | S15a | ADJUSTED POTENTIAL CAPACITY RESOURCES = 13+6b-[Existing,Other Derates]+ 16b+16d+Net Provisional Transactions | 191232 | 199507 | 209591.324 | 220531.528 | 228724.29 | 233277.45 | 237576.994 | 240157.014 | 240849.647 | 241376.984 | 242333.444
2009 | TL | WECC | - | - | S16a | Confidence of Future, Other (7b), using reasonable judgement | 0 | 0 | 0 | 0 | 0 | 0 | 0 | 0 | 0 | 0 | 0
2009 | TL | WECC | - | - | S16b | Net Future, Other Resources After Confidence Percentage Is Applied = 7b*16a | 0 | 0 | 0 | 0 | 0 | 0 | 0 | 0 | 0 | 0 | 0
2009 | TL | WECC | - | - | S16c | Confidence of Conceptual (8), using reasonable judgement | 0 | 0.02 | 0.006 | 0.168 | 0.29 | 0.383 | 0.438 | 0.482 | 0.541 | 0.576 | 0.589
2009 | TL | WECC | - | - | S16d | Net Conceptual Resources After Confidence Percentage Is Applied = 8*16c | 0 | 2 | 6.324 | 360.528 | 1334.29 | 2738.45 | 4319.994 | 5315.014 | 6203.647 | 6657.984 | 7772.444
2009 | TL | WECC | - | - | S17C | Region/Subregion Target Capacity Margin | 0 | 0.14663 | 0.14663 | 0.14663 | 0.14663 | 0.14663 | 0.14663 | 0.14663 | 0.14663 | 0.14663 | 0.14663
2009 | TL | WECC | - | - | S17R | Region/Subregion Target Reserve Margin | 0 | 0.17183 | 0.17183 | 0.17183 | 0.17183 | 0.17183 | 0.17183 | 0.17183 | 0.17183 | 0.17183 | 0.17183
2009 | TL | WECC | - | - | S18C | Existing Certain and Net Firm Transactions = (12-3)/12 | 0 | 0.20838 | 0.20042 | 0.1905 | 0.17567 | 0.1577 | 0.14194 | 0.12739 | 0.11205 | 0.096707 | 0.080126
2009 | TL | WECC | - | - | S19C | Deliverable Capacity Resources = (13-3)/13 | 0 | 0.21607 | 0.24604 | 0.27246 | 0.28271 | 0.28027 | 0.2753 | 0.26734 | 0.25441 | 0.24152 | 0.228
2009 | TL | WECC | - | - | S20C | Prospective Capacity Resources = (14-3)/14 | 0 | 0.21607 | 0.24604 | 0.27246 | 0.28271 | 0.28027 | 0.2753 | 0.26734 | 0.25441 | 0.24152 | 0.228
2009 | TL | WECC | - | - | S21C | Total Potential Resources = (15-3)/15 | 0 | 0.21646 | 0.24982 | 0.27949 | 0.2971 | 0.30208 | 0.30485 | 0.30035 | 0.2893 | 0.27727 | 0.26928
2009 | TL | WECC |  | - | S22C | Adjusted Potential Resources = (15a-3)/15a | 0 | 0.21608 | 0.24607 | 0.27365 | 0.2869 | 0.28872 | 0.28847 | 0.28356 | 0.27361 | 0.26244 | 0.25277
2009 | TL | WECC |  | - | S18R | Existing Certain and Net Firm Transactions = (12-3)/3 | 0 | 0.26324 | 0.25065 | 0.23534 | 0.2131 | 0.18723 | 0.16541 | 0.14598 | 0.12618 | 0.10706 | 0.087105
2009 | TL | WECC |  | - | S19R | Deliverable Capacity Resources = (13-3)/3 | 0 | 0.27562 | 0.32634 | 0.37449 | 0.39414 | 0.38942 | 0.37988 | 0.36489 | 0.34122 | 0.31842 | 0.29534
2009 | TL | WECC |  | - | S20R | Prospective Capacity Resources = (14-3)/3 | 0 | 0.27562 | 0.32634 | 0.37449 | 0.39414 | 0.38942 | 0.37988 | 0.36489 | 0.34122 | 0.31842 | 0.29534
2009 | TL | WECC |  | - | S21R | Total Potential Resources = (15-3)/3 | 0 | 0.27626 | 0.33301 | 0.3879 | 0.42268 | 0.43283 | 0.43854 | 0.42929 | 0.40706 | 0.38365 | 0.36851
2009 | TL | WECC |  | - | S22R | Adjusted Potential Resources = (15a-3)/3 | 0 | 0.27564 | 0.32638 | 0.37674 | 0.40232 | 0.40592 | 0.40543 | 0.39578 | 0.37668 | 0.35582 | 0.33827
2009 | TL | WECC |  | - | S24 | Other Capacity < 1 MW | 0 | 0 | 0 | 0 | 0 | 0 | 0 | 0 | 0 | 0 | 0
2009 | TL | WECC |  | - | S25 | Distributed Generator Capacity >= 1 MW | 0 | 0 | 0 | 0 | 0 | 0 | 0 | 0 | 0 | 0 | 0
2009 | TL | WECC |  | - | S26 | Capacity Total from EIA-860 | 0 | 0 | 0 | 0 | 0 | 0 | 0 | 0 | 0 | 0 | 0
2009 | TL | WECC |  | - | S27 | Total Installed Baseline Capacity Resources = 12+6b | 204102 | 0 | 0 | 0 | 0 | 0 | 0 | 0 | 0 | 0 | 0
2008 | US | TRE | - | ERCOT | S23 | Distributed Generator Capacity >= 1 MW | 0 | 0 | 0 | 0 | 0 | 0 | 0 | 0 | 0 | 0 | 0
2008 | US | TRE | - | ERCOT | S24 | Capacity Total from EIA-860 | 0 | 0 | 0 | 0 | 0 | 0 | 0 | 0 | 0 | 0 | 0
2008 | US | TRE | - | ERCOT | S25 | EIA-860 Capacity Total less Total Internal Capacity | 75912 | 0 | 0 | 0 | 0 | 0 | 0 | 0 | 0 | 0 | 0
2008 | US | TRE | - | ERCOT | CSTF | Total | 75913 | 71750 | 74996 | 77141 | 77165 | 78090 | 78090 | 78090 | 78090 | 78090 | 78090
2009 | US | TRE | - | ERCOT | S01 | Unrestricted Non-coincident Peak Demand = 2+1a+1b-1c-1d | 62174.3766 | 63601 | 64298 | 65736 | 67636 | 69641 | 71079 | 70414 | 73611 | 75113 | 76376
2009 | US | TRE | - | ERCOT | S01a | New Conservation (Energy Efficiency) | 0 | 110 | 242 | 242 | 242 | 242 | 242 | 242 | 242 | 242 | 242
2009 | US | TRE | - | ERCOT | S01b | Estimated Diversity | 0 | 0 | 0 | 0 | 0 | 0 | 0 | 0 | 0 | 0 | 0
2009 | US | TRE | - | ERCOT | S01c | Additions for non-member load (load served by non-registered LSE's in a region) | 0 | 0 | 0 | 0 | 0 | 0 | 0 | 0 | 0 | 0 | 0
2009 | US | TRE | - | ERCOT | S01d | Stand-by Load Under Contract (Normally served by behind the meter generation) | 0 | 0 | 0 | 0 | 0 | 0 | 0 | 0 | 0 | 0 | 0
2009 | US | TRE | - | ERCOT | S02 | Total Internal Demand | 62174.3766 | 63491 | 64056 | 65494 | 67394 | 69399 | 70837 | 70172 | 73369 | 74871 | 76134
2009 | US | TRE | - | ERCOT | S02a | Direct Control Load Management | 0 | 0 | 0 | 0 | 0 | 0 | 0 | 0 | 0 | 0 | 0
2009 | US | TRE | - | ERCOT | S02b | Contractually Interruptible (Curtailable) | 0 | 0 | 0 | 0 | 0 | 0 | 0 | 0 | 0 | 0 | 0
2009 | US | TRE | - | ERCOT | S02c | Critical Peak-Pricing (CPP) with Control | 0 | 0 | 0 | 0 | 0 | 0 | 0 | 0 | 0 | 0 | 0
2009 | US | TRE | - | ERCOT | S02d | Load as a Capacity Resource | 1125 | 1115 | 1115 | 1115 | 1115 | 1115 | 1115 | 1115 | 1115 | 1115 | 1115
2009 | US | TRE | - | ERCOT | S03 | Net Internal Demand = 2-2a-2b-2c-2d | 61049.3766 | 62376 | 62941 | 64379 | 66279 | 68284 | 69722 | 69057 | 72254 | 73756 | 75019
2009 | US | TRE | - | ERCOT | S04a | Demand Response used for Reserves - Spinning | 1125 | 1115 | 1115 | 1115 | 1115 | 1115 | 1115 | 1115 | 1115 | 1115 | 1115
2009 | US | TRE | - | ERCOT | S04b | Demand Response used for Reserves - Non-Spinning | 0 | 0 | 0 | 0 | 0 | 0 | 0 | 0 | 0 | 0 | 0
2009 | US | TRE | - | ERCOT | S04c | Demand Response used for Regulation | 0 | 0 | 0 | 0 | 0 | 0 | 0 | 0 | 0 | 0 | 0
2009 | US | TRE | - | ERCOT | S04d | Demand Response used for Energy, Voluntary - Emergency | 217 | 217 | 217 | 217 | 217 | 217 | 217 | 217 | 217 | 217 | 217
2009 | US | TRE | - | ERCOT | S05 | TOTAL INTERNAL CAPACITY = 6+7 | 84241 | 87112 | 99797.8345 | 107975.1049 | 115667.2259 | 119907.1949 | 121648.0449 | 121648.0449 | 121648.0449 | 121648.0449 | 121648.0449
2009 | US | TRE | - | ERCOT | S06 | EXISTING CAPACITY = 6a+6b+6c | 84241 | 87112 | 87112 | 87111.5 | 87111.5 | 87111.5 | 87111.5 | 87111.5 | 87111.5 | 87111.5 | 87111.5
2009 | US | TRE | - | ERCOT | S06a | Existing, Certain (Note: The sum of 6a1 through 6a4 must be <= 6a) | 74128 | 71852 | 71852 | 71852 | 71852 | 71852 | 71852 | 71852 | 71852 | 71852 | 71852
2009 | US | TRE | - | ERCOT | S06a1 | Wind Expected On-Peak | 435 | 708 | 708 | 708 | 708 | 708 | 708 | 708 | 708 | 708 | 708
2009 | US | TRE | - | ERCOT | S06a2 | Solar Expected On-Peak | 0 | 0 | 0 | 0 | 0 | 0 | 0 | 0 | 0 | 0 | 0
2009 | US | TRE | - | ERCOT | S06a3 | Hydro Expected On-Peak | 0 | 0 | 0 | 0 | 0 | 0 | 0 | 0 | 0 | 0 | 0
2009 | US | TRE | - | ERCOT | S06a4 | Biomass Expected On-Peak | 53 | 53 | 53 | 53 | 53 | 53 | 53 | 53 | 53 | 53 | 53
2009 | US | TRE | - | ERCOT | S06a5 | Load as a Capacity Resource Expected On-Peak (Load Management Programs) | 0 | 0 | 0 | 0 | 0 | 0 | 0 | 0 | 0 | 0 | 0
2009 | US | TRE | - | ERCOT | S06b | Existing, Other (Note: The sum of 6b1 through 6b7 must be <= 6b) | 6004 | 8012 | 8012 | 8012 | 8012 | 8012 | 8012 | 8012 | 8012 | 8012 | 8012
2009 | US | TRE | - | ERCOT | S06b1 | Wind Derate On-Peak | 4910 | 7427 | 7427 | 7427 | 7427 | 7427 | 7427 | 7427 | 7427 | 7427 | 7427
2009 | US | TRE | - | ERCOT | S06b2 | Solar Derate On-Peak | 0 | 0 | 0 | 0 | 0 | 0 | 0 | 0 | 0 | 0 | 0
2009 | US | TRE | - | ERCOT | S06b3 | Hydro Derate On-Peak | 585 | 585 | 585 | 585 | 585 | 585 | 585 | 585 | 585 | 585 | 585
2009 | US | TRE | - | ERCOT | S06b4 | Biomass Derate On-Peak | 0 | 0 | 0 | 0 | 0 | 0 | 0 | 0 | 0 | 0 | 0
2009 | US | TRE | - | ERCOT | S06b5 | Load as a Capacity Resource Derate On-Peak (Load Management Programs) | 0 | 0 | 0 | 0 | 0 | 0 | 0 | 0 | 0 | 0 | 0
2009 | US | TRE | - | ERCOT | S06b6 | Energy Only | 0 | 0 | 0 | 0 | 0 | 0 | 0 | 0 | 0 | 0 | 0
2009 | US | TRE | - | ERCOT | S06b7 | Scheduled Outage - Maintenance | 0 | 0 | 0 | 0 | 0 | 0 | 0 | 0 | 0 | 0 | 0
2009 | US | TRE | - | ERCOT | S06b8 | Transmission-Limited Resources | 0 | 0 | 0 | 0 | 0 | 0 | 0 | 0 | 0 | 0 | 0
2009 | US | TRE | - | ERCOT | S06c | Existing, Inoperable (Note: Capacity reported in this line are not used in margin calculations) | 4109 | 7248 | 7248 | 7247.5 | 7247.5 | 7247.5 | 7247.5 | 7247.5 | 7247.5 | 7247.5 | 7247.5
2009 | US | TRE | - | ERCOT | S07 | FUTURE CAPACITY ADDITIONS = 7a+7b | 0 | 0 | 12685.8345 | 20863.6049 | 28555.7259 | 32795.6949 | 34536.5449 | 34536.5449 | 34536.5449 | 34536.5449 | 34536.5449
2009 | US | TRE | - | ERCOT | S07a | Future, Planned (Note: Only the net expected On-Peak values are included in this line and does not include Energy Only.) | 0 | 0 | 3844.777 | 4510.452 | 5482.432 | 7316.801 | 7316.801 | 7316.801 | 7316.801 | 7316.801 | 7316.801
2009 | US | TRE | - | ERCOT | S07a1 | Wind Expected On-Peak | 0 | 0 | 75.777 | 121.452 | 168.432 | 210.801 | 210.801 | 210.801 | 210.801 | 210.801 | 210.801
2009 | US | TRE | - | ERCOT | S07a2 | Solar Expected On-Peak | 0 | 0 | 0 | 0 | 0 | 0 | 0 | 0 | 0 | 0 | 0
2009 | US | TRE | - | ERCOT | S07a3 | Hydro Expected On-Peak | 0 | 0 | 0 | 0 | 0 | 0 | 0 | 0 | 0 | 0 | 0
2009 | US | TRE | - | ERCOT | S07a4 | Biomass Expected On-Peak | 0 | 0 | 45 | 45 | 45 | 45 | 45 | 45 | 45 | 45 | 45
2009 | US | TRE | - | ERCOT | S07b | Future, Other (Note: Only the net expected On-Peak values are included in this line and does not include Energy Only.) | 0 | 0 | 0 | 0 | 0 | 0 | 0 | 0 | 0 | 0 | 0
2009 | US | TRE | - | ERCOT | S07b1 | Wind Expected On-Peak | 0 | 0 | 0 | 0 | 0 | 0 | 0 | 0 | 0 | 0 | 0
2009 | US | TRE | - | ERCOT | S07b2 | Wind Derate On-Peak | 0 | 0 | 795.223 | 1274.548 | 1767.568 | 2212.199 | 2212.199 | 2212.199 | 2212.199 | 2212.199 | 2212.199
2009 | US | TRE | - | ERCOT | S07b3 | Solar Expected On-Peak | 0 | 0 | 0 | 0 | 0 | 0 | 0 | 0 | 0 | 0 | 0
2009 | US | TRE | - | ERCOT | S07b4 | Solar Derate On-Peak | 0 | 0 | 0 | 0 | 0 | 0 | 0 | 0 | 0 | 0 | 0
2009 | US | TRE | - | ERCOT | S07b5 | Hydro Expected On-Peak | 0 | 0 | 0 | 0 | 0 | 0 | 0 | 0 | 0 | 0 | 0
2009 | US | TRE | - | ERCOT | S07b6 | Hydro Derate On-Peak | 0 | 0 | 0 | 0 | 0 | 0 | 0 | 0 | 0 | 0 | 0
2009 | US | TRE | - | ERCOT | S07b7 | Biomass Expected On-Peak | 0 | 0 | 0 | 0 | 0 | 0 | 0 | 0 | 0 | 0 | 0
2009 | US | TRE | - | ERCOT | S07b8 | Biomass Derate On-Peak | 0 | 0 | 0 | 0 | 0 | 0 | 0 | 0 | 0 | 0 | 0
2009 | US | TRE | - | ERCOT | S07b9 | Energy Only | 0 | 0 | 0 | 0 | 0 | 0 | 0 | 0 | 0 | 0 | 0
2009 | US | TRE | - | ERCOT | S08 | Conceptual (Note: Only the net expected on-peak capacity is included in this line and does not include Energy Only.) | 0 | 0 | 8841.0575 | 16353.1529 | 23073.2939 | 25478.8939 | 27219.7439 | 27219.7439 | 27219.7439 | 27219.7439 | 27219.7439
2009 | US | TRE | - | ERCOT | S08a1 | Wind Expected On-Peak | 0 | 0 | 1507.0575 | 2272.1529 | 2641.2939 | 2971.8939 | 3106.7439 | 3106.7439 | 3106.7439 | 3106.7439 | 3106.7439
2009 | US | TRE | - | ERCOT | S08a2 | Wind Derate On-Peak | 0 | 0 | 15815.4425 | 23844.5471 | 27718.4061 | 31187.8061 | 32602.9561 | 32602.9561 | 32602.9561 | 32602.9561 | 32602.9561
2009 | US | TRE | - | ERCOT | S08a3 | Solar Expected On-Peak | 0 | 0 | 0 | 225 | 225 | 225 | 225 | 225 | 225 | 225 | 225
2009 | US | TRE | - | ERCOT | S08a4 | Solar Derate On-Peak | 0 | 0 | 0 | 0 | 0 | 0 | 0 | 0 | 0 | 0 | 0
2009 | US | TRE | - | ERCOT | S08a5 | Hydro Expected On-Peak | 0 | 0 | 0 | 0 | 0 | 0 | 0 | 0 | 0 | 0 | 0
2009 | US | TRE | - | ERCOT | S08a6 | Hydro Derate On-Peak | 0 | 0 | 0 | 0 | 0 | 0 | 0 | 0 | 0 | 0 | 0
2009 | US | TRE | - | ERCOT | S08a7 | Biomass Expected On-Peak | 0 | 0 | 0 | 50 | 150 | 150 | 150 | 150 | 150 | 150 | 150
2009 | US | TRE | - | ERCOT | S08a8 | Biomass Derate On-Peak | 0 | 0 | 0 | 0 | 0 | 0 | 0 | 0 | 0 | 0 | 0
2009 | US | TRE | - | ERCOT | S08a9 | Energy Only | 0 | 0 | 0 | 0 | 0 | 0 | 0 | 0 | 0 | 0 | 0
2009 | US | TRE | - | ERCOT | S09 | DELIVERABLE INTERNAL CAPACITY = 6a+7a | 74128 | 71852 | 75696.777 | 76362.452 | 77334.432 | 79168.801 | 79168.801 | 79168.801 | 79168.801 | 79168.801 | 79168.801
2009 | US | TRE | - | ERCOT | S10 | CAPACITY TRANSACTIONS - IMPORTS = 10a+10b+10c+10d | 146 | 599 | 599 | 599 | 599 | 599 | 601 | 601 | 601 | 601 | 603
2009 | US | TRE | - | ERCOT | S10a | Firm (Note: The sum of 10a1 and 10a2 must be <= 10a) | 146 | 599 | 599 | 599 | 599 | 599 | 601 | 601 | 601 | 601 | 603
2009 | US | TRE | - | ERCOT | S10a1 | Full-Responsibility Purchases | 0 | 46 | 46 | 46 | 46 | 46 | 48 | 48 | 48 | 48 | 50
2009 | US | TRE | - | ERCOT | S10a2 | Owned Capacity/Entitlement Located Outside the Region/Subregion | 0 | 0 | 0 | 0 | 0 | 0 | 0 | 0 | 0 | 0 | 0
2009 | US | TRE | - | ERCOT | S10b | Non-firm | 0 | 0 | 0 | 0 | 0 | 0 | 0 | 0 | 0 | 0 | 0
2009 | US | TRE | - | ERCOT | S10c | Expected (Note: The sum of 10c1 and 10c2 must be <= 10c) | 0 | 0 | 0 | 0 | 0 | 0 | 0 | 0 | 0 | 0 | 0
2009 | US | TRE | - | ERCOT | S10c1 | Full-Responsibility Purchases | 0 | 0 | 0 | 0 | 0 | 0 | 0 | 0 | 0 | 0 | 0
2009 | US | TRE | - | ERCOT | S10c2 | Owned Capacity/Entitlement Located Outside the Region/Subregion | 0 | 0 | 0 | 0 | 0 | 0 | 0 | 0 | 0 | 0 | 0
2009 | US | TRE | - | ERCOT | S10d | Provisional – transactions under study, but negotiations have not begun. | 0 | 0 | 0 | 0 | 0 | 0 | 0 | 0 | 0 | 0 | 0
2009 | US | TRE | - | ERCOT | S11 | CAPACITY TRANSACTIONS - EXPORTS = 11a+11b+11c+11d | 0 | 247 | 247 | 247 | 247 | 247 | 247 | 247 | 247 | 247 | 247
2009 | US | TRE | - | ERCOT | S11a | Firm (Note: The sum of 11a1 and 11a2 must be <= 11a) | 0 | 247 | 247 | 247 | 247 | 247 | 247 | 247 | 247 | 247 | 247
2009 | US | TRE | - | ERCOT | S11a1 | Full-Responsibility Purchases | 0 | 0 | 0 | 0 | 0 | 0 | 0 | 0 | 0 | 0 | 0
2009 | US | TRE | - | ERCOT | S11a2 | Owned Capacity/Entitlement Located Outside the Region/Subregion | 0 | 247 | 247 | 247 | 247 | 247 | 247 | 247 | 247 | 247 | 247
2009 | US | TRE | - | ERCOT | S11b | Non-firm | 0 | 0 | 0 | 0 | 0 | 0 | 0 | 0 | 0 | 0 | 0
2009 | US | TRE | - | ERCOT | S11c | Expected (Note: The sum of 11c1 and 11c2 must be <= 11c) | 0 | 0 | 0 | 0 | 0 | 0 | 0 | 0 | 0 | 0 | 0
2009 | US | TRE | - | ERCOT | S11c1 | Full-Responsibility Purchases | 0 | 0 | 0 | 0 | 0 | 0 | 0 | 0 | 0 | 0 | 0
2009 | US | TRE | - | ERCOT | S11c2 | Owned Capacity/Entitlement Located Outside the Region/Subregion | 0 | 0 | 0 | 0 | 0 | 0 | 0 | 0 | 0 | 0 | 0
2009 | US | TRE | - | ERCOT | S11d | Provisional – transactions under study, but negotiations have not begun. | 0 | 0 | 0 | 0 | 0 | 0 | 0 | 0 | 0 | 0 | 0
2009 | US | TRE | - | ERCOT | S12 | EXISTING, CERTAIN CAPACITY & NET FIRM TRANSACTIONS = 6a+Net Firm Transactions | 74274 | 72204 | 72204 | 72204 | 72204 | 72204 | 72206 | 72206 | 72206 | 72206 | 72208
2009 | US | TRE | - | ERCOT | S13 | DELIVERABLE CAPACITY RESOURCES = 12+7a+Net Expected Transactions | 74274 | 72204 | 76048.777 | 76714.452 | 77686.432 | 79520.801 | 79522.801 | 79522.801 | 79522.801 | 79522.801 | 79524.801
2009 | US | TRE | - | ERCOT | S14 | PROSPECTIVE CAPACITY RESOURCES = 13+6b-[Existing,Other Derates]+16b | 74783 | 72204 | 76048.777 | 76714.452 | 77686.432 | 79520.801 | 79522.801 | 79522.801 | 79522.801 | 79522.801 | 79524.801
2009 | US | TRE | - | ERCOT | S15 | TOTAL POTENTIAL CAPACITY RESOURCES = 13+6b-[Existing,Other Derates]+7b+ 8+Net Provisional Transactions | 74783 | 72204 | 84889.8345 | 93067.6049 | 100759.7259 | 104999.6949 | 106742.5449 | 106742.5449 | 106742.5449 | 106742.5449 | 106744.5449
2009 | US | TRE | - | ERCOT | S15a | ADJUSTED POTENTIAL CAPACITY RESOURCES = 13+6b-[Existing,Other Derates]+ 16b+16d+Net Provisional Transactions | 74783 | 72204 | 77816.9885 | 79985.0826 | 82301.0908 | 84616.5798 | 84966.7498 | 84966.7498 | 84966.7498 | 84966.7498 | 84968.7498
2009 | US | TRE | - | ERCOT | S16a | Confidence of Future, Other (7b), using reasonable judgement | 0 | 0.98 | 0.98 | 0.98 | 0.98 | 0.98 | 0.98 | 0.98 | 0.98 | 0.98 | 0.98
2009 | US | TRE | - | ERCOT | S16b | Net Future, Other Resources After Confidence Percentage Is Applied = 7b*16a | 0 | 0 | 0 | 0 | 0 | 0 | 0 | 0 | 0 | 0 | 0
2009 | US | TRE | - | ERCOT | S16c | Confidence of Conceptual (8), using reasonable judgement | 0 | 0.2 | 0.2 | 0.2 | 0.2 | 0.2 | 0.2 | 0.2 | 0.2 | 0.2 | 0.2
2009 | US | TRE | - | ERCOT | S16d | Net Conceptual Resources After Confidence Percentage Is Applied = 8*16c | 0 | 0 | 1768.2115 | 3270.6306 | 4614.6588 | 5095.7788 | 5443.9488 | 5443.9488 | 5443.9488 | 5443.9488 | 5443.9488
2009 | US | TRE | - | ERCOT | S17C | Region/Subregion Target Capacity Margin | 0 | 0.11 | 0.11 | 0.11 | 0.11 | 0.11 | 0.11 | 0.11 | 0.11 | 0.11 | 0.11
2009 | US | TRE | - | ERCOT | S17R | Region/Subregion Target Reserve Margin | 0 | 0.125 | 0.125 | 0.125 | 0.125 | 0.125 | 0.125 | 0.125 | 0.125 | 0.125 | 0.125
2009 | US | TRE | - | ERCOT | S18C | Existing Certain and Net Firm Transactions = (12-3)/12 | 0 | 0.13611 | 0.12829 | 0.10837 | 0.082059 | 0.054291 | 0.034402 | 0.043611 | -0.00066476 | -0.021466 | -0.038929
2009 | US | TRE | - | ERCOT | S19C | Deliverable Capacity Resources = (13-3)/13 | 0 | 0.13611 | 0.17236 | 0.1608 | 0.14684 | 0.14131 | 0.12325 | 0.13161 | 0.091405 | 0.072518 | 0.056659
2009 | US | TRE | - | ERCOT | S20C | Prospective Capacity Resources = (14-3)/14 | 0 | 0.13611 | 0.17236 | 0.1608 | 0.14684 | 0.14131 | 0.12325 | 0.13161 | 0.091405 | 0.072518 | 0.056659
2009 | US | TRE | - | ERCOT | S21C | Total Potential Resources = (15-3)/15 | 0 | 0.13611 | 0.25856 | 0.30826 | 0.34221 | 0.34967 | 0.34682 | 0.35305 | 0.3231 | 0.30903 | 0.29721
2009 | US | TRE | - | ERCOT | S22C | Adjusted Potential Resources = (15a-3)/15a | 0 | 0.13611 | 0.19117 | 0.19511 | 0.19468 | 0.19302 | 0.17942 | 0.18725 | 0.14962 | 0.13194 | 0.1171
2009 | US | TRE | - | ERCOT | S18R | Existing Certain and Net Firm Transactions = (12-3)/3 | 0 | 0.15756 | 0.14717 | 0.12155 | 0.089395 | 0.057407 | 0.035627 | 0.0456 | -0.00066432 | -0.021015 | -0.037471
2009 | US | TRE | - | ERCOT | S19R | Deliverable Capacity Resources = (13-3)/3 | 0 | 0.15756 | 0.20825 | 0.19161 | 0.17211 | 0.16456 | 0.14057 | 0.15155 | 0.1006 | 0.078188 | 0.060062
2009 | US | TRE | - | ERCOT | S20R | Prospective Capacity Resources = (14-3)/3 | 0 | 0.15756 | 0.20825 | 0.19161 | 0.17211 | 0.16456 | 0.14057 | 0.15155 | 0.1006 | 0.078188 | 0.060062
2009 | US | TRE | - | ERCOT | S21R | Total Potential Resources = (15-3)/3 | 0 | 0.15756 | 0.34872 | 0.44562 | 0.52024 | 0.53769 | 0.53097 | 0.54572 | 0.47732 | 0.44724 | 0.4229
2009 | US | TRE | - | ERCOT | S22R | Adjusted Potential Resources = (15a-3)/3 | 0 | 0.15756 | 0.23635 | 0.24241 | 0.24174 | 0.23919 | 0.21865 | 0.23039 | 0.17595 | 0.152 | 0.13263
2009 | US | TRE | - | ERCOT | S24 | Other Capacity < 1 MW | 0 | 0 | 0 | 0 | 0 | 0 | 0 | 0 | 0 | 0 | 0
2009 | US | TRE | - | ERCOT | S25 | Distributed Generator Capacity >= 1 MW | 0 | 0 | 0 | 0 | 0 | 0 | 0 | 0 | 0 | 0 | 0
2009 | US | TRE | - | ERCOT | S26 | Capacity Total from EIA-860 | 0 | 0 | 0 | 0 | 0 | 0 | 0 | 0 | 0 | 0 | 0
2009 | US | TRE | - | ERCOT | S27 | Total Installed Baseline Capacity Resources = 12+6b | 80278 | 0 | 0 | 0 | 0 | 0 | 0 | 0 | 0 | 0 | 0
2010 | US | TRE | - | ERCOT | S01 | Unrestricted Non-coincident Peak Demand = 2+1a+1b-1c-1d | 63517.9408 | 64052 | 65206 | 66658 | 68265 | 69451 | 70517 | 71376 | 72630 | 73656 | 74709
2010 | US | FRCC | - | FRCC | S01 | Unrestricted Non-coincident Peak Demand = 2+1a+1b-1c-1d | 46550 | 46006 | 46124 | 46825 | 47469 | 48059 | 48699 | 49421 | 50201 | 51131 | 51982
2010 | US | FRCC | - | FRCC | S01a | New Conservation (Energy Efficiency) | 0 | 0 | 0 | 0 | 0 | 0 | 0 | 0 | 0 | 0 | 0
2010 | US | FRCC | - | FRCC | S01b | Estimated Diversity | 0 | 0 | 0 | 0 | 0 | 0 | 0 | 0 | 0 | 0 | 0
2010 | US | FRCC | - | FRCC | S01c | Additions for non-member load (load served by non-registered LSE's in a region) | 0 | 0 | 0 | 0 | 0 | 0 | 0 | 0 | 0 | 0 | 0
2010 | US | FRCC | - | FRCC | S01d | Stand-by Load Under Contract (Normally served by behind the meter generation) | 0 | 0 | 0 | 0 | 0 | 0 | 0 | 0 | 0 | 0 | 0
2010 | US | FRCC | - | FRCC | S02 | Total Internal Demand | 46550 | 46006 | 46124 | 46825 | 47469 | 48059 | 48699 | 49421 | 50201 | 51131 | 51982
2010 | US | FRCC | - | FRCC | S02a | Direct Control Load Management | 203 | 2537 | 2638 | 2720 | 2806 | 2857 | 2938 | 3038 | 3140 | 3220 | 3281
2010 | US | FRCC | - | FRCC | S02b | Contractually Interruptible (Curtailable) | 84 | 649 | 655 | 696 | 764 | 751 | 746 | 709 | 710 | 712 | 713
2010 | US | FRCC | - | FRCC | S02c | Critical Peak-Pricing (CPP) with Control | 0 | 0 | 0 | 0 | 0 | 0 | 0 | 0 | 0 | 0 | 0
2010 | US | FRCC | - | FRCC | S02d | Load as a Capacity Resource | 0 | 0 | 0 | 0 | 0 | 0 | 0 | 0 | 0 | 0 | 0
2010 | US | FRCC | - | FRCC | S03 | Net Internal Demand = 2-2a-2b-2c-2d | 46263 | 42820 | 42831 | 43409 | 43899 | 44451 | 45015 | 45674 | 46351 | 47199 | 47988
2010 | US | FRCC | - | FRCC | S04a | Demand Response used for Reserves - Spinning | 0 | 0 | 0 | 0 | 0 | 0 | 0 | 0 | 0 | 0 | 0
2010 | US | FRCC | - | FRCC | S04b | Demand Response used for Reserves - Non-Spinning | 0 | 0 | 0 | 0 | 0 | 0 | 0 | 0 | 0 | 0 | 0
2010 | US | FRCC | - | FRCC | S04c | Demand Response used for Regulation | 0 | 0 | 0 | 0 | 0 | 0 | 0 | 0 | 0 | 0 | 0
2010 | US | FRCC | - | FRCC | S04d | Demand Response used for Energy, Voluntary - Emergency | 0 | 0 | 0 | 0 | 0 | 0 | 0 | 0 | 0 | 0 | 0
2010 | US | FRCC | - | FRCC | S05 | TOTAL INTERNAL CAPACITY = 6+7 | 48121.6 | 55866 | 56102.8 | 56783.8 | 58590.8 | 58766.6 | 58756.6 | 58716.6 | 58852.6 | 59964.4 | 61548.4
2010 | US | FRCC | - | FRCC | S06 | EXISTING CAPACITY = 6a+6b+6c | 48121.6 | 55029.7 | 55029.7 | 55029.7 | 55029.7 | 55029.7 | 55029.7 | 55029.7 | 55029.7 | 55029.7 | 55029.7
2010 | US | FRCC | - | FRCC | S06a | Existing, Certain | 47005 | 51338 | 51338 | 51338 | 51338 | 51338 | 51338 | 51338 | 51338 | 51338 | 51338
2010 | US | FRCC | - | FRCC | S06a1 | Wind Expected On-Peak | 0 | 0 | 0 | 0 | 0 | 0 | 0 | 0 | 0 | 0 | 0
2010 | US | FRCC | - | FRCC | S06a2 | Solar Expected On-Peak | 1.4 | 2.8 | 2.8 | 2.8 | 2.8 | 2.8 | 2.8 | 2.8 | 2.8 | 2.8 | 2.8
2010 | US | FRCC | - | FRCC | S06a3 | Hydro Expected On-Peak | 43.5 | 43.5 | 43.5 | 43.5 | 43.5 | 43.5 | 43.5 | 43.5 | 43.5 | 43.5 | 43.5
2010 | US | FRCC | - | FRCC | S06a4 | Biomass Expected On-Peak | 474 | 467.8 | 467.8 | 467.8 | 467.8 | 467.8 | 467.8 | 467.8 | 467.8 | 467.8 | 467.8
2010 | US | FRCC | - | FRCC | S06a5 | Load as a Capacity Resource Expected On-Peak (Load Management Programs) | 0 | 0 | 0 | 0 | 0 | 0 | 0 | 0 | 0 | 0 | 0
2010 | US | FRCC | - | FRCC | S06b | Existing, Other | 1677 | 1438 | 1438 | 1438 | 1438 | 1438 | 1438 | 1438 | 1438 | 1438 | 1438
2010 | US | FRCC | - | FRCC | S06b1 | Wind Derate On-Peak | 0 | 0 | 0 | 0 | 0 | 0 | 0 | 0 | 0 | 0 | 0
2010 | US | FRCC | - | FRCC | S06b2 | Solar Derate On-Peak | 2.6 | 30.2 | 30.2 | 30.2 | 30.2 | 30.2 | 30.2 | 30.2 | 30.2 | 30.2 | 30.2
2010 | US | FRCC | - | FRCC | S06b3 | Hydro Derate On-Peak | 11 | 11 | 11 | 11 | 11 | 11 | 11 | 11 | 11 | 11 | 11
2010 | US | FRCC | - | FRCC | S06b4 | Biomass Derate On-Peak | 326 | 0 | 0 | 0 | 0 | 0 | 0 | 0 | 0 | 0 | 0
2010 | US | FRCC | - | FRCC | S06b5 | Load as a Capacity Resource Derate On-Peak (Load Management Programs) | 0 | 0 | 0 | 0 | 0 | 0 | 0 | 0 | 0 | 0 | 0
2010 | US | FRCC | - | FRCC | S06b7 | Transmission-Limited Resources | 0 | 0 | 0 | 0 | 0 | 0 | 0 | 0 | 0 | 0 | 0
2010 | US | FRCC | - | FRCC | S06b8 | All Other Derates | 0 | 0 | 0 | 0 | 0 | 0 | 0 | 0 | 0 | 0 | 0
2010 | US | FRCC | - | FRCC | S06b9 | Energy Only | 1337 | 1397 | 1397 | 1397 | 1397 | 1397 | 1397 | 1397 | 1397 | 1397 | 1397
2010 | US | FRCC | - | FRCC | S06c | Existing, Inoperable (Note: Not used in margin calculations) | -900 | 2212.5 | 2212.5 | 2212.5 | 2212.5 | 2212.5 | 2212.5 | 2212.5 | 2212.5 | 2212.5 | 2212.5
2010 | US | FRCC | - | FRCC | S07 | FUTURE CAPACITY ADDITIONS = 7a+7b | 0 | 456.3 | 1070.5 | 1750.2 | 3555.9 | 3730.4 | 3719.1 | 3677.8 | 3812.5 | 4923 | 6505.7
2010 | US | FRCC | - | FRCC | S07a | Future, Planned | 0 | 456.3 | 1070.5 | 1750.2 | 3555.9 | 3730.4 | 3719.1 | 3677.8 | 3812.5 | 4923 | 6505.7
2010 | US | FRCC | - | FRCC | S07a1 | Wind Expected On-Peak | 0 | 0 | 0 | 0 | 0 | 0 | 0 | 0 | 0 | 0 | 0
2010 | US | FRCC | - | FRCC | S07a2 | Wind Derate On-Peak | 0 | 0 | 0 | 0 | 0 | 0 | 0 | 0 | 0 | 0 | 0
2010 | US | FRCC | - | FRCC | S07a3 | Solar Expected On-Peak | 0 | 0 | 1.4 | 2.1 | 2.8 | 3.5 | 4.2 | 4.9 | 5.6 | 6.3 | 7
2010 | US | FRCC | - | FRCC | S07a4 | Solar Derate On-Peak | 0 | 0 | 2.6 | 3.9 | 5.2 | 6.5 | 7.8 | 9.1 | 10.4 | 11.7 | 13
2010 | US | FRCC | - | FRCC | S07a5 | Hydro Expected On-Peak | 0 | 0 | 0 | 0 | 0 | 0 | 0 | 0 | 0 | 0 | 0
2010 | US | FRCC | - | FRCC | S07a6 | Hydro Derate On-Peak | 0 | 0 | 0 | 0 | 0 | 0 | 0 | 0 | 0 | 0 | 0
2010 | US | FRCC | - | FRCC | S07a7 | Biomass Expected On-Peak | 0 | 78 | 101 | 256 | 411 | 571 | 571 | 571 | 571 | 571 | 571
2010 | US | FRCC | - | FRCC | S07a8 | Biomass Derate On-Peak | 0 | 0 | 0 | 0 | 0 | 0 | 0 | 0 | 0 | 0 | 0
2010 | US | FRCC | - | FRCC | S07a9 | Demand Response Expected On-Peak (Load Management Programs) | 0 | 0 | 0 | 0 | 0 | 0 | 0 | 0 | 0 | 0 | 0
2010 | US | FRCC | - | FRCC | S07a10 | Demand Response Derate On-Peak (Load Management Programs) | 0 | 0 | 0 | 0 | 0 | 0 | 0 | 0 | 0 | 0 | 0
2010 | US | FRCC | - | FRCC | S07a11 | Transmission-Limited Resources | 0 | 0 | 0 | 0 | 0 | 0 | 0 | 0 | 0 | 0 | 0
2010 | US | FRCC | - | FRCC | S07a12 | Scheduled Outage - Maintenance | 0 | 380 | 0 | 0 | 0 | 0 | 0 | 0 | 0 | 0 | 0
2010 | US | FRCC | - | FRCC | S07a13 | All Other Derates | 0 | 0 | 0 | 0 | 0 | 0 | 0 | 0 | 0 | 0 | 0
2010 | US | FRCC | - | FRCC | S07a14 | Energy Only | 0 | 0 | 0 | 0 | 0 | 350 | 350 | 400 | 400 | 400 | 400
2010 | US | FRCC | - | FRCC | S07b | Future, Other | 0 | 0 | 0 | 0 | 0 | 0 | 0 | 0 | 0 | 0 | 0
2010 | US | FRCC | - | FRCC | S07b1 | Wind Expected On-Peak | 0 | 0 | 0 | 0 | 0 | 0 | 0 | 0 | 0 | 0 | 0
2010 | US | FRCC | - | FRCC | S07b2 | Wind Derate On-Peak | 0 | 0 | 0 | 0 | 0 | 0 | 0 | 0 | 0 | 0 | 0
2010 | US | FRCC | - | FRCC | S07b3 | Solar Expected On-Peak | 0 | 0 | 0 | 0 | 0 | 0 | 0 | 0 | 0 | 0 | 0
2010 | US | FRCC | - | FRCC | S07b4 | Solar Derate On-Peak | 0 | 0 | 0 | 0 | 0 | 0 | 0 | 0 | 0 | 0 | 0
2010 | US | FRCC | - | FRCC | S07b5 | Hydro Expected On-Peak | 0 | 0 | 0 | 0 | 0 | 0 | 0 | 0 | 0 | 0 | 0
2010 | US | FRCC | - | FRCC | S07b6 | Hydro Derate On-Peak | 0 | 0 | 0 | 0 | 0 | 0 | 0 | 0 | 0 | 0 | 0
2010 | US | FRCC | - | FRCC | S07b7 | Biomass Expected On-Peak | 0 | 0 | 0 | 0 | 0 | 0 | 0 | 0 | 0 | 0 | 0
2010 | US | FRCC | - | FRCC | S07b8 | Biomass Derate On-Peak | 0 | 0 | 0 | 0 | 0 | 0 | 0 | 0 | 0 | 0 | 0
2010 | US | FRCC | - | FRCC | S07b9 | Transmission-Limited Resources | 0 | 0 | 0 | 0 | 0 | 0 | 0 | 0 | 0 | 0 | 0
2010 | US | FRCC | - | FRCC | S07b10 | Scheduled Outage - Maintenance | 0 | 0 | 0 | 0 | 0 | 0 | 0 | 0 | 0 | 0 | 0
2010 | US | FRCC | - | FRCC | S07b11 | All Other Derates | 0 | 0 | 0 | 0 | 0 | 0 | 0 | 0 | 0 | 0 | 0
2010 | US | FRCC | - | FRCC | S07b12 | Energy Only | 0 | 0 | 0 | 0 | 0 | 0 | 0 | 0 | 0 | 0 | 0
2010 | US | FRCC | - | FRCC | S08 | Conceptual | 0 | 0 | 0 | 0 | 0 | 0 | 0 | 0 | 0 | 0 | 0
2010 | US | FRCC | - | FRCC | S08a1 | Wind Expected On-Peak | 0 | 0 | 0 | 0 | 0 | 0 | 0 | 0 | 0 | 0 | 0
2010 | US | FRCC | - | FRCC | S08a2 | Wind Derate On-Peak | 0 | 0 | 0 | 0 | 0 | 0 | 0 | 0 | 0 | 0 | 0
2010 | US | FRCC | - | FRCC | S08a3 | Solar Expected On-Peak | 0 | 0 | 0 | 0 | 0 | 0 | 0 | 0 | 0 | 0 | 0
2010 | US | FRCC | - | FRCC | S08a4 | Solar Derate On-Peak | 0 | 0 | 0 | 0 | 0 | 0 | 0 | 0 | 0 | 0 | 0
2010 | US | FRCC | - | FRCC | S08a5 | Hydro Expected On-Peak | 0 | 0 | 0 | 0 | 0 | 0 | 0 | 0 | 0 | 0 | 0
2010 | US | FRCC | - | FRCC | S08a6 | Hydro Derate On-Peak | 0 | 0 | 0 | 0 | 0 | 0 | 0 | 0 | 0 | 0 | 0
2010 | US | FRCC | - | FRCC | S08a7 | Biomass Expected On-Peak | 0 | 0 | 0 | 0 | 0 | 0 | 0 | 0 | 0 | 0 | 0
2010 | US | FRCC | - | FRCC | S08a8 | Biomass Derate On-Peak | 0 | 0 | 0 | 0 | 0 | 0 | 0 | 0 | 0 | 0 | 0
2010 | US | FRCC | - | FRCC | S08a9 | All Other Derates | 0 | 0 | 0 | 0 | 0 | 0 | 0 | 0 | 0 | 0 | 0
2010 | US | FRCC | - | FRCC | S08a10 | Energy Only | 0 | 0 | 0 | 0 | 0 | 0 | 0 | 0 | 0 | 0 | 0
2010 | US | FRCC | - | FRCC | S09 | ANTICIPATED INTERNAL CAPACITY = 6a+7a | 47005 | 51794.3 | 52408.5 | 53088.2 | 54893.9 | 55068.4 | 55057.1 | 55015.8 | 55150.5 | 56261 | 57843.7
2010 | US | FRCC | - | FRCC | S10 | CAPACITY TRANSACTIONS - IMPORTS = 10a+10b+10c+10d | 2377 | 2175 | 2175 | 2172 | 2172 | 2172 | 2172 | 2272 | 2372 | 2372 | 2372
2010 | US | FRCC | - | FRCC | S10a | Firm (Note: The sum of 10a1 and 10a2 must be <= 10a) | 2377 | 2175 | 2175 | 2172 | 2172 | 2172 | 2172 | 2272 | 2372 | 2372 | 2372
2010 | US | FRCC | - | FRCC | S10a1 | Full-Responsibility Purchases | 1552 | 1343 | 1343 | 1343 | 1343 | 1343 | 1343 | 1443 | 1543 | 1543 | 1543
2010 | US | FRCC | - | FRCC | S10a2 | Owned Capacity/Entitlement Located Outside the Region/Subregion | 825 | 832 | 832 | 829 | 829 | 829 | 829 | 829 | 829 | 829 | 829
2010 | US | FRCC | - | FRCC | S10b | Non-firm | 0 | 0 | 0 | 0 | 0 | 0 | 0 | 0 | 0 | 0 | 0
2010 | US | FRCC | - | FRCC | S10c | Expected (Note: The sum of 10c1 and 10c2 must be <= 10c) | 0 | 0 | 0 | 0 | 0 | 0 | 0 | 0 | 0 | 0 | 0
2010 | US | FRCC | - | FRCC | S10c1 | Full-Responsibility Purchases | 0 | 0 | 0 | 0 | 0 | 0 | 0 | 0 | 0 | 0 | 0
2010 | US | FRCC | - | FRCC | S10c2 | Owned Capacity/Entitlement Located Outside the Region/Subregion | 0 | 0 | 0 | 0 | 0 | 0 | 0 | 0 | 0 | 0 | 0
2010 | US | FRCC | - | FRCC | S10d | Provisional – transactions under study, but negotiations have not begun. | 0 | 0 | 0 | 0 | 0 | 0 | 0 | 0 | 0 | 0 | 0
2010 | US | FRCC | - | FRCC | S11 | CAPACITY TRANSACTIONS - EXPORTS = 11a+11b+11c+11d | 143 | 143 | 143 | 143 | 143 | 143 | 143 | 143 | 143 | 143 | 143
2010 | US | FRCC | - | FRCC | S11a | Firm (Note: The sum of 11a1 and 11a2 must be <= 11a) | 143 | 143 | 143 | 143 | 143 | 143 | 143 | 143 | 143 | 143 | 143
2010 | US | FRCC | - | FRCC | S11a1 | Full-Responsibility Purchases | 0 | 0 | 0 | 0 | 0 | 0 | 0 | 0 | 0 | 0 | 0
2010 | US | FRCC | - | FRCC | S11a2 | Owned Capacity/Entitlement Located Outside the Region/Subregion | 143 | 143 | 143 | 143 | 143 | 143 | 143 | 143 | 143 | 143 | 143
2010 | US | FRCC | - | FRCC | S11b | Non-firm | 0 | 0 | 0 | 0 | 0 | 0 | 0 | 0 | 0 | 0 | 0
2010 | US | FRCC | - | FRCC | S11c | Expected (Note: The sum of 11c1 and 11c2 must be <= 11c) | 0 | 0 | 0 | 0 | 0 | 0 | 0 | 0 | 0 | 0 | 0
2010 | US | FRCC | - | FRCC | S11c1 | Full-Responsibility Purchases | 0 | 0 | 0 | 0 | 0 | 0 | 0 | 0 | 0 | 0 | 0
2010 | US | FRCC | - | FRCC | S11c2 | Owned Capacity/Entitlement Located Outside the Region/Subregion | 0 | 0 | 0 | 0 | 0 | 0 | 0 | 0 | 0 | 0 | 0
2010 | US | FRCC | - | FRCC | S11d | Provisional – transactions under study, but negotiations have not begun. | 0 | 0 | 0 | 0 | 0 | 0 | 0 | 0 | 0 | 0 | 0
2010 | US | FRCC | - | FRCC | S12 | EXISTING, CERTAIN CAPACITY & NET FIRM TRANSACTIONS = 6a+Net Firm Transactions | 49239 | 53370 | 53370 | 53367 | 53367 | 53367 | 53367 | 53467 | 53567 | 53567 | 53567
2010 | US | FRCC | - | FRCC | S13 | ANTICIPATED CAPACITY RESOURCES = 12+7a+Net Expected Transactions | 0 | 53826.3 | 54440.5 | 55117.2 | 56922.9 | 57097.4 | 57086.1 | 57144.8 | 57379.5 | 58490 | 60072.7
2010 | US | FRCC | - | FRCC | S14 | PROSPECTIVE CAPACITY RESOURCES = 13+6b+16b | 0 | 55264.3 | 55878.5 | 56555.2 | 58360.9 | 58535.4 | 58524.1 | 58582.8 | 58817.5 | 59928 | 61510.7
2010 | US | FRCC | - | FRCC | S15 | TOTAL POTENTIAL CAPACITY RESOURCES = 13+6b+7b+8+Net Provisional Transactions | 0 | 55264.3 | 55878.5 | 56555.2 | 58360.9 | 58535.4 | 58524.1 | 58582.8 | 58817.5 | 59928 | 61510.7
2010 | US | FRCC | - | FRCC | S15a | ADJUSTED POTENTIAL CAPACITY RESOURCES = 13+6b+16b+16d+Net Provisional Transactions | 0 | 55264.3 | 55878.5 | 56555.2 | 58360.9 | 58535.4 | 58524.1 | 58582.8 | 58817.5 | 59928 | 61510.7
2010 | US | FRCC | - | FRCC | S16a | Confidence of Future, Other (7b), using reasonable judgement | 0 | 0 | 0 | 0 | 0 | 0 | 0 | 0 | 0 | 0 | 0
2010 | US | FRCC | - | FRCC | S16b | Net Future, Other Resources After Confidence Percentage Is Applied = 7b*16a | 0 | 0 | 0 | 0 | 0 | 0 | 0 | 0 | 0 | 0 | 0
2010 | US | FRCC | - | FRCC | S16c | Confidence of Conceptual (8), using reasonable judgement | 0 | 0 | 0 | 0 | 0 | 0 | 0 | 0 | 0 | 0 | 0
2010 | US | FRCC | - | FRCC | S16d | Net Conceptual Resources After Confidence Percentage Is Applied = 8*16c | 0 | 0 | 0 | 0 | 0 | 0 | 0 | 0 | 0 | 0 | 0
2010 | US | FRCC | - | FRCC | S17 | Region/Subregion Target Reserve Margin | 0 | 0.15 | 0.15 | 0.15 | 0.15 | 0.15 | 0.15 | 0.15 | 0.15 | 0.15 | 0.15
2010 | US | FRCC | - | FRCC | S18 | Existing Certain and Net Firm Transactions Reserve Margin = (12-3)/3 | 0 | 0.24638 | 0.24606 | 0.2294 | 0.21568 | 0.20058 | 0.18554 | 0.17062 | 0.15568 | 0.13492 | 0.11626
2010 | US | FRCC | - | FRCC | S19 | Anticipated Capacity Resources Reserve Margin = (13-3)/3 | 0 | 0.25704 | 0.27105 | 0.26972 | 0.29668 | 0.2845 | 0.26816 | 0.25115 | 0.23793 | 0.23922 | 0.25183
2010 | US | FRCC | - | FRCC | S20 | Prospective Capacity Resources Reserve Margin = (14-3)/3 | 0 | 0.29062 | 0.30463 | 0.30285 | 0.32944 | 0.31685 | 0.3001 | 0.28263 | 0.26896 | 0.26969 | 0.28179
2010 | US | FRCC | - | FRCC | S21 | Total Potential Resources Reserve Margin = (15-3)/3 | 0 | 0.29062 | 0.30463 | 0.30285 | 0.32944 | 0.31685 | 0.3001 | 0.28263 | 0.26896 | 0.26969 | 0.28179
2010 | US | FRCC | - | FRCC | S22 | Adjusted Potential Resources Reserve Margin = (15a-3)/3 | 0 | 0.29062 | 0.30463 | 0.30285 | 0.32944 | 0.31685 | 0.3001 | 0.28263 | 0.26896 | 0.26969 | 0.28179
2010 | US | FRCC | - | FRCC | S23 | Total Baseline Installed Capacity | 48121.6 | 0 | 0 | 0 | 0 | 0 | 0 | 0 | 0 | 0 | 0
2010 | US | MRO | - | - | S01 | Unrestricted Non-coincident Peak Demand = 2+1a+1b-1c-1d | 37962.7817 | 42299.0378 | 42898.2616 | 43807.0147 | 44497.5991 | 45020.0538 | 45549.5465 | 46094.2583 | 46569.7399 | 47119.2326 | 47600.8057
2010 | US | MRO | - | - | S01a | New Conservation (Energy Efficiency) | 0 | 102.1202 | 206.6799 | 299.9407 | 373.821 | 433.2391 | 489.4511 | 543.8661 | 589.7087 | 624.7875 | 651.1626
2010 | US | MRO | - | - | S01b | Estimated Diversity | 0 | 0 | 0 | 0 | 1 | 1 | 1 | 1 | 1 | 1 | 1
2010 | US | MRO | - | - | S01c | Additions for non-member load (load served by non-registered LSE's in a region) | 0 | 2 | 0 | 0 | 0 | 0 | 0 | 0 | 0 | 0 | 0
2010 | US | MRO | - | - | S01d | Stand-by Load Under Contract (Normally served by behind the meter generation) | 0 | 41.5 | 41.5 | 41.5 | 41.5 | 41.5 | 41.5 | 41.5 | 41.5 | 41.5 | 41.5
2010 | US | MRO | - | - | S02 | Total Internal Demand | 37962.7817 | 42240.4175 | 42733.0818 | 43548.574 | 44164.2781 | 44627.3146 | 45100.5954 | 45590.8922 | 46020.5312 | 46534.9451 | 46990.1431
2010 | US | MRO | - | - | S02a | Direct Control Load Management | 1398.2 | 1587.7 | 1617.7 | 1640.7 | 1643.7 | 1649.7 | 1651.7 | 1656.7 | 1659.7 | 1663.7 | 1666.7
2010 | US | MRO | - | - | S02b | Contractually Interruptible (Curtailable) | 715.75 | 1309.43 | 1292.48 | 1290.18 | 1296.68 | 1302.88 | 1308.18 | 1297.18 | 1302.38 | 1307.58 | 1310.78
2010 | US | MRO | - | - | S02c | Critical Peak-Pricing (CPP) with Control | 0 | 0 | 0 | 0 | 0 | 0 | 0 | 0 | 0 | 0 | 0
2010 | US | MRO | - | - | S02d | Load as a Capacity Resource | 0 | 0 | 0 | 0 | 0 | 0 | 0 | 0 | 0 | 0 | 0
2010 | US | MRO | - | - | S03 | Net Internal Demand = 2-2a-2b-2c-2d | 35848.8317 | 39343.2875 | 39822.9018 | 40617.694 | 41223.8981 | 41674.7346 | 42140.7154 | 42637.0122 | 43058.4512 | 43563.6651 | 44012.6631
2010 | US | MRO | - | - | S04a | Demand Response used for Reserves - Spinning | 0 | 0 | 0 | 0 | 0 | 0 | 0 | 0 | 0 | 0 | 0
2010 | US | MRO | - | - | S04b | Demand Response used for Reserves - Non-Spinning | 0 | 0 | 0 | 0 | 0 | 0 | 0 | 0 | 0 | 0 | 0
2010 | US | MRO | - | - | S04c | Demand Response used for Regulation | 0 | 0 | 0 | 0 | 0 | 0 | 0 | 0 | 0 | 0 | 0
2010 | US | MRO | - | - | S04d | Demand Response used for Energy, Voluntary - Emergency | 0 | 0 | 0 | 0 | 0 | 0 | 0 | 0 | 0 | 0 | 0
2010 | US | MRO | - | - | S05 | TOTAL INTERNAL CAPACITY = 6+7 | 54034 | 62941.3952 | 64350.7652 | 64659.3652 | 65300.3652 | 65300.3652 | 65297.7152 | 65297.7152 | 65423.7152 | 65423.7152 | 65423.7152
2010 | US | MRO | - | - | S06 | EXISTING CAPACITY = 6a+6b+6c | 54034 | 62923.9152 | 62923.9152 | 62923.9152 | 62923.9152 | 62923.9152 | 62923.9152 | 62923.9152 | 62923.9152 | 62923.9152 | 62923.9152
2010 | US | MRO | - | - | S06a | Existing, Certain | 46400 | 49154.7788 | 49154.7788 | 49154.7788 | 49154.7788 | 49154.7788 | 49154.7788 | 49154.7788 | 49154.7788 | 49154.7788 | 49154.7788
2010 | US | MRO | - | - | S06a1 | Wind Expected On-Peak | 0 | 569.5048 | 569.5048 | 569.5048 | 569.5048 | 569.5048 | 569.5048 | 569.5048 | 569.5048 | 569.5048 | 569.5048
2010 | US | MRO | - | - | S06a2 | Solar Expected On-Peak | 0 | 0 | 0 | 0 | 0 | 0 | 0 | 0 | 0 | 0 | 0
2010 | US | MRO | - | - | S06a3 | Hydro Expected On-Peak | 0 | 3525.832 | 3525.832 | 3525.832 | 3525.832 | 3525.832 | 3525.832 | 3525.832 | 3525.832 | 3525.832 | 3525.832
2010 | US | MRO | - | - | S06a4 | Biomass Expected On-Peak | 0 | 449.706 | 449.706 | 449.706 | 449.706 | 449.706 | 449.706 | 449.706 | 449.706 | 449.706 | 449.706
2010 | US | MRO | - | - | S06a5 | Load as a Capacity Resource Expected On-Peak (Load Management Programs) | 0 | 0 | 0 | 0 | 0 | 0 | 0 | 0 | 0 | 0 | 0
2010 | US | MRO | - | - | S06b | Existing, Other | 7600 | 6646.5182 | 6646.5182 | 6646.5182 | 6646.5182 | 6646.5182 | 6646.5182 | 6646.5182 | 6646.5182 | 6646.5182 | 6646.5182
2010 | US | MRO | - | - | S06b1 | Wind Derate On-Peak | 0 | 6549.3052 | 6549.3052 | 6549.3052 | 6549.3052 | 6549.3052 | 6549.3052 | 6549.3052 | 6549.3052 | 6549.3052 | 6549.3052
2010 | US | MRO | - | - | S06b2 | Solar Derate On-Peak | 0 | 0 | 0 | 0 | 0 | 0 | 0 | 0 | 0 | 0 | 0
2010 | US | MRO | - | - | S06b3 | Hydro Derate On-Peak | 0 | 18.9 | 18.9 | 18.9 | 18.9 | 18.9 | 18.9 | 18.9 | 18.9 | 18.9 | 18.9
2010 | US | MRO | - | - | S06b4 | Biomass Derate On-Peak | 0 | 0.8 | 0.8 | 0.8 | 0.8 | 0.8 | 0.8 | 0.8 | 0.8 | 0.8 | 0.8
2010 | US | MRO | - | - | S06b5 | Load as a Capacity Resource Derate On-Peak (Load Management Programs) | 0 | 0 | 0 | 0 | 0 | 0 | 0 | 0 | 0 | 0 | 0
2010 | US | MRO | - | - | S06b7 | Transmission-Limited Resources | 0 | 0 | 0 | 0 | 0 | 0 | 0 | 0 | 0 | 0 | 0
2010 | US | MRO | - | - | S06b8 | All Other Derates | 0 | 77.513 | 77.513 | 77.513 | 77.513 | 77.513 | 77.513 | 77.513 | 77.513 | 77.513 | 77.513
2010 | US | MRO | - | - | S06b9 | Energy Only | 0 | 0 | 0 | 0 | 0 | 0 | 0 | 0 | 0 | 0 | 0
2010 | US | MRO | - | - | S06c | Existing, Inoperable (Note: Not used in margin calculations) | 34 | 476.1 | 476.1 | 476.1 | 476.1 | 476.1 | 476.1 | 476.1 | 476.1 | 476.1 | 476.1
2010 | US | MRO | - | - | S07 | FUTURE CAPACITY ADDITIONS = 7a+7b | 0 | 0 | 502.25 | 556.93 | 875.01 | 875.01 | 872.36 | 872.36 | 998.36 | 998.36 | 998.36
2010 | US | MRO | - | - | S07a | Future, Planned | 0 | 0 | 502.25 | 556.93 | 875.01 | 875.01 | 872.36 | 872.36 | 998.36 | 998.36 | 998.36
2010 | US | MRO | - | - | S07a1 | Wind Expected On-Peak | 0 | 1.52 | 80.4 | 102.48 | 130.56 | 130.56 | 130.56 | 130.56 | 130.56 | 130.56 | 130.56
2010 | US | MRO | - | - | S07a2 | Wind Derate On-Peak | 0 | 17.48 | 924.6 | 1178.52 | 1501.44 | 1501.44 | 1501.44 | 1501.44 | 1501.44 | 1501.44 | 1501.44
2010 | US | MRO | - | - | S07a3 | Solar Expected On-Peak | 0 | 0 | 0 | 0 | 0 | 0 | 0 | 0 | 0 | 0 | 0
2010 | US | MRO | - | - | S07a4 | Solar Derate On-Peak | 0 | 0 | 0 | 0 | 0 | 0 | 0 | 0 | 0 | 0 | 0
2010 | US | MRO | - | - | S07a5 | Hydro Expected On-Peak | 0 | 0 | 0 | 0 | 0 | 0 | 0 | 0 | 0 | 0 | 0
2010 | US | MRO | - | - | S07a6 | Hydro Derate On-Peak | 0 | 0 | 0 | 0 | 0 | 0 | 0 | 0 | 0 | 0 | 0
2010 | US | MRO | - | - | S07a7 | Biomass Expected On-Peak | 0 | 0 | 40 | 41.6 | 43 | 43 | 43 | 43 | 43 | 43 | 43
2010 | US | MRO | - | - | S07a8 | Biomass Derate On-Peak | 0 | 0 | 0 | 0 | 0 | 0 | 0 | 0 | 0 | 0 | 0
2010 | US | MRO | - | - | S07a9 | Demand Response Expected On-Peak (Load Management Programs) | 0 | 0 | 0 | 0 | 0 | 0 | 0 | 0 | 0 | 0 | 0
2010 | US | MRO | - | - | S07a10 | Demand Response Derate On-Peak (Load Management Programs) | 0 | 0 | 0 | 0 | 0 | 0 | 0 | 0 | 0 | 0 | 0
2010 | US | MRO | - | - | S07a11 | Transmission-Limited Resources | 0 | 0 | 0 | 0 | 0 | 0 | 0 | 0 | 0 | 0 | 0
2010 | US | MRO | - | - | S07a12 | Scheduled Outage - Maintenance | 0 | 0 | 0 | 0 | 0 | 0 | 0 | 0 | 0 | 0 | 0
2010 | US | MRO | - | - | S07a13 | All Other Derates | 0 | 0 | 0 | 0 | 0 | 0 | 0 | 0 | 0 | 0 | 0
2010 | US | MRO | - | - | S07a14 | Energy Only | 0 | 0 | 0 | 0 | 0 | 0 | 0 | 0 | 0 | 0 | 0
2010 | US | MRO | - | - | S07b | Future, Other | 0 | 0 | 0 | 0 | 0 | 0 | 0 | 0 | 0 | 0 | 0
2010 | US | MRO | - | - | S07b1 | Wind Expected On-Peak | 0 | 0 | 0 | 0 | 0 | 0 | 0 | 0 | 0 | 0 | 0
2010 | US | MRO | - | - | S07b2 | Wind Derate On-Peak | 0 | 0 | 0 | 0 | 0 | 0 | 0 | 0 | 0 | 0 | 0
2010 | US | MRO | - | - | S07b3 | Solar Expected On-Peak | 0 | 0 | 0 | 0 | 0 | 0 | 0 | 0 | 0 | 0 | 0
2010 | US | MRO | - | - | S07b4 | Solar Derate On-Peak | 0 | 0 | 0 | 0 | 0 | 0 | 0 | 0 | 0 | 0 | 0
2010 | US | MRO | - | - | S07b5 | Hydro Expected On-Peak | 0 | 0 | 0 | 0 | 0 | 0 | 0 | 0 | 0 | 0 | 0
2010 | US | MRO | - | - | S07b6 | Hydro Derate On-Peak | 0 | 0 | 0 | 0 | 0 | 0 | 0 | 0 | 0 | 0 | 0
2010 | US | MRO | - | - | S07b7 | Biomass Expected On-Peak | 0 | 0 | 0 | 0 | 0 | 0 | 0 | 0 | 0 | 0 | 0
2010 | US | MRO | - | - | S07b8 | Biomass Derate On-Peak | 0 | 0 | 0 | 0 | 0 | 0 | 0 | 0 | 0 | 0 | 0
2010 | US | MRO | - | - | S07b9 | Transmission-Limited Resources | 0 | 0 | 0 | 0 | 0 | 0 | 0 | 0 | 0 | 0 | 0
2010 | US | MRO | - | - | S07b10 | Scheduled Outage - Maintenance | 0 | 0 | 0 | 0 | 0 | 0 | 0 | 0 | 0 | 0 | 0
2010 | US | MRO | - | - | S07b11 | All Other Derates | 0 | 0 | 0 | 0 | 0 | 0 | 0 | 0 | 0 | 0 | 0
2010 | US | MRO | - | - | S07b12 | Energy Only | 0 | 224 | -6 | -6 | -6 | -6 | -6 | -6 | -6 | -6 | -6
2010 | US | MRO | - | - | S08 | Conceptual | 0 | 0 | 845.08 | 1844.84 | 3894.6 | 4374.6 | 4388.92 | 4808.92 | 4820.76 | 4820.76 | 4820.76
2010 | US | MRO | - | - | S08a1 | Wind Expected On-Peak | 0 | 0 | 845.08 | 1844.84 | 2994.6 | 3254.6 | 3268.92 | 3268.92 | 3280.76 | 3280.76 | 3280.76
2010 | US | MRO | - | - | S08a2 | Wind Derate On-Peak | 0 | 0 | 9718.42 | 21215.66 | 34437.9 | 37427.9 | 37592.58 | 37592.58 | 37728.74 | 37728.74 | 37728.74
2010 | US | MRO | - | - | S08a3 | Solar Expected On-Peak | 0 | 0 | 0 | 0 | 0 | 0 | 0 | 0 | 0 | 0 | 0
2010 | US | MRO | - | - | S08a4 | Solar Derate On-Peak | 0 | 0 | 0 | 0 | 0 | 0 | 0 | 0 | 0 | 0 | 0
2010 | US | MRO | - | - | S08a5 | Hydro Expected On-Peak | 0 | 0 | 0 | 0 | 0 | 0 | 0 | 0 | 0 | 0 | 0
2010 | US | MRO | - | - | S08a6 | Hydro Derate On-Peak | 0 | 0 | 0 | 0 | 0 | 0 | 0 | 0 | 0 | 0 | 0
2010 | US | MRO | - | - | S08a7 | Biomass Expected On-Peak | 0 | 0 | 0 | 0 | 0 | 220 | 220 | 220 | 220 | 220 | 220
2010 | US | MRO | - | - | S08a8 | Biomass Derate On-Peak | 0 | 0 | 0 | 0 | 0 | 0 | 0 | 0 | 0 | 0 | 0
2010 | US | MRO | - | - | S08a9 | All Other Derates | 0 | 0 | 0 | 0 | 0 | 0 | 0 | 0 | 0 | 0 | 0
2010 | US | MRO | - | - | S08a10 | Energy Only | 0 | 0 | 0 | 0 | 0 | 0 | 0 | 0 | 0 | 0 | 0
2010 | US | MRO | - | - | S09 | ANTICIPATED INTERNAL CAPACITY = 6a+7a | 46400 | 49154.7788 | 49657.0288 | 49711.7088 | 50029.7888 | 50029.7888 | 50027.1388 | 50027.1388 | 50153.1388 | 50153.1388 | 50153.1388
2010 | US | MRO | - | - | S10 | CAPACITY TRANSACTIONS - IMPORTS = 10a+10b+10c+10d | 2977.15 | 3152.709 | 3208.909 | 3099.009 | 3119.709 | 3032.709 | 2460.709 | 2263.709 | 2249.709 | 2252.709 | 2255.709
2010 | US | MRO | - | - | S10a | Firm (Note: The sum of 10a1 and 10a2 must be <= 10a) | 2977.15 | 3152.709 | 3188.909 | 3054.009 | 2854.709 | 2767.709 | 1470.709 | 1223.709 | 1209.709 | 1212.709 | 1215.709
2010 | US | MRO | - | - | S10a1 | Full-Responsibility Purchases | 711.2 | 712.859 | 700.359 | 685.359 | 606.359 | 616.359 | 598.859 | 598.859 | 613.859 | 613.859 | 613.859
2010 | US | MRO | - | - | S10a2 | Owned Capacity/Entitlement Located Outside the Region/Subregion | 1974.05 | 2161.25 | 2204.45 | 2014.35 | 1688.85 | 1688.85 | 638.85 | 638.85 | 638.85 | 638.85 | 638.85
2010 | US | MRO | - | - | S10b | Non-firm | 0 | 0 | 0 | 0 | 0 | 0 | 0 | 0 | 0 | 0 | 0
2010 | US | MRO | - | - | S10c | Expected (Note: The sum of 10c1 and 10c2 must be <= 10c) | 0 | 0 | 0 | 0 | 100 | 100 | 825 | 725 | 725 | 725 | 725
2010 | US | MRO | - | - | S10c1 | Full-Responsibility Purchases | 0 | 0 | 0 | 0 | 0 | 0 | 0 | 0 | 0 | 0 | 0
2010 | US | MRO | - | - | S10c2 | Owned Capacity/Entitlement Located Outside the Region/Subregion | 0 | 0 | 0 | 0 | 0 | 0 | 725 | 725 | 725 | 725 | 725
2010 | US | MRO | - | - | S10d | Provisional – transactions under study, but negotiations have not begun. | 0 | 0 | 20 | 45 | 165 | 165 | 165 | 315 | 315 | 315 | 315
2010 | US | MRO | - | - | S11 | CAPACITY TRANSACTIONS - EXPORTS = 11a+11b+11c+11d | 1848.1 | 1674.5 | 1098.3 | 1120.7 | 1017.1 | 911.2 | 900.3 | 889.5 | 888.6 | 887.8 | 887.2
2010 | US | MRO | - | - | S11a | Firm (Note: The sum of 11a1 and 11a2 must be <= 11a) | 1848.1 | 1674.5 | 1098.3 | 1120.7 | 1017.1 | 911.2 | 900.3 | 889.5 | 888.6 | 887.8 | 887.2
2010 | US | MRO | - | - | S11a1 | Full-Responsibility Purchases | 521.6 | 630.6 | 521.6 | 521.6 | 455.8 | 400.8 | 390.8 | 380.8 | 380.8 | 380.8 | 380.8
2010 | US | MRO | - | - | S11a2 | Owned Capacity/Entitlement Located Outside the Region/Subregion | 991.5 | 779.6 | 579.6 | 579.6 | 624.9 | 624 | 623.1 | 622.3 | 621.4 | 620.6 | 620
2010 | US | MRO | - | - | S11b | Non-firm | 0 | 0 | 0 | 0 | 0 | 0 | 0 | 0 | 0 | 0 | 0
2010 | US | MRO | - | - | S11c | Expected (Note: The sum of 11c1 and 11c2 must be <= 11c) | 0 | 0 | 0 | 0 | 0 | 0 | 0 | 0 | 0 | 0 | 0
2010 | US | MRO | - | - | S11c1 | Full-Responsibility Purchases | 0 | 0 | 0 | 0 | 0 | 0 | 0 | 0 | 0 | 0 | 0
2010 | US | MRO | - | - | S11c2 | Owned Capacity/Entitlement Located Outside the Region/Subregion | 0 | 0 | 0 | 0 | 0 | 0 | 0 | 0 | 0 | 0 | 0
2010 | US | MRO | - | - | S11d | Provisional – transactions under study, but negotiations have not begun. | 0 | 0 | 0 | 0 | 0 | 0 | 0 | 0 | 0 | 0 | 0
2010 | US | MRO | - | - | S12 | EXISTING, CERTAIN CAPACITY & NET FIRM TRANSACTIONS = 6a+Net Firm Transactions | 47529.05 | 50632.9878 | 51245.3878 | 51088.0878 | 50992.3878 | 51011.2878 | 49725.1878 | 49488.9878 | 49475.8878 | 49479.6878 | 49483.2878
2010 | US | MRO | - | - | S13 | ANTICIPATED CAPACITY RESOURCES = 12+7a+Net Expected Transactions | 0 | 50632.9878 | 51747.6378 | 51645.0178 | 51967.3978 | 51986.2978 | 51422.5478 | 51086.3478 | 51199.2478 | 51203.0478 | 51206.6478
2010 | US | MRO | - | - | S14 | PROSPECTIVE CAPACITY RESOURCES = 13+6b+16b | 0 | 50632.9878 | 51747.6378 | 51645.0178 | 51967.3978 | 51986.2978 | 51422.5478 | 51086.3478 | 51199.2478 | 51203.0478 | 51206.6478
2010 | US | MRO | - | - | S15 | TOTAL POTENTIAL CAPACITY RESOURCES = 13+6b+7b+8+Net Provisional Transactions | 0 | 50632.9878 | 52612.7178 | 53534.8578 | 56026.9978 | 56525.8978 | 55976.4678 | 56210.2678 | 56335.0078 | 56338.8078 | 56342.4078
2010 | US | MRO | - | - | S15a | ADJUSTED POTENTIAL CAPACITY RESOURCES = 13+6b+16b+16d+Net Provisional Transactions | 0 | 50632.9878 | 52021.1618 | 52243.4698 | 53300.7778 | 53463.6778 | 52904.2238 | 52844.0238 | 52960.4758 | 52964.2758 | 52967.8758
2010 | US | MRO | - | - | S16a | Confidence of Future, Other (7b), using reasonable judgement | 0 | 1 | 1 | 1 | 1 | 1 | 1 | 1 | 1 | 1 | 1
2010 | US | MRO | - | - | S16b | Net Future, Other Resources After Confidence Percentage Is Applied = 7b*16a | 0 | 0 | 0 | 0 | 0 | 0 | 0 | 0 | 0 | 0 | 0
2010 | US | MRO | - | - | S16c | Confidence of Conceptual (8), using reasonable judgement | 0 | 0.3 | 0.3 | 0.3 | 0.3 | 0.3 | 0.3 | 0.3 | 0.3 | 0.3 | 0.3
2010 | US | MRO | - | - | S16d | Net Conceptual Resources After Confidence Percentage Is Applied = 8*16c | 0 | 0 | 253.524 | 553.452 | 1168.38 | 1312.38 | 1316.676 | 1442.676 | 1446.228 | 1446.228 | 1446.228
2010 | US | MRO | - | - | S17 | Region/Subregion Target Reserve Margin | 0 | 0.15 | 0.15 | 0.15 | 0.15 | 0.15 | 0.15 | 0.15 | 0.15 | 0.15 | 0.15
2010 | US | MRO | - | - | S18 | Existing Certain and Net Firm Transactions Reserve Margin = (12-3)/3 | 0 | 0.28695 | 0.28683 | 0.25778 | 0.23696 | 0.22403 | 0.17998 | 0.1607 | 0.14904 | 0.1358 | 0.1243
2010 | US | MRO | - | - | S19 | Anticipated Capacity Resources Reserve Margin = (13-3)/3 | 0 | 0.28695 | 0.29944 | 0.27149 | 0.26061 | 0.24743 | 0.22026 | 0.19817 | 0.18906 | 0.17536 | 0.16345
2010 | US | MRO | - | - | S20 | Prospective Capacity Resources Reserve Margin = (14-3)/3 | 0 | 0.28695 | 0.29944 | 0.27149 | 0.26061 | 0.24743 | 0.22026 | 0.19817 | 0.18906 | 0.17536 | 0.16345
2010 | US | MRO | - | - | S21 | Total Potential Resources Reserve Margin = (15-3)/3 | 0 | 0.28695 | 0.32117 | 0.31802 | 0.35909 | 0.35636 | 0.32832 | 0.31834 | 0.30834 | 0.29325 | 0.28014
2010 | US | MRO | - | - | S22 | Adjusted Potential Resources Reserve Margin = (15a-3)/3 | 0 | 0.28695 | 0.30631 | 0.28622 | 0.29296 | 0.28288 | 0.25542 | 0.23939 | 0.22997 | 0.21579 | 0.20347
2010 | US | MRO | - | - | S23 | Total Baseline Installed Capacity | 54034 | 0 | 0 | 0 | 0 | 0 | 0 | 0 | 0 | 0 | 0
2010 | CA | MRO | - | - | S01 | Unrestricted Non-coincident Peak Demand = 2+1a+1b-1c-1d | 5680.8 | 6248.4706 | 6419.2564 | 6562.7548 | 6768.2286 | 6970.1278 | 7110.3474 | 7220.6083 | 7319.5204 | 7464.1779 | 7561.298
2010 | CA | MRO | - | - | S01a | New Conservation (Energy Efficiency) | 0 | 59.0619 | 82.6174 | 100.8445 | 116.3223 | 123.5884 | 122.8463 | 130.2448 | 140.2999 | 150.6789 | 159.3437
2010 | CA | MRO | - | - | S01b | Estimated Diversity | 0 | 0 | 0 | 0 | 0 | 0 | 0 | 0 | 0 | 0 | 0
2010 | CA | MRO | - | - | S01c | Additions for non-member load (load served by non-registered LSE's in a region) | 0 | 0 | 0 | 0 | 0 | 0 | 0 | 0 | 0 | 0 | 0
2010 | CA | MRO | - | - | S01d | Stand-by Load Under Contract (Normally served by behind the meter generation) | 0 | 0 | 0 | 0 | 0 | 0 | 0 | 0 | 0 | 0 | 0
2010 | CA | MRO | - | - | S02 | Total Internal Demand | 5680.8 | 6189.4087 | 6336.639 | 6461.9103 | 6651.9062 | 6846.5394 | 6987.5011 | 7090.3634 | 7179.2204 | 7313.499 | 7401.9544
2010 | CA | MRO | - | - | S02a | Direct Control Load Management | 0 | 0 | 0 | 0 | 0 | 0 | 0 | 0 | 0 | 0 | 0
2010 | CA | MRO | - | - | S02b | Contractually Interruptible (Curtailable) | 254 | 302 | 302 | 302 | 302 | 302 | 302 | 302 | 302 | 302 | 302
2010 | CA | MRO | - | - | S02c | Critical Peak-Pricing (CPP) with Control | 0 | 0 | 0 | 0 | 0 | 0 | 0 | 0 | 0 | 0 | 0
2010 | CA | MRO | - | - | S02d | Load as a Capacity Resource | 0 | 0 | 0 | 0 | 0 | 0 | 0 | 0 | 0 | 0 | 0
2010 | CA | MRO | - | - | S03 | Net Internal Demand = 2-2a-2b-2c-2d | 5426.8 | 5887.4087 | 6034.639 | 6159.9103 | 6349.9062 | 6544.5394 | 6685.5011 | 6788.3634 | 6877.2204 | 7011.499 | 7099.9544
2010 | CA | MRO | - | - | S04a | Demand Response used for Reserves - Spinning | 0 | 0 | 0 | 0 | 0 | 0 | 0 | 0 | 0 | 0 | 0
2010 | CA | MRO | - | - | S04b | Demand Response used for Reserves - Non-Spinning | 0 | 0 | 0 | 0 | 0 | 0 | 0 | 0 | 0 | 0 | 0
2010 | CA | MRO | - | - | S04c | Demand Response used for Regulation | 0 | 0 | 0 | 0 | 0 | 0 | 0 | 0 | 0 | 0 | 0
2010 | CA | MRO | - | - | S04d | Demand Response used for Energy, Voluntary - Emergency | 0 | 0 | 0 | 0 | 0 | 0 | 0 | 0 | 0 | 0 | 0
2010 | CA | MRO | - | - | S05 | TOTAL INTERNAL CAPACITY = 6+7 | 9043 | 9815.3116 | 10076.3907 | 10468.2769 | 10257.4777 | 10580.9708 | 10679.5995 | 10618.5995 | 10866.5995 | 11116.5995 | 11021.0695
2010 | CA | MRO | - | - | S06 | EXISTING CAPACITY = 6a+6b+6c | 9043 | 9609.43 | 9609.43 | 9609.43 | 9609.43 | 9609.43 | 9609.43 | 9609.43 | 9609.43 | 9609.43 | 9609.43
2010 | CA | MRO | - | - | S06a | Existing, Certain | 8130 | 8851.63 | 8851.63 | 8851.63 | 8851.63 | 8851.63 | 8851.63 | 8851.63 | 8851.63 | 8851.63 | 8851.63
2010 | CA | MRO | - | - | S06a1 | Wind Expected On-Peak | 0 | 42.1 | 42.1 | 42.1 | 42.1 | 42.1 | 42.1 | 42.1 | 42.1 | 42.1 | 42.1
2010 | CA | MRO | - | - | S06a2 | Solar Expected On-Peak | 0 | 0 | 0 | 0 | 0 | 0 | 0 | 0 | 0 | 0 | 0
2010 | CA | MRO | - | - | S06a3 | Hydro Expected On-Peak | 0 | 5852.48 | 5852.48 | 5852.48 | 5852.48 | 5852.48 | 5852.48 | 5852.48 | 5852.48 | 5852.48 | 5852.48
2010 | CA | MRO | - | - | S06a4 | Biomass Expected On-Peak | 0 | 0 | 0 | 0 | 0 | 0 | 0 | 0 | 0 | 0 | 0
2010 | CA | MRO | - | - | S06a5 | Load as a Capacity Resource Expected On-Peak (Load Management Programs) | 0 | 0 | 0 | 0 | 0 | 0 | 0 | 0 | 0 | 0 | 0
2010 | CA | MRO | - | - | S06b | Existing, Other | 900 | 378.9 | 378.9 | 378.9 | 378.9 | 378.9 | 378.9 | 378.9 | 378.9 | 378.9 | 378.9
2010 | CA | MRO | - | - | S06b1 | Wind Derate On-Peak | 0 | 378.9 | 378.9 | 378.9 | 378.9 | 378.9 | 378.9 | 378.9 | 378.9 | 378.9 | 378.9
2010 | CA | MRO | - | - | S06b2 | Solar Derate On-Peak | 0 | 0 | 0 | 0 | 0 | 0 | 0 | 0 | 0 | 0 | 0
2010 | CA | MRO | - | - | S06b3 | Hydro Derate On-Peak | 0 | 0 | 0 | 0 | 0 | 0 | 0 | 0 | 0 | 0 | 0
2010 | CA | MRO | - | - | S06b4 | Biomass Derate On-Peak | 0 | 0 | 0 | 0 | 0 | 0 | 0 | 0 | 0 | 0 | 0
2010 | CA | MRO | - | - | S06b5 | Load as a Capacity Resource Derate On-Peak (Load Management Programs) | 0 | 0 | 0 | 0 | 0 | 0 | 0 | 0 | 0 | 0 | 0
2010 | CA | MRO | - | - | S06b7 | Transmission-Limited Resources | 0 | 0 | 0 | 0 | 0 | 0 | 0 | 0 | 0 | 0 | 0
2010 | CA | MRO | - | - | S06b8 | All Other Derates | 0 | 0 | 0 | 0 | 0 | 0 | 0 | 0 | 0 | 0 | 0
2010 | CA | MRO | - | - | S06b9 | Energy Only | 0 | 0 | 0 | 0 | 0 | 0 | 0 | 0 | 0 | 0 | 0
2010 | CA | MRO | - | - | S06c | Existing, Inoperable (Note: Not used in margin calculations) | 13 | 0 | 0 | 0 | 0 | 0 | 0 | 0 | 0 | 0 | 0
2010 | CA | MRO | - | - | S07 | FUTURE CAPACITY ADDITIONS = 7a+7b | 0 | 53.6 | 261.4 | 530 | 402 | 695 | 795 | 734 | 982 | 1232 | 1136.47
2010 | CA | MRO | - | - | S07a | Future, Planned | 0 | 53.6 | 261.4 | 530 | 402 | 695 | 795 | 734 | 982 | 1232 | 1136.47
2010 | CA | MRO | - | - | S07a1 | Wind Expected On-Peak | 0 | 0 | 13.8 | 13.8 | 13.8 | 13.8 | 13.8 | 13.8 | 13.8 | 13.8 | 13.8
2010 | CA | MRO | - | - | S07a2 | Wind Derate On-Peak | 0 | 0 | 124.2 | 124.2 | 124.2 | 124.2 | 124.2 | 124.2 | 124.2 | 124.2 | 124.2
2010 | CA | MRO | - | - | S07a3 | Solar Expected On-Peak | 0 | 0 | 0 | 0 | 0 | 0 | 0 | 0 | 0 | 0 | 0
2010 | CA | MRO | - | - | S07a4 | Solar Derate On-Peak | 0 | 0 | 0 | 0 | 0 | 0 | 0 | 0 | 0 | 0 | 0
2010 | CA | MRO | - | - | S07a5 | Hydro Expected On-Peak | 0 | 0 | 22 | 237 | 248 | 248 | 248 | 248 | 248 | 498 | 498
2010 | CA | MRO | - | - | S07a6 | Hydro Derate On-Peak | 0 | 0 | 0 | 0 | 0 | 0 | 0 | 0 | 0 | 0 | 0
2010 | CA | MRO | - | - | S07a7 | Biomass Expected On-Peak | 0 | 0 | 0 | 0 | 0 | 0 | 0 | 0 | 0 | 0 | 0
2010 | CA | MRO | - | - | S07a8 | Biomass Derate On-Peak | 0 | 0 | 0 | 0 | 0 | 0 | 0 | 0 | 0 | 0 | 0
2010 | CA | MRO | - | - | S07a9 | Demand Response Expected On-Peak (Load Management Programs) | 0 | 0 | 0 | 0 | 0 | 0 | 0 | 0 | 0 | 0 | 0
2010 | CA | MRO | - | - | S07a10 | Demand Response Derate On-Peak (Load Management Programs) | 0 | 0 | 0 | 0 | 0 | 0 | 0 | 0 | 0 | 0 | 0
2010 | CA | MRO | - | - | S07a11 | Transmission-Limited Resources | 0 | 0 | 0 | 0 | 0 | 0 | 0 | 0 | 0 | 0 | 0
2010 | CA | MRO | - | - | S07a12 | Scheduled Outage - Maintenance | 0 | 152.2816 | 81.3607 | 204.6469 | 121.8477 | 152.3408 | 150.9695 | 150.9695 | 150.9695 | 150.9695 | 150.9695
2010 | CA | MRO | - | - | S07a13 | All Other Derates | 0 | 0 | 0 | 0 | 0 | 0 | 0 | 0 | 0 | 0 | 0
2010 | CA | MRO | - | - | S07a14 | Energy Only | 0 | 0 | 0 | 0 | 0 | 0 | 0 | 0 | 0 | 0 | 0
2010 | CA | MRO | - | - | S07b | Future, Other | 0 | 0 | 0 | 0 | 0 | 0 | 0 | 0 | 0 | 0 | 0
2010 | CA | MRO | - | - | S07b1 | Wind Expected On-Peak | 0 | 0 | 0 | 0 | 0 | 0 | 0 | 0 | 0 | 0 | 0
2010 | CA | MRO | - | - | S07b2 | Wind Derate On-Peak | 0 | 0 | 0 | 0 | 0 | 0 | 0 | 0 | 0 | 0 | 0
2010 | CA | MRO | - | - | S07b3 | Solar Expected On-Peak | 0 | 0 | 0 | 0 | 0 | 0 | 0 | 0 | 0 | 0 | 0
2010 | CA | MRO | - | - | S07b4 | Solar Derate On-Peak | 0 | 0 | 0 | 0 | 0 | 0 | 0 | 0 | 0 | 0 | 0
2010 | CA | MRO | - | - | S07b5 | Hydro Expected On-Peak | 0 | 0 | 0 | 0 | 0 | 0 | 0 | 0 | 0 | 0 | 0
2010 | CA | MRO | - | - | S07b6 | Hydro Derate On-Peak | 0 | 0 | 0 | 0 | 0 | 0 | 0 | 0 | 0 | 0 | 0
2010 | CA | MRO | - | - | S07b7 | Biomass Expected On-Peak | 0 | 0 | 0 | 0 | 0 | 0 | 0 | 0 | 0 | 0 | 0
2010 | CA | MRO | - | - | S07b8 | Biomass Derate On-Peak | 0 | 0 | 0 | 0 | 0 | 0 | 0 | 0 | 0 | 0 | 0
2010 | CA | MRO | - | - | S07b9 | Transmission-Limited Resources | 0 | 0 | 0 | 0 | 0 | 0 | 0 | 0 | 0 | 0 | 0
2010 | CA | MRO | - | - | S07b10 | Scheduled Outage - Maintenance | 0 | 0 | 0 | 0 | 0 | 0 | 0 | 0 | 0 | 0 | 0
2010 | CA | MRO | - | - | S07b11 | All Other Derates | 0 | 0 | 0 | 0 | 0 | 0 | 0 | 0 | 0 | 0 | 0
2010 | CA | MRO | - | - | S07b12 | Energy Only | 0 | 0 | 0 | 0 | 0 | 0 | 0 | 0 | 0 | 0 | 0
2010 | CA | MRO | - | - | S08 | Conceptual | 0 | 0 | 0 | 0 | 0 | 0 | 0 | 0 | 0 | 400 | 800
2010 | CA | MRO | - | - | S08a1 | Wind Expected On-Peak | 0 | 0 | 0 | 0 | 0 | 0 | 0 | 0 | 0 | 0 | 0
2010 | CA | MRO | - | - | S08a2 | Wind Derate On-Peak | 0 | 0 | 0 | 0 | 0 | 0 | 0 | 0 | 0 | 0 | 0
2010 | CA | MRO | - | - | S08a3 | Solar Expected On-Peak | 0 | 0 | 0 | 0 | 0 | 0 | 0 | 0 | 0 | 0 | 0
2010 | CA | MRO | - | - | S08a4 | Solar Derate On-Peak | 0 | 0 | 0 | 0 | 0 | 0 | 0 | 0 | 0 | 0 | 0
2010 | CA | MRO | - | - | S08a5 | Hydro Expected On-Peak | 0 | 0 | 0 | 0 | 0 | 0 | 0 | 0 | 0 | 400 | 800
2010 | CA | MRO | - | - | S08a6 | Hydro Derate On-Peak | 0 | 0 | 0 | 0 | 0 | 0 | 0 | 0 | 0 | 0 | 0
2010 | CA | MRO | - | - | S08a7 | Biomass Expected On-Peak | 0 | 0 | 0 | 0 | 0 | 0 | 0 | 0 | 0 | 0 | 0
2010 | CA | MRO | - | - | S08a8 | Biomass Derate On-Peak | 0 | 0 | 0 | 0 | 0 | 0 | 0 | 0 | 0 | 0 | 0
2010 | CA | MRO | - | - | S08a9 | All Other Derates | 0 | 0 | 0 | 0 | 0 | 0 | 0 | 0 | 0 | 0 | 0
2010 | CA | MRO | - | - | S08a10 | Energy Only | 0 | 0 | 0 | 0 | 0 | 0 | 0 | 0 | 0 | 0 | 0
2010 | CA | MRO | - | - | S09 | ANTICIPATED INTERNAL CAPACITY = 6a+7a | 8130 | 8905.23 | 9113.03 | 9381.63 | 9253.63 | 9546.63 | 9646.63 | 9585.63 | 9833.63 | 10083.63 | 9988.1
2010 | CA | MRO | - | - | S10 | CAPACITY TRANSACTIONS - IMPORTS = 10a+10b+10c+10d | 0 | 0 | 0 | 0 | 0 | 0 | 0 | 0 | 0 | 0 | 0
2010 | CA | MRO | - | - | S10a | Firm (Note: The sum of 10a1 and 10a2 must be <= 10a) | 0 | 0 | 0 | 0 | 0 | 0 | 0 | 0 | 0 | 0 | 0
2010 | CA | MRO | - | - | S10a1 | Full-Responsibility Purchases | 0 | 0 | 0 | 0 | 0 | 0 | 0 | 0 | 0 | 0 | 0
2010 | CA | MRO | - | - | S10a2 | Owned Capacity/Entitlement Located Outside the Region/Subregion | 0 | 0 | 0 | 0 | 0 | 0 | 0 | 0 | 0 | 0 | 0
2010 | CA | MRO | - | - | S10b | Non-firm | 0 | 0 | 0 | 0 | 0 | 0 | 0 | 0 | 0 | 0 | 0
2010 | CA | MRO | - | - | S10c | Expected (Note: The sum of 10c1 and 10c2 must be <= 10c) | 0 | 0 | 0 | 0 | 0 | 0 | 0 | 0 | 0 | 0 | 0
2010 | CA | MRO | - | - | S10c1 | Full-Responsibility Purchases | 0 | 0 | 0 | 0 | 0 | 0 | 0 | 0 | 0 | 0 | 0
2010 | CA | MRO | - | - | S10c2 | Owned Capacity/Entitlement Located Outside the Region/Subregion | 0 | 0 | 0 | 0 | 0 | 0 | 0 | 0 | 0 | 0 | 0
2010 | CA | MRO | - | - | S10d | Provisional – transactions under study, but negotiations have not begun. | 0 | 0 | 0 | 0 | 0 | 0 | 0 | 0 | 0 | 0 | 0
2010 | CA | MRO | - | - | S11 | CAPACITY TRANSACTIONS - EXPORTS = 11a+11b+11c+11d | 1423 | 1160 | 1160 | 1080 | 1050 | 1050 | 725 | 725 | 725 | 725 | 725
2010 | CA | MRO | - | - | S11a | Firm (Note: The sum of 11a1 and 11a2 must be <= 11a) | 1423 | 1160 | 1160 | 1080 | 1050 | 1050 | 0 | 0 | 0 | 0 | 0
2010 | CA | MRO | - | - | S11a1 | Full-Responsibility Purchases | 50 | 50 | 50 | 0 | 0 | 0 | 0 | 0 | 0 | 0 | 0
2010 | CA | MRO | - | - | S11a2 | Owned Capacity/Entitlement Located Outside the Region/Subregion | 1373 | 1110 | 1110 | 1080 | 1050 | 1050 | 0 | 0 | 0 | 0 | 0
2010 | CA | MRO | - | - | S11b | Non-firm | 0 | 0 | 0 | 0 | 0 | 0 | 0 | 0 | 0 | 0 | 0
2010 | CA | MRO | - | - | S11c | Expected (Note: The sum of 11c1 and 11c2 must be <= 11c) | 0 | 0 | 0 | 0 | 0 | 0 | 725 | 725 | 725 | 725 | 725
2010 | CA | MRO | - | - | S11c1 | Full-Responsibility Purchases | 0 | 0 | 0 | 0 | 0 | 0 | 0 | 0 | 0 | 0 | 0
2010 | CA | MRO | - | - | S11c2 | Owned Capacity/Entitlement Located Outside the Region/Subregion | 0 | 0 | 0 | 0 | 0 | 0 | 725 | 725 | 725 | 725 | 725
2010 | CA | MRO | - | - | S11d | Provisional – transactions under study, but negotiations have not begun. | 0 | 0 | 0 | 0 | 0 | 0 | 0 | 0 | 0 | 0 | 0
2010 | CA | MRO | - | - | S12 | EXISTING, CERTAIN CAPACITY & NET FIRM TRANSACTIONS = 6a+Net Firm Transactions | 6707 | 7691.63 | 7691.63 | 7771.63 | 7801.63 | 7801.63 | 8851.63 | 8851.63 | 8851.63 | 8851.63 | 8851.63
2010 | CA | MRO | - | - | S13 | ANTICIPATED CAPACITY RESOURCES = 12+7a+Net Expected Transactions | 0 | 7745.23 | 7953.03 | 8301.63 | 8203.63 | 8496.63 | 8921.63 | 8860.63 | 9108.63 | 9358.63 | 9263.1
2010 | CA | MRO | - | - | S14 | PROSPECTIVE CAPACITY RESOURCES = 13+6b+16b | 0 | 7745.23 | 7953.03 | 8301.63 | 8203.63 | 8496.63 | 8921.63 | 8860.63 | 9108.63 | 9358.63 | 9263.1
2010 | CA | MRO | - | - | S15 | TOTAL POTENTIAL CAPACITY RESOURCES = 13+6b+7b+8+Net Provisional Transactions | 0 | 7745.23 | 7953.03 | 8301.63 | 8203.63 | 8496.63 | 8921.63 | 8860.63 | 9108.63 | 9758.63 | 10063.1
2010 | CA | MRO | - | - | S15a | ADJUSTED POTENTIAL CAPACITY RESOURCES = 13+6b+16b+16d+Net Provisional Transactions | 0 | 7745.23 | 7953.03 | 8301.63 | 8203.63 | 8496.63 | 8921.63 | 8860.63 | 9108.63 | 9358.63 | 9263.1
2010 | CA | MRO | - | - | S16a | Confidence of Future, Other (7b), using reasonable judgement | 0 | 0 | 0 | 0 | 0 | 0 | 0 | 0 | 0 | 0 | 0
2010 | CA | MRO | - | - | S16b | Net Future, Other Resources After Confidence Percentage Is Applied = 7b*16a | 0 | 0 | 0 | 0 | 0 | 0 | 0 | 0 | 0 | 0 | 0
2010 | CA | MRO | - | - | S16c | Confidence of Conceptual (8), using reasonable judgement | 0 | 0 | 0 | 0 | 0 | 0 | 0 | 0 | 0 | 0 | 0
2010 | CA | MRO | - | - | S16d | Net Conceptual Resources After Confidence Percentage Is Applied = 8*16c | 0 | 0 | 0 | 0 | 0 | 0 | 0 | 0 | 0 | 0 | 0
2010 | CA | MRO | - | - | S17 | Region/Subregion Target Reserve Margin | 0 | 0.1 | 0.1 | 0.1 | 0.1 | 0.1 | 0.1 | 0.1 | 0.1 | 0.1 | 0.1
2010 | CA | MRO | - | - | S18 | Existing Certain and Net Firm Transactions Reserve Margin = (12-3)/3 | 0 | 0.30645 | 0.27458 | 0.26165 | 0.22862 | 0.19208 | 0.324 | 0.30394 | 0.28709 | 0.26244 | 0.24672
2010 | CA | MRO | - | - | S19 | Anticipated Capacity Resources Reserve Margin = (13-3)/3 | 0 | 0.31556 | 0.3179 | 0.34769 | 0.29193 | 0.29828 | 0.33447 | 0.30527 | 0.32446 | 0.33475 | 0.30467
2010 | CA | MRO | - | - | S20 | Prospective Capacity Resources Reserve Margin = (14-3)/3 | 0 | 0.31556 | 0.3179 | 0.34769 | 0.29193 | 0.29828 | 0.33447 | 0.30527 | 0.32446 | 0.33475 | 0.30467
2010 | CA | MRO | - | - | S21 | Total Potential Resources Reserve Margin = (15-3)/3 | 0 | 0.31556 | 0.3179 | 0.34769 | 0.29193 | 0.29828 | 0.33447 | 0.30527 | 0.32446 | 0.3918 | 0.41735
2010 | CA | MRO | - | - | S22 | Adjusted Potential Resources Reserve Margin = (15a-3)/3 | 0 | 0.31556 | 0.3179 | 0.34769 | 0.29193 | 0.29828 | 0.33447 | 0.30527 | 0.32446 | 0.33475 | 0.30467
2010 | CA | MRO | - | - | S23 | Total Baseline Installed Capacity | 9043 | 0 | 0 | 0 | 0 | 0 | 0 | 0 | 0 | 0 | 0
2010 | TL | MRO | - | - | S01 | Unrestricted Non-coincident Peak Demand = 2+1a+1b-1c-1d | 43543.4817 | 48547.5084 | 49317.518 | 50369.7694 | 51265.8277 | 51990.1816 | 52659.8939 | 53314.8666 | 53889.2603 | 54583.4105 | 55162.1037
2010 | TL | MRO | - | - | S01a | New Conservation (Energy Efficiency) | 0 | 161.1822 | 289.2972 | 400.7851 | 490.1434 | 556.8275 | 612.2974 | 674.1109 | 730.0086 | 775.4664 | 810.5062
2010 | TL | MRO | - | - | S01b | Estimated Diversity | 0 | 0 | 0 | 0 | 1 | 1 | 1 | 1 | 1 | 1 | 1
2010 | TL | MRO | - | - | S01c | Additions for non-member load (load served by non-registered LSE's in a region) | 0 | 2 | 0 | 0 | 0 | 0 | 0 | 0 | 0 | 0 | 0
2010 | TL | MRO | - | - | S01d | Stand-by Load Under Contract (Normally served by behind the meter generation) | 0 | 41.5 | 41.5 | 41.5 | 41.5 | 41.5 | 41.5 | 41.5 | 41.5 | 41.5 | 41.5
2010 | TL | MRO | - | - | S02 | Total Internal Demand | 43543.4817 | 48429.8262 | 49069.7208 | 50010.4843 | 50816.1843 | 51473.8541 | 52088.0965 | 52681.2557 | 53199.7516 | 53848.4441 | 54392.0975
2010 | TL | MRO | - | - | S02a | Direct Control Load Management | 1398.2 | 1587.7 | 1617.7 | 1640.7 | 1643.7 | 1649.7 | 1651.7 | 1656.7 | 1659.7 | 1663.7 | 1666.7
2010 | TL | MRO | - | - | S02b | Contractually Interruptible (Curtailable) | 969.75 | 1611.43 | 1594.48 | 1592.18 | 1598.68 | 1604.88 | 1610.18 | 1599.18 | 1604.38 | 1609.58 | 1612.78
2010 | TL | MRO | - | - | S02c | Critical Peak-Pricing (CPP) with Control | 0 | 0 | 0 | 0 | 0 | 0 | 0 | 0 | 0 | 0 | 0
2010 | TL | MRO | - | - | S02d | Load as a Capacity Resource | 0 | 0 | 0 | 0 | 0 | 0 | 0 | 0 | 0 | 0 | 0
2010 | TL | MRO | - | - | S03 | Net Internal Demand = 2-2a-2b-2c-2d | 41175.5317 | 45230.6962 | 45857.5408 | 46777.6043 | 47573.8043 | 48219.2741 | 48826.2165 | 49425.3757 | 49935.6716 | 50575.1641 | 51112.6175
2010 | TL | MRO | - | - | S04a | Demand Response used for Reserves - Spinning | 0 | 0 | 0 | 0 | 0 | 0 | 0 | 0 | 0 | 0 | 0
2010 | TL | MRO | - | - | S04b | Demand Response used for Reserves - Non-Spinning | 0 | 0 | 0 | 0 | 0 | 0 | 0 | 0 | 0 | 0 | 0
2010 | TL | MRO | - | - | S04c | Demand Response used for Regulation | 0 | 0 | 0 | 0 | 0 | 0 | 0 | 0 | 0 | 0 | 0
2010 | TL | MRO | - | - | S04d | Demand Response used for Energy, Voluntary - Emergency | 0 | 0 | 0 | 0 | 0 | 0 | 0 | 0 | 0 | 0 | 0
2010 | TL | MRO | - | - | S05 | TOTAL INTERNAL CAPACITY = 6+7 | 63077 | 72550.8252 | 74345.7952 | 74922.9952 | 75435.9952 | 75728.9952 | 75826.3452 | 75765.3452 | 76139.3452 | 76389.3452 | 76293.8152
2010 | TL | MRO | - | - | S06 | EXISTING CAPACITY = 6a+6b+6c | 63077 | 72533.3452 | 72533.3452 | 72533.3452 | 72533.3452 | 72533.3452 | 72533.3452 | 72533.3452 | 72533.3452 | 72533.3452 | 72533.3452
2010 | TL | MRO | - | - | S06a | Existing, Certain | 54530 | 58006.4088 | 58006.4088 | 58006.4088 | 58006.4088 | 58006.4088 | 58006.4088 | 58006.4088 | 58006.4088 | 58006.4088 | 58006.4088
2010 | TL | MRO | - | - | S06a1 | Wind Expected On-Peak | 0 | 611.6048 | 611.6048 | 611.6048 | 611.6048 | 611.6048 | 611.6048 | 611.6048 | 611.6048 | 611.6048 | 611.6048
2010 | TL | MRO | - | - | S06a2 | Solar Expected On-Peak | 0 | 0 | 0 | 0 | 0 | 0 | 0 | 0 | 0 | 0 | 0
2010 | TL | MRO | - | - | S06a3 | Hydro Expected On-Peak | 0 | 9378.312 | 9378.312 | 9378.312 | 9378.312 | 9378.312 | 9378.312 | 9378.312 | 9378.312 | 9378.312 | 9378.312
2010 | TL | MRO | - | - | S06a4 | Biomass Expected On-Peak | 0 | 449.706 | 449.706 | 449.706 | 449.706 | 449.706 | 449.706 | 449.706 | 449.706 | 449.706 | 449.706
2010 | TL | MRO | - | - | S06a5 | Load as a Capacity Resource Expected On-Peak (Load Management Programs) | 0 | 0 | 0 | 0 | 0 | 0 | 0 | 0 | 0 | 0 | 0
2010 | TL | MRO | - | - | S06b | Existing, Other | 8500 | 7025.4182 | 7025.4182 | 7025.4182 | 7025.4182 | 7025.4182 | 7025.4182 | 7025.4182 | 7025.4182 | 7025.4182 | 7025.4182
2010 | TL | MRO | - | - | S06b1 | Wind Derate On-Peak | 0 | 6928.2052 | 6928.2052 | 6928.2052 | 6928.2052 | 6928.2052 | 6928.2052 | 6928.2052 | 6928.2052 | 6928.2052 | 6928.2052
2010 | TL | MRO | - | - | S06b2 | Solar Derate On-Peak | 0 | 0 | 0 | 0 | 0 | 0 | 0 | 0 | 0 | 0 | 0
2010 | TL | MRO | - | - | S06b3 | Hydro Derate On-Peak | 0 | 18.9 | 18.9 | 18.9 | 18.9 | 18.9 | 18.9 | 18.9 | 18.9 | 18.9 | 18.9
2010 | TL | MRO | - | - | S06b4 | Biomass Derate On-Peak | 0 | 0.8 | 0.8 | 0.8 | 0.8 | 0.8 | 0.8 | 0.8 | 0.8 | 0.8 | 0.8
2010 | TL | MRO | - | - | S06b5 | Load as a Capacity Resource Derate On-Peak (Load Management Programs) | 0 | 0 | 0 | 0 | 0 | 0 | 0 | 0 | 0 | 0 | 0
2010 | TL | MRO | - | - | S06b7 | Transmission-Limited Resources | 0 | 0 | 0 | 0 | 0 | 0 | 0 | 0 | 0 | 0 | 0
2010 | TL | MRO | - | - | S06b8 | All Other Derates | 0 | 77.513 | 77.513 | 77.513 | 77.513 | 77.513 | 77.513 | 77.513 | 77.513 | 77.513 | 77.513
2010 | TL | MRO | - | - | S06b9 | Energy Only | 0 | 0 | 0 | 0 | 0 | 0 | 0 | 0 | 0 | 0 | 0
2010 | TL | MRO | - | - | S06c | Existing, Inoperable (Note: Not used in margin calculations) | 47 | 476.1 | 476.1 | 476.1 | 476.1 | 476.1 | 476.1 | 476.1 | 476.1 | 476.1 | 476.1
2010 | TL | MRO | - | - | S07 | FUTURE CAPACITY ADDITIONS = 7a+7b | 0 | 0 | 749.85 | 1073.13 | 1263.21 | 1556.21 | 1653.56 | 1592.56 | 1966.56 | 2216.56 | 2121.03
2010 | TL | MRO | - | - | S07a | Future, Planned | 0 | 0 | 749.85 | 1073.13 | 1263.21 | 1556.21 | 1653.56 | 1592.56 | 1966.56 | 2216.56 | 2121.03
2010 | TL | MRO | - | - | S07a1 | Wind Expected On-Peak | 0 | 1.52 | 80.4 | 102.48 | 130.56 | 130.56 | 130.56 | 130.56 | 130.56 | 130.56 | 130.56
2010 | TL | MRO | - | - | S07a2 | Wind Derate On-Peak | 0 | 17.48 | 1062.6 | 1316.52 | 1639.44 | 1639.44 | 1639.44 | 1639.44 | 1639.44 | 1639.44 | 1639.44
2010 | TL | MRO | - | - | S07a3 | Solar Expected On-Peak | 0 | 0 | 0 | 0 | 0 | 0 | 0 | 0 | 0 | 0 | 0
2010 | TL | MRO | - | - | S07a4 | Solar Derate On-Peak | 0 | 0 | 0 | 0 | 0 | 0 | 0 | 0 | 0 | 0 | 0
2010 | TL | MRO | - | - | S07a5 | Hydro Expected On-Peak | 0 | 0 | 22 | 237 | 248 | 248 | 248 | 248 | 248 | 498 | 498
2010 | TL | MRO | - | - | S07a6 | Hydro Derate On-Peak | 0 | 0 | 0 | 0 | 0 | 0 | 0 | 0 | 0 | 0 | 0
2010 | TL | MRO | - | - | S07a7 | Biomass Expected On-Peak | 0 | 0 | 40 | 41.6 | 43 | 43 | 143 | 143 | 143 | 143 | 143
2010 | TL | MRO | - | - | S07a8 | Biomass Derate On-Peak | 0 | 0 | 0 | 0 | 0 | 0 | 0 | 0 | 0 | 0 | 0
2010 | TL | MRO | - | - | S07a9 | Demand Response Expected On-Peak (Load Management Programs) | 0 | 0 | 0 | 0 | 0 | 0 | 0 | 0 | 0 | 0 | 0
2010 | TL | MRO | - | - | S07a10 | Demand Response Derate On-Peak (Load Management Programs) | 0 | 0 | 0 | 0 | 0 | 0 | 0 | 0 | 0 | 0 | 0
2010 | TL | MRO | - | - | S07a11 | Transmission-Limited Resources | 0 | 0 | 0 | 0 | 0 | 0 | 0 | 0 | 0 | 0 | 0
2010 | TL | MRO | - | - | S07a12 | Scheduled Outage - Maintenance | 0 | 0 | 0 | 0 | 0 | 0 | 0 | 0 | 0 | 0 | 0
2010 | TL | MRO | - | - | S07a13 | All Other Derates | 0 | 0 | 0 | 0 | 0 | 0 | 0 | 0 | 0 | 0 | 0
2010 | TL | MRO | - | - | S07a14 | Energy Only | 0 | 0 | 0 | 0 | 0 | 0 | 0 | 0 | 0 | 0 | 0
2010 | TL | MRO | - | - | S07b | Future, Other | 0 | 0 | 0 | 0 | 0 | 0 | 0 | 0 | 0 | 0 | 0
2010 | TL | MRO | - | - | S07b1 | Wind Expected On-Peak | 0 | 0 | 0 | 0 | 0 | 0 | 0 | 0 | 0 | 0 | 0
2010 | TL | MRO | - | - | S07b2 | Wind Derate On-Peak | 0 | 0 | 0 | 0 | 0 | 0 | 0 | 0 | 0 | 0 | 0
2010 | TL | MRO | - | - | S07b3 | Solar Expected On-Peak | 0 | 0 | 0 | 0 | 0 | 0 | 0 | 0 | 0 | 0 | 0
2010 | TL | MRO | - | - | S07b4 | Solar Derate On-Peak | 0 | 0 | 0 | 0 | 0 | 0 | 0 | 0 | 0 | 0 | 0
2010 | TL | MRO | - | - | S07b5 | Hydro Expected On-Peak | 0 | 0 | 0 | 0 | 0 | 0 | 0 | 0 | 0 | 0 | 0
2010 | TL | MRO | - | - | S07b6 | Hydro Derate On-Peak | 0 | 0 | 0 | 0 | 0 | 0 | 0 | 0 | 0 | 0 | 0
2010 | TL | MRO | - | - | S07b7 | Biomass Expected On-Peak | 0 | 0 | 0 | 0 | 0 | 0 | 0 | 0 | 0 | 0 | 0
2010 | TL | MRO | - | - | S07b8 | Biomass Derate On-Peak | 0 | 0 | 0 | 0 | 0 | 0 | 0 | 0 | 0 | 0 | 0
2010 | TL | MRO | - | - | S07b9 | Transmission-Limited Resources | 0 | 0 | 0 | 0 | 0 | 0 | 0 | 0 | 0 | 0 | 0
2010 | TL | MRO | - | - | S07b10 | Scheduled Outage - Maintenance | 0 | 0 | 0 | 0 | 0 | 0 | 0 | 0 | 0 | 0 | 0
2010 | TL | MRO | - | - | S07b11 | All Other Derates | 0 | 0 | 0 | 0 | 0 | 0 | 0 | 0 | 0 | 0 | 0
2010 | TL | MRO | - | - | S07b12 | Energy Only | 0 | 224 | -6 | -6 | -6 | -6 | -6 | -6 | -6 | -6 | -6
2010 | TL | MRO | - | - | S08 | Conceptual | 0 | 0 | 845.08 | 1844.84 | 3894.6 | 4374.6 | 4388.92 | 4808.92 | 4820.76 | 5220.76 | 5620.76
2010 | TL | MRO | - | - | S08a1 | Wind Expected On-Peak | 0 | 0 | 845.08 | 1844.84 | 2994.6 | 3254.6 | 3268.92 | 3268.92 | 3280.76 | 3280.76 | 3280.76
2010 | TL | MRO | - | - | S08a2 | Wind Derate On-Peak | 0 | 0 | 9718.42 | 21215.66 | 34437.9 | 37427.9 | 37592.58 | 37592.58 | 37728.74 | 37728.74 | 37728.74
2010 | TL | MRO | - | - | S08a3 | Solar Expected On-Peak | 0 | 0 | 0 | 0 | 0 | 0 | 0 | 0 | 0 | 0 | 0
2010 | TL | MRO | - | - | S08a4 | Solar Derate On-Peak | 0 | 0 | 0 | 0 | 0 | 0 | 0 | 0 | 0 | 0 | 0
2010 | TL | MRO | - | - | S08a5 | Hydro Expected On-Peak | 0 | 0 | 0 | 0 | 0 | 0 | 0 | 0 | 0 | 400 | 800
2010 | TL | MRO | - | - | S08a6 | Hydro Derate On-Peak | 0 | 0 | 0 | 0 | 0 | 0 | 0 | 0 | 0 | 0 | 0
2010 | TL | MRO | - | - | S08a7 | Biomass Expected On-Peak | 0 | 0 | 0 | 0 | 0 | 220 | 220 | 220 | 220 | 220 | 220
2010 | TL | MRO | - | - | S08a8 | Biomass Derate On-Peak | 0 | 0 | 0 | 0 | 0 | 0 | 0 | 0 | 0 | 0 | 0
2010 | TL | MRO | - | - | S08a9 | All Other Derates | 0 | 0 | 0 | 0 | 0 | 0 | 0 | 0 | 0 | 0 | 0
2010 | TL | MRO | - | - | S08a10 | Energy Only | 0 | 0 | 0 | 0 | 0 | 0 | 0 | 0 | 0 | 0 | 0
2010 | TL | MRO | - | - | S09 | ANTICIPATED INTERNAL CAPACITY = 6a+7a | 54530 | 58006.4088 | 58756.2588 | 59079.5388 | 59269.6188 | 59562.6188 | 59659.9688 | 59598.9688 | 59972.9688 | 60222.9688 | 60127.4388
2010 | TL | MRO | - | - | S10 | CAPACITY TRANSACTIONS - IMPORTS = 10a+10b+10c+10d | 1554.15 | 1992.709 | 2048.909 | 2019.009 | 2069.709 | 1982.709 | 1735.709 | 1538.709 | 1524.709 | 1527.709 | 1530.709
2010 | TL | MRO | - | - | S10a | Firm (Note: The sum of 10a1 and 10a2 must be <= 10a) | 1554.15 | 1992.709 | 2028.909 | 1974.009 | 1804.709 | 1717.709 | 1470.709 | 1223.709 | 1209.709 | 1212.709 | 1215.709
2010 | TL | MRO | - | - | S10a1 | Full-Responsibility Purchases | 661.2 | 662.859 | 650.359 | 685.359 | 606.359 | 616.359 | 598.859 | 598.859 | 613.859 | 613.859 | 613.859
2010 | TL | MRO | - | - | S10a2 | Owned Capacity/Entitlement Located Outside the Region/Subregion | 601.05 | 1051.25 | 1094.45 | 934.35 | 638.85 | 638.85 | 638.85 | 638.85 | 638.85 | 638.85 | 638.85
2010 | TL | MRO | - | - | S10b | Non-firm | 0 | 0 | 0 | 0 | 0 | 0 | 0 | 0 | 0 | 0 | 0
2010 | TL | MRO | - | - | S10c | Expected (Note: The sum of 10c1 and 10c2 must be <= 10c) | 0 | 0 | 0 | 0 | 100 | 100 | 100 | 0 | 0 | 0 | 0
2010 | TL | MRO | - | - | S10c1 | Full-Responsibility Purchases | 0 | 0 | 0 | 0 | 0 | 0 | 0 | 0 | 0 | 0 | 0
2010 | TL | MRO | - | - | S10c2 | Owned Capacity/Entitlement Located Outside the Region/Subregion | 0 | 0 | 0 | 0 | 0 | 0 | 0 | 0 | 0 | 0 | 0
2010 | TL | MRO | - | - | S10d | Provisional – transactions under study, but negotiations have not begun. | 0 | 0 | 20 | 45 | 165 | 165 | 165 | 315 | 315 | 315 | 315
2010 | TL | MRO | - | - | S11 | CAPACITY TRANSACTIONS - EXPORTS = 11a+11b+11c+11d | 1848.1 | 1674.5 | 1098.3 | 1120.7 | 1017.1 | 911.2 | 900.3 | 889.5 | 888.6 | 887.8 | 887.2
2010 | TL | MRO | - | - | S11a | Firm (Note: The sum of 11a1 and 11a2 must be <= 11a) | 1848.1 | 1674.5 | 1098.3 | 1120.7 | 1017.1 | 911.2 | 900.3 | 889.5 | 888.6 | 887.8 | 887.2
2010 | TL | MRO | - | - | S11a1 | Full-Responsibility Purchases | 521.6 | 630.6 | 521.6 | 521.6 | 455.8 | 400.8 | 390.8 | 380.8 | 380.8 | 380.8 | 380.8
2010 | TL | MRO | - | - | S11a2 | Owned Capacity/Entitlement Located Outside the Region/Subregion | 991.5 | 779.6 | 579.6 | 579.6 | 624.9 | 624 | 623.1 | 622.3 | 621.4 | 620.6 | 620
2010 | TL | MRO | - | - | S11b | Non-firm | 0 | 0 | 0 | 0 | 0 | 0 | 0 | 0 | 0 | 0 | 0
2010 | TL | MRO | - | - | S11c | Expected (Note: The sum of 11c1 and 11c2 must be <= 11c) | 0 | 0 | 0 | 0 | 0 | 0 | 0 | 0 | 0 | 0 | 0
2010 | TL | MRO | - | - | S11c1 | Full-Responsibility Purchases | 0 | 0 | 0 | 0 | 0 | 0 | 0 | 0 | 0 | 0 | 0
2010 | TL | MRO | - | - | S11c2 | Owned Capacity/Entitlement Located Outside the Region/Subregion | 0 | 0 | 0 | 0 | 0 | 0 | 0 | 0 | 0 | 0 | 0
2010 | TL | MRO | - | - | S11d | Provisional – transactions under study, but negotiations have not begun. | 0 | 0 | 0 | 0 | 0 | 0 | 0 | 0 | 0 | 0 | 0
2010 | TL | MRO | - | - | S12 | EXISTING, CERTAIN CAPACITY & NET FIRM TRANSACTIONS = 6a+Net Firm Transactions | 54236.05 | 58324.6178 | 58937.0178 | 58859.7178 | 58794.0178 | 58812.9178 | 58576.8178 | 58340.6178 | 58327.5178 | 58331.3178 | 58334.9178
2010 | TL | MRO | - | - | S13 | ANTICIPATED CAPACITY RESOURCES = 12+7a+Net Expected Transactions | 0 | 58324.6178 | 59686.8678 | 59932.8478 | 60157.2278 | 60469.1278 | 60330.3778 | 59933.1778 | 60294.0778 | 60547.8778 | 60455.9478
2010 | TL | MRO | - | - | S14 | PROSPECTIVE CAPACITY RESOURCES = 13+6b+16b | 0 | 58324.6178 | 59686.8678 | 59932.8478 | 60157.2278 | 60469.1278 | 60330.3778 | 59933.1778 | 60294.0778 | 60547.8778 | 60455.9478
2010 | TL | MRO | - | - | S15 | TOTAL POTENTIAL CAPACITY RESOURCES = 13+6b+7b+8+Net Provisional Transactions | 0 | 58324.6178 | 60551.9478 | 61822.6878 | 64216.8278 | 65008.7278 | 64884.2978 | 65057.0978 | 65429.8378 | 66083.6378 | 66391.7078
2010 | TL | MRO | - | - | S15a | ADJUSTED POTENTIAL CAPACITY RESOURCES = 13+6b+16b+16d+Net Provisional Transactions | 0 | 58324.6178 | 59833.6298 | 60346.8158 | 61295.8778 | 61946.5078 | 61812.0538 | 61690.8538 | 62055.3058 | 62429.1058 | 62738.2138
2010 | TL | MRO | - | - | S16a | Confidence of Future, Other (7b), using reasonable judgement | 0 | 1 | 1 | 1 | 1 | 1 | 1 | 1 | 1 | 1 | 1
2010 | TL | MRO | - | - | S16b | Net Future, Other Resources After Confidence Percentage Is Applied = 7b*16a | 0 | 0 | 0 | 0 | 0 | 0 | 0 | 0 | 0 | 0 | 0
2010 | TL | MRO | - | - | S16c | Confidence of Conceptual (8), using reasonable judgement | 0 | 0.1 | 0.15 | 0.2 | 0.25 | 0.3 | 0.3 | 0.3 | 0.3 | 0.3 | 0.35
2010 | TL | MRO | - | - | S16d | Net Conceptual Resources After Confidence Percentage Is Applied = 8*16c | 0 | 0 | 126.762 | 368.968 | 973.65 | 1312.38 | 1316.676 | 1442.676 | 1446.228 | 1566.228 | 1967.266
2010 | TL | MRO | - | - | S17 | Region/Subregion Target Reserve Margin | 0 | 0.15 | 0.15 | 0.15 | 0.15 | 0.15 | 0.15 | 0.15 | 0.15 | 0.15 | 0.15
2010 | TL | MRO | - | - | S18 | Existing Certain and Net Firm Transactions Reserve Margin = (12-3)/3 | 0 | 0.28949 | 0.28522 | 0.25829 | 0.23585 | 0.2197 | 0.1997 | 0.18038 | 0.16805 | 0.15336 | 0.1413
2010 | TL | MRO | - | - | S19 | Anticipated Capacity Resources Reserve Margin = (13-3)/3 | 0 | 0.28949 | 0.30157 | 0.28123 | 0.2645 | 0.25404 | 0.23561 | 0.2126 | 0.20744 | 0.19719 | 0.1828
2010 | TL | MRO | - | - | S20 | Prospective Capacity Resources Reserve Margin = (14-3)/3 | 0 | 0.28949 | 0.30157 | 0.28123 | 0.2645 | 0.25404 | 0.23561 | 0.2126 | 0.20744 | 0.19719 | 0.1828
2010 | TL | MRO | - | - | S21 | Total Potential Resources Reserve Margin = (15-3)/3 | 0 | 0.28949 | 0.32044 | 0.32163 | 0.34984 | 0.34819 | 0.32888 | 0.31627 | 0.31028 | 0.30664 | 0.29893
2010 | TL | MRO | - | - | S22 | Adjusted Potential Resources Reserve Margin = (15a-3)/3 | 0 | 0.28949 | 0.30477 | 0.29008 | 0.28844 | 0.28468 | 0.26596 | 0.24816 | 0.2427 | 0.23438 | 0.22745
2010 | TL | MRO | - | - | S23 | Total Baseline Installed Capacity | 63077 | 0 | 0 | 0 | 0 | 0 | 0 | 0 | 0 | 0 | 0
2010 | TL | NPCC | - | - | S01 | Unrestricted Non-coincident Peak Demand = 2+1a+1b-1c-1d | 105010.4121 | 108349.5995 | 109898.172 | 111573.2074 | 112812.3023 | 113966.9191 | 115596.1205 | 116845.2742 | 117905.2389 | 119032.2429 | 120131.4503
2010 | TL | NPCC | - | - | S01a | New Conservation (Energy Efficiency) | 0 | 372.6511 | 1089.1094 | 1960.8142 | 2774.7183 | 3502.9199 | 4150.0109 | 4764.7264 | 5323.6134 | 5759.9939 | 6126.8493
2010 | TL | NPCC | - | - | S01b | Estimated Diversity | 0 | 0 | 0 | 0 | 0 | 0 | 0 | 0 | 0 | 0 | 0
2010 | TL | NPCC | - | - | S01c | Additions for non-member load (load served by non-registered LSE's in a region) | 0 | 0 | 0 | 0 | 0 | 0 | 0 | 0 | 0 | 0 | 0
2010 | TL | NPCC | - | - | S01d | Stand-by Load Under Contract (Normally served by behind the meter generation) | 0 | 0 | 0 | 0 | 0 | 0 | 0 | 0 | 0 | 0 | 0
2010 | TL | NPCC | - | - | S02 | Total Internal Demand | 105010.4121 | 107976.9484 | 108809.0626 | 109612.3933 | 110037.584 | 110463.9993 | 111446.1096 | 112080.5478 | 112581.6255 | 113272.249 | 114004.601
2010 | TL | NPCC | - | - | S02a | Direct Control Load Management | 0 | 0 | 0 | 0 | 0 | 0 | 0 | 0 | 0 | 0 | 0
2010 | TL | NPCC | - | - | S02b | Contractually Interruptible (Curtailable) | 459.5 | 400.6 | 390 | 408 | 393 | 381 | 367 | 354 | 341 | 329 | 318
2010 | TL | NPCC | - | - | S02c | Critical Peak-Pricing (CPP) with Control | 0 | 0 | 0 | 0 | 0 | 0 | 0 | 0 | 0 | 0 | 0
2010 | TL | NPCC | - | - | S02d | Load as a Capacity Resource | 214 | 214 | 214 | 214 | 214 | 214 | 214 | 214 | 214 | 214 | 214
2010 | TL | NPCC | - | - | S03 | Net Internal Demand = 2-2a-2b-2c-2d | 104336.9121 | 107362.3484 | 108205.0626 | 108990.3933 | 109430.584 | 109868.9993 | 110865.1096 | 111512.5478 | 112026.6255 | 112729.249 | 113472.601
2010 | TL | NPCC | - | - | S04a | Demand Response used for Reserves - Spinning | 0 | 0 | 0 | 0 | 0 | 0 | 0 | 0 | 0 | 0 | 0
2010 | TL | NPCC | - | - | S04b | Demand Response used for Reserves - Non-Spinning | 0 | 0 | 0 | 0 | 0 | 0 | 0 | 0 | 0 | 0 | 0
2010 | TL | NPCC | - | - | S04c | Demand Response used for Regulation | 0 | 0 | 0 | 0 | 0 | 0 | 0 | 0 | 0 | 0 | 0
2010 | TL | NPCC | - | - | S04d | Demand Response used for Energy, Voluntary - Emergency | 0 | 0 | 0 | 0 | 0 | 0 | 0 | 0 | 0 | 0 | 0
2010 | TL | NPCC | - | - | S05 | TOTAL INTERNAL CAPACITY = 6+7 | 177267.5895 | 167212.7221 | 158081.2988 | 167319.0099 | 168368.9625 | 166764.225 | 166291.5931 | 167318.227 | 166859.5332 | 166442.3665 | 166574.3665
2010 | TL | NPCC | - | - | S06 | EXISTING CAPACITY = 6a+6b+6c | 175877.5895 | 165541.6291 | 157707.6291 | 157707.6291 | 157707.6291 | 157707.6291 | 157707.6291 | 157707.6291 | 157707.6291 | 157707.6291 | 157707.6291
2010 | TL | NPCC | - | - | S06a | Existing, Certain | 140616.0934 | 141217.7503 | 141217.7503 | 141217.7503 | 141217.7503 | 141217.7503 | 141217.7503 | 141217.7503 | 141217.7503 | 141217.7503 | 141217.7503
2010 | TL | NPCC | - | - | S06a1 | Wind Expected On-Peak | 1471.42 | 1459.493 | 1459.493 | 1459.493 | 1459.493 | 1459.493 | 1459.493 | 1459.493 | 1459.493 | 1459.493 | 1459.493
2010 | TL | NPCC | - | - | S06a2 | Solar Expected On-Peak | 1 | 0.003 | 0.003 | 0.003 | 0.003 | 0.003 | 0.003 | 0.003 | 0.003 | 0.003 | 0.003
2010 | TL | NPCC | - | - | S06a3 | Hydro Expected On-Peak | 38096.1764 | 41176.8551 | 41176.8551 | 41176.8551 | 41176.8551 | 41176.8551 | 41176.8551 | 41176.8551 | 41176.8551 | 41176.8551 | 41176.8551
2010 | TL | NPCC | - | - | S06a4 | Biomass Expected On-Peak | 1373.53 | 1728.5484 | 1728.5484 | 1728.5484 | 1728.5484 | 1728.5484 | 1728.5484 | 1728.5484 | 1728.5484 | 1728.5484 | 1728.5484
2010 | TL | NPCC | - | - | S06a5 | Load as a Capacity Resource Expected On-Peak (Load Management Programs) | 3350 | 4628.9455 | 4628.9455 | 4628.9455 | 4628.9455 | 4628.9455 | 4628.9455 | 4628.9455 | 4628.9455 | 4628.9455 | 4628.9455
2010 | TL | NPCC | - | - | S06b | Existing, Other | 9943 | 316.696 | 316.696 | 316.696 | 316.696 | 316.696 | 316.696 | 316.696 | 316.696 | 316.696 | 316.696
2010 | TL | NPCC | - | - | S06b1 | Wind Derate On-Peak | 1619.5182 | 2923.0752 | 2923.0752 | 2923.0752 | 2923.0752 | 2923.0752 | 2923.0752 | 2923.0752 | 2923.0752 | 2923.0752 | 2923.0752
2010 | TL | NPCC | - | - | S06b2 | Solar Derate On-Peak | 0 | 0 | 0 | 0 | 0 | 0 | 0 | 0 | 0 | 0 | 0
2010 | TL | NPCC | - | - | S06b3 | Hydro Derate On-Peak | 4411.87 | 5545.9428 | 5545.9428 | 5545.9428 | 5545.9428 | 5545.9428 | 5545.9428 | 5545.9428 | 5545.9428 | 5545.9428 | 5545.9428
2010 | TL | NPCC | - | - | S06b4 | Biomass Derate On-Peak | 131.45 | 175.2836 | 175.2836 | 175.2836 | 175.2836 | 175.2836 | 175.2836 | 175.2836 | 175.2836 | 175.2836 | 175.2836
2010 | TL | NPCC | - | - | S06b5 | Load as a Capacity Resource Derate On-Peak (Load Management Programs) | 479 | 370.4237 | 370.4237 | 370.4237 | 370.4237 | 370.4237 | 370.4237 | 370.4237 | 370.4237 | 370.4237 | 370.4237
2010 | TL | NPCC | - | - | S06b7 | Transmission-Limited Resources | 215 | 0 | 0 | 0 | 0 | 0 | 0 | 0 | 0 | 0 | 0
2010 | TL | NPCC | - | - | S06b8 | All Other Derates | 9923.37 | 7076.8576 | 7076.8576 | 7076.8576 | 7076.8576 | 7076.8576 | 7076.8576 | 7076.8576 | 7076.8576 | 7076.8576 | 7076.8576
2010 | TL | NPCC | - | - | S06b9 | Energy Only | 0 | 167.743 | 167.743 | 167.743 | 167.743 | 167.743 | 167.743 | 167.743 | 167.743 | 167.743 | 167.743
2010 | TL | NPCC | - | - | S06c | Existing, Inoperable (Note: Not used in margin calculations) | 8538.2879 | 7915.6 | 81.6 | 81.6 | 81.6 | 81.6 | 81.6 | 81.6 | 81.6 | 81.6 | 81.6
2010 | TL | NPCC | - | - | S07 | FUTURE CAPACITY ADDITIONS = 7a+7b | 1390 | 1621.3 | -658.4549 | 6109.446 | 5700.4489 | 2979.8821 | 405.4291 | 724.3992 | -258.6057 | -1129.364 | -1129.364
2010 | TL | NPCC | - | - | S07a | Future, Planned | 0 | 0 | -1994.3309 | 6479.392 | 6947.3949 | 4898.7281 | 3904.2751 | 4497.2452 | 3784.2403 | 3308.482 | 3440.482
2010 | TL | NPCC | - | - | S07a1 | Wind Expected On-Peak | 0 | 0 | 487.2705 | 2308.4383 | 3346.8273 | 4057.0458 | 5682.4955 | 5994.131 | 6293.8414 | 6696.083 | 6828.083
2010 | TL | NPCC | - | - | S07a2 | Wind Derate On-Peak | 0 | 0 | 908.0637 | 2413.963 | 3648.4917 | 4580.9686 | 5398.6983 | 5977.2036 | 6217.5876 | 6276.1792 | 6276.1792
2010 | TL | NPCC | - | - | S07a3 | Solar Expected On-Peak | 0 | 33.1953 | 33.2673 | 767.3943 | 1528.0083 | 2197.4203 | 2661.8958 | 2945.693 | 2954.9778 | 2954.9778 | 2954.9778
2010 | TL | NPCC | - | - | S07a4 | Solar Derate On-Peak | 0 | 49.793 | 49.804 | 49.804 | 100.2249 | 171.493 | 193.2062 | 207.9021 | 221.8292 | 221.8292 | 221.8292
2010 | TL | NPCC | - | - | S07a5 | Hydro Expected On-Peak | 0 | 0 | -144.1338 | 49.6492 | 105.6492 | 212.7492 | 522.3709 | 793.9083 | 793.9083 | 793.9083 | 793.9083
2010 | TL | NPCC | - | - | S07a6 | Hydro Derate On-Peak | 0 | 0 | 71.9568 | 1035.8678 | 1084.8678 | 1180.7678 | 2443.1461 | 2557.6087 | 2827.6087 | 3222.6087 | 3354.6087
2010 | TL | NPCC | - | - | S07a7 | Biomass Expected On-Peak | 0 | 0 | 184.639 | 549.786 | 549.786 | 549.786 | 549.786 | 549.786 | 549.786 | 549.786 | 549.786
2010 | TL | NPCC | - | - | S07a8 | Biomass Derate On-Peak | 0 | 0 | 2.3 | 2.3 | 127.3 | 127.3 | 127.3 | 127.3 | 127.3 | 127.3 | 127.3
2010 | TL | NPCC | - | - | S07a9 | Demand Response Expected On-Peak (Load Management Programs) | 0 | 0 | 439.3031 | 999.4132 | 999.4132 | 1306.9158 | 1306.9158 | 1306.9158 | 1306.9158 | 1306.9158 | 1306.9158
2010 | TL | NPCC | - | - | S07a10 | Demand Response Derate On-Peak (Load Management Programs) | 0 | 0 | 0 | 0 | 0 | 16.1844 | 16.1844 | 16.1844 | 16.1844 | 16.1844 | 16.1844
2010 | TL | NPCC | - | - | S07a11 | Transmission-Limited Resources | 0 | 0 | 0 | 0 | 0 | 0 | 0 | 0 | 0 | 0 | 0
2010 | TL | NPCC | - | - | S07a12 | Scheduled Outage - Maintenance | 0 | 0 | 0 | 0 | 0 | 0 | 0 | 0 | 0 | 0 | 0
2010 | TL | NPCC | - | - | S07a13 | All Other Derates | 0 | 0 | 0 | 0 | 0 | 0 | 0 | 0 | 0 | 0 | 0
2010 | TL | NPCC | - | - | S07a14 | Energy Only | 0 | 0 | 0 | 0 | 0 | 0 | 0 | 0 | 0 | 0 | 0
2010 | TL | NPCC | - | - | S07b | Future, Other | 0 | 224.3 | -6.124 | -19.846 | -19.846 | -19.846 | -19.846 | -19.846 | -19.846 | -19.846 | -19.846
2010 | TL | NPCC | - | - | S07b1 | Wind Expected On-Peak | 0 | 25.5 | 25.5 | 25.5 | 25.5 | 25.5 | 25.5 | 25.5 | 25.5 | 25.5 | 25.5
2010 | TL | NPCC | - | - | S07b2 | Wind Derate On-Peak | 0 | 0.7 | 0.7 | 0.7 | 0.7 | 0.7 | 0.7 | 0.7 | 0.7 | 0.7 | 0.7
2010 | TL | NPCC | - | - | S07b3 | Solar Expected On-Peak | 0 | 0 | 0 | 0 | 0 | 0 | 0 | 0 | 0 | 0 | 0
2010 | TL | NPCC | - | - | S07b4 | Solar Derate On-Peak | 0 | 0 | 0 | 0 | 0 | 0 | 0 | 0 | 0 | 0 | 0
2010 | TL | NPCC | - | - | S07b5 | Hydro Expected On-Peak | 0 | 0 | -0.073 | -0.073 | -0.073 | -0.073 | -0.073 | -0.073 | -0.073 | -0.073 | -0.073
2010 | TL | NPCC | - | - | S07b6 | Hydro Derate On-Peak | 0 | 0 | 0 | 0 | 0 | 0 | 0 | 0 | 0 | 0 | 0
2010 | TL | NPCC | - | - | S07b7 | Biomass Expected On-Peak | 0 | 0 | -17.126 | -17.126 | -17.126 | -17.126 | -17.126 | -17.126 | -17.126 | -17.126 | -17.126
2010 | TL | NPCC | - | - | S07b8 | Biomass Derate On-Peak | 0 | 0 | 0 | 0 | 0 | 0 | 0 | 0 | 0 | 0 | 0
2010 | TL | NPCC | - | - | S07b9 | Transmission-Limited Resources | 0 | 0 | 0 | 0 | 0 | 0 | 0 | 0 | 0 | 0 | 0
2010 | TL | NPCC | - | - | S07b10 | Scheduled Outage - Maintenance | 0 | 0 | 0 | 0 | 0 | 0 | 0 | 0 | 0 | 0 | 0
2010 | TL | NPCC | - | - | S07b11 | All Other Derates | 0 | 0 | 0 | 0 | 0 | 0 | 0 | 0 | 0 | 0 | 0
2010 | TL | NPCC | - | - | S07b12 | Energy Only | 0 | 896 | -24 | -24 | -24 | -24 | -24 | -24 | -24 | -24 | -24
2010 | TL | NPCC | - | - | S08 | Conceptual | 0 | 154.6455 | 3755.345 | 9154.2798 | 12811.2661 | 15651.414 | 17264.8998 | 20070.2835 | 20710.1669 | 21200.3972 | 22209.7979
2010 | TL | NPCC | - | - | S08a1 | Wind Expected On-Peak | 0 | 32 | 1218 | 2009.5394 | 2480.0336 | 2493.7907 | 2723.6431 | 3325.6431 | 3415.1371 | 3495.9725 | 3495.9725
2010 | TL | NPCC | - | - | S08a2 | Wind Derate On-Peak | 0 | 289 | 433 | 1276.9098 | 1601.0897 | 1721.4885 | 3727.5669 | 4321.5669 | 5154.2005 | 5808.2319 | 5808.2319
2010 | TL | NPCC | - | - | S08a3 | Solar Expected On-Peak | 0 | 12.4631 | 12.4631 | 12.4631 | 22.1304 | 98.7578 | 102.8824 | 102.8824 | 102.8824 | 102.8824 | 102.8824
2010 | TL | NPCC | - | - | S08a4 | Solar Derate On-Peak | 0 | 18.6946 | 18.6946 | 18.6946 | 33.1957 | 148.1366 | 154.3235 | 154.3235 | 154.3235 | 154.3235 | 154.3235
2010 | TL | NPCC | - | - | S08a5 | Hydro Expected On-Peak | 0 | 0 | 13 | 22 | 44.6644 | 71.8064 | 85.1526 | 85.1526 | 85.1526 | 85.1526 | 85.1526
2010 | TL | NPCC | - | - | S08a6 | Hydro Derate On-Peak | 0 | 0 | 0 | 0 | 2.8562 | 14.4885 | 20.2082 | 20.2082 | 20.2082 | 20.2082 | 20.2082
2010 | TL | NPCC | - | - | S08a7 | Biomass Expected On-Peak | 0 | 0 | 70 | 189 | 280 | 350 | 350 | 350 | 350 | 350 | 350
2010 | TL | NPCC | - | - | S08a8 | Biomass Derate On-Peak | 0 | 0 | 0 | 0 | 0 | 0 | 0 | 0 | 0 | 0 | 0
2010 | TL | NPCC | - | - | S08a9 | All Other Derates | 0 | 0 | 0 | 0 | 0 | 0 | 0 | 0 | 0 | 0 | 0
2010 | TL | NPCC | - | - | S08a10 | Energy Only | 0 | 0 | 0 | 0 | 0 | 0 | 0 | 0 | 0 | 0 | 0
2010 | TL | NPCC | - | - | S09 | ANTICIPATED INTERNAL CAPACITY = 6a+7a | 110123.64 | 110536.7503 | 108487.4195 | 115269.0423 | 114860.0452 | 112139.4784 | 109565.0254 | 109883.9955 | 108900.9906 | 108030.2323 | 108030.2323
2010 | TL | NPCC | - | - | S10 | CAPACITY TRANSACTIONS - IMPORTS = 10a+10b+10c+10d | 35689.4534 | 32610.9 | 34114.2 | 35608.7 | 35590.7 | 36212.6 | 37742.6 | 37844.6 | 38008.6 | 38403.6 | 38535.6
2010 | TL | NPCC | - | - | S10a | Firm (Note: The sum of 10a1 and 10a2 must be <= 10a) | 5197 | 2129.9 | 3578.2 | 3180.6 | 2285.6 | 2235.6 | 2185.6 | 2013.6 | 1907.6 | 1907.6 | 1907.6
2010 | TL | NPCC | - | - | S10a1 | Full-Responsibility Purchases | 3649 | 588 | 2350 | 1920 | 334 | 334 | 284 | 112 | 6 | 6 | 6
2010 | TL | NPCC | - | - | S10a2 | Owned Capacity/Entitlement Located Outside the Region/Subregion | 0 | 200 | 200 | 0 | 0 | 0 | 0 | 0 | 0 | 0 | 0
2010 | TL | NPCC | - | - | S10b | Non-firm | 0 | 0 | 0 | 0 | 0 | 0 | 0 | 0 | 0 | 0 | 0
2010 | TL | NPCC | - | - | S10c | Expected (Note: The sum of 10c1 and 10c2 must be <= 10c) | 0 | 0 | 0 | 0 | 0 | 0 | 0 | 0 | 0 | 0 | 0
2010 | TL | NPCC | - | - | S10c1 | Full-Responsibility Purchases | 0 | 0 | 0 | 0 | 0 | 0 | 0 | 0 | 0 | 0 | 0
2010 | TL | NPCC | - | - | S10c2 | Owned Capacity/Entitlement Located Outside the Region/Subregion | 0 | 0 | 0 | 0 | 0 | 0 | 0 | 0 | 0 | 0 | 0
2010 | TL | NPCC | - | - | S10d | Provisional – transactions under study, but negotiations have not begun. | 0 | 0 | 0 | 0 | 0 | 0 | 0 | 0 | 0 | 0 | 0
2010 | TL | NPCC | - | - | S11 | CAPACITY TRANSACTIONS - EXPORTS = 11a+11b+11c+11d | 1482 | 300 | 300 | 100 | 100 | 100 | 100 | 100 | 100 | 100 | 100
2010 | TL | NPCC | - | - | S11a | Firm (Note: The sum of 11a1 and 11a2 must be <= 11a) | 1482 | 1590 | 2407 | 2207 | 2207 | 2207 | 2207 | 2207 | 2207 | 2207 | 2207
2010 | TL | NPCC | - | - | S11a1 | Full-Responsibility Purchases | 1482 | 1590 | 755 | 555 | 555 | 555 | 555 | 555 | 555 | 555 | 555
2010 | TL | NPCC | - | - | S11a2 | Owned Capacity/Entitlement Located Outside the Region/Subregion | 0 | 1290 | 455 | 455 | 455 | 455 | 455 | 455 | 455 | 455 | 455
2010 | TL | NPCC | - | - | S11b | Non-firm | 0 | 0 | 0 | 0 | 0 | 0 | 0 | 0 | 0 | 0 | 0
2010 | TL | NPCC | - | - | S11c | Expected (Note: The sum of 11c1 and 11c2 must be <= 11c) | 0 | 0 | 0 | 0 | 0 | 0 | 0 | 0 | 0 | 0 | 0
2010 | TL | NPCC | - | - | S11c1 | Full-Responsibility Purchases | 0 | 0 | 1652 | 1652 | 1652 | 1652 | 1652 | 1652 | 1652 | 1652 | 1652
2010 | TL | NPCC | - | - | S11c2 | Owned Capacity/Entitlement Located Outside the Region/Subregion | 0 | 0 | 1652 | 1652 | 1652 | 1652 | 1652 | 1652 | 1652 | 1652 | 1652
2010 | TL | NPCC | - | - | S11d | Provisional – transactions under study, but negotiations have not begun. | 0 | 0 | 0 | 0 | 0 | 0 | 0 | 0 | 0 | 0 | 0
2010 | TL | NPCC | - | - | S12 | EXISTING, CERTAIN CAPACITY & NET FIRM TRANSACTIONS = 6a+Net Firm Transactions | 113838.64 | 112166.6503 | 113614.9503 | 113617.3503 | 112722.3503 | 112672.3503 | 112622.3503 | 112450.3503 | 112344.3503 | 112344.3503 | 112344.3503
2010 | TL | NPCC | - | - | S13 | ANTICIPATED CAPACITY RESOURCES = 12+7a+Net Expected Transactions | 30492.4534 | 141757.6503 | 141991.6195 | 148575.6423 | 147271.6452 | 144501.0784 | 141876.6254 | 142023.5955 | 140934.5906 | 140063.8323 | 140063.8323
2010 | TL | NPCC | - | - | S14 | PROSPECTIVE CAPACITY RESOURCES = 13+6b+16b | 0 | 142298.6463 | 140705.1915 | 148967.5923 | 148540.5952 | 146441.9284 | 145397.4754 | 145818.4455 | 144999.4406 | 144523.6823 | 144655.6823
2010 | TL | NPCC | - | - | S15 | TOTAL POTENTIAL CAPACITY RESOURCES = 13+6b+7b+8+Net Provisional Transactions | 0 | 142453.2918 | 144460.5364 | 158121.8721 | 161351.8613 | 162093.3424 | 162662.3752 | 165888.729 | 165709.6075 | 165724.0795 | 166865.4802
2010 | TL | NPCC | - | - | S15a | ADJUSTED POTENTIAL CAPACITY RESOURCES = 13+6b+16b+16d+Net Provisional Transactions | 0 | 142453.2918 | 141723.7364 | 151206.6721 | 151796.6613 | 150439.7424 | 149800.7752 | 152070.329 | 151410.4075 | 151424.8795 | 152566.2802
2010 | TL | NPCC | - | - | S16a | Confidence of Future, Other (7b), using reasonable judgement | 0 | 0 | 0 | 0 | 0 | 0 | 0 | 0 | 0 | 0 | 0
2010 | TL | NPCC | - | - | S16b | Net Future, Other Resources After Confidence Percentage Is Applied = 7b*16a | 0 | 224.3 | -6.124 | -19.846 | -19.846 | -19.846 | -19.846 | -19.846 | -19.846 | -19.846 | -19.846
2010 | TL | NPCC | - | - | S16c | Confidence of Conceptual (8), using reasonable judgement | 0 | 0 | 0 | 0 | 0 | 0 | 0 | 0 | 0 | 0 | 0
2010 | TL | NPCC | - | - | S16d | Net Conceptual Resources After Confidence Percentage Is Applied = 8*16c | 0 | 154.6455 | 1018.545 | 2239.0798 | 3256.0661 | 3997.814 | 4403.2998 | 6251.8835 | 6410.9669 | 6901.1972 | 7910.5979
2010 | TL | NPCC | - | - | S17 | Region/Subregion Target Reserve Margin | 0 | 0.15 | 0.15 | 0.15 | 0.15 | 0.15 | 0.15 | 0.15 | 0.15 | 0.15 | 0.15
2010 | TL | NPCC | - | - | S18 | Existing Certain and Net Firm Transactions Reserve Margin = (12-3)/3 | 0 | 0.044748 | 0.049997 | 0.042453 | 0.030081 | 0.025515 | 0.01585 | 0.0084098 | 0.0028362 | -0.0034144 | -0.0099429
2010 | TL | NPCC | - | - | S19 | Anticipated Capacity Resources Reserve Margin = (13-3)/3 | 0 | 0.32037 | 0.31225 | 0.3632 | 0.3458 | 0.31521 | 0.27972 | 0.27361 | 0.25805 | 0.24248 | 0.23434
2010 | TL | NPCC | - | - | S20 | Prospective Capacity Resources Reserve Margin = (14-3)/3 | 0 | 0.32541 | 0.30036 | 0.3668 | 0.3574 | 0.33288 | 0.31148 | 0.30764 | 0.29433 | 0.28204 | 0.27481
2010 | TL | NPCC | - | - | S21 | Total Potential Resources Reserve Margin = (15-3)/3 | 0 | 0.32685 | 0.33506 | 0.45079 | 0.47447 | 0.47533 | 0.46721 | 0.48762 | 0.4792 | 0.47011 | 0.47054
2010 | TL | NPCC | - | - | S22 | Adjusted Potential Resources Reserve Margin = (15a-3)/3 | 0 | 0.32685 | 0.30977 | 0.38734 | 0.38715 | 0.36926 | 0.3512 | 0.36371 | 0.35156 | 0.34326 | 0.34452
2010 | TL | NPCC | - | - | S23 | Total Baseline Installed Capacity | 175877.5895 | 0 | 0 | 0 | 0 | 0 | 0 | 0 | 0 | 0 | 0
2010 | US | NPCC | - | - | S01 | Unrestricted Non-coincident Peak Demand = 2+1a+1b-1c-1d | 55943.8 | 60389.3588 | 61311.1031 | 62356.9015 | 63413.859 | 64309.9427 | 65146.4453 | 65931.9954 | 66675.032 | 67412.9311 | 68130.7645
2010 | US | NPCC | - | - | S01a | New Conservation (Energy Efficiency) | 0 | 174.2501 | 490.6369 | 824.5761 | 1106.9674 | 1387.9764 | 1675.3971 | 1953.8611 | 2150.7038 | 2310.6317 | 2414.9833
2010 | US | NPCC | - | - | S01b | Estimated Diversity | 0 | 0 | 0 | 0 | 0 | 0 | 0 | 0 | 0 | 0 | 0
2010 | US | NPCC | - | - | S01c | Additions for non-member load (load served by non-registered LSE's in a region) | 0 | 0 | 0 | 0 | 0 | 0 | 0 | 0 | 0 | 0 | 0
2010 | US | NPCC | - | - | S01d | Stand-by Load Under Contract (Normally served by behind the meter generation) | 0 | 0 | 0 | 0 | 0 | 0 | 0 | 0 | 0 | 0 | 0
2010 | US | NPCC | - | - | S02 | Total Internal Demand | 55943.8 | 60215.1088 | 60820.4662 | 61532.3254 | 62306.8916 | 62921.9663 | 63471.0483 | 63978.1343 | 64524.3282 | 65102.2995 | 65715.7812
2010 | US | NPCC | - | - | S02a | Direct Control Load Management | 0 | 0 | 0 | 0 | 0 | 0 | 0 | 0 | 0 | 0 | 0
2010 | US | NPCC | - | - | S02b | Contractually Interruptible (Curtailable) | 0 | 0 | 0 | 0 | 0 | 0 | 0 | 0 | 0 | 0 | 0
2010 | US | NPCC | - | - | S02c | Critical Peak-Pricing (CPP) with Control | 0 | 0 | 0 | 0 | 0 | 0 | 0 | 0 | 0 | 0 | 0
2010 | US | NPCC | - | - | S02d | Load as a Capacity Resource | 214 | 214 | 214 | 214 | 214 | 214 | 214 | 214 | 214 | 214 | 214
2010 | US | NPCC | - | - | S03 | Net Internal Demand = 2-2a-2b-2c-2d | 55729.8 | 60001.1088 | 60606.4662 | 61318.3254 | 62092.8916 | 62707.9663 | 63257.0483 | 63764.1343 | 64310.3282 | 64888.2995 | 65501.7812
2010 | US | NPCC | - | - | S04a | Demand Response used for Reserves - Spinning | 0 | 0 | 0 | 0 | 0 | 0 | 0 | 0 | 0 | 0 | 0
2010 | US | NPCC | - | - | S04b | Demand Response used for Reserves - Non-Spinning | 0 | 0 | 0 | 0 | 0 | 0 | 0 | 0 | 0 | 0 | 0
2010 | US | NPCC | - | - | S04c | Demand Response used for Regulation | 0 | 0 | 0 | 0 | 0 | 0 | 0 | 0 | 0 | 0 | 0
2010 | US | NPCC | - | - | S04d | Demand Response used for Energy, Voluntary - Emergency | 0 | 0 | 0 | 0 | 0 | 0 | 0 | 0 | 0 | 0 | 0
2010 | US | NPCC | - | - | S05 | TOTAL INTERNAL CAPACITY = 6+7 | 76193 | 74881.9688 | 74712.516 | 79612.878 | 79612.878 | 79618.878 | 79618.878 | 79618.878 | 79618.878 | 79618.878 | 79618.878
2010 | US | NPCC | - | - | S06 | EXISTING CAPACITY = 6a+6b+6c | 76193 | 74657.6688 | 74657.6688 | 74657.6688 | 74657.6688 | 74657.6688 | 74657.6688 | 74657.6688 | 74657.6688 | 74657.6688 | 74657.6688
2010 | US | NPCC | - | - | S06a | Existing, Certain | 74724 | 71510.7912 | 71510.7912 | 71510.7912 | 71510.7912 | 71510.7912 | 71510.7912 | 71510.7912 | 71510.7912 | 71510.7912 | 71510.7912
2010 | US | NPCC | - | - | S06a1 | Wind Expected On-Peak | 89 | 149.614 | 149.614 | 149.614 | 149.614 | 149.614 | 149.614 | 149.614 | 149.614 | 149.614 | 149.614
2010 | US | NPCC | - | - | S06a2 | Solar Expected On-Peak | 1 | 0.003 | 0.003 | 0.003 | 0.003 | 0.003 | 0.003 | 0.003 | 0.003 | 0.003 | 0.003
2010 | US | NPCC | - | - | S06a3 | Hydro Expected On-Peak | 1682 | 5275.714 | 5275.714 | 5275.714 | 5275.714 | 5275.714 | 5275.714 | 5275.714 | 5275.714 | 5275.714 | 5275.714
2010 | US | NPCC | - | - | S06a4 | Biomass Expected On-Peak | 985 | 1324.4184 | 1324.4184 | 1324.4184 | 1324.4184 | 1324.4184 | 1324.4184 | 1324.4184 | 1324.4184 | 1324.4184 | 1324.4184
2010 | US | NPCC | - | - | S06a5 | Load as a Capacity Resource Expected On-Peak (Load Management Programs) | 2834 | 4149.2248 | 4149.2248 | 4149.2248 | 4149.2248 | 4149.2248 | 4149.2248 | 4149.2248 | 4149.2248 | 4149.2248 | 4149.2248
2010 | US | NPCC | - | - | S06b | Existing, Other | 227 | 316.696 | 316.696 | 316.696 | 316.696 | 316.696 | 316.696 | 316.696 | 316.696 | 316.696 | 316.696
2010 | US | NPCC | - | - | S06b1 | Wind Derate On-Peak | 11 | 1196.716 | 1196.716 | 1196.716 | 1196.716 | 1196.716 | 1196.716 | 1196.716 | 1196.716 | 1196.716 | 1196.716
2010 | US | NPCC | - | - | S06b2 | Solar Derate On-Peak | 0 | 0 | 0 | 0 | 0 | 0 | 0 | 0 | 0 | 0 | 0
2010 | US | NPCC | - | - | S06b3 | Hydro Derate On-Peak | 241 | 774.949 | 774.949 | 774.949 | 774.949 | 774.949 | 774.949 | 774.949 | 774.949 | 774.949 | 774.949
2010 | US | NPCC | - | - | S06b4 | Biomass Derate On-Peak | 0 | 44.2336 | 44.2336 | 44.2336 | 44.2336 | 44.2336 | 44.2336 | 44.2336 | 44.2336 | 44.2336 | 44.2336
2010 | US | NPCC | - | - | S06b5 | Load as a Capacity Resource Derate On-Peak (Load Management Programs) | 0 | 0 | 0 | 0 | 0 | 0 | 0 | 0 | 0 | 0 | 0
2010 | US | NPCC | - | - | S06b7 | Transmission-Limited Resources | 0 | 0 | 0 | 0 | 0 | 0 | 0 | 0 | 0 | 0 | 0
2010 | US | NPCC | - | - | S06b8 | All Other Derates | 0 | 814.283 | 814.283 | 814.283 | 814.283 | 814.283 | 814.283 | 814.283 | 814.283 | 814.283 | 814.283
2010 | US | NPCC | - | - | S06b9 | Energy Only | 0 | 167.743 | 167.743 | 167.743 | 167.743 | 167.743 | 167.743 | 167.743 | 167.743 | 167.743 | 167.743
2010 | US | NPCC | - | - | S06c | Existing, Inoperable (Note: Not used in margin calculations) | 990 | 0 | 0 | 0 | 0 | 0 | 0 | 0 | 0 | 0 | 0
2010 | US | NPCC | - | - | S07 | FUTURE CAPACITY ADDITIONS = 7a+7b | 0 | 224.3 | -192.9619 | 4707.4002 | 4707.4002 | 4708.0002 | 4708.0002 | 4708.0002 | 4708.0002 | 4708.0002 | 4708.0002
2010 | US | NPCC | - | - | S07a | Future, Planned | 0 | 0 | -186.8379 | 4727.2462 | 4727.2462 | 4727.8462 | 4727.8462 | 4727.8462 | 4727.8462 | 4727.8462 | 4727.8462
2010 | US | NPCC | - | - | S07a1 | Wind Expected On-Peak | 0 | 0 | 59.958 | 68.576 | 68.576 | 69.176 | 69.176 | 69.176 | 69.176 | 69.176 | 69.176
2010 | US | NPCC | - | - | S07a2 | Wind Derate On-Peak | 0 | 0 | 240.042 | 240.042 | 240.042 | 245.442 | 245.442 | 245.442 | 245.442 | 245.442 | 245.442
2010 | US | NPCC | - | - | S07a3 | Solar Expected On-Peak | 0 | 0 | 0.072 | 0.099 | 0.099 | 0.099 | 0.099 | 0.099 | 0.099 | 0.099 | 0.099
2010 | US | NPCC | - | - | S07a4 | Solar Derate On-Peak | 0 | 0 | 0.011 | 0.011 | 0.011 | 0.011 | 0.011 | 0.011 | 0.011 | 0.011 | 0.011
2010 | US | NPCC | - | - | S07a5 | Hydro Expected On-Peak | 0 | 0 | -176.833 | 2.861 | 2.861 | 2.861 | 2.861 | 2.861 | 2.861 | 2.861 | 2.861
2010 | US | NPCC | - | - | S07a6 | Hydro Derate On-Peak | 0 | 0 | 5.456 | 5.456 | 5.456 | 5.456 | 5.456 | 5.456 | 5.456 | 5.456 | 5.456
2010 | US | NPCC | - | - | S07a7 | Biomass Expected On-Peak | 0 | 0 | -30.361 | 119.786 | 119.786 | 119.786 | 119.786 | 119.786 | 119.786 | 119.786 | 119.786
2010 | US | NPCC | - | - | S07a8 | Biomass Derate On-Peak | 0 | 0 | 2.3 | 2.3 | 2.3 | 2.3 | 2.3 | 2.3 | 2.3 | 2.3 | 2.3
2010 | US | NPCC | - | - | S07a9 | Demand Response Expected On-Peak (Load Management Programs) | 0 | 0 | 439.3031 | 999.4132 | 999.4132 | 999.4132 | 999.4132 | 999.4132 | 999.4132 | 999.4132 | 999.4132
2010 | US | NPCC | - | - | S07a10 | Demand Response Derate On-Peak (Load Management Programs) | 0 | 0 | 0 | 0 | 0 | 0 | 0 | 0 | 0 | 0 | 0
2010 | US | NPCC | - | - | S07a11 | Transmission-Limited Resources | 0 | 0 | 0 | 0 | 0 | 0 | 0 | 0 | 0 | 0 | 0
2010 | US | NPCC | - | - | S07a12 | Scheduled Outage - Maintenance | 0 | 0 | 0 | 0 | 0 | 0 | 0 | 0 | 0 | 0 | 0
2010 | US | NPCC | - | - | S07a13 | All Other Derates | 0 | 0 | 0 | 0 | 0 | 0 | 0 | 0 | 0 | 0 | 0
2010 | US | NPCC | - | - | S07a14 | Energy Only | 0 | 0 | 0 | 0 | 0 | 0 | 0 | 0 | 0 | 0 | 0
2010 | US | NPCC | - | - | S07b | Future, Other | 0 | 224.3 | -6.124 | -19.846 | -19.846 | -19.846 | -19.846 | -19.846 | -19.846 | -19.846 | -19.846
2010 | US | NPCC | - | - | S07b1 | Wind Expected On-Peak | 0 | 25.5 | 25.5 | 25.5 | 25.5 | 25.5 | 25.5 | 25.5 | 25.5 | 25.5 | 25.5
2010 | US | NPCC | - | - | S07b2 | Wind Derate On-Peak | 0 | 0.7 | 0.7 | 0.7 | 0.7 | 0.7 | 0.7 | 0.7 | 0.7 | 0.7 | 0.7
2010 | US | NPCC | - | - | S07b3 | Solar Expected On-Peak | 0 | 0 | 0 | 0 | 0 | 0 | 0 | 0 | 0 | 0 | 0
2010 | US | NPCC | - | - | S07b4 | Solar Derate On-Peak | 0 | 0 | 0 | 0 | 0 | 0 | 0 | 0 | 0 | 0 | 0
2010 | US | NPCC | - | - | S07b5 | Hydro Expected On-Peak | 0 | 0 | -0.073 | -0.073 | -0.073 | -0.073 | -0.073 | -0.073 | -0.073 | -0.073 | -0.073
2010 | US | NPCC | - | - | S07b6 | Hydro Derate On-Peak | 0 | 0 | 0 | 0 | 0 | 0 | 0 | 0 | 0 | 0 | 0
2010 | US | NPCC | - | - | S07b7 | Biomass Expected On-Peak | 0 | 0 | -17.126 | -17.126 | -17.126 | -17.126 | -17.126 | -17.126 | -17.126 | -17.126 | -17.126
2010 | US | NPCC | - | - | S07b8 | Biomass Derate On-Peak | 0 | 0 | 0 | 0 | 0 | 0 | 0 | 0 | 0 | 0 | 0
2010 | US | NPCC | - | - | S07b9 | Transmission-Limited Resources | 0 | 0 | 0 | 0 | 0 | 0 | 0 | 0 | 0 | 0 | 0
2010 | US | NPCC | - | - | S07b10 | Scheduled Outage - Maintenance | 0 | 0 | 0 | 0 | 0 | 0 | 0 | 0 | 0 | 0 | 0
2010 | US | NPCC | - | - | S07b11 | All Other Derates | 0 | 0 | 0 | 0 | 0 | 0 | 0 | 0 | 0 | 0 | 0
2010 | US | NPCC | - | - | S07b12 | Energy Only | 0 | 448 | -12 | -12 | -12 | -12 | -12 | -12 | -12 | -12 | -12
2010 | US | NPCC | - | - | S08 | Conceptual | 0 | 0 | 3421 | 8644 | 11944 | 14567 | 16077 | 17273 | 17874 | 17874 | 17874
2010 | US | NPCC | - | - | S08a1 | Wind Expected On-Peak | 0 | 32 | 1218 | 1992 | 2438 | 2448 | 2598 | 3200 | 3260 | 3260 | 3260
2010 | US | NPCC | - | - | S08a2 | Wind Derate On-Peak | 0 | 289 | 433 | 1135 | 1261 | 1351 | 2711 | 3305 | 3899 | 3899 | 3899
2010 | US | NPCC | - | - | S08a3 | Solar Expected On-Peak | 0 | 0 | 0 | 0 | 0 | 0 | 0 | 0 | 0 | 0 | 0
2010 | US | NPCC | - | - | S08a4 | Solar Derate On-Peak | 0 | 0 | 0 | 0 | 0 | 0 | 0 | 0 | 0 | 0 | 0
2010 | US | NPCC | - | - | S08a5 | Hydro Expected On-Peak | 0 | 0 | 13 | 22 | 38 | 38 | 38 | 38 | 38 | 38 | 38
2010 | US | NPCC | - | - | S08a6 | Hydro Derate On-Peak | 0 | 0 | 0 | 0 | 0 | 0 | 0 | 0 | 0 | 0 | 0
2010 | US | NPCC | - | - | S08a7 | Biomass Expected On-Peak | 0 | 0 | 70 | 189 | 280 | 350 | 350 | 350 | 350 | 350 | 350
2010 | US | NPCC | - | - | S08a8 | Biomass Derate On-Peak | 0 | 0 | 0 | 0 | 0 | 0 | 0 | 0 | 0 | 0 | 0
2010 | US | NPCC | - | - | S08a9 | All Other Derates | 0 | 0 | 0 | 0 | 0 | 0 | 0 | 0 | 0 | 0 | 0
2010 | US | NPCC | - | - | S08a10 | Energy Only | 0 | 0 | 0 | 0 | 0 | 0 | 0 | 0 | 0 | 0 | 0
2010 | US | NPCC | - | - | S09 | ANTICIPATED INTERNAL CAPACITY = 6a+7a | 74724 | 71510.7912 | 71323.9534 | 76238.0374 | 76238.0374 | 76238.6374 | 76238.6374 | 76238.6374 | 76238.6374 | 76238.6374 | 76238.6374
2010 | US | NPCC | - | - | S10 | CAPACITY TRANSACTIONS - IMPORTS = 10a+10b+10c+10d | 5197 | 1929.9 | 3378.2 | 3180.6 | 2285.6 | 2235.6 | 2185.6 | 2013.6 | 1907.6 | 1907.6 | 1907.6
2010 | US | NPCC | - | - | S10a | Firm (Note: The sum of 10a1 and 10a2 must be <= 10a) | 5197 | 1929.9 | 3378.2 | 3180.6 | 2285.6 | 2235.6 | 2185.6 | 2013.6 | 1907.6 | 1907.6 | 1907.6
2010 | US | NPCC | - | - | S10a1 | Full-Responsibility Purchases | 3649 | 388 | 2150 | 1920 | 334 | 334 | 284 | 112 | 6 | 6 | 6
2010 | US | NPCC | - | - | S10a2 | Owned Capacity/Entitlement Located Outside the Region/Subregion | 0 | 0 | 0 | 0 | 0 | 0 | 0 | 0 | 0 | 0 | 0
2010 | US | NPCC | - | - | S10b | Non-firm | 0 | 0 | 0 | 0 | 0 | 0 | 0 | 0 | 0 | 0 | 0
2010 | US | NPCC | - | - | S10c | Expected (Note: The sum of 10c1 and 10c2 must be <= 10c) | 0 | 0 | 0 | 0 | 0 | 0 | 0 | 0 | 0 | 0 | 0
2010 | US | NPCC | - | - | S10c1 | Full-Responsibility Purchases | 0 | 0 | 0 | 0 | 0 | 0 | 0 | 0 | 0 | 0 | 0
2010 | US | NPCC | - | - | S10c2 | Owned Capacity/Entitlement Located Outside the Region/Subregion | 0 | 0 | 0 | 0 | 0 | 0 | 0 | 0 | 0 | 0 | 0
2010 | US | NPCC | - | - | S10d | Provisional – transactions under study, but negotiations have not begun. | 0 | 0 | 0 | 0 | 0 | 0 | 0 | 0 | 0 | 0 | 0
2010 | US | NPCC | - | - | S11 | CAPACITY TRANSACTIONS - EXPORTS = 11a+11b+11c+11d | 1282 | 100 | 100 | 100 | 100 | 100 | 100 | 100 | 100 | 100 | 100
2010 | US | NPCC | - | - | S11a | Firm (Note: The sum of 11a1 and 11a2 must be <= 11a) | 1282 | 100 | 100 | 100 | 100 | 100 | 100 | 100 | 100 | 100 | 100
2010 | US | NPCC | - | - | S11a1 | Full-Responsibility Purchases | 1282 | 100 | 100 | 100 | 100 | 100 | 100 | 100 | 100 | 100 | 100
2010 | US | NPCC | - | - | S11a2 | Owned Capacity/Entitlement Located Outside the Region/Subregion | 0 | 0 | 0 | 0 | 0 | 0 | 0 | 0 | 0 | 0 | 0
2010 | US | NPCC | - | - | S11b | Non-firm | 0 | 0 | 0 | 0 | 0 | 0 | 0 | 0 | 0 | 0 | 0
2010 | US | NPCC | - | - | S11c | Expected (Note: The sum of 11c1 and 11c2 must be <= 11c) | 0 | 0 | 0 | 0 | 0 | 0 | 0 | 0 | 0 | 0 | 0
2010 | US | NPCC | - | - | S11c1 | Full-Responsibility Purchases | 0 | 0 | 0 | 0 | 0 | 0 | 0 | 0 | 0 | 0 | 0
2010 | US | NPCC | - | - | S11c2 | Owned Capacity/Entitlement Located Outside the Region/Subregion | 0 | 0 | 0 | 0 | 0 | 0 | 0 | 0 | 0 | 0 | 0
2010 | US | NPCC | - | - | S11d | Provisional – transactions under study, but negotiations have not begun. | 0 | 0 | 0 | 0 | 0 | 0 | 0 | 0 | 0 | 0 | 0
2010 | US | NPCC | - | - | S12 | EXISTING, CERTAIN CAPACITY & NET FIRM TRANSACTIONS = 6a+Net Firm Transactions | 78639 | 73340.6912 | 74788.9912 | 74591.3912 | 73696.3912 | 73646.3912 | 73596.3912 | 73424.3912 | 73318.3912 | 73318.3912 | 73318.3912
2010 | US | NPCC | - | - | S13 | ANTICIPATED CAPACITY RESOURCES = 12+7a+Net Expected Transactions | 0 | 73340.6912 | 74602.1534 | 79318.6374 | 78423.6374 | 78374.2374 | 78324.2374 | 78152.2374 | 78046.2374 | 78046.2374 | 78046.2374
2010 | US | NPCC | - | - | S14 | PROSPECTIVE CAPACITY RESOURCES = 13+6b+16b | 0 | 73881.6872 | 74912.7254 | 79615.4874 | 78720.4874 | 78671.0874 | 78621.0874 | 78449.0874 | 78343.0874 | 78343.0874 | 78343.0874
2010 | US | NPCC | - | - | S15 | TOTAL POTENTIAL CAPACITY RESOURCES = 13+6b+7b+8+Net Provisional Transactions | 0 | 73881.6872 | 78333.7254 | 88259.4874 | 90664.4874 | 93238.0874 | 94698.0874 | 95722.0874 | 96217.0874 | 96217.0874 | 96217.0874
2010 | US | NPCC | - | - | S15a | ADJUSTED POTENTIAL CAPACITY RESOURCES = 13+6b+16b+16d+Net Provisional Transactions | 0 | 73881.6872 | 75596.9254 | 81344.2874 | 81109.2874 | 81584.4874 | 81836.4874 | 81903.6874 | 81917.8874 | 81917.8874 | 81917.8874
2010 | US | NPCC | - | - | S16a | Confidence of Future, Other (7b), using reasonable judgement | 0 | 0 | 0 | 0 | 0 | 0 | 0 | 0 | 0 | 0 | 0
2010 | US | NPCC | - | - | S16b | Net Future, Other Resources After Confidence Percentage Is Applied = 7b*16a | 0 | 224.3 | -6.124 | -19.846 | -19.846 | -19.846 | -19.846 | -19.846 | -19.846 | -19.846 | -19.846
2010 | US | NPCC | - | - | S16c | Confidence of Conceptual (8), using reasonable judgement | 0 | 0 | 0 | 0 | 0 | 0 | 0 | 0 | 0 | 0 | 0
2010 | US | NPCC | - | - | S16d | Net Conceptual Resources After Confidence Percentage Is Applied = 8*16c | 0 | 0 | 684.2 | 1728.8 | 2388.8 | 2913.4 | 3215.4 | 3454.6 | 3574.8 | 3574.8 | 3574.8
2010 | US | NPCC | - | - | S17 | Region/Subregion Target Reserve Margin | 0 | 0.15 | 0.15 | 0.15 | 0.15 | 0.15 | 0.15 | 0.15 | 0.15 | 0.15 | 0.15
2010 | US | NPCC | - | - | S18 | Existing Certain and Net Firm Transactions Reserve Margin = (12-3)/3 | 0 | 0.22232 | 0.23401 | 0.21646 | 0.18687 | 0.17443 | 0.16345 | 0.1515 | 0.14007 | 0.12992 | 0.11933
2010 | US | NPCC | - | - | S19 | Anticipated Capacity Resources Reserve Margin = (13-3)/3 | 0 | 0.22232 | 0.23093 | 0.29356 | 0.26301 | 0.24983 | 0.23819 | 0.22565 | 0.21359 | 0.20278 | 0.19151
2010 | US | NPCC | - | - | S20 | Prospective Capacity Resources Reserve Margin = (14-3)/3 | 0 | 0.23134 | 0.23605 | 0.2984 | 0.26779 | 0.25456 | 0.24288 | 0.2303 | 0.2182 | 0.20735 | 0.19605
2010 | US | NPCC | - | - | S21 | Total Potential Resources Reserve Margin = (15-3)/3 | 0 | 0.23134 | 0.2925 | 0.43937 | 0.46014 | 0.48686 | 0.49704 | 0.50119 | 0.49614 | 0.48281 | 0.46892
2010 | US | NPCC | - | - | S22 | Adjusted Potential Resources Reserve Margin = (15a-3)/3 | 0 | 0.23134 | 0.24734 | 0.32659 | 0.30626 | 0.30102 | 0.29371 | 0.28448 | 0.27379 | 0.26244 | 0.25062
2010 | US | NPCC | - | - | S23 | Total Baseline Installed Capacity | 76193 | 0 | 0 | 0 | 0 | 0 | 0 | 0 | 0 | 0 | 0
2010 | CA | NPCC | - | - | S01 | Unrestricted Non-coincident Peak Demand = 2+1a+1b-1c-1d | 49066.6121 | 47960.2407 | 48587.0689 | 49216.3059 | 49398.4432 | 49656.9764 | 50449.6752 | 50913.2788 | 51230.2069 | 51619.3117 | 52000.6857
2010 | CA | NPCC | - | - | S01a | New Conservation (Energy Efficiency) | 0 | 198.4011 | 598.4725 | 1136.2381 | 1667.7509 | 2114.9435 | 2474.6139 | 2810.8653 | 3172.9096 | 3449.3622 | 3711.866
2010 | CA | NPCC | - | - | S01b | Estimated Diversity | 0 | 0 | 0 | 0 | 0 | 0 | 0 | 0 | 0 | 0 | 0
2010 | CA | NPCC | - | - | S01c | Additions for non-member load (load served by non-registered LSE's in a region) | 0 | 0 | 0 | 0 | 0 | 0 | 0 | 0 | 0 | 0 | 0
2010 | CA | NPCC | - | - | S01d | Stand-by Load Under Contract (Normally served by behind the meter generation) | 0 | 0 | 0 | 0 | 0 | 0 | 0 | 0 | 0 | 0 | 0
2010 | CA | NPCC | - | - | S02 | Total Internal Demand | 49066.6121 | 47761.8396 | 47988.5964 | 48080.0679 | 47730.6924 | 47542.0329 | 47975.0613 | 48102.4135 | 48057.2973 | 48169.9495 | 48288.8198
2010 | CA | NPCC | - | - | S02a | Direct Control Load Management | 0 | 0 | 0 | 0 | 0 | 0 | 0 | 0 | 0 | 0 | 0
2010 | CA | NPCC | - | - | S02b | Contractually Interruptible (Curtailable) | 459.5 | 400.6 | 390 | 408 | 393 | 381 | 367 | 354 | 341 | 329 | 318
2010 | CA | NPCC | - | - | S02c | Critical Peak-Pricing (CPP) with Control | 0 | 0 | 0 | 0 | 0 | 0 | 0 | 0 | 0 | 0 | 0
2010 | CA | NPCC | - | - | S02d | Load as a Capacity Resource | 0 | 0 | 0 | 0 | 0 | 0 | 0 | 0 | 0 | 0 | 0
2010 | CA | NPCC | - | - | S03 | Net Internal Demand = 2-2a-2b-2c-2d | 48607.1121 | 47361.2396 | 47598.5964 | 47672.0679 | 47337.6924 | 47161.0329 | 47608.0613 | 47748.4135 | 47716.2973 | 47840.9495 | 47970.8198
2010 | CA | NPCC | - | - | S04a | Demand Response used for Reserves - Spinning | 0 | 0 | 0 | 0 | 0 | 0 | 0 | 0 | 0 | 0 | 0
2010 | CA | NPCC | - | - | S04b | Demand Response used for Reserves - Non-Spinning | 0 | 0 | 0 | 0 | 0 | 0 | 0 | 0 | 0 | 0 | 0
2010 | CA | NPCC | - | - | S04c | Demand Response used for Regulation | 0 | 0 | 0 | 0 | 0 | 0 | 0 | 0 | 0 | 0 | 0
2010 | CA | NPCC | - | - | S04d | Demand Response used for Energy, Voluntary - Emergency | 0 | 0 | 0 | 0 | 0 | 0 | 0 | 0 | 0 | 0 | 0
2010 | CA | NPCC | - | - | S05 | TOTAL INTERNAL CAPACITY = 6+7 | 94943.8016 | 93727.7532 | 84765.7828 | 89103.1319 | 90153.0845 | 88542.347 | 88069.7151 | 89096.349 | 88637.6552 | 88220.4885 | 88352.4885
2010 | CA | NPCC | - | - | S06 | EXISTING CAPACITY = 6a+6b+6c | 93553.8016 | 84446.9603 | 84446.9603 | 84446.9603 | 84446.9603 | 84446.9603 | 84446.9603 | 84446.9603 | 84446.9603 | 84446.9603 | 84446.9603
2010 | CA | NPCC | - | - | S06a | Existing, Certain | 65892.0934 | 69706.9591 | 69706.9591 | 69706.9591 | 69706.9591 | 69706.9591 | 69706.9591 | 69706.9591 | 69706.9591 | 69706.9591 | 69706.9591
2010 | CA | NPCC | - | - | S06a1 | Wind Expected On-Peak | 1382.42 | 1309.879 | 1309.879 | 1309.879 | 1309.879 | 1309.879 | 1309.879 | 1309.879 | 1309.879 | 1309.879 | 1309.879
2010 | CA | NPCC | - | - | S06a2 | Solar Expected On-Peak | 0 | 0 | 0 | 0 | 0 | 0 | 0 | 0 | 0 | 0 | 0
2010 | CA | NPCC | - | - | S06a3 | Hydro Expected On-Peak | 36414.1764 | 35901.1411 | 35901.1411 | 35901.1411 | 35901.1411 | 35901.1411 | 35901.1411 | 35901.1411 | 35901.1411 | 35901.1411 | 35901.1411
2010 | CA | NPCC | - | - | S06a4 | Biomass Expected On-Peak | 388.53 | 404.13 | 404.13 | 404.13 | 404.13 | 404.13 | 404.13 | 404.13 | 404.13 | 404.13 | 404.13
2010 | CA | NPCC | - | - | S06a5 | Load as a Capacity Resource Expected On-Peak (Load Management Programs) | 516 | 479.7207 | 479.7207 | 479.7207 | 479.7207 | 479.7207 | 479.7207 | 479.7207 | 479.7207 | 479.7207 | 479.7207
2010 | CA | NPCC | - | - | S06b | Existing, Other | 9716 | 0 | 0 | 0 | 0 | 0 | 0 | 0 | 0 | 0 | 0
2010 | CA | NPCC | - | - | S06b1 | Wind Derate On-Peak | 1608.5182 | 1726.3592 | 1726.3592 | 1726.3592 | 1726.3592 | 1726.3592 | 1726.3592 | 1726.3592 | 1726.3592 | 1726.3592 | 1726.3592
2010 | CA | NPCC | - | - | S06b2 | Solar Derate On-Peak | 0 | 0 | 0 | 0 | 0 | 0 | 0 | 0 | 0 | 0 | 0
2010 | CA | NPCC | - | - | S06b3 | Hydro Derate On-Peak | 4170.87 | 4770.9938 | 4770.9938 | 4770.9938 | 4770.9938 | 4770.9938 | 4770.9938 | 4770.9938 | 4770.9938 | 4770.9938 | 4770.9938
2010 | CA | NPCC | - | - | S06b4 | Biomass Derate On-Peak | 131.45 | 131.05 | 131.05 | 131.05 | 131.05 | 131.05 | 131.05 | 131.05 | 131.05 | 131.05 | 131.05
2010 | CA | NPCC | - | - | S06b5 | Load as a Capacity Resource Derate On-Peak (Load Management Programs) | 479 | 370.4237 | 370.4237 | 370.4237 | 370.4237 | 370.4237 | 370.4237 | 370.4237 | 370.4237 | 370.4237 | 370.4237
2010 | CA | NPCC | - | - | S06b7 | Transmission-Limited Resources | 215 | 0 | 0 | 0 | 0 | 0 | 0 | 0 | 0 | 0 | 0
2010 | CA | NPCC | - | - | S06b8 | All Other Derates | 9923.37 | 6262.5746 | 6262.5746 | 6262.5746 | 6262.5746 | 6262.5746 | 6262.5746 | 6262.5746 | 6262.5746 | 6262.5746 | 6262.5746
2010 | CA | NPCC | - | - | S06b9 | Energy Only | 0 | 0 | 0 | 0 | 0 | 0 | 0 | 0 | 0 | 0 | 0
2010 | CA | NPCC | - | - | S06c | Existing, Inoperable (Note: Not used in margin calculations) | 1417.5 | 1478.6 | 1478.6 | 1478.6 | 1478.6 | 1478.6 | 1478.6 | 1478.6 | 1478.6 | 1478.6 | 1478.6
2010 | CA | NPCC | - | - | S07 | FUTURE CAPACITY ADDITIONS = 7a+7b | 0 | 0 | -1807.493 | 1752.1458 | 2220.1488 | 170.882 | -823.5711 | -230.601 | -943.6058 | -1419.3642 | -1287.3642
2010 | CA | NPCC | - | - | S07a | Future, Planned | 0 | 0 | -1807.493 | 1752.1458 | 2220.1488 | 170.882 | -823.5711 | -230.601 | -943.6058 | -1419.3642 | -1287.3642
2010 | CA | NPCC | - | - | S07a1 | Wind Expected On-Peak | 0 | 0 | 372.3125 | 1226.8623 | 2115.2513 | 2774.8698 | 3270.3195 | 3581.955 | 3611.6654 | 3618.907 | 3618.907
2010 | CA | NPCC | - | - | S07a2 | Wind Derate On-Peak | 0 | 0 | 668.0217 | 2173.921 | 3408.4497 | 4335.5266 | 5153.2563 | 5731.7616 | 5972.1456 | 6030.7372 | 6030.7372
2010 | CA | NPCC | - | - | S07a3 | Solar Expected On-Peak | 0 | 33.1953 | 33.1953 | 33.1953 | 66.8093 | 114.3213 | 128.7968 | 138.594 | 147.8788 | 147.8788 | 147.8788
2010 | CA | NPCC | - | - | S07a4 | Solar Derate On-Peak | 0 | 49.793 | 49.793 | 49.793 | 100.2139 | 171.482 | 193.1952 | 207.8911 | 221.8182 | 221.8182 | 221.8182
2010 | CA | NPCC | - | - | S07a5 | Hydro Expected On-Peak | 0 | 0 | 87.6992 | 1059.7882 | 1140.7882 | 1297.8882 | 2737.5099 | 3009.0473 | 3279.0473 | 3674.0473 | 3806.0473
2010 | CA | NPCC | - | - | S07a6 | Hydro Derate On-Peak | 0 | 0 | 11.5008 | 17.4118 | 41.4118 | 87.3118 | 219.6901 | 334.1527 | 334.1527 | 334.1527 | 334.1527
2010 | CA | NPCC | - | - | S07a7 | Biomass Expected On-Peak | 0 | 0 | 215 | 430 | 555 | 555 | 555 | 555 | 555 | 555 | 555
2010 | CA | NPCC | - | - | S07a8 | Biomass Derate On-Peak | 0 | 0 | 0 | 0 | 0 | 0 | 0 | 0 | 0 | 0 | 0
2010 | CA | NPCC | - | - | S07a9 | Demand Response Expected On-Peak (Load Management Programs) | 0 | 0 | 0 | 0 | 0 | 307.5027 | 307.5027 | 307.5027 | 307.5027 | 307.5027 | 307.5027
2010 | CA | NPCC | - | - | S07a10 | Demand Response Derate On-Peak (Load Management Programs) | 0 | 0 | 0 | 0 | 0 | 16.1844 | 16.1844 | 16.1844 | 16.1844 | 16.1844 | 16.1844
2010 | CA | NPCC | - | - | S07a11 | Transmission-Limited Resources | 0 | 0 | 0 | 0 | 0 | 0 | 0 | 0 | 0 | 0 | 0
2010 | CA | NPCC | - | - | S07a12 | Scheduled Outage - Maintenance | 0 | 7834 | 0 | 0 | 0 | 0 | 0 | 0 | 0 | 0 | 0
2010 | CA | NPCC | - | - | S07a13 | All Other Derates | 0 | 0 | 0 | 0 | 0 | 0 | 0 | 0 | 0 | 0 | 0
2010 | CA | NPCC | - | - | S07a14 | Energy Only | 0 | 0 | 0 | 0 | 0 | 0 | 0 | 0 | 0 | 0 | 0
2010 | CA | NPCC | - | - | S07b | Future, Other | 0 | 0 | 0 | 0 | 0 | 0 | 0 | 0 | 0 | 0 | 0
2010 | CA | NPCC | - | - | S07b1 | Wind Expected On-Peak | 0 | 0 | 0 | 0 | 0 | 0 | 0 | 0 | 0 | 0 | 0
2010 | CA | NPCC | - | - | S07b2 | Wind Derate On-Peak | 0 | 0 | 0 | 0 | 0 | 0 | 0 | 0 | 0 | 0 | 0
2010 | CA | NPCC | - | - | S07b3 | Solar Expected On-Peak | 0 | 0 | 0 | 0 | 0 | 0 | 0 | 0 | 0 | 0 | 0
2010 | CA | NPCC | - | - | S07b4 | Solar Derate On-Peak | 0 | 0 | 0 | 0 | 0 | 0 | 0 | 0 | 0 | 0 | 0
2010 | CA | NPCC | - | - | S07b5 | Hydro Expected On-Peak | 0 | 0 | 0 | 0 | 0 | 0 | 0 | 0 | 0 | 0 | 0
2010 | CA | NPCC | - | - | S07b6 | Hydro Derate On-Peak | 0 | 0 | 0 | 0 | 0 | 0 | 0 | 0 | 0 | 0 | 0
2010 | CA | NPCC | - | - | S07b7 | Biomass Expected On-Peak | 0 | 0 | 0 | 0 | 0 | 0 | 0 | 0 | 0 | 0 | 0
2010 | CA | NPCC | - | - | S07b8 | Biomass Derate On-Peak | 0 | 0 | 0 | 0 | 0 | 0 | 0 | 0 | 0 | 0 | 0
2010 | CA | NPCC | - | - | S07b9 | Transmission-Limited Resources | 0 | 0 | 0 | 0 | 0 | 0 | 0 | 0 | 0 | 0 | 0
2010 | CA | NPCC | - | - | S07b10 | Scheduled Outage - Maintenance | 0 | 0 | 0 | 0 | 0 | 0 | 0 | 0 | 0 | 0 | 0
2010 | CA | NPCC | - | - | S07b11 | All Other Derates | 0 | 0 | 0 | 0 | 0 | 0 | 0 | 0 | 0 | 0 | 0
2010 | CA | NPCC | - | - | S07b12 | Energy Only | 0 | 448 | -12 | -12 | -12 | -12 | -12 | -12 | -12 | -12 | -12
2010 | CA | NPCC | - | - | S08 | Conceptual | 0 | 154.6455 | 334.345 | 510.2798 | 867.2661 | 1084.414 | 1187.8998 | 2797.2835 | 2836.1669 | 3326.3972 | 4335.7979
2010 | CA | NPCC | - | - | S08a1 | Wind Expected On-Peak | 0 | 0 | 0 | 17.5394 | 42.0336 | 45.7907 | 125.6431 | 125.6431 | 155.1371 | 235.9725 | 235.9725
2010 | CA | NPCC | - | - | S08a2 | Wind Derate On-Peak | 0 | 0 | 0 | 141.9098 | 340.0897 | 370.4885 | 1016.5669 | 1016.5669 | 1255.2005 | 1909.2319 | 1909.2319
2010 | CA | NPCC | - | - | S08a3 | Solar Expected On-Peak | 0 | 12.4631 | 12.4631 | 12.4631 | 22.1304 | 98.7578 | 102.8824 | 102.8824 | 102.8824 | 102.8824 | 102.8824
2010 | CA | NPCC | - | - | S08a4 | Solar Derate On-Peak | 0 | 18.6946 | 18.6946 | 18.6946 | 33.1957 | 148.1366 | 154.3235 | 154.3235 | 154.3235 | 154.3235 | 154.3235
2010 | CA | NPCC | - | - | S08a5 | Hydro Expected On-Peak | 0 | 0 | 0 | 0 | 6.6644 | 33.8064 | 47.1526 | 47.1526 | 47.1526 | 47.1526 | 47.1526
2010 | CA | NPCC | - | - | S08a6 | Hydro Derate On-Peak | 0 | 0 | 0 | 0 | 2.8562 | 14.4885 | 20.2082 | 20.2082 | 20.2082 | 20.2082 | 20.2082
2010 | CA | NPCC | - | - | S08a7 | Biomass Expected On-Peak | 0 | 0 | 0 | 0 | 0 | 0 | 0 | 0 | 0 | 0 | 0
2010 | CA | NPCC | - | - | S08a8 | Biomass Derate On-Peak | 0 | 0 | 0 | 0 | 0 | 0 | 0 | 0 | 0 | 0 | 0
2010 | CA | NPCC | - | - | S08a9 | All Other Derates | 0 | 0 | 0 | 0 | 0 | 0 | 0 | 0 | 0 | 0 | 0
2010 | CA | NPCC | - | - | S08a10 | Energy Only | 0 | 0 | 0 | 0 | 0 | 0 | 0 | 0 | 0 | 0 | 0
2010 | CA | NPCC | - | - | S09 | ANTICIPATED INTERNAL CAPACITY = 6a+7a | 65892.0934 | 69706.9591 | 67899.4661 | 71459.1049 | 71927.1078 | 69877.841 | 68883.388 | 69476.3581 | 68763.3532 | 68287.5949 | 68419.5949
2010 | CA | NPCC | - | - | S10 | CAPACITY TRANSACTIONS - IMPORTS = 10a+10b+10c+10d | 0 | 200 | 200 | 0 | 0 | 0 | 0 | 0 | 0 | 0 | 0
2010 | CA | NPCC | - | - | S10a | Firm (Note: The sum of 10a1 and 10a2 must be <= 10a) | 0 | 200 | 200 | 0 | 0 | 0 | 0 | 0 | 0 | 0 | 0
2010 | CA | NPCC | - | - | S10a1 | Full-Responsibility Purchases | 0 | 200 | 200 | 0 | 0 | 0 | 0 | 0 | 0 | 0 | 0
2010 | CA | NPCC | - | - | S10a2 | Owned Capacity/Entitlement Located Outside the Region/Subregion | 0 | 0 | 0 | 0 | 0 | 0 | 0 | 0 | 0 | 0 | 0
2010 | CA | NPCC | - | - | S10b | Non-firm | 0 | 0 | 0 | 0 | 0 | 0 | 0 | 0 | 0 | 0 | 0
2010 | CA | NPCC | - | - | S10c | Expected (Note: The sum of 10c1 and 10c2 must be <= 10c) | 0 | 0 | 0 | 0 | 0 | 0 | 0 | 0 | 0 | 0 | 0
2010 | CA | NPCC | - | - | S10c1 | Full-Responsibility Purchases | 0 | 0 | 0 | 0 | 0 | 0 | 0 | 0 | 0 | 0 | 0
2010 | CA | NPCC | - | - | S10c2 | Owned Capacity/Entitlement Located Outside the Region/Subregion | 0 | 0 | 0 | 0 | 0 | 0 | 0 | 0 | 0 | 0 | 0
2010 | CA | NPCC | - | - | S10d | Provisional – transactions under study, but negotiations have not begun. | 0 | 0 | 0 | 0 | 0 | 0 | 0 | 0 | 0 | 0 | 0
2010 | CA | NPCC | - | - | S11 | CAPACITY TRANSACTIONS - EXPORTS = 11a+11b+11c+11d | 200 | 1490 | 2307 | 2107 | 2107 | 2107 | 2107 | 2107 | 2107 | 2107 | 2107
2010 | CA | NPCC | - | - | S11a | Firm (Note: The sum of 11a1 and 11a2 must be <= 11a) | 200 | 1490 | 655 | 455 | 455 | 455 | 455 | 455 | 455 | 455 | 455
2010 | CA | NPCC | - | - | S11a1 | Full-Responsibility Purchases | 200 | 1490 | 655 | 455 | 455 | 455 | 455 | 455 | 455 | 455 | 455
2010 | CA | NPCC | - | - | S11a2 | Owned Capacity/Entitlement Located Outside the Region/Subregion | 0 | 0 | 0 | 0 | 0 | 0 | 0 | 0 | 0 | 0 | 0
2010 | CA | NPCC | - | - | S11b | Non-firm | 0 | 0 | 0 | 0 | 0 | 0 | 0 | 0 | 0 | 0 | 0
2010 | CA | NPCC | - | - | S11c | Expected (Note: The sum of 11c1 and 11c2 must be <= 11c) | 0 | 0 | 1652 | 1652 | 1652 | 1652 | 1652 | 1652 | 1652 | 1652 | 1652
2010 | CA | NPCC | - | - | S11c1 | Full-Responsibility Purchases | 0 | 0 | 1652 | 1652 | 1652 | 1652 | 1652 | 1652 | 1652 | 1652 | 1652
2010 | CA | NPCC | - | - | S11c2 | Owned Capacity/Entitlement Located Outside the Region/Subregion | 0 | 0 | 0 | 0 | 0 | 0 | 0 | 0 | 0 | 0 | 0
2010 | CA | NPCC | - | - | S11d | Provisional – transactions under study, but negotiations have not begun. | 0 | 0 | 0 | 0 | 0 | 0 | 0 | 0 | 0 | 0 | 0
2010 | CA | NPCC | - | - | S12 | EXISTING, CERTAIN CAPACITY & NET FIRM TRANSACTIONS = 6a+Net Firm Transactions | 65692.0934 | 68416.9591 | 69251.9591 | 69251.9591 | 69251.9591 | 69251.9591 | 69251.9591 | 69251.9591 | 69251.9591 | 69251.9591 | 69251.9591
2010 | CA | NPCC | - | - | S13 | ANTICIPATED CAPACITY RESOURCES = 12+7a+Net Expected Transactions | 0 | 68416.9591 | 65792.4661 | 69352.1049 | 69820.1078 | 67770.841 | 66776.388 | 67369.3581 | 66656.3532 | 66180.5949 | 66312.5949
2010 | CA | NPCC | - | - | S14 | PROSPECTIVE CAPACITY RESOURCES = 13+6b+16b | 0 | 68416.9591 | 65792.4661 | 69352.1049 | 69820.1078 | 67770.841 | 66776.388 | 67369.3581 | 66656.3532 | 66180.5949 | 66312.5949
2010 | CA | NPCC | - | - | S15 | TOTAL POTENTIAL CAPACITY RESOURCES = 13+6b+7b+8+Net Provisional Transactions | 0 | 68571.6046 | 66126.811 | 69862.3847 | 70687.3739 | 68855.255 | 67964.2878 | 70166.6416 | 69492.5201 | 69506.9921 | 70648.3928
2010 | CA | NPCC | - | - | S15a | ADJUSTED POTENTIAL CAPACITY RESOURCES = 13+6b+16b+16d+Net Provisional Transactions | 0 | 68571.6046 | 66126.811 | 69862.3847 | 70687.3739 | 68855.255 | 67964.2878 | 70166.6416 | 69492.5201 | 69506.9921 | 70648.3928
2010 | CA | NPCC | - | - | S16a | Confidence of Future, Other (7b), using reasonable judgement
2010 | CA | NPCC | - | - | S16b | Net Future, Other Resources After Confidence Percentage Is Applied = 7b*16a | 0 | 0 | 0 | 0 | 0 | 0 | 0 | 0 | 0 | 0 | 0
2010 | CA | NPCC | - | - | S16c | Confidence of Conceptual (8), using reasonable judgement
2010 | CA | NPCC | - | - | S16d | Net Conceptual Resources After Confidence Percentage Is Applied = 8*16c | 0 | 154.6455 | 334.345 | 510.2798 | 867.2661 | 1084.414 | 1187.8998 | 2797.2835 | 2836.1669 | 3326.3972 | 4335.7979
2010 | CA | NPCC | - | - | S17 | Region/Subregion Target Reserve Margin |  | 0.15 | 0.15 | 0.15 | 0.15 | 0.15 | 0.15 | 0.15 | 0.15 | 0.15 | 0.15
2010 | CA | NPCC | - | - | S18 | Existing Certain and Net Firm Transactions Reserve Margin = (12-3)/3 |  | 0.44458 | 0.45492 | 0.45267 | 0.46293 | 0.46841 | 0.45463 | 0.45035 | 0.45133 | 0.44755 | 0.44363
2010 | CA | NPCC | - | - | S19 | Anticipated Capacity Resources Reserve Margin = (13-3)/3 |  | 0.44458 | 0.38224 | 0.45477 | 0.47494 | 0.43701 | 0.40263 | 0.41092 | 0.39693 | 0.38335 | 0.38235
2010 | CA | NPCC | - | - | S20 | Prospective Capacity Resources Reserve Margin = (14-3)/3 |  | 0.44458 | 0.38224 | 0.45477 | 0.47494 | 0.43701 | 0.40263 | 0.41092 | 0.39693 | 0.38335 | 0.38235
2010 | CA | NPCC | - | - | S21 | Total Potential Resources Reserve Margin = (15-3)/3 |  | 0.44784 | 0.38926 | 0.46548 | 0.49326 | 0.46 | 0.42758 | 0.46951 | 0.45637 | 0.45288 | 0.47274
2010 | CA | NPCC | - | - | S22 | Adjusted Potential Resources Reserve Margin = (15a-3)/3 |  | 0.44784 | 0.38926 | 0.46548 | 0.49326 | 0.46 | 0.42758 | 0.46951 | 0.45637 | 0.45288 | 0.47274
2010 | CA | NPCC | - | - | S23 | Total Baseline Installed Capacity | 0: 93553.8016
2010 | US | NPCC | New York | New York | S01 | Unrestricted Non-coincident Peak Demand = 2+1a+1b-1c-1d | 30843.8 | 33199.3588 | 33651.1031 | 34191.9015 | 34843.859 | 35284.9427 | 35696.4453 | 36146.9954 | 36565.032 | 36982.9311 | 37400.7645
2010 | US | NPCC | New York | New York | S01a | New Conservation (Energy Efficiency) | 0 | 174.2501 | 490.6369 | 824.5761 | 1106.9674 | 1387.9764 | 1675.3971 | 1953.8611 | 2150.7038 | 2310.6317 | 2414.9833
2010 | US | NPCC | New York | New York | S01b | Estimated Diversity | 0 | 0 | 0 | 0 | 0 | 0 | 0 | 0 | 0 | 0 | 0
2010 | US | NPCC | New York | New York | S01c | Additions for non-member load (load served by non-registered LSE's in a region) | 0 | 0 | 0 | 0 | 0 | 0 | 0 | 0 | 0 | 0 | 0
2010 | US | NPCC | New York | New York | S01d | Stand-by Load Under Contract (Normally served by behind the meter generation) | 0 | 0 | 0 | 0 | 0 | 0 | 0 | 0 | 0 | 0 | 0
2010 | US | NPCC | New York | New York | S02 | Total Internal Demand | 30843.8 | 33025.1088 | 33160.4662 | 33367.3254 | 33736.8916 | 33896.9663 | 34021.0483 | 34193.1343 | 34414.3282 | 34672.2995 | 34985.7812
2010 | US | NPCC | New York | New York | S02a | Direct Control Load Management | 0 | 0 | 0 | 0 | 0 | 0 | 0 | 0 | 0 | 0 | 0
2010 | US | NPCC | New York | New York | S02b | Contractually Interruptible (Curtailable) | 0 | 0 | 0 | 0 | 0 | 0 | 0 | 0 | 0 | 0 | 0
2010 | US | NPCC | New York | New York | S02c | Critical Peak-Pricing (CPP) with Control | 0 | 0 | 0 | 0 | 0 | 0 | 0 | 0 | 0 | 0 | 0
2010 | US | NPCC | New York | New York | S02d | Load as a Capacity Resource | 214 | 214 | 214 | 214 | 214 | 214 | 214 | 214 | 214 | 214 | 214
2010 | US | NPCC | New York | New York | S03 | Net Internal Demand = 2-2a-2b-2c-2d | 30629.8 | 32811.1088 | 32946.4662 | 33153.3254 | 33522.8916 | 33682.9663 | 33807.0483 | 33979.1343 | 34200.3282 | 34458.2995 | 34771.7812
2010 | US | NPCC | New York | New York | S04a | Demand Response used for Reserves - Spinning | 0 | 0 | 0 | 0 | 0 | 0 | 0 | 0 | 0 | 0 | 0
2010 | US | NPCC | New York | New York | S04b | Demand Response used for Reserves - Non-Spinning | 0 | 0 | 0 | 0 | 0 | 0 | 0 | 0 | 0 | 0 | 0
2010 | US | NPCC | New York | New York | S04c | Demand Response used for Regulation | 0 | 0 | 0 | 0 | 0 | 0 | 0 | 0 | 0 | 0 | 0
2010 | US | NPCC | New York | New York | S04d | Demand Response used for Energy, Voluntary - Emergency | 0 | 0 | 0 | 0 | 0 | 0 | 0 | 0 | 0 | 0 | 0
2010 | US | NPCC | New York | New York | S05 | TOTAL INTERNAL CAPACITY = 6+7 | 40498 | 40776.5 | 42030.5 | 42711 | 42711 | 42717 | 42717 | 42717 | 42717 | 42717 | 42717
2010 | US | NPCC | New York | New York | S06 | EXISTING CAPACITY = 6a+6b+6c | 40498 | 40776.5 | 40776.5 | 40776.5 | 40776.5 | 40776.5 | 40776.5 | 40776.5 | 40776.5 | 40776.5 | 40776.5
2010 | US | NPCC | New York | New York | S06a | Existing, Certain | 40498 | 39260.0914 | 39260.0914 | 39260.0914 | 39260.0914 | 39260.0914 | 39260.0914 | 39260.0914 | 39260.0914 | 39260.0914 | 39260.0914
2010 | US | NPCC | New York | New York | S06a1 | Wind Expected On-Peak | 0 | 123.53 | 123.53 | 123.53 | 123.53 | 123.53 | 123.53 | 123.53 | 123.53 | 123.53 | 123.53
2010 | US | NPCC | New York | New York | S06a2 | Solar Expected On-Peak | 0 | 0 | 0 | 0 | 0 | 0 | 0 | 0 | 0 | 0 | 0
2010 | US | NPCC | New York | New York | S06a3 | Hydro Expected On-Peak | 0 | 3781.11 | 3781.11 | 3781.11 | 3781.11 | 3781.11 | 3781.11 | 3781.11 | 3781.11 | 3781.11 | 3781.11
2010 | US | NPCC | New York | New York | S06a4 | Biomass Expected On-Peak | 0 | 410.1514 | 410.1514 | 410.1514 | 410.1514 | 410.1514 | 410.1514 | 410.1514 | 410.1514 | 410.1514 | 410.1514
2010 | US | NPCC | New York | New York | S06a5 | Load as a Capacity Resource Expected On-Peak (Load Management Programs) | 0 | 2251 | 2251 | 2251 | 2251 | 2251 | 2251 | 2251 | 2251 | 2251 | 2251
2010 | US | NPCC | New York | New York | S06b | Existing, Other | 0 | 0 | 0 | 0 | 0 | 0 | 0 | 0 | 0 | 0 | 0
2010 | US | NPCC | New York | New York | S06b1 | Wind Derate On-Peak | 0 | 1111.77 | 1111.77 | 1111.77 | 1111.77 | 1111.77 | 1111.77 | 1111.77 | 1111.77 | 1111.77 | 1111.77
2010 | US | NPCC | New York | New York | S06b2 | Solar Derate On-Peak | 0 | 0 | 0 | 0 | 0 | 0 | 0 | 0 | 0 | 0 | 0
2010 | US | NPCC | New York | New York | S06b3 | Hydro Derate On-Peak | 0 | 394.29 | 394.29 | 394.29 | 394.29 | 394.29 | 394.29 | 394.29 | 394.29 | 394.29 | 394.29
2010 | US | NPCC | New York | New York | S06b4 | Biomass Derate On-Peak | 0 | 10.3486 | 10.3486 | 10.3486 | 10.3486 | 10.3486 | 10.3486 | 10.3486 | 10.3486 | 10.3486 | 10.3486
2010 | US | NPCC | New York | New York | S06b5 | Load as a Capacity Resource Derate On-Peak (Load Management Programs) | 0 | 0 | 0 | 0 | 0 | 0 | 0 | 0 | 0 | 0 | 0
2010 | US | NPCC | New York | New York | S06b7 | Transmission-Limited Resources | 0 | 0 | 0 | 0 | 0 | 0 | 0 | 0 | 0 | 0 | 0
2010 | US | NPCC | New York | New York | S06b8 | All Other Derates | 0 | 0 | 0 | 0 | 0 | 0 | 0 | 0 | 0 | 0 | 0
2010 | US | NPCC | New York | New York | S06b9 | Energy Only | 0 | 0 | 0 | 0 | 0 | 0 | 0 | 0 | 0 | 0 | 0
2010 | US | NPCC | New York | New York | S06c | Existing, Inoperable (Note: Not used in margin calculations) | 0 | 0 | 0 | 0 | 0 | 0 | 0 | 0 | 0 | 0 | 0
2010 | US | NPCC | New York | New York | S07 | FUTURE CAPACITY ADDITIONS = 7a+7b | 0 | 0 | 1240.5 | 1921 | 1921 | 1921.6 | 1921.6 | 1921.6 | 1921.6 | 1921.6 | 1921.6
2010 | US | NPCC | New York | New York | S07a | Future, Planned | 0 | 0 | 1240.5 | 1921 | 1921 | 1921.6 | 1921.6 | 1921.6 | 1921.6 | 1921.6 | 1921.6
2010 | US | NPCC | New York | New York | S07a1 | Wind Expected On-Peak | 0 | 0 | 1.5 | 1.5 | 1.5 | 2.1 | 2.1 | 2.1 | 2.1 | 2.1 | 2.1
2010 | US | NPCC | New York | New York | S07a2 | Wind Derate On-Peak | 0 | 0 | 13.5 | 13.5 | 13.5 | 18.9 | 18.9 | 18.9 | 18.9 | 18.9 | 18.9
2010 | US | NPCC | New York | New York | S07a3 | Solar Expected On-Peak | 0 | 0 | 0 | 0 | 0 | 0 | 0 | 0 | 0 | 0 | 0
2010 | US | NPCC | New York | New York | S07a4 | Solar Derate On-Peak | 0 | 0 | 0 | 0 | 0 | 0 | 0 | 0 | 0 | 0 | 0
2010 | US | NPCC | New York | New York | S07a5 | Hydro Expected On-Peak | 0 | 0 | 0 | 0 | 0 | 0 | 0 | 0 | 0 | 0 | 0
2010 | US | NPCC | New York | New York | S07a6 | Hydro Derate On-Peak | 0 | 0 | 0 | 0 | 0 | 0 | 0 | 0 | 0 | 0 | 0
2010 | US | NPCC | New York | New York | S07a7 | Biomass Expected On-Peak | 0 | 0 | 0 | 0 | 0 | 0 | 0 | 0 | 0 | 0 | 0
2010 | US | NPCC | New York | New York | S07a8 | Biomass Derate On-Peak | 0 | 0 | 0 | 0 | 0 | 0 | 0 | 0 | 0 | 0 | 0
2010 | US | NPCC | New York | New York | S07a9 | Demand Response Expected On-Peak (Load Management Programs) | 0 | 0 | 0 | 0 | 0 | 0 | 0 | 0 | 0 | 0 | 0
2010 | US | NPCC | New York | New York | S07a10 | Demand Response Derate On-Peak (Load Management Programs) | 0 | 0 | 0 | 0 | 0 | 0 | 0 | 0 | 0 | 0 | 0
2010 | US | NPCC | New York | New York | S07a11 | Transmission-Limited Resources | 0 | 0 | 0 | 0 | 0 | 0 | 0 | 0 | 0 | 0 | 0
2010 | US | NPCC | New York | New York | S07a12 | Scheduled Outage - Maintenance | 0 | 0 | 0 | 0 | 0 | 0 | 0 | 0 | 0 | 0 | 0
2010 | US | NPCC | New York | New York | S07a13 | All Other Derates | 0 | 0 | 0 | 0 | 0 | 0 | 0 | 0 | 0 | 0 | 0
2010 | US | NPCC | New York | New York | S07a14 | Energy Only | 0 | 0 | 0 | 0 | 0 | 0 | 0 | 0 | 0 | 0 | 0
2010 | US | NPCC | New York | New York | S07b | Future, Other | 0 | 0 | 0 | 0 | 0 | 0 | 0 | 0 | 0 | 0 | 0
2010 | US | NPCC | New York | New York | S07b1 | Wind Expected On-Peak | 0 | 0 | 0 | 0 | 0 | 0 | 0 | 0 | 0 | 0 | 0
2010 | US | NPCC | New York | New York | S07b2 | Wind Derate On-Peak | 0 | 0 | 0 | 0 | 0 | 0 | 0 | 0 | 0 | 0 | 0
2010 | US | NPCC | New York | New York | S07b3 | Solar Expected On-Peak | 0 | 0 | 0 | 0 | 0 | 0 | 0 | 0 | 0 | 0 | 0
2010 | US | NPCC | New York | New York | S07b4 | Solar Derate On-Peak | 0 | 0 | 0 | 0 | 0 | 0 | 0 | 0 | 0 | 0 | 0
2010 | US | NPCC | New York | New York | S07b5 | Hydro Expected On-Peak | 0 | 0 | 0 | 0 | 0 | 0 | 0 | 0 | 0 | 0 | 0
2010 | US | NPCC | New York | New York | S07b6 | Hydro Derate On-Peak | 0 | 0 | 0 | 0 | 0 | 0 | 0 | 0 | 0 | 0 | 0
2010 | US | NPCC | New York | New York | S07b7 | Biomass Expected On-Peak | 0 | 0 | 0 | 0 | 0 | 0 | 0 | 0 | 0 | 0 | 0
2010 | US | NPCC | New York | New York | S07b8 | Biomass Derate On-Peak | 0 | 0 | 0 | 0 | 0 | 0 | 0 | 0 | 0 | 0 | 0
2010 | US | NPCC | New York | New York | S07b9 | Transmission-Limited Resources | 0 | 0 | 0 | 0 | 0 | 0 | 0 | 0 | 0 | 0 | 0
2010 | US | NPCC | New York | New York | S07b10 | Scheduled Outage - Maintenance | 0 | 0 | 0 | 0 | 0 | 0 | 0 | 0 | 0 | 0 | 0
2010 | US | NPCC | New York | New York | S07b11 | All Other Derates | 0 | 0 | 0 | 0 | 0 | 0 | 0 | 0 | 0 | 0 | 0
2010 | US | NPCC | New York | New York | S07b12 | Energy Only | 0 | 224 | -6 | -6 | -6 | -6 | -6 | -6 | -6 | -6 | -6
2010 | US | NPCC | New York | New York | S08 | Conceptual | 0 | 0 | 2083 | 5386 | 6363 | 7465 | 8975 | 9635 | 10236 | 10236 | 10236
2010 | US | NPCC | New York | New York | S08a1 | Wind Expected On-Peak | 0 | 32 | 240 | 318 | 332 | 342 | 492 | 558 | 618 | 618 | 618
2010 | US | NPCC | New York | New York | S08a2 | Wind Derate On-Peak | 0 | 289 | 433 | 1135 | 1261 | 1351 | 2711 | 3305 | 3899 | 3899 | 3899
2010 | US | NPCC | New York | New York | S08a3 | Solar Expected On-Peak | 0 | 0 | 0 | 0 | 0 | 0 | 0 | 0 | 0 | 0 | 0
2010 | US | NPCC | New York | New York | S08a4 | Solar Derate On-Peak | 0 | 0 | 0 | 0 | 0 | 0 | 0 | 0 | 0 | 0 | 0
2010 | US | NPCC | New York | New York | S08a5 | Hydro Expected On-Peak | 0 | 0 | 0 | 0 | 0 | 0 | 0 | 0 | 0 | 0 | 0
2010 | US | NPCC | New York | New York | S08a6 | Hydro Derate On-Peak | 0 | 0 | 0 | 0 | 0 | 0 | 0 | 0 | 0 | 0 | 0
2010 | US | NPCC | New York | New York | S08a7 | Biomass Expected On-Peak | 0 | 0 | 0 | 23 | 23 | 23 | 23 | 23 | 23 | 23 | 23
2010 | US | NPCC | New York | New York | S08a8 | Biomass Derate On-Peak | 0 | 0 | 0 | 0 | 0 | 0 | 0 | 0 | 0 | 0 | 0
2010 | US | NPCC | New York | New York | S08a9 | All Other Derates | 0 | 0 | 0 | 0 | 0 | 0 | 0 | 0 | 0 | 0 | 0
2010 | US | NPCC | New York | New York | S08a10 | Energy Only | 0 | 0 | 0 | 0 | 0 | 0 | 0 | 0 | 0 | 0 | 0
2010 | US | NPCC | New York | New York | S09 | ANTICIPATED INTERNAL CAPACITY = 6a+7a | 40498 | 39260.0914 | 40500.5914 | 41181.0914 | 41181.0914 | 41181.6914 | 41181.6914 | 41181.6914 | 41181.6914 | 41181.6914 | 41181.6914
2010 | US | NPCC | New York | New York | S10 | CAPACITY TRANSACTIONS - IMPORTS = 10a+10b+10c+10d | 1548 | 1541.9 | 1228.2 | 1260.6 | 1951.6 | 1901.6 | 1901.6 | 1901.6 | 1901.6 | 1901.6 | 1901.6
2010 | US | NPCC | New York | New York | S10a | Firm (Note: The sum of 10a1 and 10a2 must be <= 10a) | 1548 | 1541.9 | 1228.2 | 1260.6 | 1951.6 | 1901.6 | 1901.6 | 1901.6 | 1901.6 | 1901.6 | 1901.6
2010 | US | NPCC | New York | New York | S10a1 | Full-Responsibility Purchases | 0 | 0 | 0 | 0 | 0 | 0 | 0 | 0 | 0 | 0 | 0
2010 | US | NPCC | New York | New York | S10a2 | Owned Capacity/Entitlement Located Outside the Region/Subregion | 0 | 0 | 0 | 0 | 0 | 0 | 0 | 0 | 0 | 0 | 0
2010 | US | NPCC | New York | New York | S10b | Non-firm | 0 | 0 | 0 | 0 | 0 | 0 | 0 | 0 | 0 | 0 | 0
2010 | US | NPCC | New York | New York | S10c | Expected (Note: The sum of 10c1 and 10c2 must be <= 10c) | 0 | 0 | 0 | 0 | 0 | 0 | 0 | 0 | 0 | 0 | 0
2010 | US | NPCC | New York | New York | S10c1 | Full-Responsibility Purchases | 0 | 0 | 0 | 0 | 0 | 0 | 0 | 0 | 0 | 0 | 0
2010 | US | NPCC | New York | New York | S10c2 | Owned Capacity/Entitlement Located Outside the Region/Subregion | 0 | 0 | 0 | 0 | 0 | 0 | 0 | 0 | 0 | 0 | 0
2010 | US | NPCC | New York | New York | S10d | Provisional – transactions under study, but negotiations have not begun. | 0 | 0 | 0 | 0 | 0 | 0 | 0 | 0 | 0 | 0 | 0
2010 | US | NPCC | New York | New York | S11 | CAPACITY TRANSACTIONS - EXPORTS = 11a+11b+11c+11d | 0 | 0 | 0 | 0 | 0 | 0 | 0 | 0 | 0 | 0 | 0
2010 | US | NPCC | New York | New York | S11a | Firm (Note: The sum of 11a1 and 11a2 must be <= 11a) | 0 | 0 | 0 | 0 | 0 | 0 | 0 | 0 | 0 | 0 | 0
2010 | US | NPCC | New York | New York | S11a1 | Full-Responsibility Purchases | 0 | 0 | 0 | 0 | 0 | 0 | 0 | 0 | 0 | 0 | 0
2010 | US | NPCC | New York | New York | S11a2 | Owned Capacity/Entitlement Located Outside the Region/Subregion | 0 | 0 | 0 | 0 | 0 | 0 | 0 | 0 | 0 | 0 | 0
2010 | US | NPCC | New York | New York | S11b | Non-firm | 0 | 0 | 0 | 0 | 0 | 0 | 0 | 0 | 0 | 0 | 0
2010 | US | NPCC | New York | New York | S11c | Expected (Note: The sum of 11c1 and 11c2 must be <= 11c) | 0 | 0 | 0 | 0 | 0 | 0 | 0 | 0 | 0 | 0 | 0
2010 | US | NPCC | New York | New York | S11c1 | Full-Responsibility Purchases | 0 | 0 | 0 | 0 | 0 | 0 | 0 | 0 | 0 | 0 | 0
2010 | US | NPCC | New York | New York | S11c2 | Owned Capacity/Entitlement Located Outside the Region/Subregion | 0 | 0 | 0 | 0 | 0 | 0 | 0 | 0 | 0 | 0 | 0
2010 | US | NPCC | New York | New York | S11d | Provisional – transactions under study, but negotiations have not begun. | 0 | 0 | 0 | 0 | 0 | 0 | 0 | 0 | 0 | 0 | 0
2010 | US | NPCC | New York | New York | S12 | EXISTING, CERTAIN CAPACITY & NET FIRM TRANSACTIONS = 6a+Net Firm Transactions | 42046 | 40801.9914 | 40488.2914 | 40520.6914 | 41211.6914 | 41161.6914 | 41161.6914 | 41161.6914 | 41161.6914 | 41161.6914 | 41161.6914
2010 | US | NPCC | New York | New York | S13 | ANTICIPATED CAPACITY RESOURCES = 12+7a+Net Expected Transactions | 0 | 40801.9914 | 41728.7914 | 42441.6914 | 43132.6914 | 43083.2914 | 43083.2914 | 43083.2914 | 43083.2914 | 43083.2914 | 43083.2914
2010 | US | NPCC | New York | New York | S14 | PROSPECTIVE CAPACITY RESOURCES = 13+6b+16b | 0 | 40801.9914 | 41728.7914 | 42441.6914 | 43132.6914 | 43083.2914 | 43083.2914 | 43083.2914 | 43083.2914 | 43083.2914 | 43083.2914
2010 | US | NPCC | New York | New York | S15 | TOTAL POTENTIAL CAPACITY RESOURCES = 13+6b+7b+8+Net Provisional Transactions | 0 | 40801.9914 | 43811.7914 | 47827.6914 | 49495.6914 | 50548.2914 | 52058.2914 | 52718.2914 | 53319.2914 | 53319.2914 | 53319.2914
2010 | US | NPCC | New York | New York | S15a | ADJUSTED POTENTIAL CAPACITY RESOURCES = 13+6b+16b+16d+Net Provisional Transactions | 0 | 40801.9914 | 42145.3914 | 43518.8914 | 44405.2914 | 44576.2914 | 44878.2914 | 45010.2914 | 45130.4914 | 45130.4914 | 45130.4914
2010 | US | NPCC | New York | New York | S16a | Confidence of Future, Other (7b), using reasonable judgement | 0 | 0 | 0 | 0 | 0 | 0 | 0 | 0 | 0 | 0 | 0
2010 | US | NPCC | New York | New York | S16b | Net Future, Other Resources After Confidence Percentage Is Applied = 7b*16a | 0 | 0 | 0 | 0 | 0 | 0 | 0 | 0 | 0 | 0 | 0
2010 | US | NPCC | New York | New York | S16c | Confidence of Conceptual (8), using reasonable judgement | 0 | 0.2 | 0.2 | 0.2 | 0.2 | 0.2 | 0.2 | 0.2 | 0.2 | 0.2 | 0.2
2010 | US | NPCC | New York | New York | S16d | Net Conceptual Resources After Confidence Percentage Is Applied = 8*16c | 0 | 0 | 416.6 | 1077.2 | 1272.6 | 1493 | 1795 | 1927 | 2047.2 | 2047.2 | 2047.2
2010 | US | NPCC | New York | New York | S17 | Region/Subregion Target Reserve Margin | 0 | 0.18 | 0.18 | 0.18 | 0.18 | 0.18 | 0.18 | 0.18 | 0.18 | 0.18 | 0.18
2010 | US | NPCC | New York | New York | S18 | Existing Certain and Net Firm Transactions Reserve Margin = (12-3)/3 | 0 | 0.24354 | 0.22891 | 0.22222 | 0.22936 | 0.22203 | 0.21755 | 0.21138 | 0.20355 | 0.19454 | 0.18377
2010 | US | NPCC | New York | New York | S19 | Anticipated Capacity Resources Reserve Margin = (13-3)/3 | 0 | 0.24354 | 0.26656 | 0.28016 | 0.28666 | 0.27908 | 0.27439 | 0.26793 | 0.25973 | 0.2503 | 0.23903
2010 | US | NPCC | New York | New York | S20 | Prospective Capacity Resources Reserve Margin = (14-3)/3 | 0 | 0.24354 | 0.26656 | 0.28016 | 0.28666 | 0.27908 | 0.27439 | 0.26793 | 0.25973 | 0.2503 | 0.23903
2010 | US | NPCC | New York | New York | S21 | Total Potential Resources Reserve Margin = (15-3)/3 | 0 | 0.24354 | 0.32979 | 0.44262 | 0.47647 | 0.50071 | 0.53987 | 0.55149 | 0.55903 | 0.54736 | 0.53341
2010 | US | NPCC | New York | New York | S22 | Adjusted Potential Resources Reserve Margin = (15a-3)/3 | 0 | 0.24354 | 0.27921 | 0.31266 | 0.32463 | 0.32341 | 0.32748 | 0.32465 | 0.31959 | 0.30971 | 0.29791
2010 | US | NPCC | New York | New York | S23 | Total Baseline Installed Capacity | 40498 | 0 | 0 | 0 | 0 | 0 | 0 | 0 | 0 | 0 | 0
2010 | US | NPCC | New England | New England | S01 | Unrestricted Non-coincident Peak Demand = 2+1a+1b-1c-1d | 25100 | 27190 | 27660 | 28165 | 28570 | 29025 | 29450 | 29785 | 30110 | 30430 | 30730
2010 | US | NPCC | New England | New England | S01a | New Conservation (Energy Efficiency) | 0 | 0 | 0 | 0 | 0 | 0 | 0 | 0 | 0 | 0 | 0
2010 | US | NPCC | New England | New England | S01b | Estimated Diversity | 0 | 0 | 0 | 0 | 0 | 0 | 0 | 0 | 0 | 0 | 0
2010 | US | NPCC | New England | New England | S01c | Additions for non-member load (load served by non-registered LSE's in a region) | 0 | 0 | 0 | 0 | 0 | 0 | 0 | 0 | 0 | 0 | 0
2010 | US | NPCC | New England | New England | S01d | Stand-by Load Under Contract (Normally served by behind the meter generation) | 0 | 0 | 0 | 0 | 0 | 0 | 0 | 0 | 0 | 0 | 0
2010 | US | NPCC | New England | New England | S02 | Total Internal Demand | 25100 | 27190 | 27660 | 28165 | 28570 | 29025 | 29450 | 29785 | 30110 | 30430 | 30730
2010 | US | NPCC | New England | New England | S02a | Direct Control Load Management | 0 | 0 | 0 | 0 | 0 | 0 | 0 | 0 | 0 | 0 | 0
2010 | US | NPCC | New England | New England | S02b | Contractually Interruptible (Curtailable) | 0 | 0 | 0 | 0 | 0 | 0 | 0 | 0 | 0 | 0 | 0
2010 | US | NPCC | New England | New England | S02c | Critical Peak-Pricing (CPP) with Control | 0 | 0 | 0 | 0 | 0 | 0 | 0 | 0 | 0 | 0 | 0
2010 | US | NPCC | New England | New England | S02d | Load as a Capacity Resource | 0 | 0 | 0 | 0 | 0 | 0 | 0 | 0 | 0 | 0 | 0
2010 | US | NPCC | New England | New England | S03 | Net Internal Demand = 2-2a-2b-2c-2d | 25100 | 27190 | 27660 | 28165 | 28570 | 29025 | 29450 | 29785 | 30110 | 30430 | 30730
2010 | US | NPCC | New England | New England | S04a | Demand Response used for Reserves - Spinning | 0 | 0 | 0 | 0 | 0 | 0 | 0 | 0 | 0 | 0 | 0
2010 | US | NPCC | New England | New England | S04b | Demand Response used for Reserves - Non-Spinning | 0 | 0 | 0 | 0 | 0 | 0 | 0 | 0 | 0 | 0 | 0
2010 | US | NPCC | New England | New England | S04c | Demand Response used for Regulation | 0 | 0 | 0 | 0 | 0 | 0 | 0 | 0 | 0 | 0 | 0
2010 | US | NPCC | New England | New England | S04d | Demand Response used for Energy, Voluntary - Emergency | 0 | 0 | 0 | 0 | 0 | 0 | 0 | 0 | 0 | 0 | 0
2010 | US | NPCC | New England | New England | S05 | TOTAL INTERNAL CAPACITY = 6+7 | 35695 | 34105.4688 | 32682.016 | 36901.878 | 36901.878 | 36901.878 | 36901.878 | 36901.878 | 36901.878 | 36901.878 | 36901.878
2010 | US | NPCC | New England | New England | S06 | EXISTING CAPACITY = 6a+6b+6c | 35695 | 33881.1688 | 33881.1688 | 33881.1688 | 33881.1688 | 33881.1688 | 33881.1688 | 33881.1688 | 33881.1688 | 33881.1688 | 33881.1688
2010 | US | NPCC | New England | New England | S06a | Existing, Certain | 34226 | 32250.6998 | 32250.6998 | 32250.6998 | 32250.6998 | 32250.6998 | 32250.6998 | 32250.6998 | 32250.6998 | 32250.6998 | 32250.6998
2010 | US | NPCC | New England | New England | S06a1 | Wind Expected On-Peak | 89 | 26.084 | 26.084 | 26.084 | 26.084 | 26.084 | 26.084 | 26.084 | 26.084 | 26.084 | 26.084
2010 | US | NPCC | New England | New England | S06a2 | Solar Expected On-Peak | 1 | 0.003 | 0.003 | 0.003 | 0.003 | 0.003 | 0.003 | 0.003 | 0.003 | 0.003 | 0.003
2010 | US | NPCC | New England | New England | S06a3 | Hydro Expected On-Peak | 1682 | 1494.604 | 1494.604 | 1494.604 | 1494.604 | 1494.604 | 1494.604 | 1494.604 | 1494.604 | 1494.604 | 1494.604
2010 | US | NPCC | New England | New England | S06a4 | Biomass Expected On-Peak | 985 | 914.267 | 914.267 | 914.267 | 914.267 | 914.267 | 914.267 | 914.267 | 914.267 | 914.267 | 914.267
2010 | US | NPCC | New England | New England | S06a5 | Load as a Capacity Resource Expected On-Peak (Load Management Programs) | 2834 | 1898.2248 | 1898.2248 | 1898.2248 | 1898.2248 | 1898.2248 | 1898.2248 | 1898.2248 | 1898.2248 | 1898.2248 | 1898.2248
2010 | US | NPCC | New England | New England | S06b | Existing, Other | 227 | 316.696 | 316.696 | 316.696 | 316.696 | 316.696 | 316.696 | 316.696 | 316.696 | 316.696 | 316.696
2010 | US | NPCC | New England | New England | S06b1 | Wind Derate On-Peak | 11 | 84.946 | 84.946 | 84.946 | 84.946 | 84.946 | 84.946 | 84.946 | 84.946 | 84.946 | 84.946
2010 | US | NPCC | New England | New England | S06b2 | Solar Derate On-Peak | 0 | 0 | 0 | 0 | 0 | 0 | 0 | 0 | 0 | 0 | 0
2010 | US | NPCC | New England | New England | S06b3 | Hydro Derate On-Peak | 241 | 380.659 | 380.659 | 380.659 | 380.659 | 380.659 | 380.659 | 380.659 | 380.659 | 380.659 | 380.659
2010 | US | NPCC | New England | New England | S06b4 | Biomass Derate On-Peak | 0 | 33.885 | 33.885 | 33.885 | 33.885 | 33.885 | 33.885 | 33.885 | 33.885 | 33.885 | 33.885
2010 | US | NPCC | New England | New England | S06b5 | Load as a Capacity Resource Derate On-Peak (Load Management Programs) | 0 | 0 | 0 | 0 | 0 | 0 | 0 | 0 | 0 | 0 | 0
2010 | US | NPCC | New England | New England | S06b7 | Transmission-Limited Resources | 0 | 0 | 0 | 0 | 0 | 0 | 0 | 0 | 0 | 0 | 0
2010 | US | NPCC | New England | New England | S06b8 | All Other Derates | 0 | 814.283 | 814.283 | 814.283 | 814.283 | 814.283 | 814.283 | 814.283 | 814.283 | 814.283 | 814.283
2010 | US | NPCC | New England | New England | S06b9 | Energy Only | 0 | 167.743 | 167.743 | 167.743 | 167.743 | 167.743 | 167.743 | 167.743 | 167.743 | 167.743 | 167.743
2010 | US | NPCC | New England | New England | S06c | Existing, Inoperable (Note: Not used in margin calculations) | 990 | 0 | 0 | 0 | 0 | 0 | 0 | 0 | 0 | 0 | 0
2010 | US | NPCC | New England | New England | S07 | FUTURE CAPACITY ADDITIONS = 7a+7b | 0 | 224.3 | -1433.4619 | 2786.4002 | 2786.4002 | 2786.4002 | 2786.4002 | 2786.4002 | 2786.4002 | 2786.4002 | 2786.4002
2010 | US | NPCC | New England | New England | S07a | Future, Planned | 0 | 0 | -1427.3379 | 2806.2462 | 2806.2462 | 2806.2462 | 2806.2462 | 2806.2462 | 2806.2462 | 2806.2462 | 2806.2462
2010 | US | NPCC | New England | New England | S07a1 | Wind Expected On-Peak | 0 | 0 | 58.458 | 67.076 | 67.076 | 67.076 | 67.076 | 67.076 | 67.076 | 67.076 | 67.076
2010 | US | NPCC | New England | New England | S07a2 | Wind Derate On-Peak | 0 | 0 | 226.542 | 226.542 | 226.542 | 226.542 | 226.542 | 226.542 | 226.542 | 226.542 | 226.542
2010 | US | NPCC | New England | New England | S07a3 | Solar Expected On-Peak | 0 | 0 | 0.072 | 0.099 | 0.099 | 0.099 | 0.099 | 0.099 | 0.099 | 0.099 | 0.099
2010 | US | NPCC | New England | New England | S07a4 | Solar Derate On-Peak | 0 | 0 | 0.011 | 0.011 | 0.011 | 0.011 | 0.011 | 0.011 | 0.011 | 0.011 | 0.011
2010 | US | NPCC | New England | New England | S07a5 | Hydro Expected On-Peak | 0 | 0 | -176.833 | 2.861 | 2.861 | 2.861 | 2.861 | 2.861 | 2.861 | 2.861 | 2.861
2010 | US | NPCC | New England | New England | S07a6 | Hydro Derate On-Peak | 0 | 0 | 5.456 | 5.456 | 5.456 | 5.456 | 5.456 | 5.456 | 5.456 | 5.456 | 5.456
2010 | US | NPCC | New England | New England | S07a7 | Biomass Expected On-Peak | 0 | 0 | -30.361 | 119.786 | 119.786 | 119.786 | 119.786 | 119.786 | 119.786 | 119.786 | 119.786
2010 | US | NPCC | New England | New England | S07a8 | Biomass Derate On-Peak | 0 | 0 | 2.3 | 2.3 | 2.3 | 2.3 | 2.3 | 2.3 | 2.3 | 2.3 | 2.3
2010 | US | NPCC | New England | New England | S07a9 | Demand Response Expected On-Peak (Load Management Programs) | 0 | 0 | 439.3031 | 999.4132 | 999.4132 | 999.4132 | 999.4132 | 999.4132 | 999.4132 | 999.4132 | 999.4132
2010 | US | NPCC | New England | New England | S07a10 | Demand Response Derate On-Peak (Load Management Programs) | 0 | 0 | 0 | 0 | 0 | 0 | 0 | 0 | 0 | 0 | 0
2010 | US | NPCC | New England | New England | S07a11 | Transmission-Limited Resources | 0 | 0 | 0 | 0 | 0 | 0 | 0 | 0 | 0 | 0 | 0
2010 | US | NPCC | New England | New England | S07a12 | Scheduled Outage - Maintenance | 0 | 0 | 0 | 0 | 0 | 0 | 0 | 0 | 0 | 0 | 0
2010 | US | NPCC | New England | New England | S07a13 | All Other Derates | 0 | 0 | 0 | 0 | 0 | 0 | 0 | 0 | 0 | 0 | 0
2010 | US | NPCC | New England | New England | S07a14 | Energy Only | 0 | 0 | 0 | 0 | 0 | 0 | 0 | 0 | 0 | 0 | 0
2010 | US | NPCC | New England | New England | S07b | Future, Other | 0 | 224.3 | -6.124 | -19.846 | -19.846 | -19.846 | -19.846 | -19.846 | -19.846 | -19.846 | -19.846
2010 | US | NPCC | New England | New England | S07b1 | Wind Expected On-Peak | 0 | 25.5 | 25.5 | 25.5 | 25.5 | 25.5 | 25.5 | 25.5 | 25.5 | 25.5 | 25.5
2010 | US | NPCC | New England | New England | S07b2 | Wind Derate On-Peak | 0 | 0.7 | 0.7 | 0.7 | 0.7 | 0.7 | 0.7 | 0.7 | 0.7 | 0.7 | 0.7
2010 | US | NPCC | New England | New England | S07b3 | Solar Expected On-Peak | 0 | 0 | 0 | 0 | 0 | 0 | 0 | 0 | 0 | 0 | 0
2010 | US | NPCC | New England | New England | S07b4 | Solar Derate On-Peak | 0 | 0 | 0 | 0 | 0 | 0 | 0 | 0 | 0 | 0 | 0
2010 | US | NPCC | New England | New England | S07b5 | Hydro Expected On-Peak | 0 | 0 | -0.073 | -0.073 | -0.073 | -0.073 | -0.073 | -0.073 | -0.073 | -0.073 | -0.073
2010 | US | NPCC | New England | New England | S07b6 | Hydro Derate On-Peak | 0 | 0 | 0 | 0 | 0 | 0 | 0 | 0 | 0 | 0 | 0
2010 | US | NPCC | New England | New England | S07b7 | Biomass Expected On-Peak | 0 | 0 | -17.126 | -17.126 | -17.126 | -17.126 | -17.126 | -17.126 | -17.126 | -17.126 | -17.126
2010 | US | NPCC | New England | New England | S07b8 | Biomass Derate On-Peak | 0 | 0 | 0 | 0 | 0 | 0 | 0 | 0 | 0 | 0 | 0
2010 | US | NPCC | New England | New England | S07b9 | Transmission-Limited Resources | 0 | 0 | 0 | 0 | 0 | 0 | 0 | 0 | 0 | 0 | 0
2010 | US | NPCC | New England | New England | S07b10 | Scheduled Outage - Maintenance | 0 | 0 | 0 | 0 | 0 | 0 | 0 | 0 | 0 | 0 | 0
2010 | US | NPCC | New England | New England | S07b11 | All Other Derates | 0 | 0 | 0 | 0 | 0 | 0 | 0 | 0 | 0 | 0 | 0
2010 | US | NPCC | New England | New England | S07b12 | Energy Only | 0 | 224 | -6 | -6 | -6 | -6 | -6 | -6 | -6 | -6 | -6
2010 | US | NPCC | New England | New England | S08 | Conceptual | 0 | 0 | 1338 | 3258 | 5581 | 7102 | 7102 | 7638 | 7638 | 7638 | 7638
2010 | US | NPCC | New England | New England | S08a1 | Wind Expected On-Peak | 0 | 0 | 978 | 1674 | 2106 | 2106 | 2106 | 2642 | 2642 | 2642 | 2642
2010 | US | NPCC | New England | New England | S08a2 | Wind Derate On-Peak | 0 | 0 | 0 | 0 | 0 | 0 | 0 | 0 | 0 | 0 | 0
2010 | US | NPCC | New England | New England | S08a3 | Solar Expected On-Peak | 0 | 0 | 0 | 0 | 0 | 0 | 0 | 0 | 0 | 0 | 0
2010 | US | NPCC | New England | New England | S08a4 | Solar Derate On-Peak | 0 | 0 | 0 | 0 | 0 | 0 | 0 | 0 | 0 | 0 | 0
2010 | US | NPCC | New England | New England | S08a5 | Hydro Expected On-Peak | 0 | 0 | 13 | 22 | 38 | 38 | 38 | 38 | 38 | 38 | 38
2010 | US | NPCC | New England | New England | S08a6 | Hydro Derate On-Peak | 0 | 0 | 0 | 0 | 0 | 0 | 0 | 0 | 0 | 0 | 0
2010 | US | NPCC | New England | New England | S08a7 | Biomass Expected On-Peak | 0 | 0 | 70 | 166 | 257 | 327 | 327 | 327 | 327 | 327 | 327
2010 | US | NPCC | New England | New England | S08a8 | Biomass Derate On-Peak | 0 | 0 | 0 | 0 | 0 | 0 | 0 | 0 | 0 | 0 | 0
2010 | US | NPCC | New England | New England | S08a9 | All Other Derates | 0 | 0 | 0 | 0 | 0 | 0 | 0 | 0 | 0 | 0 | 0
2010 | US | NPCC | New England | New England | S08a10 | Energy Only | 0 | 0 | 0 | 0 | 0 | 0 | 0 | 0 | 0 | 0 | 0
2010 | US | NPCC | New England | New England | S09 | ANTICIPATED INTERNAL CAPACITY = 6a+7a | 34226 | 32250.6998 | 30823.362 | 35056.946 | 35056.946 | 35056.946 | 35056.946 | 35056.946 | 35056.946 | 35056.946 | 35056.946
2010 | US | NPCC | New England | New England | S10 | CAPACITY TRANSACTIONS - IMPORTS = 10a+10b+10c+10d | 3649 | 388 | 2150 | 1920 | 334 | 334 | 284 | 112 | 6 | 6 | 6
2010 | US | NPCC | New England | New England | S10a | Firm (Note: The sum of 10a1 and 10a2 must be <= 10a) | 3649 | 388 | 2150 | 1920 | 334 | 334 | 284 | 112 | 6 | 6 | 6
2010 | US | NPCC | New England | New England | S10a1 | Full-Responsibility Purchases | 3649 | 388 | 2150 | 1920 | 334 | 334 | 284 | 112 | 6 | 6 | 6
2010 | US | NPCC | New England | New England | S10a2 | Owned Capacity/Entitlement Located Outside the Region/Subregion | 0 | 0 | 0 | 0 | 0 | 0 | 0 | 0 | 0 | 0 | 0
2010 | US | NPCC | New England | New England | S10b | Non-firm | 0 | 0 | 0 | 0 | 0 | 0 | 0 | 0 | 0 | 0 | 0
2010 | US | NPCC | New England | New England | S10c | Expected (Note: The sum of 10c1 and 10c2 must be <= 10c) | 0 | 0 | 0 | 0 | 0 | 0 | 0 | 0 | 0 | 0 | 0
2010 | US | NPCC | New England | New England | S10c1 | Full-Responsibility Purchases | 0 | 0 | 0 | 0 | 0 | 0 | 0 | 0 | 0 | 0 | 0
2010 | US | NPCC | New England | New England | S10c2 | Owned Capacity/Entitlement Located Outside the Region/Subregion | 0 | 0 | 0 | 0 | 0 | 0 | 0 | 0 | 0 | 0 | 0
2010 | US | NPCC | New England | New England | S10d | Provisional – transactions under study, but negotiations have not begun. | 0 | 0 | 0 | 0 | 0 | 0 | 0 | 0 | 0 | 0 | 0
2010 | US | NPCC | New England | New England | S11 | CAPACITY TRANSACTIONS - EXPORTS = 11a+11b+11c+11d | 1282 | 100 | 100 | 100 | 100 | 100 | 100 | 100 | 100 | 100 | 100
2010 | US | NPCC | New England | New England | S11a | Firm (Note: The sum of 11a1 and 11a2 must be <= 11a) | 1282 | 100 | 100 | 100 | 100 | 100 | 100 | 100 | 100 | 100 | 100
2010 | US | NPCC | New England | New England | S11a1 | Full-Responsibility Purchases | 1282 | 100 | 100 | 100 | 100 | 100 | 100 | 100 | 100 | 100 | 100
2010 | US | NPCC | New England | New England | S11a2 | Owned Capacity/Entitlement Located Outside the Region/Subregion | 0 | 0 | 0 | 0 | 0 | 0 | 0 | 0 | 0 | 0 | 0
2010 | US | NPCC | New England | New England | S11b | Non-firm | 0 | 0 | 0 | 0 | 0 | 0 | 0 | 0 | 0 | 0 | 0
2010 | US | NPCC | New England | New England | S11c | Expected (Note: The sum of 11c1 and 11c2 must be <= 11c) | 0 | 0 | 0 | 0 | 0 | 0 | 0 | 0 | 0 | 0 | 0
2010 | US | NPCC | New England | New England | S11c1 | Full-Responsibility Purchases | 0 | 0 | 0 | 0 | 0 | 0 | 0 | 0 | 0 | 0 | 0
2010 | US | NPCC | New England | New England | S11c2 | Owned Capacity/Entitlement Located Outside the Region/Subregion | 0 | 0 | 0 | 0 | 0 | 0 | 0 | 0 | 0 | 0 | 0
2010 | US | NPCC | New England | New England | S11d | Provisional – transactions under study, but negotiations have not begun. | 0 | 0 | 0 | 0 | 0 | 0 | 0 | 0 | 0 | 0 | 0
2010 | US | NPCC | New England | New England | S12 | EXISTING, CERTAIN CAPACITY & NET FIRM TRANSACTIONS = 6a+Net Firm Transactions | 36593 | 32538.6998 | 34300.6998 | 34070.6998 | 32484.6998 | 32484.6998 | 32434.6998 | 32262.6998 | 32156.6998 | 32156.6998 | 32156.6998
2010 | US | NPCC | New England | New England | S13 | ANTICIPATED CAPACITY RESOURCES = 12+7a+Net Expected Transactions | 0 | 32538.6998 | 32873.362 | 36876.946 | 35290.946 | 35290.946 | 35240.946 | 35068.946 | 34962.946 | 34962.946 | 34962.946
2010 | US | NPCC | New England | New England | S14 | PROSPECTIVE CAPACITY RESOURCES = 13+6b+16b | 0 | 33079.6958 | 33183.934 | 37173.796 | 35587.796 | 35587.796 | 35537.796 | 35365.796 | 35259.796 | 35259.796 | 35259.796
2010 | US | NPCC | New England | New England | S15 | TOTAL POTENTIAL CAPACITY RESOURCES = 13+6b+7b+8+Net Provisional Transactions | 0 | 33079.6958 | 34521.934 | 40431.796 | 41168.796 | 42689.796 | 42639.796 | 43003.796 | 42897.796 | 42897.796 | 42897.796
2010 | US | NPCC | New England | New England | S15a | ADJUSTED POTENTIAL CAPACITY RESOURCES = 13+6b+16b+16d+Net Provisional Transactions | 0 | 33079.6958 | 33451.534 | 37825.396 | 36703.996 | 37008.196 | 36958.196 | 36893.396 | 36787.396 | 36787.396 | 36787.396
2010 | US | NPCC | New England | New England | S16a | Confidence of Future, Other (7b), using reasonable judgement | 0 | 1 | 1 | 1 | 1 | 1 | 1 | 1 | 1 | 1 | 1
2010 | US | NPCC | New England | New England | S16b | Net Future, Other Resources After Confidence Percentage Is Applied = 7b*16a | 0 | 224.3 | -6.124 | -19.846 | -19.846 | -19.846 | -19.846 | -19.846 | -19.846 | -19.846 | -19.846
2010 | US | NPCC | New England | New England | S16c | Confidence of Conceptual (8), using reasonable judgement | 0 | 0.2 | 0.2 | 0.2 | 0.2 | 0.2 | 0.2 | 0.2 | 0.2 | 0.2 | 0.2
2010 | US | NPCC | New England | New England | S16d | Net Conceptual Resources After Confidence Percentage Is Applied = 8*16c | 0 | 0 | 267.6 | 651.6 | 1116.2 | 1420.4 | 1420.4 | 1527.6 | 1527.6 | 1527.6 | 1527.6
2010 | US | NPCC | New England | New England | S17 | Region/Subregion Target Reserve Margin | 0 | 0.15 | 0.15 | 0.15 | 0.15 | 0.15 | 0.15 | 0.15 | 0.15 | 0.15 | 0.15
2010 | US | NPCC | New England | New England | S18 | Existing Certain and Net Firm Transactions Reserve Margin = (12-3)/3 | 0 | 0.19672 | 0.24008 | 0.20968 | 0.13702 | 0.1192 | 0.10135 | 0.083186 | 0.067974 | 0.056743 | 0.046427
2010 | US | NPCC | New England | New England | S19 | Anticipated Capacity Resources Reserve Margin = (13-3)/3 | 0 | 0.19672 | 0.18848 | 0.30932 | 0.23524 | 0.21588 | 0.19664 | 0.1774 | 0.16117 | 0.14896 | 0.13775
2010 | US | NPCC | New England | New England | S20 | Prospective Capacity Resources Reserve Margin = (14-3)/3 | 0 | 0.21661 | 0.19971 | 0.31986 | 0.24564 | 0.22611 | 0.20672 | 0.18737 | 0.17103 | 0.15872 | 0.14741
2010 | US | NPCC | New England | New England | S21 | Total Potential Resources Reserve Margin = (15-3)/3 | 0 | 0.21661 | 0.24808 | 0.43553 | 0.44098 | 0.47079 | 0.44787 | 0.44381 | 0.4247 | 0.40972 | 0.39596
2010 | US | NPCC | New England | New England | S22 | Adjusted Potential Resources Reserve Margin = (15a-3)/3 | 0 | 0.21661 | 0.20938 | 0.34299 | 0.2847 | 0.27505 | 0.25495 | 0.23866 | 0.22177 | 0.20892 | 0.19712
2010 | US | NPCC | New England | New England | S23 | Total Baseline Installed Capacity | 35695 | 0 | 0 | 0 | 0 | 0 | 0 | 0 | 0 | 0 | 0
2010 | CA | NPCC | Ontario | Ontario | S01 | Unrestricted Non-coincident Peak Demand = 2+1a+1b-1c-1d | 24380 | 23696.7743 | 24062.6126 | 24370.3469 | 24355.1748 | 24473.339 | 24629.7411 | 24835.1623 | 25014.6877 | 25287.8765 | 25566.3442
2010 | CA | NPCC | Ontario | Ontario | S01a | New Conservation (Energy Efficiency) | 0 | 198.4011 | 598.4725 | 1055.0297 | 1531.2263 | 1928.5019 | 2238.2551 | 2524.5894 | 2838.261 | 3067.7882 | 3284.7227
2010 | CA | NPCC | Ontario | Ontario | S01b | Estimated Diversity | 0 | 0 | 0 | 0 | 0 | 0 | 0 | 0 | 0 | 0 | 0
2010 | CA | NPCC | Ontario | Ontario | S01c | Additions for non-member load (load served by non-registered LSE's in a region) | 0 | 0 | 0 | 0 | 0 | 0 | 0 | 0 | 0 | 0 | 0
2010 | CA | NPCC | Ontario | Ontario | S01d | Stand-by Load Under Contract (Normally served by behind the meter generation) | 0 | 0 | 0 | 0 | 0 | 0 | 0 | 0 | 0 | 0 | 0
2010 | CA | NPCC | Ontario | Ontario | S02 | Total Internal Demand | 24380 | 23498.3733 | 23464.1401 | 23315.3172 | 22823.9484 | 22544.8371 | 22391.486 | 22310.5728 | 22176.4268 | 22220.0883 | 22281.6214
2010 | CA | NPCC | Ontario | Ontario | S02a | Direct Control Load Management | 0 | 0 | 0 | 0 | 0 | 0 | 0 | 0 | 0 | 0 | 0
2010 | CA | NPCC | Ontario | Ontario | S02b | Contractually Interruptible (Curtailable) | 0 | 0 | 0 | 0 | 0 | 0 | 0 | 0 | 0 | 0 | 0
2010 | CA | NPCC | Ontario | Ontario | S02c | Critical Peak-Pricing (CPP) with Control | 0 | 0 | 0 | 0 | 0 | 0 | 0 | 0 | 0 | 0 | 0
2010 | CA | NPCC | Ontario | Ontario | S02d | Load as a Capacity Resource | 0 | 0 | 0 | 0 | 0 | 0 | 0 | 0 | 0 | 0 | 0
2010 | CA | NPCC | Ontario | Ontario | S03 | Net Internal Demand = 2-2a-2b-2c-2d | 24380 | 23498.3733 | 23464.1401 | 23315.3172 | 22823.9484 | 22544.8371 | 22391.486 | 22310.5728 | 22176.4268 | 22220.0883 | 22281.6214
2010 | CA | NPCC | Ontario | Ontario | S04a | Demand Response used for Reserves - Spinning | 0 | 0 | 0 | 0 | 0 | 0 | 0 | 0 | 0 | 0 | 0
2010 | CA | NPCC | Ontario | Ontario | S04b | Demand Response used for Reserves - Non-Spinning | 0 | 0 | 0 | 0 | 0 | 0 | 0 | 0 | 0 | 0 | 0
2010 | CA | NPCC | Ontario | Ontario | S04c | Demand Response used for Regulation | 0 | 0 | 0 | 0 | 0 | 0 | 0 | 0 | 0 | 0 | 0
2010 | CA | NPCC | Ontario | Ontario | S04d | Demand Response used for Energy, Voluntary - Emergency | 0 | 0 | 0 | 0 | 0 | 0 | 0 | 0 | 0 | 0 | 0
2010 | CA | NPCC | Ontario | Ontario | S05 | TOTAL INTERNAL CAPACITY = 6+7 | 36365 | 36696.1373 | 35158.5828 | 37781.272 | 37834.2246 | 35551.587 | 33498.9551 | 34251.589 | 33522.8953 | 32710.7285 | 32710.7285
2010 | CA | NPCC | Ontario | Ontario | S06 | EXISTING CAPACITY = 6a+6b+6c | 36365 | 36646.3443 | 36646.3443 | 36646.3443 | 36646.3443 | 36646.3443 | 36646.3443 | 36646.3443 | 36646.3443 | 36646.3443 | 36646.3443
2010 | CA | NPCC | Ontario | Ontario | S06a | Existing, Certain | 28158.6 | 31784.9191 | 31784.9191 | 31784.9191 | 31784.9191 | 31784.9191 | 31784.9191 | 31784.9191 | 31784.9191 | 31784.9191 | 31784.9191
2010 | CA | NPCC | Ontario | Ontario | S06a1 | Wind Expected On-Peak | 236 | 140.959 | 140.959 | 140.959 | 140.959 | 140.959 | 140.959 | 140.959 | 140.959 | 140.959 | 140.959
2010 | CA | NPCC | Ontario | Ontario | S06a2 | Solar Expected On-Peak | 0 | 0 | 0 | 0 | 0 | 0 | 0 | 0 | 0 | 0 | 0
2010 | CA | NPCC | Ontario | Ontario | S06a3 | Hydro Expected On-Peak | 6517 | 5755.644 | 5755.644 | 5755.644 | 5755.644 | 5755.644 | 5755.644 | 5755.644 | 5755.644 | 5755.644 | 5755.644
2010 | CA | NPCC | Ontario | Ontario | S06a4 | Biomass Expected On-Peak | 46.6 | 93.6 | 93.6 | 93.6 | 93.6 | 93.6 | 93.6 | 93.6 | 93.6 | 93.6 | 93.6
2010 | CA | NPCC | Ontario | Ontario | S06a5 | Load as a Capacity Resource Expected On-Peak (Load Management Programs) | 516 | 479.7207 | 479.7207 | 479.7207 | 479.7207 | 479.7207 | 479.7207 | 479.7207 | 479.7207 | 479.7207 | 479.7207
2010 | CA | NPCC | Ontario | Ontario | S06b | Existing, Other | 0 | 0 | 0 | 0 | 0 | 0 | 0 | 0 | 0 | 0 | 0
2010 | CA | NPCC | Ontario | Ontario | S06b1 | Wind Derate On-Peak | 848 | 943.341 | 943.341 | 943.341 | 943.341 | 943.341 | 943.341 | 943.341 | 943.341 | 943.341 | 943.341
2010 | CA | NPCC | Ontario | Ontario | S06b2 | Solar Derate On-Peak | 0 | 0 | 0 | 0 | 0 | 0 | 0 | 0 | 0 | 0 | 0
2010 | CA | NPCC | Ontario | Ontario | S06b3 | Hydro Derate On-Peak | 1309 | 2024.356 | 2024.356 | 2024.356 | 2024.356 | 2024.356 | 2024.356 | 2024.356 | 2024.356 | 2024.356 | 2024.356
2010 | CA | NPCC | Ontario | Ontario | S06b4 | Biomass Derate On-Peak | 0.9 | 0.5 | 0.5 | 0.5 | 0.5 | 0.5 | 0.5 | 0.5 | 0.5 | 0.5 | 0.5
2010 | CA | NPCC | Ontario | Ontario | S06b5 | Load as a Capacity Resource Derate On-Peak (Load Management Programs) | 479 | 370.4237 | 370.4237 | 370.4237 | 370.4237 | 370.4237 | 370.4237 | 370.4237 | 370.4237 | 370.4237 | 370.4237
2010 | CA | NPCC | Ontario | Ontario | S06b7 | Transmission-Limited Resources | 215 | 0 | 0 | 0 | 0 | 0 | 0 | 0 | 0 | 0 | 0
2010 | CA | NPCC | Ontario | Ontario | S06b8 | All Other Derates | 5327 | 1522.8046 | 1522.8046 | 1522.8046 | 1522.8046 | 1522.8046 | 1522.8046 | 1522.8046 | 1522.8046 | 1522.8046 | 1522.8046
2010 | CA | NPCC | Ontario | Ontario | S06b9 | Energy Only | 0 | 0 | 0 | 0 | 0 | 0 | 0 | 0 | 0 | 0 | 0
2010 | CA | NPCC | Ontario | Ontario | S06c | Existing, Inoperable (Note: Not used in margin calculations) | 27.5 | 0 | 0 | 0 | 0 | 0 | 0 | 0 | 0 | 0 | 0
2010 | CA | NPCC | Ontario | Ontario | S07 | FUTURE CAPACITY ADDITIONS = 7a+7b | 0 | 0 | -2157.813 | -309.0742 | -818.0712 | -3539.238 | -6113.6911 | -5794.721 | -6777.7258 | -7648.4842 | -7648.4842
2010 | CA | NPCC | Ontario | Ontario | S07a | Future, Planned | 0 | 0 | -2157.813 | -309.0742 | -818.0712 | -3539.238 | -6113.6911 | -5794.721 | -6777.7258 | -7648.4842 | -7648.4842
2010 | CA | NPCC | Ontario | Ontario | S07a1 | Wind Expected On-Peak | 0 | 0 | 76.9925 | 178.6423 | 240.0313 | 277.7498 | 323.1995 | 360.835 | 390.5454 | 397.787 | 397.787
2010 | CA | NPCC | Ontario | Ontario | S07a2 | Wind Derate On-Peak | 0 | 0 | 608.7577 | 1376.797 | 1864.3257 | 2169.5026 | 2537.2323 | 2841.7376 | 3082.1216 | 3140.7132 | 3140.7132
2010 | CA | NPCC | Ontario | Ontario | S07a3 | Solar Expected On-Peak | 0 | 33.1953 | 33.1953 | 33.1953 | 66.8093 | 114.3213 | 128.7968 | 138.594 | 147.8788 | 147.8788 | 147.8788
2010 | CA | NPCC | Ontario | Ontario | S07a4 | Solar Derate On-Peak | 0 | 49.793 | 49.793 | 49.793 | 100.2139 | 171.482 | 193.1952 | 207.8911 | 221.8182 | 221.8182 | 221.8182
2010 | CA | NPCC | Ontario | Ontario | S07a5 | Hydro Expected On-Peak | 0 | 0 | 32.6992 | 46.7882 | 102.7882 | 209.8882 | 519.5099 | 791.0473 | 791.0473 | 791.0473 | 791.0473
2010 | CA | NPCC | Ontario | Ontario | S07a6 | Hydro Derate On-Peak | 0 | 0 | 11.5008 | 17.4118 | 41.4118 | 87.3118 | 219.6901 | 334.1527 | 334.1527 | 334.1527 | 334.1527
2010 | CA | NPCC | Ontario | Ontario | S07a7 | Biomass Expected On-Peak | 0 | 0 | 215 | 430 | 430 | 430 | 430 | 430 | 430 | 430 | 430
2010 | CA | NPCC | Ontario | Ontario | S07a8 | Biomass Derate On-Peak | 0 | 0 | 0 | 0 | 0 | 0 | 0 | 0 | 0 | 0 | 0
2010 | CA | NPCC | Ontario | Ontario | S07a9 | Demand Response Expected On-Peak (Load Management Programs) | 0 | 0 | 0 | 0 | 0 | 307.5027 | 307.5027 | 307.5027 | 307.5027 | 307.5027 | 307.5027
2010 | CA | NPCC | Ontario | Ontario | S07a10 | Demand Response Derate On-Peak (Load Management Programs) | 0 | 0 | 0 | 0 | 0 | 16.1844 | 16.1844 | 16.1844 | 16.1844 | 16.1844 | 16.1844
2010 | CA | NPCC | Ontario | Ontario | S07a11 | Transmission-Limited Resources | 0 | 0 | 0 | 0 | 0 | 0 | 0 | 0 | 0 | 0 | 0
2010 | CA | NPCC | Ontario | Ontario | S07a12 | Scheduled Outage - Maintenance | 0 | 0 | 0 | 0 | 0 | 0 | 0 | 0 | 0 | 0 | 0
2010 | CA | NPCC | Ontario | Ontario | S07a13 | All Other Derates | 0 | 0 | 0 | 0 | 0 | 0 | 0 | 0 | 0 | 0 | 0
2010 | CA | NPCC | Ontario | Ontario | S07a14 | Energy Only | 0 | 0 | 0 | 0 | 0 | 0 | 0 | 0 | 0 | 0 | 0
2010 | CA | NPCC | Ontario | Ontario | S07b | Future, Other | 0 | 0 | 0 | 0 | 0 | 0 | 0 | 0 | 0 | 0 | 0
2010 | CA | NPCC | Ontario | Ontario | S07b1 | Wind Expected On-Peak | 0 | 0 | 0 | 0 | 0 | 0 | 0 | 0 | 0 | 0 | 0
2010 | CA | NPCC | Ontario | Ontario | S07b2 | Wind Derate On-Peak | 0 | 0 | 0 | 0 | 0 | 0 | 0 | 0 | 0 | 0 | 0
2010 | CA | NPCC | Ontario | Ontario | S07b3 | Solar Expected On-Peak | 0 | 0 | 0 | 0 | 0 | 0 | 0 | 0 | 0 | 0 | 0
2010 | CA | NPCC | Ontario | Ontario | S07b4 | Solar Derate On-Peak | 0 | 0 | 0 | 0 | 0 | 0 | 0 | 0 | 0 | 0 | 0
2010 | CA | NPCC | Ontario | Ontario | S07b5 | Hydro Expected On-Peak | 0 | 0 | 0 | 0 | 0 | 0 | 0 | 0 | 0 | 0 | 0
2010 | CA | NPCC | Ontario | Ontario | S07b6 | Hydro Derate On-Peak | 0 | 0 | 0 | 0 | 0 | 0 | 0 | 0 | 0 | 0 | 0
2010 | CA | NPCC | Ontario | Ontario | S07b7 | Biomass Expected On-Peak | 0 | 0 | 0 | 0 | 0 | 0 | 0 | 0 | 0 | 0 | 0
2010 | CA | NPCC | Ontario | Ontario | S07b8 | Biomass Derate On-Peak | 0 | 0 | 0 | 0 | 0 | 0 | 0 | 0 | 0 | 0 | 0
2010 | CA | NPCC | Ontario | Ontario | S07b9 | Transmission-Limited Resources | 0 | 0 | 0 | 0 | 0 | 0 | 0 | 0 | 0 | 0 | 0
2010 | CA | NPCC | Ontario | Ontario | S07b10 | Scheduled Outage - Maintenance | 0 | 0 | 0 | 0 | 0 | 0 | 0 | 0 | 0 | 0 | 0
2010 | CA | NPCC | Ontario | Ontario | S07b11 | All Other Derates | 0 | 0 | 0 | 0 | 0 | 0 | 0 | 0 | 0 | 0 | 0
2010 | CA | NPCC | Ontario | Ontario | S07b12 | Energy Only | 0 | 224 | -6 | -6 | -6 | -6 | -6 | -6 | -6 | -6 | -6
2010 | CA | NPCC | Ontario | Ontario | S08 | Conceptual | 0 | 154.6455 | 334.345 | 510.2798 | 867.2661 | 1084.414 | 1187.8998 | 2797.2835 | 2836.1669 | 3326.3972 | 4335.7979
2010 | CA | NPCC | Ontario | Ontario | S08a1 | Wind Expected On-Peak | 0 | 0 | 0 | 17.5394 | 42.0336 | 45.7907 | 125.6431 | 125.6431 | 155.1371 | 235.9725 | 235.9725
2010 | CA | NPCC | Ontario | Ontario | S08a2 | Wind Derate On-Peak | 0 | 0 | 0 | 141.9098 | 340.0897 | 370.4885 | 1016.5669 | 1016.5669 | 1255.2005 | 1909.2319 | 1909.2319
2010 | CA | NPCC | Ontario | Ontario | S08a3 | Solar Expected On-Peak | 0 | 12.4631 | 12.4631 | 12.4631 | 22.1304 | 98.7578 | 102.8824 | 102.8824 | 102.8824 | 102.8824 | 102.8824
2010 | CA | NPCC | Ontario | Ontario | S08a4 | Solar Derate On-Peak | 0 | 18.6946 | 18.6946 | 18.6946 | 33.1957 | 148.1366 | 154.3235 | 154.3235 | 154.3235 | 154.3235 | 154.3235
2010 | CA | NPCC | Ontario | Ontario | S08a5 | Hydro Expected On-Peak | 0 | 0 | 0 | 0 | 6.6644 | 33.8064 | 47.1526 | 47.1526 | 47.1526 | 47.1526 | 47.1526
2010 | CA | NPCC | Ontario | Ontario | S08a6 | Hydro Derate On-Peak | 0 | 0 | 0 | 0 | 2.8562 | 14.4885 | 20.2082 | 20.2082 | 20.2082 | 20.2082 | 20.2082
2010 | CA | NPCC | Ontario | Ontario | S08a7 | Biomass Expected On-Peak | 0 | 0 | 0 | 0 | 0 | 0 | 0 | 0 | 0 | 0 | 0
2010 | CA | NPCC | Ontario | Ontario | S08a8 | Biomass Derate On-Peak | 0 | 0 | 0 | 0 | 0 | 0 | 0 | 0 | 0 | 0 | 0
2010 | CA | NPCC | Ontario | Ontario | S08a9 | All Other Derates | 0 | 0 | 0 | 0 | 0 | 0 | 0 | 0 | 0 | 0 | 0
2010 | CA | NPCC | Ontario | Ontario | S08a10 | Energy Only | 0 | 0 | 0 | 0 | 0 | 0 | 0 | 0 | 0 | 0 | 0
2010 | CA | NPCC | Ontario | Ontario | S09 | ANTICIPATED INTERNAL CAPACITY = 6a+7a | 28158.6 | 31784.9191 | 29627.1061 | 31475.8449 | 30966.8478 | 28245.681 | 25671.228 | 25990.1981 | 25007.1932 | 24136.4349 | 24136.4349
2010 | CA | NPCC | Ontario | Ontario | S10 | CAPACITY TRANSACTIONS - IMPORTS = 10a+10b+10c+10d | 0 | 0 | 0 | 0 | 0 | 0 | 0 | 0 | 0 | 0 | 0
2010 | CA | NPCC | Ontario | Ontario | S10a | Firm (Note: The sum of 10a1 and 10a2 must be <= 10a) | 0 | 0 | 0 | 0 | 0 | 0 | 0 | 0 | 0 | 0 | 0
2010 | CA | NPCC | Ontario | Ontario | S10a1 | Full-Responsibility Purchases | 0 | 0 | 0 | 0 | 0 | 0 | 0 | 0 | 0 | 0 | 0
2010 | CA | NPCC | Ontario | Ontario | S10a2 | Owned Capacity/Entitlement Located Outside the Region/Subregion | 0 | 0 | 0 | 0 | 0 | 0 | 0 | 0 | 0 | 0 | 0
2010 | CA | NPCC | Ontario | Ontario | S10b | Non-firm | 0 | 0 | 0 | 0 | 0 | 0 | 0 | 0 | 0 | 0 | 0
2010 | CA | NPCC | Ontario | Ontario | S10c | Expected (Note: The sum of 10c1 and 10c2 must be <= 10c) | 0 | 0 | 0 | 0 | 0 | 0 | 0 | 0 | 0 | 0 | 0
2010 | CA | NPCC | Ontario | Ontario | S10c1 | Full-Responsibility Purchases | 0 | 0 | 0 | 0 | 0 | 0 | 0 | 0 | 0 | 0 | 0
2010 | CA | NPCC | Ontario | Ontario | S10c2 | Owned Capacity/Entitlement Located Outside the Region/Subregion | 0 | 0 | 0 | 0 | 0 | 0 | 0 | 0 | 0 | 0 | 0
2010 | CA | NPCC | Ontario | Ontario | S10d | Provisional – transactions under study, but negotiations have not begun. | 0 | 0 | 0 | 0 | 0 | 0 | 0 | 0 | 0 | 0 | 0
2010 | CA | NPCC | Ontario | Ontario | S11 | CAPACITY TRANSACTIONS - EXPORTS = 11a+11b+11c+11d | 0 | 0 | 0 | 0 | 0 | 0 | 0 | 0 | 0 | 0 | 0
2010 | CA | NPCC | Ontario | Ontario | S11a | Firm (Note: The sum of 11a1 and 11a2 must be <= 11a) | 0 | 0 | 0 | 0 | 0 | 0 | 0 | 0 | 0 | 0 | 0
2010 | CA | NPCC | Ontario | Ontario | S11a1 | Full-Responsibility Purchases | 0 | 0 | 0 | 0 | 0 | 0 | 0 | 0 | 0 | 0 | 0
2010 | CA | NPCC | Ontario | Ontario | S11a2 | Owned Capacity/Entitlement Located Outside the Region/Subregion | 0 | 0 | 0 | 0 | 0 | 0 | 0 | 0 | 0 | 0 | 0
2010 | CA | NPCC | Ontario | Ontario | S11b | Non-firm | 0 | 0 | 0 | 0 | 0 | 0 | 0 | 0 | 0 | 0 | 0
2010 | CA | NPCC | Ontario | Ontario | S11c | Expected (Note: The sum of 11c1 and 11c2 must be <= 11c) | 0 | 0 | 0 | 0 | 0 | 0 | 0 | 0 | 0 | 0 | 0
2010 | CA | NPCC | Ontario | Ontario | S11c1 | Full-Responsibility Purchases | 0 | 0 | 0 | 0 | 0 | 0 | 0 | 0 | 0 | 0 | 0
2010 | CA | NPCC | Ontario | Ontario | S11c2 | Owned Capacity/Entitlement Located Outside the Region/Subregion | 0 | 0 | 0 | 0 | 0 | 0 | 0 | 0 | 0 | 0 | 0
2010 | CA | NPCC | Ontario | Ontario | S11d | Provisional – transactions under study, but negotiations have not begun. | 0 | 0 | 0 | 0 | 0 | 0 | 0 | 0 | 0 | 0 | 0
2010 | CA | NPCC | Ontario | Ontario | S12 | EXISTING, CERTAIN CAPACITY & NET FIRM TRANSACTIONS = 6a+Net Firm Transactions | 28158.6 | 31784.9191 | 31784.9191 | 31784.9191 | 31784.9191 | 31784.9191 | 31784.9191 | 31784.9191 | 31784.9191 | 31784.9191 | 31784.9191
2010 | CA | NPCC | Ontario | Ontario | S13 | ANTICIPATED CAPACITY RESOURCES = 12+7a+Net Expected Transactions | 0 | 31784.9191 | 29627.1061 | 31475.8449 | 30966.8478 | 28245.681 | 25671.228 | 25990.1981 | 25007.1932 | 24136.4349 | 24136.4349
2010 | CA | NPCC | Ontario | Ontario | S14 | PROSPECTIVE CAPACITY RESOURCES = 13+6b+16b | 0 | 31784.9191 | 29627.1061 | 31475.8449 | 30966.8478 | 28245.681 | 25671.228 | 25990.1981 | 25007.1932 | 24136.4349 | 24136.4349
2010 | CA | NPCC | Ontario | Ontario | S15 | TOTAL POTENTIAL CAPACITY RESOURCES = 13+6b+7b+8+Net Provisional Transactions | 0 | 31939.5646 | 29961.451 | 31986.1247 | 31834.1139 | 29330.095 | 26859.1278 | 28787.4816 | 27843.3601 | 27462.8321 | 28472.2328
2010 | CA | NPCC | Ontario | Ontario | S15a | ADJUSTED POTENTIAL CAPACITY RESOURCES = 13+6b+16b+16d+Net Provisional Transactions | 0 | 31939.5646 | 29961.451 | 31986.1247 | 31834.1139 | 29330.095 | 26859.1278 | 28787.4816 | 27843.3601 | 27462.8321 | 28472.2328
2010 | CA | NPCC | Ontario | Ontario | S16a | Confidence of Future, Other (7b), using reasonable judgement | 0 | 0 | 0 | 0 | 0 | 0 | 0 | 0 | 0 | 0 | 0
2010 | CA | NPCC | Ontario | Ontario | S16b | Net Future, Other Resources After Confidence Percentage Is Applied = 7b*16a | 0 | 0 | 0 | 0 | 0 | 0 | 0 | 0 | 0 | 0 | 0
2010 | CA | NPCC | Ontario | Ontario | S16c | Confidence of Conceptual (8), using reasonable judgement | 0 | 1 | 1 | 1 | 1 | 1 | 1 | 1 | 1 | 1 | 1
2010 | CA | NPCC | Ontario | Ontario | S16d | Net Conceptual Resources After Confidence Percentage Is Applied = 8*16c | 0 | 154.6455 | 334.345 | 510.2798 | 867.2661 | 1084.414 | 1187.8998 | 2797.2835 | 2836.1669 | 3326.3972 | 4335.7979
2010 | CA | NPCC | Ontario | Ontario | S17 | Region/Subregion Target Reserve Margin | 0 | 0.185 | 0.189 | 0.188 | 0.175 | 0.178 | 0.17 | 0.17 | 0.17 | 0.17 | 0.17
2010 | CA | NPCC | Ontario | Ontario | S18 | Existing Certain and Net Firm Transactions Reserve Margin = (12-3)/3 | 0 | 0.35264 | 0.35462 | 0.36326 | 0.39261 | 0.40985 | 0.41951 | 0.42466 | 0.43328 | 0.43046 | 0.42651
2010 | CA | NPCC | Ontario | Ontario | S19 | Anticipated Capacity Resources Reserve Margin = (13-3)/3 | 0 | 0.35264 | 0.26265 | 0.35001 | 0.35677 | 0.25287 | 0.14647 | 0.16493 | 0.12765 | 0.086244 | 0.083244
2010 | CA | NPCC | Ontario | Ontario | S20 | Prospective Capacity Resources Reserve Margin = (14-3)/3 | 0 | 0.35264 | 0.26265 | 0.35001 | 0.35677 | 0.25287 | 0.14647 | 0.16493 | 0.12765 | 0.086244 | 0.083244
2010 | CA | NPCC | Ontario | Ontario | S21 | Total Potential Resources Reserve Margin = (15-3)/3 | 0 | 0.35922 | 0.2769 | 0.37189 | 0.39477 | 0.30097 | 0.19952 | 0.29031 | 0.25554 | 0.23595 | 0.27783
2010 | CA | NPCC | Ontario | Ontario | S22 | Adjusted Potential Resources Reserve Margin = (15a-3)/3 | 0 | 0.35922 | 0.2769 | 0.37189 | 0.39477 | 0.30097 | 0.19952 | 0.29031 | 0.25554 | 0.23595 | 0.27783
2010 | CA | NPCC | Ontario | Ontario | S23 | Total Baseline Installed Capacity | 36365 | 0 | 0 | 0 | 0 | 0 | 0 | 0 | 0 | 0 | 0
2010 | CA | NPCC | Quebec | Quebec | S01 | Unrestricted Non-coincident Peak Demand = 2+1a+1b-1c-1d | 21141 | 20599 | 20971.0006 | 21113.0471 | 21263.0695 | 21377.9015 | 21979.7339 | 22193.4051 | 22308.194 | 22388.194 | 22457.194
2010 | CA | NPCC | Quebec | Quebec | S01a | New Conservation (Energy Efficiency) |  |  | 0 | 0 | 0 | 0 | 0 | 0 | 0 | 0 | 0
2010 | CA | NPCC | Quebec | Quebec | S01b | Estimated Diversity |  |  | 0 | 0 | 0 | 0 | 0 | 0 | 0 | 0 | 0
2010 | CA | NPCC | Quebec | Quebec | S01c | Additions for non-member load (load served by non-registered LSE's in a region) |  |  | 0 | 0 | 0 | 0 | 0 | 0 | 0 | 0 | 0
2010 | CA | NPCC | Quebec | Quebec | S01d | Stand-by Load Under Contract (Normally served by behind the meter generation) |  |  | 0 | 0 | 0 | 0 | 0 | 0 | 0 | 0 | 0
2010 | CA | NPCC | Quebec | Quebec | S02 | Total Internal Demand | 21141 | 20599 | 20971.0006 | 21113.0471 | 21263.0695 | 21377.9015 | 21979.7339 | 22193.4051 | 22308.194 | 22388.194 | 22457.194
2010 | CA | NPCC | Quebec | Quebec | S02a | Direct Control Load Management |  | 0 | 0 | 0 | 0 | 0 | 0 | 0 | 0 | 0 | 0
2010 | CA | NPCC | Quebec | Quebec | S02b | Contractually Interruptible (Curtailable) |  | 0 | 0 | 0 | 0 | 0 | 0 | 0 | 0 | 0 | 0
2010 | CA | NPCC | Quebec | Quebec | S02c | Critical Peak-Pricing (CPP) with Control |  | 0 | 0 | 0 | 0 | 0 | 0 | 0 | 0 | 0 | 0
2010 | CA | NPCC | Quebec | Quebec | S02d | Load as a Capacity Resource |  | 0 | 0 | 0 | 0 | 0 | 0 | 0 | 0 | 0 | 0
2010 | CA | NPCC | Quebec | Quebec | S03 | Net Internal Demand = 2-2a-2b-2c-2d | 21141 | 20599 | 20971.0006 | 21113.0471 | 21263.0695 | 21377.9015 | 21979.7339 | 22193.4051 | 22308.194 | 22388.194 | 22457.194
2010 | CA | NPCC | Quebec | Quebec | S04a | Demand Response used for Reserves - Spinning |  | 0 | 0 | 0 | 0 | 0 | 0 | 0 | 0 | 0 | 0
2010 | CA | NPCC | Quebec | Quebec | S04b | Demand Response used for Reserves - Non-Spinning |  | 0 | 0 | 0 | 0 | 0 | 0 | 0 | 0 | 0 | 0
2010 | CA | NPCC | Quebec | Quebec | S04c | Demand Response used for Regulation |  | 0 | 0 | 0 | 0 | 0 | 0 | 0 | 0 | 0 | 0
2010 | CA | NPCC | Quebec | Quebec | S04d | Demand Response used for Energy, Voluntary - Emergency |  | 0 | 0 | 0 | 0 | 0 | 0 | 0 | 0 | 0 | 0
2010 | CA | NPCC | Quebec | Quebec | S05 | TOTAL INTERNAL CAPACITY = 6+7 | 45183.4534 | 43636.2678 | 35857.2678 | 37549.3678 | 38426.3678 | 39098.2678 | 40678.2678 | 40952.2678 | 41222.2678 | 41617.2678 | 41749.2678
2010 | CA | NPCC | Quebec | Quebec | S06 | EXISTING CAPACITY = 6a+6b+6c | 43793.4534 | 34405.2678 | 34405.2678 | 34405.2678 | 34405.2678 | 34405.2678 | 34405.2678 | 34405.2678 | 34405.2678 | 34405.2678 | 34405.2678
2010 | CA | NPCC | Quebec | Quebec | S06a | Existing, Certain | 30492.4534 | 30681 | 30681 | 30681 | 30681 | 30681 | 30681 | 30681 | 30681 | 30681 | 30681
2010 | CA | NPCC | Quebec | Quebec | S06a1 | Wind Expected On-Peak | 642 | 664.5 | 664.5 | 664.5 | 664.5 | 664.5 | 664.5 | 664.5 | 664.5 | 664.5 | 664.5
2010 | CA | NPCC | Quebec | Quebec | S06a2 | Solar Expected On-Peak |  | 0 | 0 | 0 | 0 | 0 | 0 | 0 | 0 | 0 | 0
2010 | CA | NPCC | Quebec | Quebec | S06a3 | Hydro Expected On-Peak | 28586.4064 | 28834.7271 | 28834.7271 | 28834.7271 | 28834.7271 | 28834.7271 | 28834.7271 | 28834.7271 | 28834.7271 | 28834.7271 | 28834.7271
2010 | CA | NPCC | Quebec | Quebec | S06a4 | Biomass Expected On-Peak | 207.88 | 176.48 | 176.48 | 176.48 | 176.48 | 176.48 | 176.48 | 176.48 | 176.48 | 176.48 | 176.48
2010 | CA | NPCC | Quebec | Quebec | S06a5 | Load as a Capacity Resource Expected On-Peak (Load Management Programs) |  | 0 | 0 | 0 | 0 | 0 | 0 | 0 | 0 | 0 | 0
2010 | CA | NPCC | Quebec | Quebec | S06b | Existing, Other | 9716 | 0 | 0 | 0 | 0 | 0 | 0 | 0 | 0 | 0 | 0
2010 | CA | NPCC | Quebec | Quebec | S06b1 | Wind Derate On-Peak | 642 | 664.5 | 664.5 | 664.5 | 664.5 | 664.5 | 664.5 | 664.5 | 664.5 | 664.5 | 664.5
2010 | CA | NPCC | Quebec | Quebec | S06b2 | Solar Derate On-Peak | 0 | 0 | 0 | 0 | 0 | 0 | 0 | 0 | 0 | 0 | 0
2010 | CA | NPCC | Quebec | Quebec | S06b3 | Hydro Derate On-Peak | 1553 | 1437.7678 | 1437.7678 | 1437.7678 | 1437.7678 | 1437.7678 | 1437.7678 | 1437.7678 | 1437.7678 | 1437.7678 | 1437.7678
2010 | CA | NPCC | Quebec | Quebec | S06b4 | Biomass Derate On-Peak | 0 | 0 | 0 | 0 | 0 | 0 | 0 | 0 | 0 | 0 | 0
2010 | CA | NPCC | Quebec | Quebec | S06b5 | Load as a Capacity Resource Derate On-Peak (Load Management Programs) | 0 | 0 | 0 | 0 | 0 | 0 | 0 | 0 | 0 | 0 | 0
2010 | CA | NPCC | Quebec | Quebec | S06b7 | Transmission-Limited Resources |  | 0 | 0 | 0 | 0 | 0 | 0 | 0 | 0 | 0 | 0
2010 | CA | NPCC | Quebec | Quebec | S06b8 | All Other Derates |  | 225 | 225 | 225 | 225 | 225 | 225 | 225 | 225 | 225 | 225
2010 | CA | NPCC | Quebec | Quebec | S06b9 | Energy Only |  | 0 | 0 | 0 | 0 | 0 | 0 | 0 | 0 | 0 | 0
2010 | CA | NPCC | Quebec | Quebec | S06c | Existing, Inoperable (Note: Not used in margin calculations) | 1390 | 1397 | 1397 | 1397 | 1397 | 1397 | 1397 | 1397 | 1397 | 1397 | 1397
2010 | CA | NPCC | Quebec | Quebec | S07 | FUTURE CAPACITY ADDITIONS = 7a+7b |  | 0 | 55 | 1747.1 | 2624.1 | 3296 | 4876 | 5150 | 5420 | 5815 | 5947
2010 | CA | NPCC | Quebec | Quebec | S07a | Future, Planned |  | 0 | 55 | 1747.1 | 2624.1 | 3296 | 4876 | 5150 | 5420 | 5815 | 5947
2010 | CA | NPCC | Quebec | Quebec | S07a1 | Wind Expected On-Peak |  | 0 | 0 | 734.1 | 1461.1 | 2083 | 2533 | 2807 | 2807 | 2807 | 2807
2010 | CA | NPCC | Quebec | Quebec | S07a2 | Wind Derate On-Peak |  | 0 | 0 | 734.1 | 1461.1 | 2083 | 2533 | 2807 | 2807 | 2807 | 2807
2010 | CA | NPCC | Quebec | Quebec | S07a3 | Solar Expected On-Peak |  | 0 | 0 | 0 | 0 | 0 | 0 | 0 | 0 | 0 | 0
2010 | CA | NPCC | Quebec | Quebec | S07a4 | Solar Derate On-Peak |  | 0 | 0 | 0 | 0 | 0 | 0 | 0 | 0 | 0 | 0
2010 | CA | NPCC | Quebec | Quebec | S07a5 | Hydro Expected On-Peak |  | 0 | 55 | 1013 | 1038 | 1088 | 2218 | 2218 | 2488 | 2883 | 3015
2010 | CA | NPCC | Quebec | Quebec | S07a6 | Hydro Derate On-Peak |  | 0 | 0 | 0 | 0 | 0 | 0 | 0 | 0 | 0 | 0
2010 | CA | NPCC | Quebec | Quebec | S07a7 | Biomass Expected On-Peak |  | 0 | 0 | 0 | 125 | 125 | 125 | 125 | 125 | 125 | 125
2010 | CA | NPCC | Quebec | Quebec | S07a8 | Biomass Derate On-Peak |  | 0 | 0 | 0 | 0 | 0 | 0 | 0 | 0 | 0 | 0
2010 | CA | NPCC | Quebec | Quebec | S07a9 | Demand Response Expected On-Peak (Load Management Programs) |  | 0 | 0 | 0 | 0 | 0 | 0 | 0 | 0 | 0 | 0
2010 | CA | NPCC | Quebec | Quebec | S07a10 | Demand Response Derate On-Peak (Load Management Programs) |  | 0 | 0 | 0 | 0 | 0 | 0 | 0 | 0 | 0 | 0
2010 | CA | NPCC | Quebec | Quebec | S07a11 | Transmission-Limited Resources
2010 | CA | NPCC | Quebec | Quebec | S07a12 | Scheduled Outage - Maintenance | 2: 7834
2010 | CA | NPCC | Quebec | Quebec | S07a13 | All Other Derates
2010 | CA | NPCC | Quebec | Quebec | S07a14 | Energy Only
2010 | CA | NPCC | Quebec | Quebec | S07b | Future, Other |  | 0 | 0 | 0 | 0 | 0 | 0 | 0 | 0 | 0 | 0
2010 | CA | NPCC | Quebec | Quebec | S07b1 | Wind Expected On-Peak |  | 0 | 0 | 0 | 0 | 0 | 0 | 0 | 0 | 0 | 0
2010 | CA | NPCC | Quebec | Quebec | S07b2 | Wind Derate On-Peak |  | 0 | 0 | 0 | 0 | 0 | 0 | 0 | 0 | 0 | 0
2010 | CA | NPCC | Quebec | Quebec | S07b3 | Solar Expected On-Peak |  | 0 | 0 | 0 | 0 | 0 | 0 | 0 | 0 | 0 | 0
2010 | CA | NPCC | Quebec | Quebec | S07b4 | Solar Derate On-Peak |  | 0 | 0 | 0 | 0 | 0 | 0 | 0 | 0 | 0 | 0
2010 | CA | NPCC | Quebec | Quebec | S07b5 | Hydro Expected On-Peak |  | 0 | 0 | 0 | 0 | 0 | 0 | 0 | 0 | 0 | 0
2010 | CA | NPCC | Quebec | Quebec | S07b6 | Hydro Derate On-Peak |  | 0 | 0 | 0 | 0 | 0 | 0 | 0 | 0 | 0 | 0
2010 | CA | NPCC | Quebec | Quebec | S07b7 | Biomass Expected On-Peak |  | 0 | 0 | 0 | 0 | 0 | 0 | 0 | 0 | 0 | 0
2010 | CA | NPCC | Quebec | Quebec | S07b8 | Biomass Derate On-Peak |  | 0 | 0 | 0 | 0 | 0 | 0 | 0 | 0 | 0 | 0
2010 | CA | NPCC | Quebec | Quebec | S07b9 | Transmission-Limited Resources
2010 | CA | NPCC | Quebec | Quebec | S07b10 | Scheduled Outage - Maintenance
2010 | CA | NPCC | Quebec | Quebec | S07b11 | All Other Derates
2010 | CA | NPCC | Quebec | Quebec | S07b12 | Energy Only
2010 | CA | NPCC | Quebec | Quebec | S08 | Conceptual |  | 0 | 0 | 0 | 0 | 0 | 0 | 0 | 0 | 0 | 0
2010 | CA | NPCC | Quebec | Quebec | S08a1 | Wind Expected On-Peak |  | 0 | 0 | 0 | 0 | 0 | 0 | 0 | 0 | 0 | 0
2010 | CA | NPCC | Quebec | Quebec | S08a2 | Wind Derate On-Peak |  | 0 | 0 | 0 | 0 | 0 | 0 | 0 | 0 | 0 | 0
2010 | CA | NPCC | Quebec | Quebec | S08a3 | Solar Expected On-Peak |  | 0 | 0 | 0 | 0 | 0 | 0 | 0 | 0 | 0 | 0
2010 | CA | NPCC | Quebec | Quebec | S08a4 | Solar Derate On-Peak |  | 0 | 0 | 0 | 0 | 0 | 0 | 0 | 0 | 0 | 0
2010 | CA | NPCC | Quebec | Quebec | S08a5 | Hydro Expected On-Peak |  | 0 | 0 | 0 | 0 | 0 | 0 | 0 | 0 | 0 | 0
2010 | CA | NPCC | Quebec | Quebec | S08a6 | Hydro Derate On-Peak |  | 0 | 0 | 0 | 0 | 0 | 0 | 0 | 0 | 0 | 0
2010 | CA | NPCC | Quebec | Quebec | S08a7 | Biomass Expected On-Peak |  | 0 | 0 | 0 | 0 | 0 | 0 | 0 | 0 | 0 | 0
2010 | CA | NPCC | Quebec | Quebec | S08a8 | Biomass Derate On-Peak |  | 0 | 0 | 0 | 0 | 0 | 0 | 0 | 0 | 0 | 0
2010 | CA | NPCC | Quebec | Quebec | S08a9 | All Other Derates
2010 | CA | NPCC | Quebec | Quebec | S08a10 | Energy Only
2010 | CA | NPCC | Quebec | Quebec | S09 | ANTICIPATED INTERNAL CAPACITY = 6a+7a | 30492.4534 | 30681 | 30736 | 32428.1 | 33305.1 | 33977 | 35557 | 35831 | 36101 | 36496 | 36628
2010 | CA | NPCC | Quebec | Quebec | S10 | CAPACITY TRANSACTIONS - IMPORTS = 10a+10b+10c+10d | 0 | 200 | 200 | 0 | 0 | 0 | 0 | 0 | 0 | 0 | 0
2010 | CA | NPCC | Quebec | Quebec | S10a | Firm (Note: The sum of 10a1 and 10a2 must be <= 10a) |  | 200 | 200 | 0 | 0 | 0 | 0 | 0 | 0 | 0 | 0
2010 | CA | NPCC | Quebec | Quebec | S10a1 | Full-Responsibility Purchases |  | 200 | 200 | 0 | 0 | 0 | 0 | 0 | 0 | 0 | 0
2010 | CA | NPCC | Quebec | Quebec | S10a2 | Owned Capacity/Entitlement Located Outside the Region/Subregion |  |  | 0 | 0 | 0 | 0 | 0 | 0 | 0 | 0 | 0
2010 | CA | NPCC | Quebec | Quebec | S10b | Non-firm |  |  | 0 | 0 | 0 | 0 | 0 | 0 | 0 | 0 | 0
2010 | CA | NPCC | Quebec | Quebec | S10c | Expected (Note: The sum of 10c1 and 10c2 must be <= 10c) |  | 0 | 0 | 0 | 0 | 0 | 0 | 0 | 0 | 0 | 0
2010 | CA | NPCC | Quebec | Quebec | S10c1 | Full-Responsibility Purchases |  |  | 0 | 0 | 0 | 0 | 0 | 0 | 0 | 0 | 0
2010 | CA | NPCC | Quebec | Quebec | S10c2 | Owned Capacity/Entitlement Located Outside the Region/Subregion |  |  | 0 | 0 | 0 | 0 | 0 | 0 | 0 | 0 | 0
2010 | CA | NPCC | Quebec | Quebec | S10d | Provisional – transactions under study, but negotiations have not begun. |  |  | 0 | 0 | 0 | 0 | 0 | 0 | 0 | 0 | 0
2010 | CA | NPCC | Quebec | Quebec | S11 | CAPACITY TRANSACTIONS - EXPORTS = 11a+11b+11c+11d | 0 | 1290 | 2107 | 2107 | 2107 | 2107 | 2107 | 2107 | 2107 | 2107 | 2107
2010 | CA | NPCC | Quebec | Quebec | S11a | Firm (Note: The sum of 11a1 and 11a2 must be <= 11a) |  | 1290 | 455 | 455 | 455 | 455 | 455 | 455 | 455 | 455 | 455
2010 | CA | NPCC | Quebec | Quebec | S11a1 | Full-Responsibility Purchases |  | 1290 | 455 | 455 | 455 | 455 | 455 | 455 | 455 | 455 | 455
2010 | CA | NPCC | Quebec | Quebec | S11a2 | Owned Capacity/Entitlement Located Outside the Region/Subregion |  |  | 0 | 0 | 0 | 0 | 0 | 0 | 0 | 0 | 0
2010 | CA | NPCC | Quebec | Quebec | S11b | Non-firm |  |  | 0 | 0 | 0 | 0 | 0 | 0 | 0 | 0 | 0
2010 | CA | NPCC | Quebec | Quebec | S11c | Expected (Note: The sum of 11c1 and 11c2 must be <= 11c) |  | 0 | 1652 | 1652 | 1652 | 1652 | 1652 | 1652 | 1652 | 1652 | 1652
2010 | CA | NPCC | Quebec | Quebec | S11c1 | Full-Responsibility Purchases |  |  | 1652 | 1652 | 1652 | 1652 | 1652 | 1652 | 1652 | 1652 | 1652
2010 | CA | NPCC | Quebec | Quebec | S11c2 | Owned Capacity/Entitlement Located Outside the Region/Subregion |  |  | 0 | 0 | 0 | 0 | 0 | 0 | 0 | 0 | 0
2010 | CA | NPCC | Quebec | Quebec | S11d | Provisional – transactions under study, but negotiations have not begun. |  | 0 | 0 | 0 | 0 | 0 | 0 | 0 | 0 | 0 | 0
2010 | CA | NPCC | Quebec | Quebec | S12 | EXISTING, CERTAIN CAPACITY & NET FIRM TRANSACTIONS = 6a+Net Firm Transactions | 30492.4534 | 29591 | 30426 | 30226 | 30226 | 30226 | 30226 | 30226 | 30226 | 30226 | 30226
2010 | CA | NPCC | Quebec | Quebec | S13 | ANTICIPATED CAPACITY RESOURCES = 12+7a+Net Expected Transactions |  | 29591 | 28829 | 30321.1 | 31198.1 | 31870 | 33450 | 33724 | 33994 | 34389 | 34521
2010 | CA | NPCC | Quebec | Quebec | S14 | PROSPECTIVE CAPACITY RESOURCES = 13+6b+16b |  | 29591 | 28829 | 30321.1 | 31198.1 | 31870 | 33450 | 33724 | 33994 | 34389 | 34521
2010 | CA | NPCC | Quebec | Quebec | S15 | TOTAL POTENTIAL CAPACITY RESOURCES = 13+6b+7b+8+Net Provisional Transactions |  | 29591 | 28829 | 30321.1 | 31198.1 | 31870 | 33450 | 33724 | 33994 | 34389 | 34521
2010 | CA | NPCC | Quebec | Quebec | S15a | ADJUSTED POTENTIAL CAPACITY RESOURCES = 13+6b+16b+16d+Net Provisional Transactions |  | 29591 | 28829 | 30321.1 | 31198.1 | 31870 | 33450 | 33724 | 33994 | 34389 | 34521
2010 | CA | NPCC | Quebec | Quebec | S16a | Confidence of Future, Other (7b), using reasonable judgement |  | 0 | 0 | 0 | 0 | 0 | 0 | 0 | 0 | 0 | 0
2010 | CA | NPCC | Quebec | Quebec | S16b | Net Future, Other Resources After Confidence Percentage Is Applied = 7b*16a |  | 0 | 0 | 0 | 0 | 0 | 0 | 0 | 0 | 0 | 0
2010 | CA | NPCC | Quebec | Quebec | S16c | Confidence of Conceptual (8), using reasonable judgement |  | 0 | 0 | 0 | 0 | 0 | 0 | 0 | 0 | 0 | 0
2010 | CA | NPCC | Quebec | Quebec | S16d | Net Conceptual Resources After Confidence Percentage Is Applied = 8*16c |  | 0 | 0 | 0 | 0 | 0 | 0 | 0 | 0 | 0 | 0
2010 | CA | NPCC | Quebec | Quebec | S17 | Region/Subregion Target Reserve Margin |  | 0.1 | 0.108 | 0.111 | 0.118 | 0.118 | 0.118 | 0.118 | 0.118 | 0.118 | 0.118
2010 | CA | NPCC | Quebec | Quebec | S18 | Existing Certain and Net Firm Transactions Reserve Margin = (12-3)/3 |  | 0.43653 | 0.45086 | 0.43163 | 0.42153 | 0.41389 | 0.37518 | 0.36194 | 0.35493 | 0.35009 | 0.34594
2010 | CA | NPCC | Quebec | Quebec | S19 | Anticipated Capacity Resources Reserve Margin = (13-3)/3 |  | 0.43653 | 0.37471 | 0.43613 | 0.46724 | 0.49079 | 0.52186 | 0.51955 | 0.52383 | 0.53603 | 0.53719
2010 | CA | NPCC | Quebec | Quebec | S20 | Prospective Capacity Resources Reserve Margin = (14-3)/3 |  | 0.43653 | 0.37471 | 0.43613 | 0.46724 | 0.49079 | 0.52186 | 0.51955 | 0.52383 | 0.53603 | 0.53719
2010 | CA | NPCC | Quebec | Quebec | S21 | Total Potential Resources Reserve Margin = (15-3)/3 |  | 0.43653 | 0.37471 | 0.43613 | 0.46724 | 0.49079 | 0.52186 | 0.51955 | 0.52383 | 0.53603 | 0.53719
2010 | CA | NPCC | Quebec | Quebec | S22 | Adjusted Potential Resources Reserve Margin = (15a-3)/3 |  | 0.43653 | 0.37471 | 0.43613 | 0.46724 | 0.49079 | 0.52186 | 0.51955 | 0.52383 | 0.53603 | 0.53719
2010 | CA | NPCC | Quebec | Quebec | S23 | Total Baseline Installed Capacity | 0 | 0 | 0 | 0 | 0 | 0 | 0 | 0 | 0 | 0 | 0
2010 | CA | NPCC | Maritimes | Maritimes | S01 | Unrestricted Non-coincident Peak Demand = 2+1a+1b-1c-1d | 3545.6121 | 3664.4664 | 3553.4557 | 3732.912 | 3780.1989 | 3805.7359 | 3840.2001 | 3884.7114 | 3907.3251 | 3943.2412 | 3977.1476
2010 | CA | NPCC | Maritimes | Maritimes | S01a | New Conservation (Energy Efficiency) | 0 | 0 | 0 | 81.2084 | 136.5245 | 186.4416 | 236.3587 | 286.2758 | 334.6486 | 381.574 | 427.1432
2010 | CA | NPCC | Maritimes | Maritimes | S01b | Estimated Diversity | 0 | 0 | 0 | 0 | 0 | 0 | 0 | 0 | 0 | 0 | 0
2010 | CA | NPCC | Maritimes | Maritimes | S01c | Additions for non-member load (load served by non-registered LSE's in a region) | 0 | 0 | 0 | 0 | 0 | 0 | 0 | 0 | 0 | 0 | 0
2010 | CA | NPCC | Maritimes | Maritimes | S01d | Stand-by Load Under Contract (Normally served by behind the meter generation) | 0 | 0 | 0 | 0 | 0 | 0 | 0 | 0 | 0 | 0 | 0
2010 | CA | NPCC | Maritimes | Maritimes | S02 | Total Internal Demand | 3545.6121 | 3664.4664 | 3553.4557 | 3651.7036 | 3643.6744 | 3619.2943 | 3603.8414 | 3598.4356 | 3572.6765 | 3561.6672 | 3550.0044
2010 | CA | NPCC | Maritimes | Maritimes | S02a | Direct Control Load Management | 0 | 0 | 0 | 0 | 0 | 0 | 0 | 0 | 0 | 0 | 0
2010 | CA | NPCC | Maritimes | Maritimes | S02b | Contractually Interruptible (Curtailable) | 459.5 | 400.6 | 390 | 408 | 393 | 381 | 367 | 354 | 341 | 329 | 318
2010 | CA | NPCC | Maritimes | Maritimes | S02c | Critical Peak-Pricing (CPP) with Control | 0 | 0 | 0 | 0 | 0 | 0 | 0 | 0 | 0 | 0 | 0
2010 | CA | NPCC | Maritimes | Maritimes | S02d | Load as a Capacity Resource | 0 | 0 | 0 | 0 | 0 | 0 | 0 | 0 | 0 | 0 | 0
2010 | CA | NPCC | Maritimes | Maritimes | S03 | Net Internal Demand = 2-2a-2b-2c-2d | 3086.1121 | 3263.8664 | 3163.4557 | 3243.7036 | 3250.6744 | 3238.2943 | 3236.8414 | 3244.4356 | 3231.6765 | 3232.6672 | 3232.0044
2010 | CA | NPCC | Maritimes | Maritimes | S04a | Demand Response used for Reserves - Spinning | 0 | 0 | 0 | 0 | 0 | 0 | 0 | 0 | 0 | 0 | 0
2010 | CA | NPCC | Maritimes | Maritimes | S04b | Demand Response used for Reserves - Non-Spinning | 0 | 0 | 0 | 0 | 0 | 0 | 0 | 0 | 0 | 0 | 0
2010 | CA | NPCC | Maritimes | Maritimes | S04c | Demand Response used for Regulation | 0 | 0 | 0 | 0 | 0 | 0 | 0 | 0 | 0 | 0 | 0
2010 | CA | NPCC | Maritimes | Maritimes | S04d | Demand Response used for Energy, Voluntary - Emergency | 0 | 0 | 0 | 0 | 0 | 0 | 0 | 0 | 0 | 0 | 0
2010 | CA | NPCC | Maritimes | Maritimes | S05 | TOTAL INTERNAL CAPACITY = 6+7 | 13395.3482 | 13395.3482 | 13749.9322 | 13772.4922 | 13892.4922 | 13892.4922 | 13892.4922 | 13892.4922 | 13892.4922 | 13892.4922 | 13892.4922
2010 | CA | NPCC | Maritimes | Maritimes | S06 | EXISTING CAPACITY = 6a+6b+6c | 13395.3482 | 13395.3482 | 13395.3482 | 13395.3482 | 13395.3482 | 13395.3482 | 13395.3482 | 13395.3482 | 13395.3482 | 13395.3482 | 13395.3482
2010 | CA | NPCC | Maritimes | Maritimes | S06a | Existing, Certain | 7241.04 | 7241.04 | 7241.04 | 7241.04 | 7241.04 | 7241.04 | 7241.04 | 7241.04 | 7241.04 | 7241.04 | 7241.04
2010 | CA | NPCC | Maritimes | Maritimes | S06a1 | Wind Expected On-Peak | 504.42 | 504.42 | 504.42 | 504.42 | 504.42 | 504.42 | 504.42 | 504.42 | 504.42 | 504.42 | 504.42
2010 | CA | NPCC | Maritimes | Maritimes | S06a2 | Solar Expected On-Peak | 0 | 0 | 0 | 0 | 0 | 0 | 0 | 0 | 0 | 0 | 0
2010 | CA | NPCC | Maritimes | Maritimes | S06a3 | Hydro Expected On-Peak | 1310.77 | 1310.77 | 1310.77 | 1310.77 | 1310.77 | 1310.77 | 1310.77 | 1310.77 | 1310.77 | 1310.77 | 1310.77
2010 | CA | NPCC | Maritimes | Maritimes | S06a4 | Biomass Expected On-Peak | 134.05 | 134.05 | 134.05 | 134.05 | 134.05 | 134.05 | 134.05 | 134.05 | 134.05 | 134.05 | 134.05
2010 | CA | NPCC | Maritimes | Maritimes | S06a5 | Load as a Capacity Resource Expected On-Peak (Load Management Programs) | 0 | 0 | 0 | 0 | 0 | 0 | 0 | 0 | 0 | 0 | 0
2010 | CA | NPCC | Maritimes | Maritimes | S06b | Existing, Other | 0 | 0 | 0 | 0 | 0 | 0 | 0 | 0 | 0 | 0 | 0
2010 | CA | NPCC | Maritimes | Maritimes | S06b1 | Wind Derate On-Peak | 118.5182 | 118.5182 | 118.5182 | 118.5182 | 118.5182 | 118.5182 | 118.5182 | 118.5182 | 118.5182 | 118.5182 | 118.5182
2010 | CA | NPCC | Maritimes | Maritimes | S06b2 | Solar Derate On-Peak | 0 | 0 | 0 | 0 | 0 | 0 | 0 | 0 | 0 | 0 | 0
2010 | CA | NPCC | Maritimes | Maritimes | S06b3 | Hydro Derate On-Peak | 1308.87 | 1308.87 | 1308.87 | 1308.87 | 1308.87 | 1308.87 | 1308.87 | 1308.87 | 1308.87 | 1308.87 | 1308.87
2010 | CA | NPCC | Maritimes | Maritimes | S06b4 | Biomass Derate On-Peak | 130.55 | 130.55 | 130.55 | 130.55 | 130.55 | 130.55 | 130.55 | 130.55 | 130.55 | 130.55 | 130.55
2010 | CA | NPCC | Maritimes | Maritimes | S06b5 | Load as a Capacity Resource Derate On-Peak (Load Management Programs) | 0 | 0 | 0 | 0 | 0 | 0 | 0 | 0 | 0 | 0 | 0
2010 | CA | NPCC | Maritimes | Maritimes | S06b7 | Transmission-Limited Resources | 0 | 0 | 0 | 0 | 0 | 0 | 0 | 0 | 0 | 0 | 0
2010 | CA | NPCC | Maritimes | Maritimes | S06b8 | All Other Derates | 4596.37 | 4514.77 | 4514.77 | 4514.77 | 4514.77 | 4514.77 | 4514.77 | 4514.77 | 4514.77 | 4514.77 | 4514.77
2010 | CA | NPCC | Maritimes | Maritimes | S06b9 | Energy Only | 0 | 0 | 0 | 0 | 0 | 0 | 0 | 0 | 0 | 0 | 0
2010 | CA | NPCC | Maritimes | Maritimes | S06c | Existing, Inoperable (Note: Not used in margin calculations) | 0 | 81.6 | 81.6 | 81.6 | 81.6 | 81.6 | 81.6 | 81.6 | 81.6 | 81.6 | 81.6
2010 | CA | NPCC | Maritimes | Maritimes | S07 | FUTURE CAPACITY ADDITIONS = 7a+7b | 0 | 0 | 295.32 | 314.12 | 414.12 | 414.12 | 414.12 | 414.12 | 414.12 | 414.12 | 414.12
2010 | CA | NPCC | Maritimes | Maritimes | S07a | Future, Planned | 0 | 0 | 295.32 | 314.12 | 414.12 | 414.12 | 414.12 | 414.12 | 414.12 | 414.12 | 414.12
2010 | CA | NPCC | Maritimes | Maritimes | S07a1 | Wind Expected On-Peak | 0 | 0 | 295.32 | 314.12 | 414.12 | 414.12 | 414.12 | 414.12 | 414.12 | 414.12 | 414.12
2010 | CA | NPCC | Maritimes | Maritimes | S07a2 | Wind Derate On-Peak | 0 | 0 | 59.264 | 63.024 | 83.024 | 83.024 | 83.024 | 83.024 | 83.024 | 83.024 | 83.024
2010 | CA | NPCC | Maritimes | Maritimes | S07a3 | Solar Expected On-Peak | 0 | 0 | 0 | 0 | 0 | 0 | 0 | 0 | 0 | 0 | 0
2010 | CA | NPCC | Maritimes | Maritimes | S07a4 | Solar Derate On-Peak | 0 | 0 | 0 | 0 | 0 | 0 | 0 | 0 | 0 | 0 | 0
2010 | CA | NPCC | Maritimes | Maritimes | S07a5 | Hydro Expected On-Peak | 0 | 0 | 0 | 0 | 0 | 0 | 0 | 0 | 0 | 0 | 0
2010 | CA | NPCC | Maritimes | Maritimes | S07a6 | Hydro Derate On-Peak | 0 | 0 | 0 | 0 | 0 | 0 | 0 | 0 | 0 | 0 | 0
2010 | CA | NPCC | Maritimes | Maritimes | S07a7 | Biomass Expected On-Peak | 0 | 0 | 0 | 0 | 0 | 0 | 0 | 0 | 0 | 0 | 0
2010 | CA | NPCC | Maritimes | Maritimes | S07a8 | Biomass Derate On-Peak | 0 | 0 | 0 | 0 | 0 | 0 | 0 | 0 | 0 | 0 | 0
2010 | CA | NPCC | Maritimes | Maritimes | S07a9 | Demand Response Expected On-Peak (Load Management Programs) | 0 | 0 | 0 | 0 | 0 | 0 | 0 | 0 | 0 | 0 | 0
2010 | CA | NPCC | Maritimes | Maritimes | S07a10 | Demand Response Derate On-Peak (Load Management Programs) | 0 | 0 | 0 | 0 | 0 | 0 | 0 | 0 | 0 | 0 | 0
2010 | CA | NPCC | Maritimes | Maritimes | S07a11 | Transmission-Limited Resources | 0 | 0 | 0 | 0 | 0 | 0 | 0 | 0 | 0 | 0 | 0
2010 | CA | NPCC | Maritimes | Maritimes | S07a12 | Scheduled Outage - Maintenance | 0 | 0 | 0 | 0 | 0 | 0 | 0 | 0 | 0 | 0 | 0
2010 | CA | NPCC | Maritimes | Maritimes | S07a13 | All Other Derates | 0 | 0 | 0 | 0 | 0 | 0 | 0 | 0 | 0 | 0 | 0
2010 | CA | NPCC | Maritimes | Maritimes | S07a14 | Energy Only | 0 | 0 | 0 | 0 | 0 | 0 | 0 | 0 | 0 | 0 | 0
2010 | CA | NPCC | Maritimes | Maritimes | S07b | Future, Other | 0 | 0 | 0 | 0 | 0 | 0 | 0 | 0 | 0 | 0 | 0
2010 | CA | NPCC | Maritimes | Maritimes | S07b1 | Wind Expected On-Peak | 0 | 0 | 0 | 0 | 0 | 0 | 0 | 0 | 0 | 0 | 0
2010 | CA | NPCC | Maritimes | Maritimes | S07b2 | Wind Derate On-Peak | 0 | 0 | 0 | 0 | 0 | 0 | 0 | 0 | 0 | 0 | 0
2010 | CA | NPCC | Maritimes | Maritimes | S07b3 | Solar Expected On-Peak | 0 | 0 | 0 | 0 | 0 | 0 | 0 | 0 | 0 | 0 | 0
2010 | CA | NPCC | Maritimes | Maritimes | S07b4 | Solar Derate On-Peak | 0 | 0 | 0 | 0 | 0 | 0 | 0 | 0 | 0 | 0 | 0
2010 | CA | NPCC | Maritimes | Maritimes | S07b5 | Hydro Expected On-Peak | 0 | 0 | 0 | 0 | 0 | 0 | 0 | 0 | 0 | 0 | 0
2010 | CA | NPCC | Maritimes | Maritimes | S07b6 | Hydro Derate On-Peak | 0 | 0 | 0 | 0 | 0 | 0 | 0 | 0 | 0 | 0 | 0
2010 | CA | NPCC | Maritimes | Maritimes | S07b7 | Biomass Expected On-Peak | 0 | 0 | 0 | 0 | 0 | 0 | 0 | 0 | 0 | 0 | 0
2010 | CA | NPCC | Maritimes | Maritimes | S07b8 | Biomass Derate On-Peak | 0 | 0 | 0 | 0 | 0 | 0 | 0 | 0 | 0 | 0 | 0
2010 | CA | NPCC | Maritimes | Maritimes | S07b9 | Transmission-Limited Resources | 0 | 0 | 0 | 0 | 0 | 0 | 0 | 0 | 0 | 0 | 0
2010 | CA | NPCC | Maritimes | Maritimes | S07b10 | Scheduled Outage - Maintenance | 0 | 0 | 0 | 0 | 0 | 0 | 0 | 0 | 0 | 0 | 0
2010 | CA | NPCC | Maritimes | Maritimes | S07b11 | All Other Derates | 0 | 0 | 0 | 0 | 0 | 0 | 0 | 0 | 0 | 0 | 0
2010 | CA | NPCC | Maritimes | Maritimes | S07b12 | Energy Only | 0 | 224 | -6 | -6 | -6 | -6 | -6 | -6 | -6 | -6 | -6
2010 | CA | NPCC | Maritimes | Maritimes | S08 | Conceptual | 0 | 0 | 0 | 0 | 0 | 0 | 0 | 0 | 0 | 0 | 0
2010 | CA | NPCC | Maritimes | Maritimes | S08a1 | Wind Expected On-Peak | 0 | 0 | 0 | 0 | 0 | 0 | 0 | 0 | 0 | 0 | 0
2010 | CA | NPCC | Maritimes | Maritimes | S08a2 | Wind Derate On-Peak | 0 | 0 | 0 | 0 | 0 | 0 | 0 | 0 | 0 | 0 | 0
2010 | CA | NPCC | Maritimes | Maritimes | S08a3 | Solar Expected On-Peak | 0 | 0 | 0 | 0 | 0 | 0 | 0 | 0 | 0 | 0 | 0
2010 | CA | NPCC | Maritimes | Maritimes | S08a4 | Solar Derate On-Peak | 0 | 0 | 0 | 0 | 0 | 0 | 0 | 0 | 0 | 0 | 0
2010 | CA | NPCC | Maritimes | Maritimes | S08a5 | Hydro Expected On-Peak | 0 | 0 | 0 | 0 | 0 | 0 | 0 | 0 | 0 | 0 | 0
2010 | CA | NPCC | Maritimes | Maritimes | S08a6 | Hydro Derate On-Peak | 0 | 0 | 0 | 0 | 0 | 0 | 0 | 0 | 0 | 0 | 0
2010 | CA | NPCC | Maritimes | Maritimes | S08a7 | Biomass Expected On-Peak | 0 | 0 | 0 | 0 | 0 | 0 | 0 | 0 | 0 | 0 | 0
2010 | CA | NPCC | Maritimes | Maritimes | S08a8 | Biomass Derate On-Peak | 0 | 0 | 0 | 0 | 0 | 0 | 0 | 0 | 0 | 0 | 0
2010 | CA | NPCC | Maritimes | Maritimes | S08a9 | All Other Derates | 0 | 0 | 0 | 0 | 0 | 0 | 0 | 0 | 0 | 0 | 0
2010 | CA | NPCC | Maritimes | Maritimes | S08a10 | Energy Only | 0 | 0 | 0 | 0 | 0 | 0 | 0 | 0 | 0 | 0 | 0
2010 | CA | NPCC | Maritimes | Maritimes | S09 | ANTICIPATED INTERNAL CAPACITY = 6a+7a | 7241.04 | 7241.04 | 7536.36 | 7555.16 | 7655.16 | 7655.16 | 7655.16 | 7655.16 | 7655.16 | 7655.16 | 7655.16
2010 | CA | NPCC | Maritimes | Maritimes | S10 | CAPACITY TRANSACTIONS - IMPORTS = 10a+10b+10c+10d | 0 | 0 | 0 | 0 | 0 | 0 | 0 | 0 | 0 | 0 | 0
2010 | CA | NPCC | Maritimes | Maritimes | S10a | Firm (Note: The sum of 10a1 and 10a2 must be <= 10a) | 0 | 0 | 0 | 0 | 0 | 0 | 0 | 0 | 0 | 0 | 0
2010 | CA | NPCC | Maritimes | Maritimes | S10a1 | Full-Responsibility Purchases | 0 | 0 | 0 | 0 | 0 | 0 | 0 | 0 | 0 | 0 | 0
2010 | CA | NPCC | Maritimes | Maritimes | S10a2 | Owned Capacity/Entitlement Located Outside the Region/Subregion | 0 | 0 | 0 | 0 | 0 | 0 | 0 | 0 | 0 | 0 | 0
2010 | CA | NPCC | Maritimes | Maritimes | S10b | Non-firm | 0 | 0 | 0 | 0 | 0 | 0 | 0 | 0 | 0 | 0 | 0
2010 | CA | NPCC | Maritimes | Maritimes | S10c | Expected (Note: The sum of 10c1 and 10c2 must be <= 10c) | 0 | 0 | 0 | 0 | 0 | 0 | 0 | 0 | 0 | 0 | 0
2010 | CA | NPCC | Maritimes | Maritimes | S10c1 | Full-Responsibility Purchases | 0 | 0 | 0 | 0 | 0 | 0 | 0 | 0 | 0 | 0 | 0
2010 | CA | NPCC | Maritimes | Maritimes | S10c2 | Owned Capacity/Entitlement Located Outside the Region/Subregion | 0 | 0 | 0 | 0 | 0 | 0 | 0 | 0 | 0 | 0 | 0
2010 | CA | NPCC | Maritimes | Maritimes | S10d | Provisional – transactions under study, but negotiations have not begun. | 0 | 0 | 0 | 0 | 0 | 0 | 0 | 0 | 0 | 0 | 0
2010 | CA | NPCC | Maritimes | Maritimes | S11 | CAPACITY TRANSACTIONS - EXPORTS = 11a+11b+11c+11d | 200 | 200 | 200 | 0 | 0 | 0 | 0 | 0 | 0 | 0 | 0
2010 | CA | NPCC | Maritimes | Maritimes | S11a | Firm (Note: The sum of 11a1 and 11a2 must be <= 11a) | 200 | 200 | 200 | 0 | 0 | 0 | 0 | 0 | 0 | 0 | 0
2010 | CA | NPCC | Maritimes | Maritimes | S11a1 | Full-Responsibility Purchases | 200 | 200 | 200 | 0 | 0 | 0 | 0 | 0 | 0 | 0 | 0
2010 | CA | NPCC | Maritimes | Maritimes | S11a2 | Owned Capacity/Entitlement Located Outside the Region/Subregion | 0 | 0 | 0 | 0 | 0 | 0 | 0 | 0 | 0 | 0 | 0
2010 | CA | NPCC | Maritimes | Maritimes | S11b | Non-firm | 0 | 0 | 0 | 0 | 0 | 0 | 0 | 0 | 0 | 0 | 0
2010 | CA | NPCC | Maritimes | Maritimes | S11c | Expected (Note: The sum of 11c1 and 11c2 must be <= 11c) | 0 | 0 | 0 | 0 | 0 | 0 | 0 | 0 | 0 | 0 | 0
2010 | CA | NPCC | Maritimes | Maritimes | S11c1 | Full-Responsibility Purchases | 0 | 0 | 0 | 0 | 0 | 0 | 0 | 0 | 0 | 0 | 0
2010 | CA | NPCC | Maritimes | Maritimes | S11c2 | Owned Capacity/Entitlement Located Outside the Region/Subregion | 0 | 0 | 0 | 0 | 0 | 0 | 0 | 0 | 0 | 0 | 0
2010 | CA | NPCC | Maritimes | Maritimes | S11d | Provisional – transactions under study, but negotiations have not begun. | 0 | 0 | 0 | 0 | 0 | 0 | 0 | 0 | 0 | 0 | 0
2010 | CA | NPCC | Maritimes | Maritimes | S12 | EXISTING, CERTAIN CAPACITY & NET FIRM TRANSACTIONS = 6a+Net Firm Transactions | 7041.04 | 7041.04 | 7041.04 | 7241.04 | 7241.04 | 7241.04 | 7241.04 | 7241.04 | 7241.04 | 7241.04 | 7241.04
2010 | CA | NPCC | Maritimes | Maritimes | S13 | ANTICIPATED CAPACITY RESOURCES = 12+7a+Net Expected Transactions | 0 | 7041.04 | 7336.36 | 7555.16 | 7655.16 | 7655.16 | 7655.16 | 7655.16 | 7655.16 | 7655.16 | 7655.16
2010 | CA | NPCC | Maritimes | Maritimes | S14 | PROSPECTIVE CAPACITY RESOURCES = 13+6b+16b | 0 | 7041.04 | 7336.36 | 7555.16 | 7655.16 | 7655.16 | 7655.16 | 7655.16 | 7655.16 | 7655.16 | 7655.16
2010 | CA | NPCC | Maritimes | Maritimes | S15 | TOTAL POTENTIAL CAPACITY RESOURCES = 13+6b+7b+8+Net Provisional Transactions | 0 | 7041.04 | 7336.36 | 7555.16 | 7655.16 | 7655.16 | 7655.16 | 7655.16 | 7655.16 | 7655.16 | 7655.16
2010 | CA | NPCC | Maritimes | Maritimes | S15a | ADJUSTED POTENTIAL CAPACITY RESOURCES = 13+6b+16b+16d+Net Provisional Transactions | 0 | 7041.04 | 7336.36 | 7555.16 | 7655.16 | 7655.16 | 7655.16 | 7655.16 | 7655.16 | 7655.16 | 7655.16
2010 | CA | NPCC | Maritimes | Maritimes | S16a | Confidence of Future, Other (7b), using reasonable judgement | 0 | 0 | 0 | 0 | 0 | 0 | 0 | 0 | 0 | 0 | 0
2010 | CA | NPCC | Maritimes | Maritimes | S16b | Net Future, Other Resources After Confidence Percentage Is Applied = 7b*16a | 0 | 0 | 0 | 0 | 0 | 0 | 0 | 0 | 0 | 0 | 0
2010 | CA | NPCC | Maritimes | Maritimes | S16c | Confidence of Conceptual (8), using reasonable judgement | 0 | 0 | 0 | 0 | 0 | 0 | 0 | 0 | 0 | 0 | 0
2010 | CA | NPCC | Maritimes | Maritimes | S16d | Net Conceptual Resources After Confidence Percentage Is Applied = 8*16c | 0 | 0 | 0 | 0 | 0 | 0 | 0 | 0 | 0 | 0 | 0
2010 | CA | NPCC | Maritimes | Maritimes | S17 | Region/Subregion Target Reserve Margin | 0 | 0.15 | 0.15 | 0.15 | 0.15 | 0.15 | 0.15 | 0.15 | 0.15 | 0.15 | 0.15
2010 | CA | NPCC | Maritimes | Maritimes | S18 | Existing Certain and Net Firm Transactions Reserve Margin = (12-3)/3 | 0 | 1.1573 | 1.2257 | 1.2323 | 1.2276 | 1.2361 | 1.2371 | 1.2318 | 1.2406 | 1.24 | 1.2404
2010 | CA | NPCC | Maritimes | Maritimes | S19 | Anticipated Capacity Resources Reserve Margin = (13-3)/3 | 0 | 1.1573 | 1.3191 | 1.3292 | 1.3549 | 1.3639 | 1.365 | 1.3595 | 1.3688 | 1.3681 | 1.3685
2010 | CA | NPCC | Maritimes | Maritimes | S20 | Prospective Capacity Resources Reserve Margin = (14-3)/3 | 0 | 1.1573 | 1.3191 | 1.3292 | 1.3549 | 1.3639 | 1.365 | 1.3595 | 1.3688 | 1.3681 | 1.3685
2010 | CA | NPCC | Maritimes | Maritimes | S21 | Total Potential Resources Reserve Margin = (15-3)/3 | 0 | 1.1573 | 1.3191 | 1.3292 | 1.3549 | 1.3639 | 1.365 | 1.3595 | 1.3688 | 1.3681 | 1.3685
2010 | CA | NPCC | Maritimes | Maritimes | S22 | Adjusted Potential Resources Reserve Margin = (15a-3)/3 | 0 | 1.1573 | 1.3191 | 1.3292 | 1.3549 | 1.3639 | 1.365 | 1.3595 | 1.3688 | 1.3681 | 1.3685
2010 | CA | NPCC | Maritimes | Maritimes | S23 | Total Baseline Installed Capacity | 13395.3482 | 0 | 0 | 0 | 0 | 0 | 0 | 0 | 0 | 0 | 0
2010 | US | RF | - | - | S01 | Unrestricted Non-coincident Peak Demand = 2+1a+1b-1c-1d | 161241.045 | 183912 | 187811.4465 | 192870 | 196002 | 198276 | 200142 | 201911 | 203633 | 205201 | 207039
2010 | US | RF | - | - | S01a | New Conservation (Energy Efficiency) | 0 | 0 | 0 | 0 | 0 | 0 | 0 | 0 | 0 | 0 | 0
2010 | US | RF | - | - | S01b | Estimated Diversity | 0 | 6224 | 5944 | 5970 | 6102 | 6276 | 6442 | 6311 | 6333 | 6301 | 6439
2010 | US | RF | - | - | S01c | Additions for non-member load (load served by non-registered LSE's in a region) | 0 | 0 | 0 | 0 | 0 | 0 | 0 | 0 | 0 | 0 | 0
2010 | US | RF | - | - | S01d | Stand-by Load Under Contract (Normally served by behind the meter generation) | 0 | 0 | 0 | 0 | 0 | 0 | 0 | 0 | 0 | 0 | 0
2010 | US | RF | - | - | S02 | Total Internal Demand | 161241.045 | 177688 | 181867.4465 | 186900 | 189900 | 192000 | 193700 | 195600 | 197300 | 198900 | 200600
2010 | US | RF | - | - | S02a | Direct Control Load Management | 0 | 900 | 900 | 900 | 900 | 900 | 900 | 900 | 900 | 900 | 900
2010 | US | RF | - | - | S02b | Contractually Interruptible (Curtailable) | 0 | 5300 | 5600 | 8400 | 8400 | 8400 | 8400 | 8400 | 8400 | 8400 | 8400
2010 | US | RF | - | - | S02c | Critical Peak-Pricing (CPP) with Control | 0 | 0 | 0 | 0 | 0 | 0 | 0 | 0 | 0 | 0 | 0
2010 | US | RF | - | - | S02d | Load as a Capacity Resource | 0 | 0 | 0 | 0 | 0 | 0 | 0 | 0 | 0 | 0 | 0
2010 | US | RF | - | - | S03 | Net Internal Demand = 2-2a-2b-2c-2d | 161241.045 | 171488 | 175367.4465 | 177600 | 180600 | 182700 | 184400 | 186300 | 188000 | 189600 | 191300
2010 | US | RF | - | - | S04a | Demand Response used for Reserves - Spinning | 0 | 0 | 0 | 0 | 0 | 0 | 0 | 0 | 0 | 0 | 0
2010 | US | RF | - | - | S04b | Demand Response used for Reserves - Non-Spinning | 0 | 0 | 0 | 0 | 0 | 0 | 0 | 0 | 0 | 0 | 0
2010 | US | RF | - | - | S04c | Demand Response used for Regulation | 0 | 0 | 0 | 0 | 0 | 0 | 0 | 0 | 0 | 0 | 0
2010 | US | RF | - | - | S04d | Demand Response used for Energy, Voluntary - Emergency | 0 | 0 | 0 | 0 | 0 | 0 | 0 | 0 | 0 | 0 | 0
2010 | US | RF | - | - | S05 | TOTAL INTERNAL CAPACITY = 6+7 | 221300 | 236482.57 | 249019.97 | 257784.47 | 260934.97 | 263072.97 | 264320.97 | 264320.97 | 265960.97 | 265960.97 | 265960.97
2010 | US | RF | - | - | S06 | EXISTING CAPACITY = 6a+6b+6c | 221300 | 236482.57 | 236482.57 | 236482.57 | 236482.57 | 236482.57 | 236482.57 | 236482.57 | 236482.57 | 236482.57 | 236482.57
2010 | US | RF | - | - | S06a | Existing, Certain | 215500 | 217683.07 | 217683.07 | 217683.07 | 217683.07 | 217683.07 | 217683.07 | 217683.07 | 217683.07 | 217683.07 | 217683.07
2010 | US | RF | - | - | S06a1 | Wind Expected On-Peak | 200 | 511 | 511 | 511 | 511 | 511 | 511 | 511 | 511 | 511 | 511
2010 | US | RF | - | - | S06a2 | Solar Expected On-Peak | 0 | 0 | 0 | 0 | 0 | 0 | 0 | 0 | 0 | 0 | 0
2010 | US | RF | - | - | S06a3 | Hydro Expected On-Peak | 2400 | 2226.02 | 2226.02 | 2226.02 | 2226.02 | 2226.02 | 2226.02 | 2226.02 | 2226.02 | 2226.02 | 2226.02
2010 | US | RF | - | - | S06a4 | Biomass Expected On-Peak | 700 | 726.6 | 726.6 | 726.6 | 726.6 | 726.6 | 726.6 | 726.6 | 726.6 | 726.6 | 726.6
2010 | US | RF | - | - | S06a5 | Load as a Capacity Resource Expected On-Peak (Load Management Programs) | 0 | 0 | 0 | 0 | 0 | 0 | 0 | 0 | 0 | 0 | 0
2010 | US | RF | - | - | S06b | Existing, Other | 4500 | 9400 | 9400 | 9400 | 9400 | 9400 | 9400 | 9400 | 9400 | 9400 | 9400
2010 | US | RF | - | - | S06b1 | Wind Derate On-Peak | 1300 | 3581.5 | 3581.5 | 3581.5 | 3581.5 | 3581.5 | 3581.5 | 3581.5 | 3581.5 | 3581.5 | 3581.5
2010 | US | RF | - | - | S06b2 | Solar Derate On-Peak | 0 | 0 | 0 | 0 | 0 | 0 | 0 | 0 | 0 | 0 | 0
2010 | US | RF | - | - | S06b3 | Hydro Derate On-Peak | 0 | 0 | 0 | 0 | 0 | 0 | 0 | 0 | 0 | 0 | 0
2010 | US | RF | - | - | S06b4 | Biomass Derate On-Peak | 0 | 0 | 0 | 0 | 0 | 0 | 0 | 0 | 0 | 0 | 0
2010 | US | RF | - | - | S06b5 | Load as a Capacity Resource Derate On-Peak (Load Management Programs) | 0 | 0 | 0 | 0 | 0 | 0 | 0 | 0 | 0 | 0 | 0
2010 | US | RF | - | - | S06b7 | Transmission-Limited Resources | 0 | 0 | 0 | 0 | 0 | 0 | 0 | 0 | 0 | 0 | 0
2010 | US | RF | - | - | S06b8 | All Other Derates | 0 | 5818 | 5818 | 5818 | 5818 | 5818 | 5818 | 5818 | 5818 | 5818 | 5818
2010 | US | RF | - | - | S06b9 | Energy Only | 600 | 0 | 0 | 0 | 0 | 0 | 0 | 0 | 0 | 0 | 0
2010 | US | RF | - | - | S06c | Existing, Inoperable (Note: Not used in margin calculations) | 0 | 0 | 0 | 0 | 0 | 0 | 0 | 0 | 0 | 0 | 0
2010 | US | RF | - | - | S07 | FUTURE CAPACITY ADDITIONS = 7a+7b | 0 | 0 | 6449.58 | 10524.21 | 12960.11 | 13340.61 | 14094.61 | 14094.61 | 15734.61 | 15734.61 | 15734.61
2010 | US | RF | - | - | S07a | Future, Planned | 0 | 0 | 6449.58 | 10524.21 | 12960.11 | 13340.61 | 14094.61 | 14094.61 | 15734.61 | 15734.61 | 15734.61
2010 | US | RF | - | - | S07a1 | Wind Expected On-Peak | 0 | 0 | 1360.1 | 2401.63 | 2546.13 | 2840.63 | 2946.63 | 2946.63 | 2946.63 | 2946.63 | 2946.63
2010 | US | RF | - | - | S07a2 | Wind Derate On-Peak | 0 | 0 | 6084.1 | 10773.97 | 11488.57 | 13246.07 | 13740.07 | 13740.07 | 13740.07 | 13740.07 | 13740.07
2010 | US | RF | - | - | S07a3 | Solar Expected On-Peak | 0 | 0 | 2.28 | 2.28 | 2.28 | 2.28 | 2.28 | 2.28 | 2.28 | 2.28 | 2.28
2010 | US | RF | - | - | S07a4 | Solar Derate On-Peak | 0 | 0 | 3.72 | 3.72 | 3.72 | 3.72 | 3.72 | 3.72 | 3.72 | 3.72 | 3.72
2010 | US | RF | - | - | S07a5 | Hydro Expected On-Peak | 0 | 0 | 130 | 143.4 | 179.8 | 179.8 | 247.8 | 247.8 | 247.8 | 247.8 | 247.8
2010 | US | RF | - | - | S07a6 | Hydro Derate On-Peak | 0 | 0 | 0 | 0 | 0 | 0 | 0 | 0 | 0 | 0 | 0
2010 | US | RF | - | - | S07a7 | Biomass Expected On-Peak | 0 | 0 | 38 | 38 | 38 | 38 | 38 | 38 | 38 | 38 | 38
2010 | US | RF | - | - | S07a8 | Biomass Derate On-Peak | 0 | 0 | 0 | 0 | 0 | 0 | 0 | 0 | 0 | 0 | 0
2010 | US | RF | - | - | S07a9 | Demand Response Expected On-Peak (Load Management Programs) | 0 | 0 | 0 | 0 | 0 | 0 | 0 | 0 | 0 | 0 | 0
2010 | US | RF | - | - | S07a10 | Demand Response Derate On-Peak (Load Management Programs) | 0 | 0 | 0 | 0 | 0 | 0 | 0 | 0 | 0 | 0 | 0
2010 | US | RF | - | - | S07a11 | Transmission-Limited Resources | 0 | 0 | 0 | 0 | 0 | 0 | 0 | 0 | 0 | 0 | 0
2010 | US | RF | - | - | S07a12 | Scheduled Outage - Maintenance | 0 | 0 | 0 | 0 | 0 | 0 | 0 | 0 | 0 | 0 | 0
2010 | US | RF | - | - | S07a13 | All Other Derates | 0 | 0 | 0 | 0 | 0 | 0 | 0 | 0 | 0 | 0 | 0
2010 | US | RF | - | - | S07a14 | Energy Only | 0 | 0 | 0 | 0 | 0 | 0 | 0 | 0 | 0 | 0 | 0
2010 | US | RF | - | - | S07b | Future, Other | 0 | 0 | 0 | 0 | 0 | 0 | 0 | 0 | 0 | 0 | 0
2010 | US | RF | - | - | S07b1 | Wind Expected On-Peak | 0 | 0 | 0 | 0 | 0 | 0 | 0 | 0 | 0 | 0 | 0
2010 | US | RF | - | - | S07b2 | Wind Derate On-Peak | 0 | 0 | 0 | 0 | 0 | 0 | 0 | 0 | 0 | 0 | 0
2010 | US | RF | - | - | S07b3 | Solar Expected On-Peak | 0 | 0 | 0 | 0 | 0 | 0 | 0 | 0 | 0 | 0 | 0
2010 | US | RF | - | - | S07b4 | Solar Derate On-Peak | 0 | 0 | 0 | 0 | 0 | 0 | 0 | 0 | 0 | 0 | 0
2010 | US | RF | - | - | S07b5 | Hydro Expected On-Peak | 0 | 0 | 0 | 0 | 0 | 0 | 0 | 0 | 0 | 0 | 0
2010 | US | RF | - | - | S07b6 | Hydro Derate On-Peak | 0 | 0 | 0 | 0 | 0 | 0 | 0 | 0 | 0 | 0 | 0
2010 | US | RF | - | - | S07b7 | Biomass Expected On-Peak | 0 | 0 | 0 | 0 | 0 | 0 | 0 | 0 | 0 | 0 | 0
2010 | US | RF | - | - | S07b8 | Biomass Derate On-Peak | 0 | 0 | 0 | 0 | 0 | 0 | 0 | 0 | 0 | 0 | 0
2010 | US | RF | - | - | S07b9 | Transmission-Limited Resources | 0 | 0 | 0 | 0 | 0 | 0 | 0 | 0 | 0 | 0 | 0
2010 | US | RF | - | - | S07b10 | Scheduled Outage - Maintenance | 0 | 0 | 0 | 0 | 0 | 0 | 0 | 0 | 0 | 0 | 0
2010 | US | RF | - | - | S07b11 | All Other Derates | 0 | 0 | 0 | 0 | 0 | 0 | 0 | 0 | 0 | 0 | 0
2010 | US | RF | - | - | S07b12 | Energy Only | 0 | 224 | -6 | -6 | -6 | -6 | -6 | -6 | -6 | -6 | -6
2010 | US | RF | - | - | S08 | Conceptual | 0 | 0 | 3385.366 | 5954.146 | 7362.52 | 9211.52 | 14232.52 | 14552.52 | 16115.52 | 16115.52 | 17715.52
2010 | US | RF | - | - | S08a1 | Wind Expected On-Peak | 0 | 0 | 307.08 | 696.88 | 1064.254 | 1366.254 | 2987.254 | 2987.254 | 2987.254 | 2987.254 | 2987.254
2010 | US | RF | - | - | S08a2 | Wind Derate On-Peak | 0 | 0 | 1985.12 | 4785.52 | 7251.446 | 8949.446 | 16028.446 | 16028.446 | 16028.446 | 16028.446 | 16028.446
2010 | US | RF | - | - | S08a3 | Solar Expected On-Peak | 0 | 0 | 199.306 | 218.686 | 218.686 | 218.686 | 218.686 | 218.686 | 218.686 | 218.686 | 218.686
2010 | US | RF | - | - | S08a4 | Solar Derate On-Peak | 0 | 0 | 317.004 | 348.624 | 348.624 | 348.624 | 348.624 | 348.624 | 348.624 | 348.624 | 348.624
2010 | US | RF | - | - | S08a5 | Hydro Expected On-Peak | 0 | 0 | 9.9 | 124.5 | 124.5 | 376.5 | 376.5 | 376.5 | 376.5 | 376.5 | 376.5
2010 | US | RF | - | - | S08a6 | Hydro Derate On-Peak | 0 | 0 | 0 | 0 | 0 | 0 | 0 | 0 | 0 | 0 | 0
2010 | US | RF | - | - | S08a7 | Biomass Expected On-Peak | 0 | 0 | 89.48 | 157.48 | 235.48 | 285.48 | 285.48 | 285.48 | 285.48 | 285.48 | 285.48
2010 | US | RF | - | - | S08a8 | Biomass Derate On-Peak | 0 | 0 | 0 | 0 | 0 | 0 | 0 | 0 | 0 | 0 | 0
2010 | US | RF | - | - | S08a9 | All Other Derates | 0 | 0 | 0 | 0 | 0 | 0 | 0 | 0 | 0 | 0 | 0
2010 | US | RF | - | - | S08a10 | Energy Only | 0 | 0 | 0 | 0 | 0 | 0 | 0 | 0 | 0 | 0 | 0
2010 | US | RF | - | - | S09 | ANTICIPATED INTERNAL CAPACITY = 6a+7a | 215500 | 217683.07 | 224132.65 | 228207.28 | 230643.18 | 231023.68 | 231777.68 | 231777.68 | 233417.68 | 233417.68 | 233417.68
2010 | US | RF | - | - | S10 | CAPACITY TRANSACTIONS - IMPORTS = 10a+10b+10c+10d | 1300 | 2500 | 2500 | 2500 | 2500 | 2500 | 2500 | 2500 | 2500 | 2500 | 2500
2010 | US | RF | - | - | S10a | Firm (Note: The sum of 10a1 and 10a2 must be <= 10a) | 1300 | 2500 | 2500 | 2500 | 2500 | 2500 | 2500 | 2500 | 2500 | 2500 | 2500
2010 | US | RF | - | - | S10a1 | Full-Responsibility Purchases | 1200 | 2400 | 2400 | 2400 | 2400 | 2400 | 2400 | 2400 | 2400 | 2400 | 2400
2010 | US | RF | - | - | S10a2 | Owned Capacity/Entitlement Located Outside the Region/Subregion | 100 | 100 | 100 | 100 | 100 | 100 | 100 | 100 | 100 | 100 | 100
2010 | US | RF | - | - | S10b | Non-firm | 0 | 0 | 0 | 0 | 0 | 0 | 0 | 0 | 0 | 0 | 0
2010 | US | RF | - | - | S10c | Expected (Note: The sum of 10c1 and 10c2 must be <= 10c) | 0 | 0 | 0 | 0 | 0 | 0 | 0 | 0 | 0 | 0 | 0
2010 | US | RF | - | - | S10c1 | Full-Responsibility Purchases | 0 | 0 | 0 | 0 | 0 | 0 | 0 | 0 | 0 | 0 | 0
2010 | US | RF | - | - | S10c2 | Owned Capacity/Entitlement Located Outside the Region/Subregion | 0 | 0 | 0 | 0 | 0 | 0 | 0 | 0 | 0 | 0 | 0
2010 | US | RF | - | - | S10d | Provisional – transactions under study, but negotiations have not begun. | 0 | 0 | 0 | 0 | 0 | 0 | 0 | 0 | 0 | 0 | 0
2010 | US | RF | - | - | S11 | CAPACITY TRANSACTIONS - EXPORTS = 11a+11b+11c+11d | 1100 | 600 | 600 | 600 | 600 | 600 | 600 | 600 | 600 | 600 | 600
2010 | US | RF | - | - | S11a | Firm (Note: The sum of 11a1 and 11a2 must be <= 11a) | 1100 | 600 | 600 | 600 | 600 | 600 | 600 | 600 | 600 | 600 | 600
2010 | US | RF | - | - | S11a1 | Full-Responsibility Purchases | 700 | 600 | 600 | 600 | 600 | 600 | 600 | 600 | 600 | 600 | 600
2010 | US | RF | - | - | S11a2 | Owned Capacity/Entitlement Located Outside the Region/Subregion | 400 | 0 | 0 | 0 | 0 | 0 | 0 | 0 | 0 | 0 | 0
2010 | US | RF | - | - | S11b | Non-firm | 0 | 0 | 0 | 0 | 0 | 0 | 0 | 0 | 0 | 0 | 0
2010 | US | RF | - | - | S11c | Expected (Note: The sum of 11c1 and 11c2 must be <= 11c) | 0 | 0 | 0 | 0 | 0 | 0 | 0 | 0 | 0 | 0 | 0
2010 | US | RF | - | - | S11c1 | Full-Responsibility Purchases | 0 | 0 | 0 | 0 | 0 | 0 | 0 | 0 | 0 | 0 | 0
2010 | US | RF | - | - | S11c2 | Owned Capacity/Entitlement Located Outside the Region/Subregion | 0 | 0 | 0 | 0 | 0 | 0 | 0 | 0 | 0 | 0 | 0
2010 | US | RF | - | - | S11d | Provisional – transactions under study, but negotiations have not begun. | 0 | 0 | 0 | 0 | 0 | 0 | 0 | 0 | 0 | 0 | 0
2010 | US | RF | - | - | S12 | EXISTING, CERTAIN CAPACITY & NET FIRM TRANSACTIONS = 6a+Net Firm Transactions | 215700 | 219583.07 | 219583.07 | 219583.07 | 219583.07 | 219583.07 | 219583.07 | 219583.07 | 219583.07 | 219583.07 | 219583.07
2010 | US | RF | - | - | S13 | ANTICIPATED CAPACITY RESOURCES = 12+7a+Net Expected Transactions | 0 | 219583.07 | 226032.65 | 230107.28 | 232543.18 | 232923.68 | 233677.68 | 233677.68 | 235317.68 | 235317.68 | 235317.68
2010 | US | RF | - | - | S14 | PROSPECTIVE CAPACITY RESOURCES = 13+6b+16b | 0 | 228983.07 | 235432.65 | 239507.28 | 241943.18 | 242323.68 | 243077.68 | 243077.68 | 244717.68 | 244717.68 | 244717.68
2010 | US | RF | - | - | S15 | TOTAL POTENTIAL CAPACITY RESOURCES = 13+6b+7b+8+Net Provisional Transactions | 0 | 228983.07 | 238818.016 | 245461.426 | 249305.7 | 251535.2 | 257310.2 | 257630.2 | 260833.2 | 260833.2 | 262433.2
2010 | US | RF | - | - | S15a | ADJUSTED POTENTIAL CAPACITY RESOURCES = 13+6b+16b+16d+Net Provisional Transactions | 0 | 228983.07 | 236529.17 | 241248.2723 | 244107.7609 | 244871.5864 | 246561.8009 | 246627.0396 | 249774.7302 | 249774.7302 | 250276.8102
2010 | US | RF | - | - | S16a | Confidence of Future, Other (7b), using reasonable judgement | 0 | 0 | 0 | 0 | 0 | 0 | 0 | 0 | 0 | 0 | 0
2010 | US | RF | - | - | S16b | Net Future, Other Resources After Confidence Percentage Is Applied = 7b*16a | 0 | 0 | 0 | 0 | 0 | 0 | 0 | 0 | 0 | 0 | 0
2010 | US | RF | - | - | S16c | Confidence of Conceptual (8), using reasonable judgement | 0 | 0 | 0.3239 | 0.2924 | 0.294 | 0.2766 | 0.2448 | 0.2439 | 0.3138 | 0.3138 | 0.3138
2010 | US | RF | - | - | S16d | Net Conceptual Resources After Confidence Percentage Is Applied = 8*16c | 0 | 0 | 1096.52 | 1740.9923 | 2164.5809 | 2547.9064 | 3484.1209 | 3549.3596 | 5057.0502 | 5057.0502 | 5559.1302
2010 | US | RF | - | - | S17 | Region/Subregion Target Reserve Margin | 0 | 0.15 | 0.15 | 0.15 | 0.15 | 0.15 | 0.15 | 0.15 | 0.15 | 0.15 | 0.15
2010 | US | RF | - | - | S18 | Existing Certain and Net Firm Transactions Reserve Margin = (12-3)/3 | 0 | 0.28046 | 0.25213 | 0.23639 | 0.21585 | 0.20188 | 0.1908 | 0.17865 | 0.168 | 0.15814 | 0.14785
2010 | US | RF | - | - | S19 | Anticipated Capacity Resources Reserve Margin = (13-3)/3 | 0 | 0.28046 | 0.28891 | 0.29565 | 0.28761 | 0.2749 | 0.26723 | 0.25431 | 0.25169 | 0.24113 | 0.2301
2010 | US | RF | - | - | S20 | Prospective Capacity Resources Reserve Margin = (14-3)/3 | 0 | 0.33527 | 0.34251 | 0.34858 | 0.33966 | 0.32635 | 0.31821 | 0.30476 | 0.30169 | 0.29071 | 0.27924
2010 | US | RF | - | - | S21 | Total Potential Resources Reserve Margin = (15-3)/3 | 0 | 0.33527 | 0.36181 | 0.3821 | 0.38043 | 0.37677 | 0.39539 | 0.38288 | 0.38741 | 0.3757 | 0.37184
2010 | US | RF | - | - | S22 | Adjusted Potential Resources Reserve Margin = (15a-3)/3 | 0 | 0.33527 | 0.34876 | 0.35838 | 0.35165 | 0.34029 | 0.3371 | 0.32382 | 0.32859 | 0.31738 | 0.30829
2010 | US | RF | - | - | S23 | Total Baseline Installed Capacity | 221300 | 0 | 0 | 0 | 0 | 0 | 0 | 0 | 0 | 0 | 0
2010 | US | SERC | - | - | S01 | Unrestricted Non-coincident Peak Demand = 2+1a+1b-1c-1d | 191032 | 202021 | 206207 | 211545 | 215488 | 219468 | 223068 | 226532 | 229799 | 232265 | 236738
2010 | US | SERC | - | - | S01a | New Conservation (Energy Efficiency) | 0 | 387 | 574 | 728 | 886 | 999 | 1141 | 1288 | 1402 | 1508 | 1629
2010 | US | SERC | - | - | S01b | Estimated Diversity | 0 | 723 | 732 | 750 | 764 | 802 | 848 | 822 | 842 | 860 | 913
2010 | US | SERC | - | - | S01c | Additions for non-member load (load served by non-registered LSE's in a region) | 0 | 280 | 288 | 288 | 289 | 289 | 290 | 290 | 293 | 294 | 297
2010 | US | SERC | - | - | S01d | Stand-by Load Under Contract (Normally served by behind the meter generation) | 0 | 159 | 162 | 166 | 168 | 170 | 172 | 175 | 179 | 1100 | 181
2010 | US | SERC | - | - | S02 | Total Internal Demand | 191032 | 201350 | 205351 | 210521 | 214295 | 218126 | 221541 | 224887 | 228027 | 231291 | 234674
2010 | US | SERC | - | - | S02a | Direct Control Load Management | 696 | 1056 | 1205 | 1378 | 1440 | 1533 | 1669 | 1759 | 1883 | 1944 | 1957
2010 | US | SERC | - | - | S02b | Contractually Interruptible (Curtailable) | 3604 | 4205 | 4589 | 4833 | 4829 | 4808 | 4812 | 4814 | 4819 | 4822 | 4826
2010 | US | SERC | - | - | S02c | Critical Peak-Pricing (CPP) with Control | 0 | 0 | 0 | 0 | 0 | 0 | 0 | 0 | 0 | 0 | 0
2010 | US | SERC | - | - | S02d | Load as a Capacity Resource | 225 | 256 | 260 | 265 | 270 | 273 | 276 | 279 | 281 | 284 | 286
2010 | US | SERC | - | - | S03 | Net Internal Demand = 2-2a-2b-2c-2d | 186507 | 195833 | 199297 | 204045 | 207756 | 211512 | 214784 | 218035 | 221044 | 224241 | 227605
2010 | US | SERC | - | - | S04a | Demand Response used for Reserves - Spinning | 608 | 605 | 605 | 605 | 605 | 605 | 605 | 605 | 605 | 605 | 605
2010 | US | SERC | - | - | S04b | Demand Response used for Reserves - Non-Spinning | 241 | 256 | 256 | 256 | 256 | 256 | 256 | 256 | 256 | 256 | 256