2010 | US | SERC | - | - | S04c | Demand Response used for Regulation | 0 | 0 | 0 | 0 | 0 | 0 | 0 | 0 | 0 | 0 | 0
2010 | US | SERC | - | - | S04d | Demand Response used for Energy, Voluntary - Emergency | 492 | 519 | 595 | 606 | 614 | 614 | 615 | 615 | 616 | 617 | 617
2010 | US | SERC | - | - | S05 | TOTAL INTERNAL CAPACITY = 6+7 | 252775.185 | 257581.385 | 263079.985 | 269378.785 | 271966.985 | 272917.985 | 274826.985 | 280014.985 | 281148.985 | 281168.985 | 282663.985
2010 | US | SERC | - | - | S06 | EXISTING CAPACITY = 6a+6b+6c | 252775.185 | 256540.385 | 257509.985 | 259591.785 | 259808.485 | 259746.485 | 260048.485 | 259969.485 | 260003.485 | 260023.485 | 259801.485
2010 | US | SERC | - | - | S06a | Existing, Certain | 244284.475 | 245545.175 | 246030.775 | 246294.775 | 247218.475 | 246646.475 | 246670.475 | 246489.475 | 245671.475 | 245546.475 | 244883.475
2010 | US | SERC | - | - | S06a1 | Wind Expected On-Peak | 10.1 | 10.1 | 10.1 | 10.1 | 10.1 | 10.1 | 10.1 | 10.1 | 10.1 | 10.1 | 10.1
2010 | US | SERC | - | - | S06a2 | Solar Expected On-Peak | 0 | 0 | 0 | 0 | 0 | 0 | 0 | 0 | 0 | 0 | 0
2010 | US | SERC | - | - | S06a3 | Hydro Expected On-Peak | 11627.28 | 11598.38 | 12486.68 | 12511.68 | 12515.68 | 12517.68 | 12517.68 | 12517.68 | 12517.68 | 12517.68 | 12517.68
2010 | US | SERC | - | - | S06a4 | Biomass Expected On-Peak | 216.9 | 251.9 | 251.9 | 251.9 | 251.9 | 251.9 | 251.9 | 251.9 | 251.9 | 251.9 | 251.9
2010 | US | SERC | - | - | S06a5 | Load as a Capacity Resource Expected On-Peak (Load Management Programs) | 0 | 0 | 0 | 0 | 0 | 0 | 0 | 0 | 0 | 0 | 0
2010 | US | SERC | - | - | S06b | Existing, Other | 6887.7 | 9394.2 | 9932.2 | 11748.6 | 11041.6 | 11511.6 | 11723.6 | 11820.1 | 12655.1 | 12790.1 | 13231.1
2010 | US | SERC | - | - | S06b1 | Wind Derate On-Peak | 92 | 92 | 92 | 92 | 92 | 92 | 92 | 92 | 92 | 92 | 92
2010 | US | SERC | - | - | S06b2 | Solar Derate On-Peak | 0 | 0 | 0 | 0 | 0 | 0 | 0 | 0 | 0 | 0 | 0
2010 | US | SERC | - | - | S06b3 | Hydro Derate On-Peak | 0 | 0 | 0 | 0 | 0 | 0 | 0 | 0 | 0 | 0 | 0
2010 | US | SERC | - | - | S06b4 | Biomass Derate On-Peak | 0 | 0 | 0 | 0 | 0 | 0 | 0 | 0 | 0 | 0 | 0
2010 | US | SERC | - | - | S06b5 | Load as a Capacity Resource Derate On-Peak (Load Management Programs) | 0 | 0 | 0 | 0 | 0 | 0 | 0 | 0 | 0 | 0 | 0
2010 | US | SERC | - | - | S06b7 | Transmission-Limited Resources | 0 | 0 | 0 | 0 | 0 | 0 | 0 | 0 | 0 | 0 | 0
2010 | US | SERC | - | - | S06b8 | All Other Derates | 0 | 0 | 17 | 18.4 | 18.4 | 58.4 | 124.4 | 129.9 | 146.9 | 156.9 | 156.9
2010 | US | SERC | - | - | S06b9 | Energy Only | 480 | 1703.5 | 1860.5 | 1674.5 | 1674.5 | 1674.5 | 1674.5 | 1674.5 | 1674.5 | 1674.5 | 1674.5
2010 | US | SERC | - | - | S06c | Existing, Inoperable (Note: Not used in margin calculations) | 1511.01 | 1509.01 | 1438.01 | 1438.01 | 1438.01 | 1438.01 | 1438.01 | 1438.01 | 1438.01 | 1438.01 | 1438.01
2010 | US | SERC | - | - | S07 | FUTURE CAPACITY ADDITIONS = 7a+7b | 0 | 1041 | 5570 | 9787 | 12158.5 | 13171.5 | 14778.5 | 20045.5 | 21145.5 | 21145.5 | 22862.5
2010 | US | SERC | - | - | S07a | Future, Planned | 0 | 1041 | 5570 | 9787 | 12158.5 | 13171.5 | 14778.5 | 20045.5 | 21145.5 | 21145.5 | 22862.5
2010 | US | SERC | - | - | S07a1 | Wind Expected On-Peak | 0 | 12 | 24 | 36 | 68 | 68 | 68 | 68 | 68 | 68 | 68
2010 | US | SERC | - | - | S07a2 | Wind Derate On-Peak | 0 | 0 | 0 | 0 | 0 | 0 | 0 | 0 | 0 | 0 | 0
2010 | US | SERC | - | - | S07a3 | Solar Expected On-Peak | 0 | 0 | 0 | 0 | 0 | 0 | 0 | 0 | 0 | 0 | 0
2010 | US | SERC | - | - | S07a4 | Solar Derate On-Peak | 0 | 0 | 0 | 0 | 0 | 0 | 0 | 0 | 0 | 0 | 0
2010 | US | SERC | - | - | S07a5 | Hydro Expected On-Peak | 0 | 0 | 0 | 0 | 24 | 24 | 24 | 24 | 24 | 24 | 24
2010 | US | SERC | - | - | S07a6 | Hydro Derate On-Peak | 0 | 0 | 0 | 0 | 0 | 0 | 0 | 0 | 0 | 0 | 0
2010 | US | SERC | - | - | S07a7 | Biomass Expected On-Peak | 0 | 0 | 0 | 130 | 130 | 280 | 280 | 280 | 280 | 280 | 280
2010 | US | SERC | - | - | S07a8 | Biomass Derate On-Peak | 0 | 0 | 0 | 0 | 0 | 0 | 0 | 0 | 0 | 0 | 0
2010 | US | SERC | - | - | S07a9 | Demand Response Expected On-Peak (Load Management Programs) | 0 | 0 | 0 | 0 | 0 | 0 | 0 | 0 | 0 | 0 | 0
2010 | US | SERC | - | - | S07a10 | Demand Response Derate On-Peak (Load Management Programs) | 0 | 0 | 0 | 0 | 0 | 0 | 0 | 0 | 0 | 0 | 0
2010 | US | SERC | - | - | S07a11 | Transmission-Limited Resources | 0 | 0 | 0 | 0 | 0 | 0 | 0 | 0 | 0 | 0 | 0
2010 | US | SERC | - | - | S07a12 | Scheduled Outage - Maintenance | 0 | 0 | 0 | 0 | 0 | 0 | 0 | 0 | 0 | 0 | 0
2010 | US | SERC | - | - | S07a13 | All Other Derates | 0 | 0 | 0 | 0 | 0 | 0 | 0 | 0 | 0 | 0 | 0
2010 | US | SERC | - | - | S07a14 | Energy Only | 0 | 0 | 0 | 0 | 0 | 0 | 0 | 0 | 0 | 0 | 0
2010 | US | SERC | - | - | S07b | Future, Other | 0 | 0 | 0 | 0 | 0 | 0 | 0 | 0 | 0 | 0 | 0
2010 | US | SERC | - | - | S07b1 | Wind Expected On-Peak | 0 | 0 | 0 | 0 | 0 | 0 | 0 | 0 | 0 | 0 | 0
2010 | US | SERC | - | - | S07b2 | Wind Derate On-Peak | 0 | 0 | 0 | 0 | 0 | 0 | 0 | 0 | 0 | 0 | 0
2010 | US | SERC | - | - | S07b3 | Solar Expected On-Peak | 0 | 0 | 0 | 0 | 0 | 0 | 0 | 0 | 0 | 0 | 0
2010 | US | SERC | - | - | S07b4 | Solar Derate On-Peak | 0 | 0 | 0 | 0 | 0 | 0 | 0 | 0 | 0 | 0 | 0
2010 | US | SERC | - | - | S07b5 | Hydro Expected On-Peak | 0 | 0 | 0 | 0 | 0 | 0 | 0 | 0 | 0 | 0 | 0
2010 | US | SERC | - | - | S07b6 | Hydro Derate On-Peak | 0 | 0 | 0 | 0 | 0 | 0 | 0 | 0 | 0 | 0 | 0
2010 | US | SERC | - | - | S07b7 | Biomass Expected On-Peak | 0 | 0 | 0 | 0 | 0 | 0 | 0 | 0 | 0 | 0 | 0
2010 | US | SERC | - | - | S07b8 | Biomass Derate On-Peak | 0 | 0 | 0 | 0 | 0 | 0 | 0 | 0 | 0 | 0 | 0
2010 | US | SERC | - | - | S07b9 | Transmission-Limited Resources | 0 | 0 | 0 | 0 | 0 | 0 | 0 | 0 | 0 | 0 | 0
2010 | US | SERC | - | - | S07b10 | Scheduled Outage - Maintenance | 0 | 0 | 0 | 0 | 0 | 0 | 0 | 0 | 0 | 0 | 0
2010 | US | SERC | - | - | S07b11 | All Other Derates | 0 | 0 | 0 | 0 | 0 | 0 | 0 | 0 | 0 | 0 | 0
2010 | US | SERC | - | - | S07b12 | Energy Only | 0 | 0 | 0 | 0 | 0 | 0 | 0 | 0 | 0 | 0 | 0
2010 | US | SERC | - | - | S08 | Conceptual | 0 | 28.75 | 304.45 | 526.13 | 1798.41 | 4157.77 | 5415.17 | 8245.37 | 9389.37 | 10843.37 | 12135.37
2010 | US | SERC | - | - | S08a1 | Wind Expected On-Peak | 0 | 0 | 0 | 31.58 | 44.86 | 52.22 | 124.62 | 177.82 | 227.82 | 277.82 | 277.82
2010 | US | SERC | - | - | S08a2 | Wind Derate On-Peak | 0 | 0 | 0 | 209.42 | 362.14 | 446.78 | 749.38 | 831.18 | 876.18 | 921.18 | 921.18
2010 | US | SERC | - | - | S08a3 | Solar Expected On-Peak | 0 | 0 | 1.9 | 1.9 | 1.9 | 1.9 | 1.9 | 1.9 | 1.9 | 1.9 | 1.9
2010 | US | SERC | - | - | S08a4 | Solar Derate On-Peak | 0 | 0 | 3.1 | 3.1 | 3.1 | 3.1 | 3.1 | 3.1 | 3.1 | 3.1 | 3.1
2010 | US | SERC | - | - | S08a5 | Hydro Expected On-Peak | 0 | 0 | 0 | 0 | 0 | 0 | 0 | 0 | 0 | 0 | 0
2010 | US | SERC | - | - | S08a6 | Hydro Derate On-Peak | 0 | 0 | 0 | 0 | 0 | 0 | 0 | 0 | 0 | 0 | 0
2010 | US | SERC | - | - | S08a7 | Biomass Expected On-Peak | 0 | 28.75 | 65.15 | 65.15 | 65.15 | 165.15 | 265.15 | 365.15 | 105.15 | 565.15 | 565.15
2010 | US | SERC | - | - | S08a8 | Biomass Derate On-Peak | 0 | 0 | 0 | 0 | 0 | 0 | 0 | 0 | 0 | 0 | 0
2010 | US | SERC | - | - | S08a9 | All Other Derates | 0 | 0 | 0 | 0 | 0 | 604 | 604 | 604 | 604 | 1091 | 1091
2010 | US | SERC | - | - | S08a10 | Energy Only | 0 | 0 | 0 | 0 | 0 | 0 | 0 | 0 | 0 | 0 | 0
2010 | US | SERC | - | - | S09 | ANTICIPATED INTERNAL CAPACITY = 6a+7a | 244284.475 | 246586.175 | 251600.775 | 256081.775 | 259376.975 | 259817.975 | 261448.975 | 266534.975 | 266816.975 | 266691.975 | 267745.975
2010 | US | SERC | - | - | S10 | CAPACITY TRANSACTIONS - IMPORTS = 10a+10b+10c+10d | 16429 | 17654 | 14373 | 13303 | 12716 | 13797 | 13350 | 11447 | 11573 | 11516 | 12040
2010 | US | SERC | - | - | S10a | Firm (Note: The sum of 10a1 and 10a2 must be <= 10a) | 16243 | 17356 | 13998 | 12801 | 12412 | 13416 | 12945 | 11190 | 11314 | 11255 | 11777
2010 | US | SERC | - | - | S10a1 | Full-Responsibility Purchases | 3657 | 4461 | 4542 | 4264 | 4567 | 5636 | 5124 | 3832 | 3895 | 3813 | 4228
2010 | US | SERC | - | - | S10a2 | Owned Capacity/Entitlement Located Outside the Region/Subregion | 189 | 278 | 398 | 534 | 534 | 534 | 534 | 534 | 534 | 534 | 534
2010 | US | SERC | - | - | S10b | Non-firm | 0 | 104 | 54 | 54 | 54 | 54 | 1 | 1 | 1 | 1 | 1
2010 | US | SERC | - | - | S10c | Expected (Note: The sum of 10c1 and 10c2 must be <= 10c) | 186 | 194 | 246 | 248 | 250 | 252 | 254 | 256 | 258 | 260 | 262
2010 | US | SERC | - | - | S10c1 | Full-Responsibility Purchases | 0 | 0 | 0 | 0 | 0 | 0 | 0 | 0 | 0 | 0 | 0
2010 | US | SERC | - | - | S10c2 | Owned Capacity/Entitlement Located Outside the Region/Subregion | 0 | 0 | 0 | 0 | 0 | 0 | 0 | 0 | 0 | 0 | 0
2010 | US | SERC | - | - | S10d | Provisional – transactions under study, but negotiations have not begun. | 0 | 0 | 75 | 200 | 0 | 75 | 150 | 0 | 0 | 0 | 0
2010 | US | SERC | - | - | S11 | CAPACITY TRANSACTIONS - EXPORTS = 11a+11b+11c+11d | 13177 | 16668 | 13219 | 12524 | 11621 | 11568 | 11236 | 9006 | 9167 | 9186 | 9290
2010 | US | SERC | - | - | S11a | Firm (Note: The sum of 11a1 and 11a2 must be <= 11a) | 13127 | 16462 | 13113 | 12418 | 11515 | 11462 | 11236 | 9006 | 9167 | 9186 | 9290
2010 | US | SERC | - | - | S11a1 | Full-Responsibility Purchases | 148 | 237 | 350 | 470 | 470 | 470 | 516 | 516 | 516 | 516 | 516
2010 | US | SERC | - | - | S11a2 | Owned Capacity/Entitlement Located Outside the Region/Subregion | 1314 | 1497 | 1381 | 1397 | 1397 | 1397 | 1397 | 1397 | 1397 | 1397 | 1397
2010 | US | SERC | - | - | S11b | Non-firm | 50 | 206 | 106 | 106 | 106 | 106 | 0 | 0 | 0 | 0 | 0
2010 | US | SERC | - | - | S11c | Expected (Note: The sum of 11c1 and 11c2 must be <= 11c) | 0 | 0 | 0 | 0 | 0 | 0 | 0 | 0 | 0 | 0 | 0
2010 | US | SERC | - | - | S11c1 | Full-Responsibility Purchases | 0 | 0 | 0 | 0 | 0 | 0 | 0 | 0 | 0 | 0 | 0
2010 | US | SERC | - | - | S11c2 | Owned Capacity/Entitlement Located Outside the Region/Subregion | 0 | 0 | 0 | 0 | 0 | 0 | 0 | 0 | 0 | 0 | 0
2010 | US | SERC | - | - | S11d | Provisional – transactions under study, but negotiations have not begun. | 0 | 0 | 0 | 0 | 0 | 0 | 0 | 0 | 0 | 0 | 0
2010 | US | SERC | - | - | S12 | EXISTING, CERTAIN CAPACITY & NET FIRM TRANSACTIONS = 6a+Net Firm Transactions | 247400.475 | 246439.175 | 246915.775 | 246677.775 | 248115.475 | 248600.475 | 248379.475 | 248673.475 | 247818.475 | 247615.475 | 247370.475
2010 | US | SERC | - | - | S13 | ANTICIPATED CAPACITY RESOURCES = 12+7a+Net Expected Transactions | 0 | 247674.175 | 252731.775 | 256712.775 | 260523.975 | 262023.975 | 263411.975 | 268974.975 | 269221.975 | 269020.975 | 270494.975
2010 | US | SERC | - | - | S14 | PROSPECTIVE CAPACITY RESOURCES = 13+6b+16b | 0 | 257068.375 | 262663.975 | 268461.375 | 271565.575 | 273535.575 | 275135.575 | 280795.075 | 281877.075 | 281811.075 | 283726.075
2010 | US | SERC | - | - | S15 | TOTAL POTENTIAL CAPACITY RESOURCES = 13+6b+7b+8+Net Provisional Transactions | 0 | 257097.125 | 263043.425 | 269187.505 | 273363.985 | 277768.345 | 280700.745 | 289040.445 | 291266.445 | 292654.445 | 295861.445
2010 | US | SERC | - | - | S15a | ADJUSTED POTENTIAL CAPACITY RESOURCES = 13+6b+16b+16d+Net Provisional Transactions | 0 | 257068.375 | 262738.975 | 268661.375 | 271565.575 | 273610.575 | 275285.575 | 280795.075 | 281877.075 | 281811.075 | 283726.075
2010 | US | SERC | - | - | S16a | Confidence of Future, Other (7b), using reasonable judgement | 0 | 0 | 0 | 0 | 0 | 0 | 0 | 0 | 0 | 0 | 0
2010 | US | SERC | - | - | S16b | Net Future, Other Resources After Confidence Percentage Is Applied = 7b*16a | 0 | 0 | 0 | 0 | 0 | 0 | 0 | 0 | 0 | 0 | 0
2010 | US | SERC | - | - | S16c | Confidence of Conceptual (8), using reasonable judgement | 0 | 0 | 0 | 0 | 0 | 0 | 0 | 0 | 0 | 0 | 0
2010 | US | SERC | - | - | S16d | Net Conceptual Resources After Confidence Percentage Is Applied = 8*16c | 0 | 0 | 0 | 0 | 0 | 0 | 0 | 0 | 0 | 0 | 0
2010 | US | SERC | - | - | S17 | Region/Subregion Target Reserve Margin | 0 | 0.15 | 0.15 | 0.15 | 0.15 | 0.15 | 0.15 | 0.15 | 0.15 | 0.15 | 0.15
2010 | US | SERC | - | - | S18 | Existing Certain and Net Firm Transactions Reserve Margin = (12-3)/3 | 0 | 0.25841 | 0.23893 | 0.20894 | 0.19426 | 0.17535 | 0.15642 | 0.14052 | 0.12113 | 0.10424 | 0.086841
2010 | US | SERC | - | - | S19 | Anticipated Capacity Resources Reserve Margin = (13-3)/3 | 0 | 0.26472 | 0.26812 | 0.25812 | 0.25399 | 0.23881 | 0.2264 | 0.23363 | 0.21796 | 0.1997 | 0.18844
2010 | US | SERC | - | - | S20 | Prospective Capacity Resources Reserve Margin = (14-3)/3 | 0 | 0.31269 | 0.31795 | 0.3157 | 0.30714 | 0.29324 | 0.28099 | 0.28784 | 0.27521 | 0.25673 | 0.24657
2010 | US | SERC | - | - | S21 | Total Potential Resources Reserve Margin = (15-3)/3 | 0 | 0.31284 | 0.31986 | 0.31926 | 0.31579 | 0.31325 | 0.3069 | 0.32566 | 0.31769 | 0.30509 | 0.29989
2010 | US | SERC | - | - | S22 | Adjusted Potential Resources Reserve Margin = (15a-3)/3 | 0 | 0.31269 | 0.31833 | 0.31668 | 0.30714 | 0.29359 | 0.28169 | 0.28784 | 0.27521 | 0.25673 | 0.24657
2010 | US | SERC | - | - | S23 | Total Baseline Installed Capacity | 252775.185 | 0 | 0 | 0 | 0 | 0 | 0 | 0 | 0 | 0 | 0
2010 | US | SERC | Central | - | S01 | Unrestricted Non-coincident Peak Demand = 2+1a+1b-1c-1d | 38967 | 42412 | 43475 | 44524 | 45451 | 46512 | 47390 | 48258 | 48661 | 49473 | 50173
2010 | US | SERC | Central | - | S01a | New Conservation (Energy Efficiency) | 0 | 48 | 96 | 136 | 165 | 198 | 216 | 219 | 222 | 224 | 222
2010 | US | SERC | Central | - | S01b | Estimated Diversity | 0 | 0 | 0 | 0 | 0 | 0 | 0 | 0 | 0 | 0 | 0
2010 | US | SERC | Central | - | S01c | Additions for non-member load (load served by non-registered LSE's in a region) | 0 | 0 | 0 | 0 | 0 | 0 | 0 | 0 | 0 | 0 | 0
2010 | US | SERC | Central | - | S01d | Stand-by Load Under Contract (Normally served by behind the meter generation) | 0 | 0 | 0 | 0 | 0 | 0 | 0 | 0 | 0 | 0 | 0
2010 | US | SERC | Central | - | S02 | Total Internal Demand | 38967 | 42364 | 43379 | 44388 | 45286 | 46314 | 47174 | 48039 | 48439 | 49249 | 49951
2010 | US | SERC | Central | - | S02a | Direct Control Load Management | 107 | 201 | 236 | 277 | 285 | 325 | 338 | 313 | 315 | 337 | 310
2010 | US | SERC | Central | - | S02b | Contractually Interruptible (Curtailable) | 732 | 865 | 1050 | 1054 | 1056 | 1058 | 1059 | 1059 | 1060 | 1060 | 1060
2010 | US | SERC | Central | - | S02c | Critical Peak-Pricing (CPP) with Control | 0 | 0 | 0 | 0 | 0 | 0 | 0 | 0 | 0 | 0 | 0
2010 | US | SERC | Central | - | S02d | Load as a Capacity Resource | 0 | 0 | 0 | 1 | 2 | 2 | 3 | 3 | 4 | 5 | 5
2010 | US | SERC | Central | - | S03 | Net Internal Demand = 2-2a-2b-2c-2d | 38128 | 41298 | 42093 | 43056 | 43943 | 44929 | 45774 | 46664 | 47060 | 47847 | 48576
2010 | US | SERC | Central | - | S04a | Demand Response used for Reserves - Spinning | 0 | 0 | 0 | 0 | 0 | 0 | 0 | 0 | 0 | 0 | 0
2010 | US | SERC | Central | - | S04b | Demand Response used for Reserves - Non-Spinning | 0 | 0 | 0 | 0 | 0 | 0 | 0 | 0 | 0 | 0 | 0
2010 | US | SERC | Central | - | S04c | Demand Response used for Regulation | 0 | 0 | 0 | 0 | 0 | 0 | 0 | 0 | 0 | 0 | 0
2010 | US | SERC | Central | - | S04d | Demand Response used for Energy, Voluntary - Emergency | 0 | 0 | 0 | 1 | 2 | 2 | 3 | 3 | 4 | 5 | 5
2010 | US | SERC | Central | - | S05 | TOTAL INTERNAL CAPACITY = 6+7 | 49143.78 | 50071.58 | 51496.88 | 52389.88 | 53726.88 | 54006.88 | 54006.88 | 54006.88 | 54006.88 | 54006.88 | 54006.88
2010 | US | SERC | Central | - | S06 | EXISTING CAPACITY = 6a+6b+6c | 49143.78 | 49905.58 | 50790.88 | 50805.88 | 50803.88 | 50805.88 | 50805.88 | 50805.88 | 50805.88 | 50805.88 | 50805.88
2010 | US | SERC | Central | - | S06a | Existing, Certain | 48592.78 | 49354.58 | 50310.88 | 50325.88 | 50323.88 | 50325.88 | 50325.88 | 50325.88 | 50325.88 | 50325.88 | 50325.88
2010 | US | SERC | Central | - | S06a1 | Wind Expected On-Peak | 2.1 | 2.1 | 2.1 | 2.1 | 2.1 | 2.1 | 2.1 | 2.1 | 2.1 | 2.1 | 2.1
2010 | US | SERC | Central | - | S06a2 | Solar Expected On-Peak | 0 | 0 | 0 | 0 | 0 | 0 | 0 | 0 | 0 | 0 | 0
2010 | US | SERC | Central | - | S06a3 | Hydro Expected On-Peak | 4018.24 | 3989.24 | 4877.54 | 4902.54 | 4906.54 | 4908.54 | 4908.54 | 4908.54 | 4908.54 | 4908.54 | 4908.54
2010 | US | SERC | Central | - | S06a4 | Biomass Expected On-Peak | 16.8 | 16.8 | 16.8 | 16.8 | 16.8 | 16.8 | 16.8 | 16.8 | 16.8 | 16.8 | 16.8
2010 | US | SERC | Central | - | S06a5 | Load as a Capacity Resource Expected On-Peak (Load Management Programs) | 0 | 0 | 0 | 0 | 0 | 0 | 0 | 0 | 0 | 0 | 0
2010 | US | SERC | Central | - | S06b | Existing, Other | 480 | 480 | 480 | 480 | 480 | 480 | 480 | 480 | 480 | 480 | 480
2010 | US | SERC | Central | - | S06b1 | Wind Derate On-Peak | 0 | 0 | 0 | 0 | 0 | 0 | 0 | 0 | 0 | 0 | 0
2010 | US | SERC | Central | - | S06b2 | Solar Derate On-Peak | 0 | 0 | 0 | 0 | 0 | 0 | 0 | 0 | 0 | 0 | 0
2010 | US | SERC | Central | - | S06b3 | Hydro Derate On-Peak | 0 | 0 | 0 | 0 | 0 | 0 | 0 | 0 | 0 | 0 | 0
2010 | US | SERC | Central | - | S06b4 | Biomass Derate On-Peak | 0 | 0 | 0 | 0 | 0 | 0 | 0 | 0 | 0 | 0 | 0
2010 | US | SERC | Central | - | S06b5 | Load as a Capacity Resource Derate On-Peak (Load Management Programs) | 0 | 0 | 0 | 0 | 0 | 0 | 0 | 0 | 0 | 0 | 0
2010 | US | SERC | Central | - | S06b7 | Transmission-Limited Resources | 0 | 0 | 0 | 0 | 0 | 0 | 0 | 0 | 0 | 0 | 0
2010 | US | SERC | Central | - | S06b8 | All Other Derates | 0 | 0 | 0 | 0 | 0 | 0 | 0 | 0 | 0 | 0 | 0
2010 | US | SERC | Central | - | S06b9 | Energy Only | 480 | 480 | 480 | 480 | 480 | 480 | 480 | 480 | 480 | 480 | 480
2010 | US | SERC | Central | - | S06c | Existing, Inoperable (Note: Not used in margin calculations) | 71 | 71 | 0 | 0 | 0 | 0 | 0 | 0 | 0 | 0 | 0
2010 | US | SERC | Central | - | S07 | FUTURE CAPACITY ADDITIONS = 7a+7b | 0 | 166 | 706 | 1584 | 2923 | 3201 | 3201 | 3201 | 3201 | 3201 | 3201
2010 | US | SERC | Central | - | S07a | Future, Planned | 0 | 166 | 706 | 1584 | 2923 | 3201 | 3201 | 3201 | 3201 | 3201 | 3201
2010 | US | SERC | Central | - | S07a1 | Wind Expected On-Peak | 0 | 0 | 0 | 0 | 0 | 0 | 0 | 0 | 0 | 0 | 0
2010 | US | SERC | Central | - | S07a2 | Wind Derate On-Peak | 0 | 0 | 0 | 0 | 0 | 0 | 0 | 0 | 0 | 0 | 0
2010 | US | SERC | Central | - | S07a3 | Solar Expected On-Peak | 0 | 0 | 0 | 0 | 0 | 0 | 0 | 0 | 0 | 0 | 0
2010 | US | SERC | Central | - | S07a4 | Solar Derate On-Peak | 0 | 0 | 0 | 0 | 0 | 0 | 0 | 0 | 0 | 0 | 0
2010 | US | SERC | Central | - | S07a5 | Hydro Expected On-Peak | 0 | 0 | 0 | 0 | 0 | 0 | 0 | 0 | 0 | 0 | 0
2010 | US | SERC | Central | - | S07a6 | Hydro Derate On-Peak | 0 | 0 | 0 | 0 | 0 | 0 | 0 | 0 | 0 | 0 | 0
2010 | US | SERC | Central | - | S07a7 | Biomass Expected On-Peak | 0 | 0 | 0 | 0 | 0 | 0 | 0 | 0 | 0 | 0 | 0
2010 | US | SERC | Central | - | S07a8 | Biomass Derate On-Peak | 0 | 0 | 0 | 0 | 0 | 0 | 0 | 0 | 0 | 0 | 0
2010 | US | SERC | Central | - | S07a9 | Demand Response Expected On-Peak (Load Management Programs) | 0 | 0 | 0 | 0 | 0 | 0 | 0 | 0 | 0 | 0 | 0
2010 | US | SERC | Central | - | S07a10 | Demand Response Derate On-Peak (Load Management Programs) | 0 | 0 | 0 | 0 | 0 | 0 | 0 | 0 | 0 | 0 | 0
2010 | US | SERC | Central | - | S07a11 | Transmission-Limited Resources | 0 | 0 | 0 | 0 | 0 | 0 | 0 | 0 | 0 | 0 | 0
2010 | US | SERC | Central | - | S07a12 | Scheduled Outage - Maintenance | 0 | 0 | 0 | 0 | 0 | 0 | 0 | 0 | 0 | 0 | 0
2010 | US | SERC | Central | - | S07a13 | All Other Derates | 0 | 0 | 0 | 0 | 0 | 0 | 0 | 0 | 0 | 0 | 0
2010 | US | SERC | Central | - | S07a14 | Energy Only | 0 | 0 | 0 | 0 | 0 | 0 | 0 | 0 | 0 | 0 | 0
2010 | US | SERC | Central | - | S07b | Future, Other | 0 | 0 | 0 | 0 | 0 | 0 | 0 | 0 | 0 | 0 | 0
2010 | US | SERC | Central | - | S07b1 | Wind Expected On-Peak | 0 | 0 | 0 | 0 | 0 | 0 | 0 | 0 | 0 | 0 | 0
2010 | US | SERC | Central | - | S07b2 | Wind Derate On-Peak | 0 | 0 | 0 | 0 | 0 | 0 | 0 | 0 | 0 | 0 | 0
2010 | US | SERC | Central | - | S07b3 | Solar Expected On-Peak | 0 | 0 | 0 | 0 | 0 | 0 | 0 | 0 | 0 | 0 | 0
2010 | US | SERC | Central | - | S07b4 | Solar Derate On-Peak | 0 | 0 | 0 | 0 | 0 | 0 | 0 | 0 | 0 | 0 | 0
2010 | US | SERC | Central | - | S07b5 | Hydro Expected On-Peak | 0 | 0 | 0 | 0 | 0 | 0 | 0 | 0 | 0 | 0 | 0
2010 | US | SERC | Central | - | S07b6 | Hydro Derate On-Peak | 0 | 0 | 0 | 0 | 0 | 0 | 0 | 0 | 0 | 0 | 0
2010 | US | SERC | Central | - | S07b7 | Biomass Expected On-Peak | 0 | 0 | 0 | 0 | 0 | 0 | 0 | 0 | 0 | 0 | 0
2010 | US | SERC | Central | - | S07b8 | Biomass Derate On-Peak | 0 | 0 | 0 | 0 | 0 | 0 | 0 | 0 | 0 | 0 | 0
2010 | US | SERC | Central | - | S07b9 | Transmission-Limited Resources | 0 | 0 | 0 | 0 | 0 | 0 | 0 | 0 | 0 | 0 | 0
2010 | US | SERC | Central | - | S07b10 | Scheduled Outage - Maintenance | 0 | 0 | 0 | 0 | 0 | 0 | 0 | 0 | 0 | 0 | 0
2010 | US | SERC | Central | - | S07b11 | All Other Derates | 0 | 0 | 0 | 0 | 0 | 0 | 0 | 0 | 0 | 0 | 0
2010 | US | SERC | Central | - | S07b12 | Energy Only | 0 | 0 | 0 | 0 | 0 | 0 | 0 | 0 | 0 | 0 | 0
2010 | US | SERC | Central | - | S08 | Conceptual | 0 | 0 | 0 | 0 | 0 | 0 | 0 | 0 | 640 | 714 | 714
2010 | US | SERC | Central | - | S08a1 | Wind Expected On-Peak | 0 | 0 | 0 | 0 | 0 | 0 | 0 | 0 | 0 | 0 | 0
2010 | US | SERC | Central | - | S08a2 | Wind Derate On-Peak | 0 | 0 | 0 | 0 | 0 | 0 | 0 | 0 | 0 | 0 | 0
2010 | US | SERC | Central | - | S08a3 | Solar Expected On-Peak | 0 | 0 | 0 | 0 | 0 | 0 | 0 | 0 | 0 | 0 | 0
2010 | US | SERC | Central | - | S08a4 | Solar Derate On-Peak | 0 | 0 | 0 | 0 | 0 | 0 | 0 | 0 | 0 | 0 | 0
2010 | US | SERC | Central | - | S08a5 | Hydro Expected On-Peak | 0 | 0 | 0 | 0 | 0 | 0 | 0 | 0 | 0 | 0 | 0
2010 | US | SERC | Central | - | S08a6 | Hydro Derate On-Peak | 0 | 0 | 0 | 0 | 0 | 0 | 0 | 0 | 0 | 0 | 0
2010 | US | SERC | Central | - | S08a7 | Biomass Expected On-Peak | 0 | 0 | 0 | 0 | 0 | 0 | 0 | 0 | 0 | 0 | 0
2010 | US | SERC | Central | - | S08a8 | Biomass Derate On-Peak | 0 | 0 | 0 | 0 | 0 | 0 | 0 | 0 | 0 | 0 | 0
2010 | US | SERC | Central | - | S08a9 | All Other Derates | 0 | 0 | 0 | 0 | 0 | 0 | 0 | 0 | 0 | 0 | 0
2010 | US | SERC | Central | - | S08a10 | Energy Only | 0 | 0 | 0 | 0 | 0 | 0 | 0 | 0 | 0 | 0 | 0
2010 | US | SERC | Central | - | S09 | ANTICIPATED INTERNAL CAPACITY = 6a+7a | 48592.78 | 49520.58 | 51016.88 | 51909.88 | 53246.88 | 53526.88 | 53526.88 | 53526.88 | 53526.88 | 53526.88 | 53526.88
2010 | US | SERC | Central | - | S10 | CAPACITY TRANSACTIONS - IMPORTS = 10a+10b+10c+10d | 2741 | 2735 | 2564 | 2549 | 1864 | 1849 | 1854 | 1859 | 1864 | 1870 | 1875
2010 | US | SERC | Central | - | S10a | Firm (Note: The sum of 10a1 and 10a2 must be <= 10a) | 2555 | 2541 | 2368 | 2351 | 1664 | 1647 | 1650 | 1653 | 1656 | 1660 | 1663
2010 | US | SERC | Central | - | S10a1 | Full-Responsibility Purchases | 0 | 0 | 0 | 0 | 0 | 0 | 0 | 0 | 0 | 0 | 0
2010 | US | SERC | Central | - | S10a2 | Owned Capacity/Entitlement Located Outside the Region/Subregion | 0 | 0 | 0 | 0 | 0 | 0 | 0 | 0 | 0 | 0 | 0
2010 | US | SERC | Central | - | S10b | Non-firm | 0 | 0 | 0 | 0 | 0 | 0 | 0 | 0 | 0 | 0 | 0
2010 | US | SERC | Central | - | S10c | Expected (Note: The sum of 10c1 and 10c2 must be <= 10c) | 186 | 194 | 196 | 198 | 200 | 202 | 204 | 206 | 208 | 210 | 212
2010 | US | SERC | Central | - | S10c1 | Full-Responsibility Purchases | 0 | 0 | 0 | 0 | 0 | 0 | 0 | 0 | 0 | 0 | 0
2010 | US | SERC | Central | - | S10c2 | Owned Capacity/Entitlement Located Outside the Region/Subregion | 0 | 0 | 0 | 0 | 0 | 0 | 0 | 0 | 0 | 0 | 0
2010 | US | SERC | Central | - | S10d | Provisional – transactions under study, but negotiations have not begun. | 0 | 0 | 0 | 0 | 0 | 0 | 0 | 0 | 0 | 0 | 0
2010 | US | SERC | Central | - | S11 | CAPACITY TRANSACTIONS - EXPORTS = 11a+11b+11c+11d | 311 | 651 | 601 | 601 | 601 | 610 | 504 | 504 | 504 | 504 | 504
2010 | US | SERC | Central | - | S11a | Firm (Note: The sum of 11a1 and 11a2 must be <= 11a) | 311 | 495 | 495 | 495 | 495 | 504 | 504 | 504 | 504 | 504 | 504
2010 | US | SERC | Central | - | S11a1 | Full-Responsibility Purchases | 0 | 0 | 0 | 0 | 0 | 0 | 0 | 0 | 0 | 0 | 0
2010 | US | SERC | Central | - | S11a2 | Owned Capacity/Entitlement Located Outside the Region/Subregion | 228 | 411 | 411 | 411 | 411 | 411 | 411 | 411 | 411 | 411 | 411
2010 | US | SERC | Central | - | S11b | Non-firm | 0 | 156 | 106 | 106 | 106 | 106 | 0 | 0 | 0 | 0 | 0
2010 | US | SERC | Central | - | S11c | Expected (Note: The sum of 11c1 and 11c2 must be <= 11c) | 0 | 0 | 0 | 0 | 0 | 0 | 0 | 0 | 0 | 0 | 0
2010 | US | SERC | Central | - | S11c1 | Full-Responsibility Purchases | 0 | 0 | 0 | 0 | 0 | 0 | 0 | 0 | 0 | 0 | 0
2010 | US | SERC | Central | - | S11c2 | Owned Capacity/Entitlement Located Outside the Region/Subregion | 0 | 0 | 0 | 0 | 0 | 0 | 0 | 0 | 0 | 0 | 0
2010 | US | SERC | Central | - | S11d | Provisional – transactions under study, but negotiations have not begun. | 0 | 0 | 0 | 0 | 0 | 0 | 0 | 0 | 0 | 0 | 0
2010 | US | SERC | Central | - | S12 | EXISTING, CERTAIN CAPACITY & NET FIRM TRANSACTIONS = 6a+Net Firm Transactions | 50836.78 | 51400.58 | 52183.88 | 52181.88 | 51492.88 | 51468.88 | 51471.88 | 51474.88 | 51477.88 | 51481.88 | 51484.88
2010 | US | SERC | Central | - | S13 | ANTICIPATED CAPACITY RESOURCES = 12+7a+Net Expected Transactions | 0 | 51760.58 | 53085.88 | 53963.88 | 54615.88 | 54871.88 | 54876.88 | 54881.88 | 54886.88 | 54892.88 | 54897.88
2010 | US | SERC | Central | - | S14 | PROSPECTIVE CAPACITY RESOURCES = 13+6b+16b | 0 | 52240.58 | 53565.88 | 54443.88 | 55095.88 | 55351.88 | 55356.88 | 55361.88 | 55366.88 | 55372.88 | 55377.88
2010 | US | SERC | Central | - | S15 | TOTAL POTENTIAL CAPACITY RESOURCES = 13+6b+7b+8+Net Provisional Transactions | 0 | 52240.58 | 53565.88 | 54443.88 | 55095.88 | 55351.88 | 55356.88 | 55361.88 | 56006.88 | 56086.88 | 56091.88
2010 | US | SERC | Central | - | S15a | ADJUSTED POTENTIAL CAPACITY RESOURCES = 13+6b+16b+16d+Net Provisional Transactions | 0 | 52240.58 | 53565.88 | 54443.88 | 55095.88 | 55351.88 | 55356.88 | 55361.88 | 55366.88 | 55372.88 | 55377.88
2010 | US | SERC | Central | - | S16a | Confidence of Future, Other (7b), using reasonable judgement | 0 | 0 | 0 | 0 | 0 | 0 | 0 | 0 | 0 | 0 | 0
2010 | US | SERC | Central | - | S16b | Net Future, Other Resources After Confidence Percentage Is Applied = 7b*16a | 0 | 0 | 0 | 0 | 0 | 0 | 0 | 0 | 0 | 0 | 0
2010 | US | SERC | Central | - | S16c | Confidence of Conceptual (8), using reasonable judgement | 0 | 0 | 0 | 0 | 0 | 0 | 0 | 0 | 0 | 0 | 0
2010 | US | SERC | Central | - | S16d | Net Conceptual Resources After Confidence Percentage Is Applied = 8*16c | 0 | 0 | 0 | 0 | 0 | 0 | 0 | 0 | 0 | 0 | 0
2010 | US | SERC | Central | - | S17 | Region/Subregion Target Reserve Margin | 0 | 0.15 | 0.15 | 0.15 | 0.15 | 0.15 | 0.15 | 0.15 | 0.15 | 0.15 | 0.15
2010 | US | SERC | Central | - | S18 | Existing Certain and Net Firm Transactions Reserve Margin = (12-3)/3 | 0 | 0.24463 | 0.23973 | 0.21195 | 0.17181 | 0.14556 | 0.12448 | 0.1031 | 0.093878 | 0.075969 | 0.059883
2010 | US | SERC | Central | - | S19 | Anticipated Capacity Resources Reserve Margin = (13-3)/3 | 0 | 0.25334 | 0.26116 | 0.25334 | 0.24288 | 0.2213 | 0.19887 | 0.17611 | 0.16632 | 0.14726 | 0.13014
2010 | US | SERC | Central | - | S20 | Prospective Capacity Resources Reserve Margin = (14-3)/3 | 0 | 0.26497 | 0.27256 | 0.26449 | 0.2538 | 0.23199 | 0.20935 | 0.18639 | 0.17652 | 0.15729 | 0.14003
2010 | US | SERC | Central | - | S21 | Total Potential Resources Reserve Margin = (15-3)/3 | 0 | 0.26497 | 0.27256 | 0.26449 | 0.2538 | 0.23199 | 0.20935 | 0.18639 | 0.19012 | 0.17221 | 0.15472
2010 | US | SERC | Central | - | S22 | Adjusted Potential Resources Reserve Margin = (15a-3)/3 | 0 | 0.26497 | 0.27256 | 0.26449 | 0.2538 | 0.23199 | 0.20935 | 0.18639 | 0.17652 | 0.15729 | 0.14003
2010 | US | SERC | Central | - | S23 | Total Baseline Installed Capacity | 49143.78 | 0 | 0 | 0 | 0 | 0 | 0 | 0 | 0 | 0 | 0
2010 | US | SERC | Delta | - | S01 | Unrestricted Non-coincident Peak Demand = 2+1a+1b-1c-1d | 27713 | 27985 | 28615 | 29512 | 29737 | 30393 | 30792 | 31195 | 31542 | 31885 | 32261
2010 | US | SERC | Delta | - | S01a | New Conservation (Energy Efficiency) | 0 | 46 | 46 | 46 | 38 | 6 | 3 | 3 | 2 | 1 | 1
2010 | US | SERC | Delta | - | S01b | Estimated Diversity | 0 | 0 | 0 | 0 | 0 | 0 | 0 | 0 | 0 | 0 | 0
2010 | US | SERC | Delta | - | S01c | Additions for non-member load (load served by non-registered LSE's in a region) | 0 | 0 | 0 | 0 | 0 | 0 | 0 | 0 | 0 | 0 | 0
2010 | US | SERC | Delta | - | S01d | Stand-by Load Under Contract (Normally served by behind the meter generation) | 0 | 6 | 6 | 6 | 6 | 6 | 6 | 6 | 6 | 6 | 6
2010 | US | SERC | Delta | - | S02 | Total Internal Demand | 27713 | 27945 | 28575 | 29472 | 29705 | 30393 | 30795 | 31198 | 31546 | 31890 | 32266
2010 | US | SERC | Delta | - | S02a | Direct Control Load Management | 0 | 0 | 0 | 0 | 0 | 0 | 0 | 0 | 0 | 0 | 0
2010 | US | SERC | Delta | - | S02b | Contractually Interruptible (Curtailable) | 385 | 714 | 765 | 762 | 774 | 777 | 780 | 782 | 786 | 789 | 792
2010 | US | SERC | Delta | - | S02c | Critical Peak-Pricing (CPP) with Control | 0 | 0 | 0 | 0 | 0 | 0 | 0 | 0 | 0 | 0 | 0
2010 | US | SERC | Delta | - | S02d | Load as a Capacity Resource | 0 | 0 | 0 | 0 | 0 | 0 | 0 | 0 | 0 | 0 | 0
2010 | US | SERC | Delta | - | S03 | Net Internal Demand = 2-2a-2b-2c-2d | 27328 | 27231 | 27810 | 28710 | 28931 | 29616 | 30015 | 30416 | 30760 | 31101 | 31474
2010 | US | SERC | Delta | - | S04a | Demand Response used for Reserves - Spinning | 0 | 0 | 0 | 0 | 0 | 0 | 0 | 0 | 0 | 0 | 0
2010 | US | SERC | Delta | - | S04b | Demand Response used for Reserves - Non-Spinning | 0 | 0 | 0 | 0 | 0 | 0 | 0 | 0 | 0 | 0 | 0
2010 | US | SERC | Delta | - | S04c | Demand Response used for Regulation | 0 | 0 | 0 | 0 | 0 | 0 | 0 | 0 | 0 | 0 | 0
2010 | US | SERC | Delta | - | S04d | Demand Response used for Energy, Voluntary - Emergency | 0 | 0 | 0 | 0 | 0 | 0 | 0 | 0 | 0 | 0 | 0
2010 | US | SERC | Delta | - | S05 | TOTAL INTERNAL CAPACITY = 6+7 | 43060.2 | 45952.7 | 46504.7 | 47543.7 | 47567.7 | 47617.7 | 47763.7 | 47763.7 | 47763.7 | 47763.7 | 47763.7
2010 | US | SERC | Delta | - | S06 | EXISTING CAPACITY = 6a+6b+6c | 43060.2 | 45952.7 | 46009.7 | 46888.7 | 46888.7 | 46888.7 | 47034.7 | 47034.7 | 47034.7 | 47034.7 | 47034.7
2010 | US | SERC | Delta | - | S06a | Existing, Certain | 40465.1 | 40823.1 | 40359.1 | 40045.1 | 39857.1 | 39622.1 | 39622.1 | 39531.1 | 38713.1 | 38588.1 | 38147.1
2010 | US | SERC | Delta | - | S06a1 | Wind Expected On-Peak | 0 | 0 | 0 | 0 | 0 | 0 | 0 | 0 | 0 | 0 | 0
2010 | US | SERC | Delta | - | S06a2 | Solar Expected On-Peak | 0 | 0 | 0 | 0 | 0 | 0 | 0 | 0 | 0 | 0 | 0
2010 | US | SERC | Delta | - | S06a3 | Hydro Expected On-Peak | 262 | 262 | 262 | 262 | 262 | 262 | 262 | 262 | 262 | 262 | 262
2010 | US | SERC | Delta | - | S06a4 | Biomass Expected On-Peak | 0 | 0 | 0 | 0 | 0 | 0 | 0 | 0 | 0 | 0 | 0
2010 | US | SERC | Delta | - | S06a5 | Load as a Capacity Resource Expected On-Peak (Load Management Programs) | 0 | 0 | 0 | 0 | 0 | 0 | 0 | 0 | 0 | 0 | 0
2010 | US | SERC | Delta | - | S06b | Existing, Other | 1215.1 | 3751.6 | 4272.6 | 5465.6 | 5653.6 | 5888.6 | 6034.6 | 6125.6 | 6943.6 | 7068.6 | 7509.6
2010 | US | SERC | Delta | - | S06b1 | Wind Derate On-Peak | 0 | 0 | 0 | 0 | 0 | 0 | 0 | 0 | 0 | 0 | 0
2010 | US | SERC | Delta | - | S06b2 | Solar Derate On-Peak | 0 | 0 | 0 | 0 | 0 | 0 | 0 | 0 | 0 | 0 | 0
2010 | US | SERC | Delta | - | S06b3 | Hydro Derate On-Peak | 0 | 0 | 0 | 0 | 0 | 0 | 0 | 0 | 0 | 0 | 0
2010 | US | SERC | Delta | - | S06b4 | Biomass Derate On-Peak | 0 | 0 | 0 | 0 | 0 | 0 | 0 | 0 | 0 | 0 | 0
2010 | US | SERC | Delta | - | S06b5 | Load as a Capacity Resource Derate On-Peak (Load Management Programs) | 0 | 0 | 0 | 0 | 0 | 0 | 0 | 0 | 0 | 0 | 0
2010 | US | SERC | Delta | - | S06b7 | Transmission-Limited Resources | 0 | 0 | 0 | 0 | 0 | 0 | 0 | 0 | 0 | 0 | 0
2010 | US | SERC | Delta | - | S06b8 | All Other Derates | 0 | 0 | 0 | 0 | 0 | 0 | 0 | 0 | 0 | 0 | 0
2010 | US | SERC | Delta | - | S06b9 | Energy Only | 0 | 1223.5 | 1380.5 | 1194.5 | 1194.5 | 1194.5 | 1194.5 | 1194.5 | 1194.5 | 1194.5 | 1194.5
2010 | US | SERC | Delta | - | S06c | Existing, Inoperable (Note: Not used in margin calculations) | 1380 | 1378 | 1378 | 1378 | 1378 | 1378 | 1378 | 1378 | 1378 | 1378 | 1378
2010 | US | SERC | Delta | - | S07 | FUTURE CAPACITY ADDITIONS = 7a+7b | 0 | 0 | 495 | 655 | 679 | 729 | 729 | 729 | 729 | 729 | 729
2010 | US | SERC | Delta | - | S07a | Future, Planned | 0 | 0 | 495 | 655 | 679 | 729 | 729 | 729 | 729 | 729 | 729
2010 | US | SERC | Delta | - | S07a1 | Wind Expected On-Peak | 0 | 0 | 0 | 0 | 0 | 0 | 0 | 0 | 0 | 0 | 0
2010 | US | SERC | Delta | - | S07a2 | Wind Derate On-Peak | 0 | 0 | 0 | 0 | 0 | 0 | 0 | 0 | 0 | 0 | 0
2010 | US | SERC | Delta | - | S07a3 | Solar Expected On-Peak | 0 | 0 | 0 | 0 | 0 | 0 | 0 | 0 | 0 | 0 | 0
2010 | US | SERC | Delta | - | S07a4 | Solar Derate On-Peak | 0 | 0 | 0 | 0 | 0 | 0 | 0 | 0 | 0 | 0 | 0
2010 | US | SERC | Delta | - | S07a5 | Hydro Expected On-Peak | 0 | 0 | 0 | 0 | 24 | 24 | 24 | 24 | 24 | 24 | 24
2010 | US | SERC | Delta | - | S07a6 | Hydro Derate On-Peak | 0 | 0 | 0 | 0 | 0 | 0 | 0 | 0 | 0 | 0 | 0
2010 | US | SERC | Delta | - | S07a7 | Biomass Expected On-Peak | 0 | 0 | 0 | 0 | 0 | 50 | 50 | 50 | 50 | 50 | 50
2010 | US | SERC | Delta | - | S07a8 | Biomass Derate On-Peak | 0 | 0 | 0 | 0 | 0 | 0 | 0 | 0 | 0 | 0 | 0
2010 | US | SERC | Delta | - | S07a9 | Demand Response Expected On-Peak (Load Management Programs) | 0 | 0 | 0 | 0 | 0 | 0 | 0 | 0 | 0 | 0 | 0
2010 | US | SERC | Delta | - | S07a10 | Demand Response Derate On-Peak (Load Management Programs) | 0 | 0 | 0 | 0 | 0 | 0 | 0 | 0 | 0 | 0 | 0
2010 | US | SERC | Delta | - | S07a11 | Transmission-Limited Resources | 0 | 0 | 0 | 0 | 0 | 0 | 0 | 0 | 0 | 0 | 0
2010 | US | SERC | Delta | - | S07a12 | Scheduled Outage - Maintenance | 0 | 0 | 0 | 0 | 0 | 0 | 0 | 0 | 0 | 0 | 0
2010 | US | SERC | Delta | - | S07a13 | All Other Derates | 0 | 0 | 0 | 0 | 0 | 0 | 0 | 0 | 0 | 0 | 0
2010 | US | SERC | Delta | - | S07a14 | Energy Only | 0 | 0 | 0 | 0 | 0 | 0 | 0 | 0 | 0 | 0 | 0
2010 | US | SERC | Delta | - | S07b | Future, Other | 0 | 0 | 0 | 0 | 0 | 0 | 0 | 0 | 0 | 0 | 0
2010 | US | SERC | Delta | - | S07b1 | Wind Expected On-Peak | 0 | 0 | 0 | 0 | 0 | 0 | 0 | 0 | 0 | 0 | 0
2010 | US | SERC | Delta | - | S07b2 | Wind Derate On-Peak | 0 | 0 | 0 | 0 | 0 | 0 | 0 | 0 | 0 | 0 | 0
2010 | US | SERC | Delta | - | S07b3 | Solar Expected On-Peak | 0 | 0 | 0 | 0 | 0 | 0 | 0 | 0 | 0 | 0 | 0
2010 | US | SERC | Delta | - | S07b4 | Solar Derate On-Peak | 0 | 0 | 0 | 0 | 0 | 0 | 0 | 0 | 0 | 0 | 0
2010 | US | SERC | Delta | - | S07b5 | Hydro Expected On-Peak | 0 | 0 | 0 | 0 | 0 | 0 | 0 | 0 | 0 | 0 | 0
2010 | US | SERC | Delta | - | S07b6 | Hydro Derate On-Peak | 0 | 0 | 0 | 0 | 0 | 0 | 0 | 0 | 0 | 0 | 0
2010 | US | SERC | Delta | - | S07b7 | Biomass Expected On-Peak | 0 | 0 | 0 | 0 | 0 | 0 | 0 | 0 | 0 | 0 | 0
2010 | US | SERC | Delta | - | S07b8 | Biomass Derate On-Peak | 0 | 0 | 0 | 0 | 0 | 0 | 0 | 0 | 0 | 0 | 0
2010 | US | SERC | Delta | - | S07b9 | Transmission-Limited Resources | 0 | 0 | 0 | 0 | 0 | 0 | 0 | 0 | 0 | 0 | 0
2010 | US | SERC | Delta | - | S07b10 | Scheduled Outage - Maintenance | 0 | 0 | 0 | 0 | 0 | 0 | 0 | 0 | 0 | 0 | 0
2010 | US | SERC | Delta | - | S07b11 | All Other Derates | 0 | 0 | 0 | 0 | 0 | 0 | 0 | 0 | 0 | 0 | 0
2010 | US | SERC | Delta | - | S07b12 | Energy Only | 0 | 0 | 0 | 0 | 0 | 0 | 0 | 0 | 0 | 0 | 0
2010 | US | SERC | Delta | - | S08 | Conceptual | 0 | 0 | 0 | 0 | 500 | 1600 | 2420 | 3115 | 3450 | 4005 | 4005
2010 | US | SERC | Delta | - | S08a1 | Wind Expected On-Peak | 0 | 0 | 0 | 0 | 0 | 0 | 50 | 100 | 150 | 200 | 200
2010 | US | SERC | Delta | - | S08a2 | Wind Derate On-Peak | 0 | 0 | 0 | 0 | 0 | 0 | 45 | 90 | 135 | 180 | 180
2010 | US | SERC | Delta | - | S08a3 | Solar Expected On-Peak | 0 | 0 | 0 | 0 | 0 | 0 | 0 | 0 | 0 | 0 | 0
2010 | US | SERC | Delta | - | S08a4 | Solar Derate On-Peak | 0 | 0 | 0 | 0 | 0 | 0 | 0 | 0 | 0 | 0 | 0
2010 | US | SERC | Delta | - | S08a5 | Hydro Expected On-Peak | 0 | 0 | 0 | 0 | 0 | 0 | 0 | 0 | 0 | 0 | 0
2010 | US | SERC | Delta | - | S08a6 | Hydro Derate On-Peak | 0 | 0 | 0 | 0 | 0 | 0 | 0 | 0 | 0 | 0 | 0
2010 | US | SERC | Delta | - | S08a7 | Biomass Expected On-Peak | 0 | 0 | 0 | 0 | 0 | 100 | 200 | 300 | 40 | 500 | 500
2010 | US | SERC | Delta | - | S08a8 | Biomass Derate On-Peak | 0 | 0 | 0 | 0 | 0 | 0 | 0 | 0 | 0 | 0 | 0
2010 | US | SERC | Delta | - | S08a9 | All Other Derates | 0 | 0 | 0 | 0 | 0 | 0 | 0 | 0 | 0 | 0 | 0
2010 | US | SERC | Delta | - | S08a10 | Energy Only | 0 | 0 | 0 | 0 | 0 | 0 | 0 | 0 | 0 | 0 | 0
2010 | US | SERC | Delta | - | S09 | ANTICIPATED INTERNAL CAPACITY = 6a+7a | 40465.1 | 40823.1 | 40854.1 | 40700.1 | 40536.1 | 40351.1 | 40351.1 | 40260.1 | 39442.1 | 39317.1 | 38876.1
2010 | US | SERC | Delta | - | S10 | CAPACITY TRANSACTIONS - IMPORTS = 10a+10b+10c+10d | 2785 | 2632 | 2485 | 1905 | 1905 | 1905 | 1759 | 1759 | 1759 | 1279 | 1279
2010 | US | SERC | Delta | - | S10a | Firm (Note: The sum of 10a1 and 10a2 must be <= 10a) | 2785 | 2632 | 2435 | 1855 | 1855 | 1855 | 1709 | 1709 | 1709 | 1229 | 1229
2010 | US | SERC | Delta | - | S10a1 | Full-Responsibility Purchases | 1680 | 1680 | 1680 | 1100 | 1100 | 1100 | 954 | 954 | 954 | 474 | 474
2010 | US | SERC | Delta | - | S10a2 | Owned Capacity/Entitlement Located Outside the Region/Subregion | 0 | 0 | 0 | 0 | 0 | 0 | 0 | 0 | 0 | 0 | 0
2010 | US | SERC | Delta | - | S10b | Non-firm | 0 | 0 | 0 | 0 | 0 | 0 | 0 | 0 | 0 | 0 | 0
2010 | US | SERC | Delta | - | S10c | Expected (Note: The sum of 10c1 and 10c2 must be <= 10c) | 0 | 0 | 50 | 50 | 50 | 50 | 50 | 50 | 50 | 50 | 50
2010 | US | SERC | Delta | - | S10c1 | Full-Responsibility Purchases | 0 | 0 | 0 | 0 | 0 | 0 | 0 | 0 | 0 | 0 | 0
2010 | US | SERC | Delta | - | S10c2 | Owned Capacity/Entitlement Located Outside the Region/Subregion | 0 | 0 | 0 | 0 | 0 | 0 | 0 | 0 | 0 | 0 | 0
2010 | US | SERC | Delta | - | S10d | Provisional – transactions under study, but negotiations have not begun. | 0 | 0 | 0 | 0 | 0 | 0 | 0 | 0 | 0 | 0 | 0
2010 | US | SERC | Delta | - | S11 | CAPACITY TRANSACTIONS - EXPORTS = 11a+11b+11c+11d | 2755 | 3340 | 2914 | 2930 | 2240 | 2240 | 2240 | 2240 | 2240 | 2240 | 2240
2010 | US | SERC | Delta | - | S11a | Firm (Note: The sum of 11a1 and 11a2 must be <= 11a) | 2755 | 3340 | 2914 | 2930 | 2240 | 2240 | 2240 | 2240 | 2240 | 2240 | 2240
2010 | US | SERC | Delta | - | S11a1 | Full-Responsibility Purchases | 0 | 0 | 0 | 0 | 0 | 0 | 0 | 0 | 0 | 0 | 0
2010 | US | SERC | Delta | - | S11a2 | Owned Capacity/Entitlement Located Outside the Region/Subregion | 126 | 126 | 126 | 142 | 142 | 142 | 142 | 142 | 142 | 142 | 142
2010 | US | SERC | Delta | - | S11b | Non-firm | 0 | 0 | 0 | 0 | 0 | 0 | 0 | 0 | 0 | 0 | 0
2010 | US | SERC | Delta | - | S11c | Expected (Note: The sum of 11c1 and 11c2 must be <= 11c) | 0 | 0 | 0 | 0 | 0 | 0 | 0 | 0 | 0 | 0 | 0
2010 | US | SERC | Delta | - | S11c1 | Full-Responsibility Purchases | 0 | 0 | 0 | 0 | 0 | 0 | 0 | 0 | 0 | 0 | 0
2010 | US | SERC | Delta | - | S11c2 | Owned Capacity/Entitlement Located Outside the Region/Subregion | 0 | 0 | 0 | 0 | 0 | 0 | 0 | 0 | 0 | 0 | 0
2010 | US | SERC | Delta | - | S11d | Provisional – transactions under study, but negotiations have not begun. | 0 | 0 | 0 | 0 | 0 | 0 | 0 | 0 | 0 | 0 | 0
2010 | US | SERC | Delta | - | S12 | EXISTING, CERTAIN CAPACITY & NET FIRM TRANSACTIONS = 6a+Net Firm Transactions | 40495.1 | 40115.1 | 39880.1 | 38970.1 | 39472.1 | 39237.1 | 39091.1 | 39000.1 | 38182.1 | 37577.1 | 37136.1
2010 | US | SERC | Delta | - | S13 | ANTICIPATED CAPACITY RESOURCES = 12+7a+Net Expected Transactions | 0 | 40115.1 | 40425.1 | 39675.1 | 40201.1 | 40016.1 | 39870.1 | 39779.1 | 38961.1 | 38356.1 | 37915.1
2010 | US | SERC | Delta | - | S14 | PROSPECTIVE CAPACITY RESOURCES = 13+6b+16b | 0 | 43866.7 | 44697.7 | 45140.7 | 45854.7 | 45904.7 | 45904.7 | 45904.7 | 45904.7 | 45424.7 | 45424.7
2010 | US | SERC | Delta | - | S15 | TOTAL POTENTIAL CAPACITY RESOURCES = 13+6b+7b+8+Net Provisional Transactions | 0 | 43866.7 | 44697.7 | 45140.7 | 46354.7 | 47504.7 | 48324.7 | 49019.7 | 49354.7 | 49429.7 | 49429.7
2010 | US | SERC | Delta | - | S15a | ADJUSTED POTENTIAL CAPACITY RESOURCES = 13+6b+16b+16d+Net Provisional Transactions | 0 | 43866.7 | 44697.7 | 45140.7 | 45854.7 | 45904.7 | 45904.7 | 45904.7 | 45904.7 | 45424.7 | 45424.7
2010 | US | SERC | Delta | - | S16a | Confidence of Future, Other (7b), using reasonable judgement | 0 | 0 | 0 | 0 | 0 | 0 | 0 | 0 | 0 | 0 | 0
2010 | US | SERC | Delta | - | S16b | Net Future, Other Resources After Confidence Percentage Is Applied = 7b*16a | 0 | 0 | 0 | 0 | 0 | 0 | 0 | 0 | 0 | 0 | 0
2010 | US | SERC | Delta | - | S16c | Confidence of Conceptual (8), using reasonable judgement | 0 | 0 | 0 | 0 | 0 | 0 | 0 | 0 | 0 | 0 | 0
2010 | US | SERC | Delta | - | S16d | Net Conceptual Resources After Confidence Percentage Is Applied = 8*16c | 0 | 0 | 0 | 0 | 0 | 0 | 0 | 0 | 0 | 0 | 0
2010 | US | SERC | Delta | - | S17 | Region/Subregion Target Reserve Margin | 0 | 0.15 | 0.15 | 0.15 | 0.15 | 0.15 | 0.15 | 0.15 | 0.15 | 0.15 | 0.15
2010 | US | SERC | Delta | - | S18 | Existing Certain and Net Firm Transactions Reserve Margin = (12-3)/3 | 0 | 0.47314 | 0.43402 | 0.35737 | 0.36435 | 0.32486 | 0.30239 | 0.28222 | 0.24129 | 0.20823 | 0.1799
2010 | US | SERC | Delta | - | S19 | Anticipated Capacity Resources Reserve Margin = (13-3)/3 | 0 | 0.47314 | 0.45362 | 0.38193 | 0.38955 | 0.35116 | 0.32834 | 0.30783 | 0.26662 | 0.23328 | 0.20465
2010 | US | SERC | Delta | - | S20 | Prospective Capacity Resources Reserve Margin = (14-3)/3 | 0 | 0.61091 | 0.60725 | 0.5723 | 0.58497 | 0.55 | 0.52939 | 0.50923 | 0.49235 | 0.46055 | 0.44325
2010 | US | SERC | Delta | - | S21 | Total Potential Resources Reserve Margin = (15-3)/3 | 0 | 0.61091 | 0.60725 | 0.5723 | 0.60225 | 0.60402 | 0.61002 | 0.61164 | 0.60451 | 0.58933 | 0.57049
2010 | US | SERC | Delta | - | S22 | Adjusted Potential Resources Reserve Margin = (15a-3)/3 | 0 | 0.61091 | 0.60725 | 0.5723 | 0.58497 | 0.55 | 0.52939 | 0.50923 | 0.49235 | 0.46055 | 0.44325
2010 | US | SERC | Delta | - | S23 | Total Baseline Installed Capacity | 43060.2 | 0 | 0 | 0 | 0 | 0 | 0 | 0 | 0 | 0 | 0
2010 | US | SERC | Gateway | - | S01 | Unrestricted Non-coincident Peak Demand = 2+1a+1b-1c-1d | 18246 | 19103 | 18760 | 19207 | 19340 | 19400 | 19510 | 19634 | 19772 | 19919 | 20055
2010 | US | SERC | Gateway | - | S01a | New Conservation (Energy Efficiency) | 0 | 80 | 116 | 117 | 121 | 122 | 124 | 126 | 127 | 128 | 131
2010 | US | SERC | Gateway | - | S01b | Estimated Diversity | 0 | 0 | 0 | 0 | 0 | 0 | 0 | 0 | 0 | 0 | 0
2010 | US | SERC | Gateway | - | S01c | Additions for non-member load (load served by non-registered LSE's in a region) | 0 | 41 | 42 | 42 | 43 | 43 | 44 | 44 | 45 | 45 | 46
2010 | US | SERC | Gateway | - | S01d | Stand-by Load Under Contract (Normally served by behind the meter generation) | 0 | 49 | 50 | 53 | 54 | 55 | 56 | 58 | 60 | 61 | 62
2010 | US | SERC | Gateway | - | S02 | Total Internal Demand | 18246 | 19113 | 18736 | 19185 | 19316 | 19376 | 19486 | 19610 | 19750 | 19897 | 20032
2010 | US | SERC | Gateway | - | S02a | Direct Control Load Management | 0 | 25 | 26 | 26 | 26 | 27 | 27 | 27 | 28 | 28 | 28
2010 | US | SERC | Gateway | - | S02b | Contractually Interruptible (Curtailable) | 0 | 10 | 10 | 10 | 10 | 11 | 11 | 11 | 11 | 11 | 12
2010 | US | SERC | Gateway | - | S02c | Critical Peak-Pricing (CPP) with Control | 0 | 0 | 0 | 0 | 0 | 0 | 0 | 0 | 0 | 0 | 0
2010 | US | SERC | Gateway | - | S02d | Load as a Capacity Resource | 75 | 75 | 75 | 75 | 75 | 75 | 75 | 75 | 75 | 75 | 75
2010 | US | SERC | Gateway | - | S03 | Net Internal Demand = 2-2a-2b-2c-2d | 18171 | 19003 | 18625 | 19074 | 19205 | 19263 | 19373 | 19497 | 19636 | 19783 | 19917
2010 | US | SERC | Gateway | - | S04a | Demand Response used for Reserves - Spinning | 0 | 0 | 0 | 0 | 0 | 0 | 0 | 0 | 0 | 0 | 0
2010 | US | SERC | Gateway | - | S04b | Demand Response used for Reserves - Non-Spinning | 0 | 0 | 0 | 0 | 0 | 0 | 0 | 0 | 0 | 0 | 0
2010 | US | SERC | Gateway | - | S04c | Demand Response used for Regulation | 0 | 0 | 0 | 0 | 0 | 0 | 0 | 0 | 0 | 0 | 0
2010 | US | SERC | Gateway | - | S04d | Demand Response used for Energy, Voluntary - Emergency | 0 | 10 | 10 | 10 | 10 | 10 | 10 | 10 | 10 | 10 | 10
2010 | US | SERC | Gateway | - | S05 | TOTAL INTERNAL CAPACITY = 6+7 | 23855.48 | 23922.58 | 24773.88 | 25610.88 | 25642.88 | 25642.88 | 25642.88 | 25642.88 | 25642.88 | 25642.88 | 25642.88
2010 | US | SERC | Gateway | - | S06 | EXISTING CAPACITY = 6a+6b+6c | 23855.48 | 23910.58 | 23924.88 | 23924.88 | 23924.88 | 23924.88 | 23924.88 | 23924.88 | 23924.88 | 23924.88 | 23924.88
2010 | US | SERC | Gateway | - | S06a | Existing, Certain | 23645.48 | 23700.58 | 23714.88 | 23714.88 | 23714.88 | 23714.88 | 23714.88 | 23714.88 | 23714.88 | 23714.88 | 23714.88
2010 | US | SERC | Gateway | - | S06a1 | Wind Expected On-Peak | 8 | 8 | 8 | 8 | 8 | 8 | 8 | 8 | 8 | 8 | 8
2010 | US | SERC | Gateway | - | S06a2 | Solar Expected On-Peak | 0 | 0 | 0 | 0 | 0 | 0 | 0 | 0 | 0 | 0 | 0
2010 | US | SERC | Gateway | - | S06a3 | Hydro Expected On-Peak | 383.18 | 384.28 | 384.28 | 384.28 | 384.28 | 384.28 | 384.28 | 384.28 | 384.28 | 384.28 | 384.28
2010 | US | SERC | Gateway | - | S06a4 | Biomass Expected On-Peak | 0 | 0 | 0 | 0 | 0 | 0 | 0 | 0 | 0 | 0 | 0
2010 | US | SERC | Gateway | - | S06a5 | Load as a Capacity Resource Expected On-Peak (Load Management Programs) | 0 | 0 | 0 | 0 | 0 | 0 | 0 | 0 | 0 | 0 | 0
2010 | US | SERC | Gateway | - | S06b | Existing, Other | 92 | 92 | 92 | 92 | 92 | 92 | 92 | 92 | 92 | 92 | 92
2010 | US | SERC | Gateway | - | S06b1 | Wind Derate On-Peak | 92 | 92 | 92 | 92 | 92 | 92 | 92 | 92 | 92 | 92 | 92
2010 | US | SERC | Gateway | - | S06b2 | Solar Derate On-Peak | 0 | 0 | 0 | 0 | 0 | 0 | 0 | 0 | 0 | 0 | 0
2010 | US | SERC | Gateway | - | S06b3 | Hydro Derate On-Peak | 0 | 0 | 0 | 0 | 0 | 0 | 0 | 0 | 0 | 0 | 0
2010 | US | SERC | Gateway | - | S06b4 | Biomass Derate On-Peak | 0 | 0 | 0 | 0 | 0 | 0 | 0 | 0 | 0 | 0 | 0
2010 | US | SERC | Gateway | - | S06b5 | Load as a Capacity Resource Derate On-Peak (Load Management Programs) | 0 | 0 | 0 | 0 | 0 | 0 | 0 | 0 | 0 | 0 | 0
2010 | US | SERC | Gateway | - | S06b7 | Transmission-Limited Resources | 0 | 0 | 0 | 0 | 0 | 0 | 0 | 0 | 0 | 0 | 0
2010 | US | SERC | Gateway | - | S06b8 | All Other Derates | 0 | 0 | 0 | 0 | 0 | 0 | 0 | 0 | 0 | 0 | 0
2010 | US | SERC | Gateway | - | S06b9 | Energy Only | 0 | 0 | 0 | 0 | 0 | 0 | 0 | 0 | 0 | 0 | 0
2010 | US | SERC | Gateway | - | S06c | Existing, Inoperable (Note: Not used in margin calculations) | 26 | 26 | 26 | 26 | 26 | 26 | 26 | 26 | 26 | 26 | 26
2010 | US | SERC | Gateway | - | S07 | FUTURE CAPACITY ADDITIONS = 7a+7b | 0 | 12 | 849 | 1686 | 1718 | 1718 | 1718 | 1718 | 1718 | 1718 | 1718
2010 | US | SERC | Gateway | - | S07a | Future, Planned | 0 | 12 | 849 | 1686 | 1718 | 1718 | 1718 | 1718 | 1718 | 1718 | 1718
2010 | US | SERC | Gateway | - | S07a1 | Wind Expected On-Peak | 0 | 12 | 24 | 36 | 68 | 68 | 68 | 68 | 68 | 68 | 68
2010 | US | SERC | Gateway | - | S07a2 | Wind Derate On-Peak | 0 | 0 | 0 | 0 | 0 | 0 | 0 | 0 | 0 | 0 | 0
2010 | US | SERC | Gateway | - | S07a3 | Solar Expected On-Peak | 0 | 0 | 0 | 0 | 0 | 0 | 0 | 0 | 0 | 0 | 0
2010 | US | SERC | Gateway | - | S07a4 | Solar Derate On-Peak | 0 | 0 | 0 | 0 | 0 | 0 | 0 | 0 | 0 | 0 | 0
2010 | US | SERC | Gateway | - | S07a5 | Hydro Expected On-Peak | 0 | 0 | 0 | 0 | 0 | 0 | 0 | 0 | 0 | 0 | 0
2010 | US | SERC | Gateway | - | S07a6 | Hydro Derate On-Peak | 0 | 0 | 0 | 0 | 0 | 0 | 0 | 0 | 0 | 0 | 0
2010 | US | SERC | Gateway | - | S07a7 | Biomass Expected On-Peak | 0 | 0 | 0 | 0 | 0 | 0 | 0 | 0 | 0 | 0 | 0
2010 | US | SERC | Gateway | - | S07a8 | Biomass Derate On-Peak | 0 | 0 | 0 | 0 | 0 | 0 | 0 | 0 | 0 | 0 | 0
2010 | US | SERC | Gateway | - | S07a9 | Demand Response Expected On-Peak (Load Management Programs) | 0 | 0 | 0 | 0 | 0 | 0 | 0 | 0 | 0 | 0 | 0
2010 | US | SERC | Gateway | - | S07a10 | Demand Response Derate On-Peak (Load Management Programs) | 0 | 0 | 0 | 0 | 0 | 0 | 0 | 0 | 0 | 0 | 0
2010 | US | SERC | Gateway | - | S07a11 | Transmission-Limited Resources | 0 | 0 | 0 | 0 | 0 | 0 | 0 | 0 | 0 | 0 | 0
2010 | US | SERC | Gateway | - | S07a12 | Scheduled Outage - Maintenance | 0 | 0 | 0 | 0 | 0 | 0 | 0 | 0 | 0 | 0 | 0
2010 | US | SERC | Gateway | - | S07a13 | All Other Derates | 0 | 0 | 0 | 0 | 0 | 0 | 0 | 0 | 0 | 0 | 0
2010 | US | SERC | Gateway | - | S07a14 | Energy Only | 0 | 0 | 0 | 0 | 0 | 0 | 0 | 0 | 0 | 0 | 0
2010 | US | SERC | Gateway | - | S07b | Future, Other | 0 | 0 | 0 | 0 | 0 | 0 | 0 | 0 | 0 | 0 | 0
2010 | US | SERC | Gateway | - | S07b1 | Wind Expected On-Peak | 0 | 0 | 0 | 0 | 0 | 0 | 0 | 0 | 0 | 0 | 0
2010 | US | SERC | Gateway | - | S07b2 | Wind Derate On-Peak | 0 | 0 | 0 | 0 | 0 | 0 | 0 | 0 | 0 | 0 | 0
2010 | US | SERC | Gateway | - | S07b3 | Solar Expected On-Peak | 0 | 0 | 0 | 0 | 0 | 0 | 0 | 0 | 0 | 0 | 0
2010 | US | SERC | Gateway | - | S07b4 | Solar Derate On-Peak | 0 | 0 | 0 | 0 | 0 | 0 | 0 | 0 | 0 | 0 | 0
2010 | US | SERC | Gateway | - | S07b5 | Hydro Expected On-Peak | 0 | 0 | 0 | 0 | 0 | 0 | 0 | 0 | 0 | 0 | 0
2010 | US | SERC | Gateway | - | S07b6 | Hydro Derate On-Peak | 0 | 0 | 0 | 0 | 0 | 0 | 0 | 0 | 0 | 0 | 0
2010 | US | SERC | Gateway | - | S07b7 | Biomass Expected On-Peak | 0 | 0 | 0 | 0 | 0 | 0 | 0 | 0 | 0 | 0 | 0
2010 | US | SERC | Gateway | - | S07b8 | Biomass Derate On-Peak | 0 | 0 | 0 | 0 | 0 | 0 | 0 | 0 | 0 | 0 | 0
2010 | US | SERC | Gateway | - | S07b9 | Transmission-Limited Resources | 0 | 0 | 0 | 0 | 0 | 0 | 0 | 0 | 0 | 0 | 0
2010 | US | SERC | Gateway | - | S07b10 | Scheduled Outage - Maintenance | 0 | 0 | 0 | 0 | 0 | 0 | 0 | 0 | 0 | 0 | 0
2010 | US | SERC | Gateway | - | S07b11 | All Other Derates | 0 | 0 | 0 | 0 | 0 | 0 | 0 | 0 | 0 | 0 | 0
2010 | US | SERC | Gateway | - | S07b12 | Energy Only | 0 | 0 | 0 | 0 | 0 | 0 | 0 | 0 | 0 | 0 | 0
2010 | US | SERC | Gateway | - | S08 | Conceptual | 0 | 0 | 0 | 1.68 | 14.96 | 22.32 | 44.72 | 47.92 | 47.92 | 47.92 | 47.92
2010 | US | SERC | Gateway | - | S08a1 | Wind Expected On-Peak | 0 | 0 | 0 | 1.68 | 14.96 | 22.32 | 44.72 | 47.92 | 47.92 | 47.92 | 47.92
2010 | US | SERC | Gateway | - | S08a2 | Wind Derate On-Peak | 0 | 0 | 0 | 19.32 | 172.04 | 256.68 | 514.28 | 551.08 | 551.08 | 551.08 | 551.08
2010 | US | SERC | Gateway | - | S08a3 | Solar Expected On-Peak | 0 | 0 | 0 | 0 | 0 | 0 | 0 | 0 | 0 | 0 | 0
2010 | US | SERC | Gateway | - | S08a4 | Solar Derate On-Peak | 0 | 0 | 0 | 0 | 0 | 0 | 0 | 0 | 0 | 0 | 0
2010 | US | SERC | Gateway | - | S08a5 | Hydro Expected On-Peak | 0 | 0 | 0 | 0 | 0 | 0 | 0 | 0 | 0 | 0 | 0
2010 | US | SERC | Gateway | - | S08a6 | Hydro Derate On-Peak | 0 | 0 | 0 | 0 | 0 | 0 | 0 | 0 | 0 | 0 | 0
2010 | US | SERC | Gateway | - | S08a7 | Biomass Expected On-Peak | 0 | 0 | 0 | 0 | 0 | 0 | 0 | 0 | 0 | 0 | 0
2010 | US | SERC | Gateway | - | S08a8 | Biomass Derate On-Peak | 0 | 0 | 0 | 0 | 0 | 0 | 0 | 0 | 0 | 0 | 0
2010 | US | SERC | Gateway | - | S08a9 | All Other Derates | 0 | 0 | 0 | 0 | 0 | 0 | 0 | 0 | 0 | 0 | 0
2010 | US | SERC | Gateway | - | S08a10 | Energy Only | 0 | 0 | 0 | 0 | 0 | 0 | 0 | 0 | 0 | 0 | 0
2010 | US | SERC | Gateway | - | S09 | ANTICIPATED INTERNAL CAPACITY = 6a+7a | 23645.48 | 23712.58 | 24563.88 | 25400.88 | 25432.88 | 25432.88 | 25432.88 | 25432.88 | 25432.88 | 25432.88 | 25432.88
2010 | US | SERC | Gateway | - | S10 | CAPACITY TRANSACTIONS - IMPORTS = 10a+10b+10c+10d | 3865 | 2780 | 1241 | 596 | 596 | 596 | 596 | 596 | 596 | 596 | 596
2010 | US | SERC | Gateway | - | S10a | Firm (Note: The sum of 10a1 and 10a2 must be <= 10a) | 3865 | 2780 | 1241 | 596 | 596 | 596 | 596 | 596 | 596 | 596 | 596
2010 | US | SERC | Gateway | - | S10a1 | Full-Responsibility Purchases | 82 | 126 | 0 | 0 | 0 | 0 | 0 | 0 | 0 | 0 | 0
2010 | US | SERC | Gateway | - | S10a2 | Owned Capacity/Entitlement Located Outside the Region/Subregion | 63 | 152 | 272 | 392 | 392 | 392 | 392 | 392 | 392 | 392 | 392
2010 | US | SERC | Gateway | - | S10b | Non-firm | 0 | 0 | 0 | 0 | 0 | 0 | 0 | 0 | 0 | 0 | 0
2010 | US | SERC | Gateway | - | S10c | Expected (Note: The sum of 10c1 and 10c2 must be <= 10c) | 0 | 0 | 0 | 0 | 0 | 0 | 0 | 0 | 0 | 0 | 0
2010 | US | SERC | Gateway | - | S10c1 | Full-Responsibility Purchases | 0 | 0 | 0 | 0 | 0 | 0 | 0 | 0 | 0 | 0 | 0
2010 | US | SERC | Gateway | - | S10c2 | Owned Capacity/Entitlement Located Outside the Region/Subregion | 0 | 0 | 0 | 0 | 0 | 0 | 0 | 0 | 0 | 0 | 0
2010 | US | SERC | Gateway | - | S10d | Provisional – transactions under study, but negotiations have not begun. | 0 | 0 | 0 | 0 | 0 | 0 | 0 | 0 | 0 | 0 | 0
2010 | US | SERC | Gateway | - | S11 | CAPACITY TRANSACTIONS - EXPORTS = 11a+11b+11c+11d | 4871 | 4686 | 2181 | 1143 | 785 | 780 | 741 | 741 | 741 | 741 | 741
2010 | US | SERC | Gateway | - | S11a | Firm (Note: The sum of 11a1 and 11a2 must be <= 11a) | 4871 | 4686 | 2181 | 1143 | 785 | 780 | 741 | 741 | 741 | 741 | 741
2010 | US | SERC | Gateway | - | S11a1 | Full-Responsibility Purchases | 148 | 237 | 350 | 470 | 470 | 470 | 516 | 516 | 516 | 516 | 516
2010 | US | SERC | Gateway | - | S11a2 | Owned Capacity/Entitlement Located Outside the Region/Subregion | 0 | 0 | 0 | 0 | 0 | 0 | 0 | 0 | 0 | 0 | 0
2010 | US | SERC | Gateway | - | S11b | Non-firm | 0 | 0 | 0 | 0 | 0 | 0 | 0 | 0 | 0 | 0 | 0
2010 | US | SERC | Gateway | - | S11c | Expected (Note: The sum of 11c1 and 11c2 must be <= 11c) | 0 | 0 | 0 | 0 | 0 | 0 | 0 | 0 | 0 | 0 | 0
2010 | US | SERC | Gateway | - | S11c1 | Full-Responsibility Purchases | 0 | 0 | 0 | 0 | 0 | 0 | 0 | 0 | 0 | 0 | 0
2010 | US | SERC | Gateway | - | S11c2 | Owned Capacity/Entitlement Located Outside the Region/Subregion | 0 | 0 | 0 | 0 | 0 | 0 | 0 | 0 | 0 | 0 | 0
2010 | US | SERC | Gateway | - | S11d | Provisional – transactions under study, but negotiations have not begun. | 0 | 0 | 0 | 0 | 0 | 0 | 0 | 0 | 0 | 0 | 0
2010 | US | SERC | Gateway | - | S12 | EXISTING, CERTAIN CAPACITY & NET FIRM TRANSACTIONS = 6a+Net Firm Transactions | 22639.48 | 21794.58 | 22774.88 | 23167.88 | 23525.88 | 23530.88 | 23569.88 | 23569.88 | 23569.88 | 23569.88 | 23569.88
2010 | US | SERC | Gateway | - | S13 | ANTICIPATED CAPACITY RESOURCES = 12+7a+Net Expected Transactions | 0 | 21806.58 | 23623.88 | 24853.88 | 25243.88 | 25248.88 | 25287.88 | 25287.88 | 25287.88 | 25287.88 | 25287.88
2010 | US | SERC | Gateway | - | S14 | PROSPECTIVE CAPACITY RESOURCES = 13+6b+16b | 0 | 21898.58 | 23715.88 | 24945.88 | 25335.88 | 25340.88 | 25379.88 | 25379.88 | 25379.88 | 25379.88 | 25379.88
2010 | US | SERC | Gateway | - | S15 | TOTAL POTENTIAL CAPACITY RESOURCES = 13+6b+7b+8+Net Provisional Transactions | 0 | 21898.58 | 23715.88 | 24947.56 | 25350.84 | 25363.2 | 25424.6 | 25427.8 | 25427.8 | 25427.8 | 25427.8
2010 | US | SERC | Gateway | - | S15a | ADJUSTED POTENTIAL CAPACITY RESOURCES = 13+6b+16b+16d+Net Provisional Transactions | 0 | 21898.58 | 23715.88 | 24945.88 | 25335.88 | 25340.88 | 25379.88 | 25379.88 | 25379.88 | 25379.88 | 25379.88
2010 | US | SERC | Gateway | - | S16a | Confidence of Future, Other (7b), using reasonable judgement | 0 | 0 | 0 | 0 | 0 | 0 | 0 | 0 | 0 | 0 | 0
2010 | US | SERC | Gateway | - | S16b | Net Future, Other Resources After Confidence Percentage Is Applied = 7b*16a | 0 | 0 | 0 | 0 | 0 | 0 | 0 | 0 | 0 | 0 | 0
2010 | US | SERC | Gateway | - | S16c | Confidence of Conceptual (8), using reasonable judgement | 0 | 0 | 0 | 0 | 0 | 0 | 0 | 0 | 0 | 0 | 0
2010 | US | SERC | Gateway | - | S16d | Net Conceptual Resources After Confidence Percentage Is Applied = 8*16c | 0 | 0 | 0 | 0 | 0 | 0 | 0 | 0 | 0 | 0 | 0
2010 | US | SERC | Gateway | - | S17 | Region/Subregion Target Reserve Margin | 0 | 0.119 | 0.119 | 0.119 | 0.119 | 0.119 | 0.119 | 0.119 | 0.119 | 0.119 | 0.119
2010 | US | SERC | Gateway | - | S18 | Existing Certain and Net Firm Transactions Reserve Margin = (12-3)/3 | 0 | 0.1469 | 0.22281 | 0.21463 | 0.22499 | 0.22156 | 0.21664 | 0.2089 | 0.20034 | 0.19142 | 0.18341
2010 | US | SERC | Gateway | - | S19 | Anticipated Capacity Resources Reserve Margin = (13-3)/3 | 0 | 0.14753 | 0.2684 | 0.30302 | 0.31444 | 0.31074 | 0.30532 | 0.29701 | 0.28783 | 0.27826 | 0.26966
2010 | US | SERC | Gateway | - | S20 | Prospective Capacity Resources Reserve Margin = (14-3)/3 | 0 | 0.15237 | 0.27334 | 0.30785 | 0.31923 | 0.31552 | 0.31006 | 0.30173 | 0.29252 | 0.28291 | 0.27428
2010 | US | SERC | Gateway | - | S21 | Total Potential Resources Reserve Margin = (15-3)/3 | 0 | 0.15237 | 0.27334 | 0.30794 | 0.32001 | 0.31668 | 0.31237 | 0.30419 | 0.29496 | 0.28534 | 0.27669
2010 | US | SERC | Gateway | - | S22 | Adjusted Potential Resources Reserve Margin = (15a-3)/3 | 0 | 0.15237 | 0.27334 | 0.30785 | 0.31923 | 0.31552 | 0.31006 | 0.30173 | 0.29252 | 0.28291 | 0.27428
2010 | US | SERC | Gateway | - | S23 | Total Baseline Installed Capacity | 23855.48 | 0 | 0 | 0 | 0 | 0 | 0 | 0 | 0 | 0 | 0
2010 | US | SERC | Southeastern | - | S01 | Unrestricted Non-coincident Peak Demand = 2+1a+1b-1c-1d | 45831 | 48569 | 49803 | 51112 | 52330 | 53271 | 54208 | 55127 | 56266 | 57122 | 58157
2010 | US | SERC | Southeastern | - | S01a | New Conservation (Energy Efficiency) | 0 | 97 | 98 | 100 | 101 | 103 | 105 | 106 | 108 | 109 | 111
2010 | US | SERC | Southeastern | - | S01b | Estimated Diversity | 0 | 0 | 0 | 0 | 0 | 0 | 0 | 0 | 0 | 0 | 0
2010 | US | SERC | Southeastern | - | S01c | Additions for non-member load (load served by non-registered LSE's in a region) | 0 | 0 | 0 | 0 | 0 | 0 | 0 | 0 | 0 | 0 | 0
2010 | US | SERC | Southeastern | - | S01d | Stand-by Load Under Contract (Normally served by behind the meter generation) | 0 | 0 | 0 | 0 | 0 | 0 | 0 | 0 | 0 | 0 | 0
2010 | US | SERC | Southeastern | - | S02 | Total Internal Demand | 45831 | 48472 | 49705 | 51012 | 52229 | 53168 | 54103 | 55021 | 56158 | 57013 | 58046
2010 | US | SERC | Southeastern | - | S02a | Direct Control Load Management | 331 | 340 | 359 | 380 | 404 | 426 | 519 | 604 | 695 | 705 | 715
2010 | US | SERC | Southeastern | - | S02b | Contractually Interruptible (Curtailable) | 1232 | 1233 | 1235 | 1237 | 1238 | 1238 | 1238 | 1238 | 1238 | 1238 | 1238
2010 | US | SERC | Southeastern | - | S02c | Critical Peak-Pricing (CPP) with Control | 0 | 0 | 0 | 0 | 0 | 0 | 0 | 0 | 0 | 0 | 0
2010 | US | SERC | Southeastern | - | S02d | Load as a Capacity Resource | 85 | 92 | 96 | 100 | 104 | 107 | 109 | 112 | 113 | 115 | 117
2010 | US | SERC | Southeastern | - | S03 | Net Internal Demand = 2-2a-2b-2c-2d | 44183 | 46807 | 48015 | 49295 | 50483 | 51397 | 52237 | 53067 | 54112 | 54955 | 55976
2010 | US | SERC | Southeastern | - | S04a | Demand Response used for Reserves - Spinning | 0 | 0 | 0 | 0 | 0 | 0 | 0 | 0 | 0 | 0 | 0
2010 | US | SERC | Southeastern | - | S04b | Demand Response used for Reserves - Non-Spinning | 0 | 0 | 0 | 0 | 0 | 0 | 0 | 0 | 0 | 0 | 0
2010 | US | SERC | Southeastern | - | S04c | Demand Response used for Regulation | 0 | 0 | 0 | 0 | 0 | 0 | 0 | 0 | 0 | 0 | 0
2010 | US | SERC | Southeastern | - | S04d | Demand Response used for Energy, Voluntary - Emergency | 0 | 0 | 0 | 0 | 0 | 0 | 0 | 0 | 0 | 0 | 0
2010 | US | SERC | Southeastern | - | S05 | TOTAL INTERNAL CAPACITY = 6+7 | 63213.45 | 64101.25 | 65980.25 | 66496.05 | 66494.25 | 66985.25 | 67849.25 | 69565.25 | 70699.25 | 70719.25 | 71307.25
2010 | US | SERC | Southeastern | - | S06 | EXISTING CAPACITY = 6a+6b+6c | 63213.45 | 63279.25 | 63136.25 | 62665.05 | 62663.25 | 62469.25 | 62601.25 | 62612.25 | 62646.25 | 62666.25 | 62654.25
2010 | US | SERC | Southeastern | - | S06a | Existing, Certain | 59922.45 | 59988.25 | 59811.25 | 58715.25 | 59608.45 | 59139.45 | 59139.45 | 59139.45 | 59139.45 | 59139.45 | 59127.45
2010 | US | SERC | Southeastern | - | S06a1 | Wind Expected On-Peak | 0 | 0 | 0 | 0 | 0 | 0 | 0 | 0 | 0 | 0 | 0
2010 | US | SERC | Southeastern | - | S06a2 | Solar Expected On-Peak | 0 | 0 | 0 | 0 | 0 | 0 | 0 | 0 | 0 | 0 | 0
2010 | US | SERC | Southeastern | - | S06a3 | Hydro Expected On-Peak | 3348.52 | 3348.52 | 3348.52 | 3348.52 | 3348.52 | 3348.52 | 3348.52 | 3348.52 | 3348.52 | 3348.52 | 3348.52
2010 | US | SERC | Southeastern | - | S06a4 | Biomass Expected On-Peak | 0 | 17 | 17 | 17 | 17 | 17 | 17 | 17 | 17 | 17 | 17
2010 | US | SERC | Southeastern | - | S06a5 | Load as a Capacity Resource Expected On-Peak (Load Management Programs) | 0 | 0 | 0 | 0 | 0 | 0 | 0 | 0 | 0 | 0 | 0
2010 | US | SERC | Southeastern | - | S06b | Existing, Other | 3291 | 3291 | 3308 | 3931.4 | 3036.4 | 3271.4 | 3337.4 | 3342.9 | 3359.9 | 3369.9 | 3369.9
2010 | US | SERC | Southeastern | - | S06b1 | Wind Derate On-Peak | 0 | 0 | 0 | 0 | 0 | 0 | 0 | 0 | 0 | 0 | 0
2010 | US | SERC | Southeastern | - | S06b2 | Solar Derate On-Peak | 0 | 0 | 0 | 0 | 0 | 0 | 0 | 0 | 0 | 0 | 0
2010 | US | SERC | Southeastern | - | S06b3 | Hydro Derate On-Peak | 0 | 0 | 0 | 0 | 0 | 0 | 0 | 0 | 0 | 0 | 0
2010 | US | SERC | Southeastern | - | S06b4 | Biomass Derate On-Peak | 0 | 0 | 0 | 0 | 0 | 0 | 0 | 0 | 0 | 0 | 0
2010 | US | SERC | Southeastern | - | S06b5 | Load as a Capacity Resource Derate On-Peak (Load Management Programs) | 0 | 0 | 0 | 0 | 0 | 0 | 0 | 0 | 0 | 0 | 0
2010 | US | SERC | Southeastern | - | S06b7 | Transmission-Limited Resources | 0 | 0 | 0 | 0 | 0 | 0 | 0 | 0 | 0 | 0 | 0
2010 | US | SERC | Southeastern | - | S06b8 | All Other Derates | 0 | 0 | 17 | 18.4 | 18.4 | 58.4 | 124.4 | 129.9 | 146.9 | 156.9 | 156.9
2010 | US | SERC | Southeastern | - | S06b9 | Energy Only | 0 | 0 | 0 | 0 | 0 | 0 | 0 | 0 | 0 | 0 | 0
2010 | US | SERC | Southeastern | - | S06c | Existing, Inoperable (Note: Not used in margin calculations) | 0 | 0 | 0 | 0 | 0 | 0 | 0 | 0 | 0 | 0 | 0
2010 | US | SERC | Southeastern | - | S07 | FUTURE CAPACITY ADDITIONS = 7a+7b | 0 | 822 | 2844 | 3831 | 3831 | 4516 | 5248 | 6953 | 8053 | 8053 | 8653
2010 | US | SERC | Southeastern | - | S07a | Future, Planned | 0 | 822 | 2844 | 3831 | 3831 | 4516 | 5248 | 6953 | 8053 | 8053 | 8653
2010 | US | SERC | Southeastern | - | S07a1 | Wind Expected On-Peak | 0 | 0 | 0 | 0 | 0 | 0 | 0 | 0 | 0 | 0 | 0
2010 | US | SERC | Southeastern | - | S07a2 | Wind Derate On-Peak | 0 | 0 | 0 | 0 | 0 | 0 | 0 | 0 | 0 | 0 | 0
2010 | US | SERC | Southeastern | - | S07a3 | Solar Expected On-Peak | 0 | 0 | 0 | 0 | 0 | 0 | 0 | 0 | 0 | 0 | 0
2010 | US | SERC | Southeastern | - | S07a4 | Solar Derate On-Peak | 0 | 0 | 0 | 0 | 0 | 0 | 0 | 0 | 0 | 0 | 0
2010 | US | SERC | Southeastern | - | S07a5 | Hydro Expected On-Peak | 0 | 0 | 0 | 0 | 0 | 0 | 0 | 0 | 0 | 0 | 0
2010 | US | SERC | Southeastern | - | S07a6 | Hydro Derate On-Peak | 0 | 0 | 0 | 0 | 0 | 0 | 0 | 0 | 0 | 0 | 0
2010 | US | SERC | Southeastern | - | S07a7 | Biomass Expected On-Peak | 0 | 0 | 0 | 50 | 50 | 150 | 150 | 150 | 150 | 150 | 150
2010 | US | SERC | Southeastern | - | S07a8 | Biomass Derate On-Peak | 0 | 0 | 0 | 0 | 0 | 0 | 0 | 0 | 0 | 0 | 0
2010 | US | SERC | Southeastern | - | S07a9 | Demand Response Expected On-Peak (Load Management Programs) | 0 | 0 | 0 | 0 | 0 | 0 | 0 | 0 | 0 | 0 | 0
2010 | US | SERC | Southeastern | - | S07a10 | Demand Response Derate On-Peak (Load Management Programs) | 0 | 0 | 0 | 0 | 0 | 0 | 0 | 0 | 0 | 0 | 0
2010 | US | SERC | Southeastern | - | S07a11 | Transmission-Limited Resources | 0 | 0 | 0 | 0 | 0 | 0 | 0 | 0 | 0 | 0 | 0
2010 | US | SERC | Southeastern | - | S07a12 | Scheduled Outage - Maintenance | 0 | 0 | 0 | 0 | 0 | 0 | 0 | 0 | 0 | 0 | 0
2010 | US | SERC | Southeastern | - | S07a13 | All Other Derates | 0 | 0 | 0 | 0 | 0 | 0 | 0 | 0 | 0 | 0 | 0
2010 | US | SERC | Southeastern | - | S07a14 | Energy Only | 0 | 0 | 0 | 0 | 0 | 0 | 0 | 0 | 0 | 0 | 0
2010 | US | SERC | Southeastern | - | S07b | Future, Other | 0 | 0 | 0 | 0 | 0 | 0 | 0 | 0 | 0 | 0 | 0
2010 | US | SERC | Southeastern | - | S07b1 | Wind Expected On-Peak | 0 | 0 | 0 | 0 | 0 | 0 | 0 | 0 | 0 | 0 | 0
2010 | US | SERC | Southeastern | - | S07b2 | Wind Derate On-Peak | 0 | 0 | 0 | 0 | 0 | 0 | 0 | 0 | 0 | 0 | 0
2010 | US | SERC | Southeastern | - | S07b3 | Solar Expected On-Peak | 0 | 0 | 0 | 0 | 0 | 0 | 0 | 0 | 0 | 0 | 0
2010 | US | SERC | Southeastern | - | S07b4 | Solar Derate On-Peak | 0 | 0 | 0 | 0 | 0 | 0 | 0 | 0 | 0 | 0 | 0
2010 | US | SERC | Southeastern | - | S07b5 | Hydro Expected On-Peak | 0 | 0 | 0 | 0 | 0 | 0 | 0 | 0 | 0 | 0 | 0
2010 | US | SERC | Southeastern | - | S07b6 | Hydro Derate On-Peak | 0 | 0 | 0 | 0 | 0 | 0 | 0 | 0 | 0 | 0 | 0
2010 | US | SERC | Southeastern | - | S07b7 | Biomass Expected On-Peak | 0 | 0 | 0 | 0 | 0 | 0 | 0 | 0 | 0 | 0 | 0
2010 | US | SERC | Southeastern | - | S07b8 | Biomass Derate On-Peak | 0 | 0 | 0 | 0 | 0 | 0 | 0 | 0 | 0 | 0 | 0
2010 | US | SERC | Southeastern | - | S07b9 | Transmission-Limited Resources | 0 | 0 | 0 | 0 | 0 | 0 | 0 | 0 | 0 | 0 | 0
2010 | US | SERC | Southeastern | - | S07b10 | Scheduled Outage - Maintenance | 0 | 0 | 0 | 0 | 0 | 0 | 0 | 0 | 0 | 0 | 0
2010 | US | SERC | Southeastern | - | S07b11 | All Other Derates | 0 | 0 | 0 | 0 | 0 | 0 | 0 | 0 | 0 | 0 | 0
2010 | US | SERC | Southeastern | - | S07b12 | Energy Only | 0 | 0 | 0 | 0 | 0 | 0 | 0 | 0 | 0 | 0 | 0
2010 | US | SERC | Southeastern | - | S08 | Conceptual | 0 | 0 | 0 | 0 | 613 | 613 | 613 | 2745 | 2745 | 2745 | 2932
2010 | US | SERC | Southeastern | - | S08a1 | Wind Expected On-Peak | 0 | 0 | 0 | 0 | 0 | 0 | 0 | 0 | 0 | 0 | 0
2010 | US | SERC | Southeastern | - | S08a2 | Wind Derate On-Peak | 0 | 0 | 0 | 0 | 0 | 0 | 0 | 0 | 0 | 0 | 0
2010 | US | SERC | Southeastern | - | S08a3 | Solar Expected On-Peak | 0 | 0 | 0 | 0 | 0 | 0 | 0 | 0 | 0 | 0 | 0
2010 | US | SERC | Southeastern | - | S08a4 | Solar Derate On-Peak | 0 | 0 | 0 | 0 | 0 | 0 | 0 | 0 | 0 | 0 | 0
2010 | US | SERC | Southeastern | - | S08a5 | Hydro Expected On-Peak | 0 | 0 | 0 | 0 | 0 | 0 | 0 | 0 | 0 | 0 | 0
2010 | US | SERC | Southeastern | - | S08a6 | Hydro Derate On-Peak | 0 | 0 | 0 | 0 | 0 | 0 | 0 | 0 | 0 | 0 | 0
2010 | US | SERC | Southeastern | - | S08a7 | Biomass Expected On-Peak | 0 | 0 | 0 | 0 | 0 | 0 | 0 | 0 | 0 | 0 | 0
2010 | US | SERC | Southeastern | - | S08a8 | Biomass Derate On-Peak | 0 | 0 | 0 | 0 | 0 | 0 | 0 | 0 | 0 | 0 | 0
2010 | US | SERC | Southeastern | - | S08a9 | All Other Derates | 0 | 0 | 0 | 0 | 0 | 0 | 0 | 0 | 0 | 0 | 0
2010 | US | SERC | Southeastern | - | S08a10 | Energy Only | 0 | 0 | 0 | 0 | 0 | 0 | 0 | 0 | 0 | 0 | 0
2010 | US | SERC | Southeastern | - | S09 | ANTICIPATED INTERNAL CAPACITY = 6a+7a | 59922.45 | 60810.25 | 62655.25 | 62546.25 | 63439.45 | 63655.45 | 64387.45 | 66092.45 | 67192.45 | 67192.45 | 67780.45
2010 | US | SERC | Southeastern | - | S10 | CAPACITY TRANSACTIONS - IMPORTS = 10a+10b+10c+10d | 4565 | 6467 | 6657 | 6475 | 6778 | 7847 | 7481 | 5909 | 5972 | 6370 | 6785
2010 | US | SERC | Southeastern | - | S10a | Firm (Note: The sum of 10a1 and 10a2 must be <= 10a) | 4565 | 6467 | 6657 | 6475 | 6778 | 7847 | 7481 | 5909 | 5972 | 6370 | 6785
2010 | US | SERC | Southeastern | - | S10a1 | Full-Responsibility Purchases | 1895 | 2655 | 2862 | 3164 | 3467 | 4536 | 4170 | 2878 | 2941 | 3339 | 3754
2010 | US | SERC | Southeastern | - | S10a2 | Owned Capacity/Entitlement Located Outside the Region/Subregion | 126 | 126 | 126 | 142 | 142 | 142 | 142 | 142 | 142 | 142 | 142
2010 | US | SERC | Southeastern | - | S10b | Non-firm | 0 | 0 | 0 | 0 | 0 | 0 | 0 | 0 | 0 | 0 | 0
2010 | US | SERC | Southeastern | - | S10c | Expected (Note: The sum of 10c1 and 10c2 must be <= 10c) | 0 | 0 | 0 | 0 | 0 | 0 | 0 | 0 | 0 | 0 | 0
2010 | US | SERC | Southeastern | - | S10c1 | Full-Responsibility Purchases | 0 | 0 | 0 | 0 | 0 | 0 | 0 | 0 | 0 | 0 | 0
2010 | US | SERC | Southeastern | - | S10c2 | Owned Capacity/Entitlement Located Outside the Region/Subregion | 0 | 0 | 0 | 0 | 0 | 0 | 0 | 0 | 0 | 0 | 0
2010 | US | SERC | Southeastern | - | S10d | Provisional – transactions under study, but negotiations have not begun. | 0 | 0 | 0 | 0 | 0 | 0 | 0 | 0 | 0 | 0 | 0
2010 | US | SERC | Southeastern | - | S11 | CAPACITY TRANSACTIONS - EXPORTS = 11a+11b+11c+11d | 3588 | 6304 | 6241 | 6468 | 6613 | 6556 | 6369 | 4139 | 4300 | 4319 | 4423
2010 | US | SERC | Southeastern | - | S11a | Firm (Note: The sum of 11a1 and 11a2 must be <= 11a) | 3588 | 6304 | 6241 | 6468 | 6613 | 6556 | 6369 | 4139 | 4300 | 4319 | 4423
2010 | US | SERC | Southeastern | - | S11a1 | Full-Responsibility Purchases | 0 | 0 | 0 | 0 | 0 | 0 | 0 | 0 | 0 | 0 | 0
2010 | US | SERC | Southeastern | - | S11a2 | Owned Capacity/Entitlement Located Outside the Region/Subregion | 844 | 844 | 844 | 844 | 844 | 844 | 844 | 844 | 844 | 844 | 844
2010 | US | SERC | Southeastern | - | S11b | Non-firm | 0 | 0 | 0 | 0 | 0 | 0 | 0 | 0 | 0 | 0 | 0
2010 | US | SERC | Southeastern | - | S11c | Expected (Note: The sum of 11c1 and 11c2 must be <= 11c) | 0 | 0 | 0 | 0 | 0 | 0 | 0 | 0 | 0 | 0 | 0
2010 | US | SERC | Southeastern | - | S11c1 | Full-Responsibility Purchases | 0 | 0 | 0 | 0 | 0 | 0 | 0 | 0 | 0 | 0 | 0
2010 | US | SERC | Southeastern | - | S11c2 | Owned Capacity/Entitlement Located Outside the Region/Subregion | 0 | 0 | 0 | 0 | 0 | 0 | 0 | 0 | 0 | 0 | 0
2010 | US | SERC | Southeastern | - | S11d | Provisional – transactions under study, but negotiations have not begun. | 0 | 0 | 0 | 0 | 0 | 0 | 0 | 0 | 0 | 0 | 0
2010 | US | SERC | Southeastern | - | S12 | EXISTING, CERTAIN CAPACITY & NET FIRM TRANSACTIONS = 6a+Net Firm Transactions | 60899.45 | 60151.25 | 60227.25 | 58722.25 | 59773.45 | 60430.45 | 60251.45 | 60909.45 | 60811.45 | 61190.45 | 61489.45
2010 | US | SERC | Southeastern | - | S13 | ANTICIPATED CAPACITY RESOURCES = 12+7a+Net Expected Transactions | 0 | 60973.25 | 63071.25 | 62553.25 | 63604.45 | 64946.45 | 65499.45 | 67862.45 | 68864.45 | 69243.45 | 70142.45
2010 | US | SERC | Southeastern | - | S14 | PROSPECTIVE CAPACITY RESOURCES = 13+6b+16b | 0 | 64264.25 | 66379.25 | 66484.65 | 66640.85 | 68217.85 | 68836.85 | 71205.35 | 72224.35 | 72613.35 | 73512.35
2010 | US | SERC | Southeastern | - | S15 | TOTAL POTENTIAL CAPACITY RESOURCES = 13+6b+7b+8+Net Provisional Transactions | 0 | 64264.25 | 66379.25 | 66484.65 | 67253.85 | 68830.85 | 69449.85 | 73950.35 | 74969.35 | 75358.35 | 76444.35
2010 | US | SERC | Southeastern | - | S15a | ADJUSTED POTENTIAL CAPACITY RESOURCES = 13+6b+16b+16d+Net Provisional Transactions | 0 | 64264.25 | 66379.25 | 66484.65 | 66640.85 | 68217.85 | 68836.85 | 71205.35 | 72224.35 | 72613.35 | 73512.35
2010 | US | SERC | Southeastern | - | S16a | Confidence of Future, Other (7b), using reasonable judgement | 0 | 0 | 0 | 0 | 0 | 0 | 0 | 0 | 0 | 0 | 0
2010 | US | SERC | Southeastern | - | S16b | Net Future, Other Resources After Confidence Percentage Is Applied = 7b*16a | 0 | 0 | 0 | 0 | 0 | 0 | 0 | 0 | 0 | 0 | 0
2010 | US | SERC | Southeastern | - | S16c | Confidence of Conceptual (8), using reasonable judgement | 0 | 0 | 0 | 0 | 0 | 0 | 0 | 0 | 0 | 0 | 0
2010 | US | SERC | Southeastern | - | S16d | Net Conceptual Resources After Confidence Percentage Is Applied = 8*16c | 0 | 0 | 0 | 0 | 0 | 0 | 0 | 0 | 0 | 0 | 0
2010 | US | SERC | Southeastern | - | S17 | Region/Subregion Target Reserve Margin | 0 | 0.15 | 0.15 | 0.15 | 0.15 | 0.15 | 0.15 | 0.15 | 0.15 | 0.15 | 0.15
2010 | US | SERC | Southeastern | - | S18 | Existing Certain and Net Firm Transactions Reserve Margin = (12-3)/3 | 0 | 0.28509 | 0.25434 | 0.19124 | 0.18403 | 0.17576 | 0.15342 | 0.14778 | 0.12381 | 0.11346 | 0.098497
2010 | US | SERC | Southeastern | - | S19 | Anticipated Capacity Resources Reserve Margin = (13-3)/3 | 0 | 0.30265 | 0.31357 | 0.26896 | 0.25992 | 0.26362 | 0.25389 | 0.27881 | 0.27263 | 0.26 | 0.25308
2010 | US | SERC | Southeastern | - | S20 | Prospective Capacity Resources Reserve Margin = (14-3)/3 | 0 | 0.37296 | 0.38247 | 0.34871 | 0.32007 | 0.32727 | 0.31778 | 0.3418 | 0.33472 | 0.32132 | 0.31328
2010 | US | SERC | Southeastern | - | S21 | Total Potential Resources Reserve Margin = (15-3)/3 | 0 | 0.37296 | 0.38247 | 0.34871 | 0.33221 | 0.3392 | 0.32951 | 0.39353 | 0.38545 | 0.37127 | 0.36566
2010 | US | SERC | Southeastern | - | S22 | Adjusted Potential Resources Reserve Margin = (15a-3)/3 | 0 | 0.37296 | 0.38247 | 0.34871 | 0.32007 | 0.32727 | 0.31778 | 0.3418 | 0.33472 | 0.32132 | 0.31328
2010 | US | SERC | Southeastern | - | S23 | Total Baseline Installed Capacity | 63213.45 | 0 | 0 | 0 | 0 | 0 | 0 | 0 | 0 | 0 | 0
2010 | US | SERC | VACAR | - | S01 | Unrestricted Non-coincident Peak Demand = 2+1a+1b-1c-1d | 60275 | 63952 | 65554 | 67190 | 68630 | 69892 | 71168 | 72318 | 73558 | 73866 | 76092
2010 | US | SERC | VACAR | - | S01a | New Conservation (Energy Efficiency) | 0 | 116 | 218 | 329 | 461 | 570 | 693 | 834 | 943 | 1046 | 1164
2010 | US | SERC | VACAR | - | S01b | Estimated Diversity | 0 | 723 | 732 | 750 | 764 | 802 | 848 | 822 | 842 | 860 | 913
2010 | US | SERC | VACAR | - | S01c | Additions for non-member load (load served by non-registered LSE's in a region) | 0 | 239 | 246 | 246 | 246 | 246 | 246 | 246 | 248 | 249 | 251
2010 | US | SERC | VACAR | - | S01d | Stand-by Load Under Contract (Normally served by behind the meter generation) | 0 | 104 | 106 | 107 | 108 | 109 | 110 | 111 | 113 | 1033 | 113
2010 | US | SERC | VACAR | - | S02 | Total Internal Demand | 60275 | 63456 | 64956 | 66464 | 67759 | 68875 | 69983 | 71019 | 72134 | 73242 | 74379
2010 | US | SERC | VACAR | - | S02a | Direct Control Load Management | 258 | 490 | 584 | 695 | 725 | 755 | 785 | 815 | 845 | 874 | 904
2010 | US | SERC | VACAR | - | S02b | Contractually Interruptible (Curtailable) | 1255 | 1383 | 1529 | 1770 | 1751 | 1724 | 1724 | 1724 | 1724 | 1724 | 1724
2010 | US | SERC | VACAR | - | S02c | Critical Peak-Pricing (CPP) with Control | 0 | 0 | 0 | 0 | 0 | 0 | 0 | 0 | 0 | 0 | 0
2010 | US | SERC | VACAR | - | S02d | Load as a Capacity Resource | 65 | 89 | 89 | 89 | 89 | 89 | 89 | 89 | 89 | 89 | 89
2010 | US | SERC | VACAR | - | S03 | Net Internal Demand = 2-2a-2b-2c-2d | 58697 | 61494 | 62754 | 63910 | 65194 | 66307 | 67385 | 68391 | 69476 | 70555 | 71662
2010 | US | SERC | VACAR | - | S04a | Demand Response used for Reserves - Spinning | 608 | 605 | 605 | 605 | 605 | 605 | 605 | 605 | 605 | 605 | 605
2010 | US | SERC | VACAR | - | S04b | Demand Response used for Reserves - Non-Spinning | 241 | 256 | 256 | 256 | 256 | 256 | 256 | 256 | 256 | 256 | 256
2010 | US | SERC | VACAR | - | S04c | Demand Response used for Regulation | 0 | 0 | 0 | 0 | 0 | 0 | 0 | 0 | 0 | 0 | 0
2010 | US | SERC | VACAR | - | S04d | Demand Response used for Energy, Voluntary - Emergency | 492 | 509 | 585 | 595 | 602 | 602 | 602 | 602 | 602 | 602 | 602
2010 | US | SERC | VACAR | - | S05 | TOTAL INTERNAL CAPACITY = 6+7 | 73502.275 | 73533.275 | 74324.275 | 77338.275 | 78535.275 | 78665.275 | 79564.275 | 83036.275 | 83036.275 | 83036.275 | 83943.275
2010 | US | SERC | VACAR | - | S06 | EXISTING CAPACITY = 6a+6b+6c | 73502.275 | 73492.275 | 73648.275 | 75307.275 | 75527.775 | 75657.775 | 75681.775 | 75591.775 | 75591.775 | 75591.775 | 75381.775
2010 | US | SERC | VACAR | - | S06a | Existing, Certain | 71658.665 | 71678.665 | 71834.665 | 73493.665 | 73714.165 | 73844.165 | 73868.165 | 73778.165 | 73778.165 | 73778.165 | 73568.165
2010 | US | SERC | VACAR | - | S06a1 | Wind Expected On-Peak | 0 | 0 | 0 | 0 | 0 | 0 | 0 | 0 | 0 | 0 | 0
2010 | US | SERC | VACAR | - | S06a2 | Solar Expected On-Peak | 0 | 0 | 0 | 0 | 0 | 0 | 0 | 0 | 0 | 0 | 0
2010 | US | SERC | VACAR | - | S06a3 | Hydro Expected On-Peak | 3615.34 | 3614.34 | 3614.34 | 3614.34 | 3614.34 | 3614.34 | 3614.34 | 3614.34 | 3614.34 | 3614.34 | 3614.34
2010 | US | SERC | VACAR | - | S06a4 | Biomass Expected On-Peak | 200.1 | 218.1 | 218.1 | 218.1 | 218.1 | 218.1 | 218.1 | 218.1 | 218.1 | 218.1 | 218.1
2010 | US | SERC | VACAR | - | S06a5 | Load as a Capacity Resource Expected On-Peak (Load Management Programs) | 0 | 0 | 0 | 0 | 0 | 0 | 0 | 0 | 0 | 0 | 0
2010 | US | SERC | VACAR | - | S06b | Existing, Other | 1809.6 | 1779.6 | 1779.6 | 1779.6 | 1779.6 | 1779.6 | 1779.6 | 1779.6 | 1779.6 | 1779.6 | 1779.6
2010 | US | SERC | VACAR | - | S06b1 | Wind Derate On-Peak | 0 | 0 | 0 | 0 | 0 | 0 | 0 | 0 | 0 | 0 | 0
2010 | US | SERC | VACAR | - | S06b2 | Solar Derate On-Peak | 0 | 0 | 0 | 0 | 0 | 0 | 0 | 0 | 0 | 0 | 0
2010 | US | SERC | VACAR | - | S06b3 | Hydro Derate On-Peak | 0 | 0 | 0 | 0 | 0 | 0 | 0 | 0 | 0 | 0 | 0
2010 | US | SERC | VACAR | - | S06b4 | Biomass Derate On-Peak | 0 | 0 | 0 | 0 | 0 | 0 | 0 | 0 | 0 | 0 | 0
2010 | US | SERC | VACAR | - | S06b5 | Load as a Capacity Resource Derate On-Peak (Load Management Programs) | 0 | 0 | 0 | 0 | 0 | 0 | 0 | 0 | 0 | 0 | 0
2010 | US | SERC | VACAR | - | S06b7 | Transmission-Limited Resources | 0 | 0 | 0 | 0 | 0 | 0 | 0 | 0 | 0 | 0 | 0
2010 | US | SERC | VACAR | - | S06b8 | All Other Derates | 0 | 0 | 0 | 0 | 0 | 0 | 0 | 0 | 0 | 0 | 0
2010 | US | SERC | VACAR | - | S06b9 | Energy Only | 0 | 0 | 0 | 0 | 0 | 0 | 0 | 0 | 0 | 0 | 0
2010 | US | SERC | VACAR | - | S06c | Existing, Inoperable (Note: Not used in margin calculations) | 34.01 | 34.01 | 34.01 | 34.01 | 34.01 | 34.01 | 34.01 | 34.01 | 34.01 | 34.01 | 34.01
2010 | US | SERC | VACAR | - | S07 | FUTURE CAPACITY ADDITIONS = 7a+7b | 0 | 41 | 676 | 2031 | 3007.5 | 3007.5 | 3882.5 | 7444.5 | 7444.5 | 7444.5 | 8561.5
2010 | US | SERC | VACAR | - | S07a | Future, Planned | 0 | 41 | 676 | 2031 | 3007.5 | 3007.5 | 3882.5 | 7444.5 | 7444.5 | 7444.5 | 8561.5
2010 | US | SERC | VACAR | - | S07a1 | Wind Expected On-Peak | 0 | 0 | 0 | 0 | 0 | 0 | 0 | 0 | 0 | 0 | 0
2010 | US | SERC | VACAR | - | S07a2 | Wind Derate On-Peak | 0 | 0 | 0 | 0 | 0 | 0 | 0 | 0 | 0 | 0 | 0
2010 | US | SERC | VACAR | - | S07a3 | Solar Expected On-Peak | 0 | 0 | 0 | 0 | 0 | 0 | 0 | 0 | 0 | 0 | 0
2010 | US | SERC | VACAR | - | S07a4 | Solar Derate On-Peak | 0 | 0 | 0 | 0 | 0 | 0 | 0 | 0 | 0 | 0 | 0
2010 | US | SERC | VACAR | - | S07a5 | Hydro Expected On-Peak | 0 | 0 | 0 | 0 | 0 | 0 | 0 | 0 | 0 | 0 | 0
2010 | US | SERC | VACAR | - | S07a6 | Hydro Derate On-Peak | 0 | 0 | 0 | 0 | 0 | 0 | 0 | 0 | 0 | 0 | 0
2010 | US | SERC | VACAR | - | S07a7 | Biomass Expected On-Peak | 0 | 0 | 0 | 80 | 80 | 80 | 80 | 80 | 80 | 80 | 80
2010 | US | SERC | VACAR | - | S07a8 | Biomass Derate On-Peak | 0 | 0 | 0 | 0 | 0 | 0 | 0 | 0 | 0 | 0 | 0
2010 | US | SERC | VACAR | - | S07a9 | Demand Response Expected On-Peak (Load Management Programs) | 0 | 0 | 0 | 0 | 0 | 0 | 0 | 0 | 0 | 0 | 0
2010 | US | SERC | VACAR | - | S07a10 | Demand Response Derate On-Peak (Load Management Programs) | 0 | 0 | 0 | 0 | 0 | 0 | 0 | 0 | 0 | 0 | 0
2010 | US | SERC | VACAR | - | S07a11 | Transmission-Limited Resources | 0 | 0 | 0 | 0 | 0 | 0 | 0 | 0 | 0 | 0 | 0
2010 | US | SERC | VACAR | - | S07a12 | Scheduled Outage - Maintenance | 0 | 0 | 0 | 0 | 0 | 0 | 0 | 0 | 0 | 0 | 0
2010 | US | SERC | VACAR | - | S07a13 | All Other Derates | 0 | 0 | 0 | 0 | 0 | 0 | 0 | 0 | 0 | 0 | 0
2010 | US | SERC | VACAR | - | S07a14 | Energy Only | 0 | 0 | 0 | 0 | 0 | 0 | 0 | 0 | 0 | 0 | 0
2010 | US | SERC | VACAR | - | S07b | Future, Other | 0 | 0 | 0 | 0 | 0 | 0 | 0 | 0 | 0 | 0 | 0
2010 | US | SERC | VACAR | - | S07b1 | Wind Expected On-Peak | 0 | 0 | 0 | 0 | 0 | 0 | 0 | 0 | 0 | 0 | 0
2010 | US | SERC | VACAR | - | S07b2 | Wind Derate On-Peak | 0 | 0 | 0 | 0 | 0 | 0 | 0 | 0 | 0 | 0 | 0
2010 | US | SERC | VACAR | - | S07b3 | Solar Expected On-Peak | 0 | 0 | 0 | 0 | 0 | 0 | 0 | 0 | 0 | 0 | 0
2010 | US | SERC | VACAR | - | S07b4 | Solar Derate On-Peak | 0 | 0 | 0 | 0 | 0 | 0 | 0 | 0 | 0 | 0 | 0
2010 | US | SERC | VACAR | - | S07b5 | Hydro Expected On-Peak | 0 | 0 | 0 | 0 | 0 | 0 | 0 | 0 | 0 | 0 | 0
2010 | US | SERC | VACAR | - | S07b6 | Hydro Derate On-Peak | 0 | 0 | 0 | 0 | 0 | 0 | 0 | 0 | 0 | 0 | 0
2010 | US | SERC | VACAR | - | S07b7 | Biomass Expected On-Peak | 0 | 0 | 0 | 0 | 0 | 0 | 0 | 0 | 0 | 0 | 0
2010 | US | SERC | VACAR | - | S07b8 | Biomass Derate On-Peak | 0 | 0 | 0 | 0 | 0 | 0 | 0 | 0 | 0 | 0 | 0
2010 | US | SERC | VACAR | - | S07b9 | Transmission-Limited Resources | 0 | 0 | 0 | 0 | 0 | 0 | 0 | 0 | 0 | 0 | 0
2010 | US | SERC | VACAR | - | S07b10 | Scheduled Outage - Maintenance | 0 | 0 | 0 | 0 | 0 | 0 | 0 | 0 | 0 | 0 | 0
2010 | US | SERC | VACAR | - | S07b11 | All Other Derates | 0 | 0 | 0 | 0 | 0 | 0 | 0 | 0 | 0 | 0 | 0
2010 | US | SERC | VACAR | - | S07b12 | Energy Only | 0 | 0 | 0 | 0 | 0 | 0 | 0 | 0 | 0 | 0 | 0
2010 | US | SERC | VACAR | - | S08 | Conceptual | 0 | 28.75 | 304.45 | 524.45 | 670.45 | 1922.45 | 2337.45 | 2337.45 | 2506.45 | 3331.45 | 4436.45
2010 | US | SERC | VACAR | - | S08a1 | Wind Expected On-Peak | 0 | 0 | 0 | 29.9 | 29.9 | 29.9 | 29.9 | 29.9 | 29.9 | 29.9 | 29.9
2010 | US | SERC | VACAR | - | S08a2 | Wind Derate On-Peak | 0 | 0 | 0 | 190.1 | 190.1 | 190.1 | 190.1 | 190.1 | 190.1 | 190.1 | 190.1
2010 | US | SERC | VACAR | - | S08a3 | Solar Expected On-Peak | 0 | 0 | 1.9 | 1.9 | 1.9 | 1.9 | 1.9 | 1.9 | 1.9 | 1.9 | 1.9
2010 | US | SERC | VACAR | - | S08a4 | Solar Derate On-Peak | 0 | 0 | 3.1 | 3.1 | 3.1 | 3.1 | 3.1 | 3.1 | 3.1 | 3.1 | 3.1
2010 | US | SERC | VACAR | - | S08a5 | Hydro Expected On-Peak | 0 | 0 | 0 | 0 | 0 | 0 | 0 | 0 | 0 | 0 | 0
2010 | US | SERC | VACAR | - | S08a6 | Hydro Derate On-Peak | 0 | 0 | 0 | 0 | 0 | 0 | 0 | 0 | 0 | 0 | 0
2010 | US | SERC | VACAR | - | S08a7 | Biomass Expected On-Peak | 0 | 28.75 | 65.15 | 65.15 | 65.15 | 65.15 | 65.15 | 65.15 | 65.15 | 65.15 | 65.15
2010 | US | SERC | VACAR | - | S08a8 | Biomass Derate On-Peak | 0 | 0 | 0 | 0 | 0 | 0 | 0 | 0 | 0 | 0 | 0
2010 | US | SERC | VACAR | - | S08a9 | All Other Derates | 0 | 0 | 0 | 0 | 0 | 604 | 604 | 604 | 604 | 1091 | 1091
2010 | US | SERC | VACAR | - | S08a10 | Energy Only | 0 | 0 | 0 | 0 | 0 | 0 | 0 | 0 | 0 | 0 | 0
2010 | US | SERC | VACAR | - | S09 | ANTICIPATED INTERNAL CAPACITY = 6a+7a | 71658.665 | 71719.665 | 72510.665 | 75524.665 | 76721.665 | 76851.665 | 77750.665 | 81222.665 | 81222.665 | 81222.665 | 82129.665
2010 | US | SERC | VACAR | - | S10 | CAPACITY TRANSACTIONS - IMPORTS = 10a+10b+10c+10d | 2473 | 3040 | 1426 | 1778 | 1573 | 1600 | 1660 | 1324 | 1382 | 1401 | 1505
2010 | US | SERC | VACAR | - | S10a | Firm (Note: The sum of 10a1 and 10a2 must be <= 10a) | 2473 | 2936 | 1297 | 1524 | 1519 | 1471 | 1509 | 1323 | 1381 | 1400 | 1504
2010 | US | SERC | VACAR | - | S10a1 | Full-Responsibility Purchases | 0 | 0 | 0 | 0 | 0 | 0 | 0 | 0 | 0 | 0 | 0
2010 | US | SERC | VACAR | - | S10a2 | Owned Capacity/Entitlement Located Outside the Region/Subregion | 0 | 0 | 0 | 0 | 0 | 0 | 0 | 0 | 0 | 0 | 0
2010 | US | SERC | VACAR | - | S10b | Non-firm | 0 | 104 | 54 | 54 | 54 | 54 | 1 | 1 | 1 | 1 | 1
2010 | US | SERC | VACAR | - | S10c | Expected (Note: The sum of 10c1 and 10c2 must be <= 10c) | 0 | 0 | 0 | 0 | 0 | 0 | 0 | 0 | 0 | 0 | 0
2010 | US | SERC | VACAR | - | S10c1 | Full-Responsibility Purchases | 0 | 0 | 0 | 0 | 0 | 0 | 0 | 0 | 0 | 0 | 0
2010 | US | SERC | VACAR | - | S10c2 | Owned Capacity/Entitlement Located Outside the Region/Subregion | 0 | 0 | 0 | 0 | 0 | 0 | 0 | 0 | 0 | 0 | 0
2010 | US | SERC | VACAR | - | S10d | Provisional – transactions under study, but negotiations have not begun. | 0 | 0 | 75 | 200 | 0 | 75 | 150 | 0 | 0 | 0 | 0
2010 | US | SERC | VACAR | - | S11 | CAPACITY TRANSACTIONS - EXPORTS = 11a+11b+11c+11d | 1652 | 1687 | 1282 | 1382 | 1382 | 1382 | 1382 | 1382 | 1382 | 1382 | 1382
2010 | US | SERC | VACAR | - | S11a | Firm (Note: The sum of 11a1 and 11a2 must be <= 11a) | 1602 | 1637 | 1282 | 1382 | 1382 | 1382 | 1382 | 1382 | 1382 | 1382 | 1382
2010 | US | SERC | VACAR | - | S11a1 | Full-Responsibility Purchases | 0 | 0 | 0 | 0 | 0 | 0 | 0 | 0 | 0 | 0 | 0
2010 | US | SERC | VACAR | - | S11a2 | Owned Capacity/Entitlement Located Outside the Region/Subregion | 116 | 116 | 0 | 0 | 0 | 0 | 0 | 0 | 0 | 0 | 0
2010 | US | SERC | VACAR | - | S11b | Non-firm | 50 | 50 | 0 | 0 | 0 | 0 | 0 | 0 | 0 | 0 | 0
2010 | US | SERC | VACAR | - | S11c | Expected (Note: The sum of 11c1 and 11c2 must be <= 11c) | 0 | 0 | 0 | 0 | 0 | 0 | 0 | 0 | 0 | 0 | 0
2010 | US | SERC | VACAR | - | S11c1 | Full-Responsibility Purchases | 0 | 0 | 0 | 0 | 0 | 0 | 0 | 0 | 0 | 0 | 0
2010 | US | SERC | VACAR | - | S11c2 | Owned Capacity/Entitlement Located Outside the Region/Subregion | 0 | 0 | 0 | 0 | 0 | 0 | 0 | 0 | 0 | 0 | 0
2010 | US | SERC | VACAR | - | S11d | Provisional – transactions under study, but negotiations have not begun. | 0 | 0 | 0 | 0 | 0 | 0 | 0 | 0 | 0 | 0 | 0
2010 | US | SERC | VACAR | - | S12 | EXISTING, CERTAIN CAPACITY & NET FIRM TRANSACTIONS = 6a+Net Firm Transactions | 72529.665 | 72977.665 | 71849.665 | 73635.665 | 73851.165 | 73933.165 | 73995.165 | 73719.165 | 73777.165 | 73796.165 | 73690.165
2010 | US | SERC | VACAR | - | S13 | ANTICIPATED CAPACITY RESOURCES = 12+7a+Net Expected Transactions | 0 | 73018.665 | 72525.665 | 75666.665 | 76858.665 | 76940.665 | 77877.665 | 81163.665 | 81221.665 | 81240.665 | 82251.665
2010 | US | SERC | VACAR | - | S14 | PROSPECTIVE CAPACITY RESOURCES = 13+6b+16b | 0 | 74798.265 | 74305.265 | 77446.265 | 78638.265 | 78720.265 | 79657.265 | 82943.265 | 83001.265 | 83020.265 | 84031.265
2010 | US | SERC | VACAR | - | S15 | TOTAL POTENTIAL CAPACITY RESOURCES = 13+6b+7b+8+Net Provisional Transactions | 0 | 74827.015 | 74684.715 | 78170.715 | 79308.715 | 80717.715 | 82144.715 | 85280.715 | 85507.715 | 86351.715 | 88467.715
2010 | US | SERC | VACAR | - | S15a | ADJUSTED POTENTIAL CAPACITY RESOURCES = 13+6b+16b+16d+Net Provisional Transactions | 0 | 74798.265 | 74380.265 | 77646.265 | 78638.265 | 78795.265 | 79807.265 | 82943.265 | 83001.265 | 83020.265 | 84031.265
2010 | US | SERC | VACAR | - | S16a | Confidence of Future, Other (7b), using reasonable judgement | 0 | 0 | 0 | 0 | 0 | 0 | 0 | 0 | 0 | 0 | 0
2010 | US | SERC | VACAR | - | S16b | Net Future, Other Resources After Confidence Percentage Is Applied = 7b*16a | 0 | 0 | 0 | 0 | 0 | 0 | 0 | 0 | 0 | 0 | 0
2010 | US | SERC | VACAR | - | S16c | Confidence of Conceptual (8), using reasonable judgement | 0 | 0 | 0 | 0 | 0 | 0 | 0 | 0 | 0 | 0 | 0
2010 | US | SERC | VACAR | - | S16d | Net Conceptual Resources After Confidence Percentage Is Applied = 8*16c | 0 | 0 | 0 | 0 | 0 | 0 | 0 | 0 | 0 | 0 | 0
2010 | US | SERC | VACAR | - | S17 | Region/Subregion Target Reserve Margin | 0 | 0.15 | 0.15 | 0.15 | 0.15 | 0.15 | 0.15 | 0.15 | 0.15 | 0.15 | 0.15
2010 | US | SERC | VACAR | - | S18 | Existing Certain and Net Firm Transactions Reserve Margin = (12-3)/3 | 0 | 0.18674 | 0.14494 | 0.15218 | 0.13279 | 0.11501 | 0.098095 | 0.077907 | 0.061909 | 0.045938 | 0.028302
2010 | US | SERC | VACAR | - | S19 | Anticipated Capacity Resources Reserve Margin = (13-3)/3 | 0 | 0.18741 | 0.15571 | 0.18396 | 0.17892 | 0.16037 | 0.15571 | 0.18676 | 0.16906 | 0.15145 | 0.14777
2010 | US | SERC | VACAR | - | S20 | Prospective Capacity Resources Reserve Margin = (14-3)/3 | 0 | 0.21635 | 0.18407 | 0.2118 | 0.20622 | 0.18721 | 0.18212 | 0.21278 | 0.19468 | 0.17667 | 0.17261
2010 | US | SERC | VACAR | - | S21 | Total Potential Resources Reserve Margin = (15-3)/3 | 0 | 0.21682 | 0.19012 | 0.22314 | 0.2165 | 0.21733 | 0.21904 | 0.24696 | 0.23075 | 0.22389 | 0.23451
2010 | US | SERC | VACAR | - | S22 | Adjusted Potential Resources Reserve Margin = (15a-3)/3 | 0 | 0.21635 | 0.18527 | 0.21493 | 0.20622 | 0.18834 | 0.18435 | 0.21278 | 0.19468 | 0.17667 | 0.17261
2010 | US | SERC | VACAR | - | S23 | Total Baseline Installed Capacity | 73502.275 | 0 | 0 | 0 | 0 | 0 | 0 | 0 | 0 | 0 | 0
2010 | US | SPP | - | - | S01 | Unrestricted Non-coincident Peak Demand = 2+1a+1b-1c-1d | 41465.272 | 43451.1566 | 44107.4742 | 45434.8187 | 46189.275 | 46787.6963 | 47376.1314 | 48001.6712 | 48672.4318 | 49345.5697 | 49986.755
2010 | US | SPP | - | - | S01a | New Conservation (Energy Efficiency) | 0 | 56.3292 | 102.3042 | 145.7115 | 177.1439 | 208.4566 | 235.8382 | 239.2257 | 240.9496 | 245.0742 | 247.6432
2010 | US | SPP | - | - | S01b | Estimated Diversity | 0 | 0 | 0 | 0 | 0 | 0 | 0 | 0 | 0 | 0 | 0
2010 | US | SPP | - | - | S01c | Additions for non-member load (load served by non-registered LSE's in a region) | 0 | 0 | 0 | 0 | 0 | 0 | 0 | 0 | 0 | 0 | 0
2010 | US | SPP | - | - | S01d | Stand-by Load Under Contract (Normally served by behind the meter generation) | 0 | 0 | 0 | 0 | 0 | 0 | 0 | 0 | 0 | 0 | 0
2010 | US | SPP | - | - | S02 | Total Internal Demand | 41465.272 | 43394.8274 | 44005.17 | 45289.1072 | 46012.1311 | 46579.2398 | 47140.2932 | 47762.4455 | 48431.4822 | 49100.4954 | 49739.1118
2010 | US | SPP | - | - | S02a | Direct Control Load Management | 0 | 15.3811 | 31.0267 | 44.6313 | 53.5017 | 59.3399 | 66.1807 | 70.0228 | 72.8648 | 72.7094 | 72.5553
2010 | US | SPP | - | - | S02b | Contractually Interruptible (Curtailable) | 348 | 403.084 | 407.084 | 410.084 | 415.084 | 418.084 | 410.8223 | 411.8223 | 414.8223 | 416.8223 | 419.8223
2010 | US | SPP | - | - | S02c | Critical Peak-Pricing (CPP) with Control | 0 | 0 | 0 | 0 | 0 | 0 | 0 | 0 | 0 | 0 | 0
2010 | US | SPP | - | - | S02d | Load as a Capacity Resource | 0 | 0 | 0 | 0 | 0 | 0 | 0 | 0 | 0 | 0 | 0
2010 | US | SPP | - | - | S03 | Net Internal Demand = 2-2a-2b-2c-2d | 41117.272 | 42976.3623 | 43567.0593 | 44834.3919 | 45543.5454 | 46101.8158 | 46663.2902 | 47280.6004 | 47943.7951 | 48610.9637 | 49246.7342
2010 | US | SPP | - | - | S04a | Demand Response used for Reserves - Spinning | 0 | 0 | 0 | 0 | 0 | 0 | 0 | 0 | 0 | 0 | 0
2010 | US | SPP | - | - | S04b | Demand Response used for Reserves - Non-Spinning | 0 | 0 | 0 | 0 | 0 | 0 | 0 | 0 | 0 | 0 | 0
2010 | US | SPP | - | - | S04c | Demand Response used for Regulation | 0 | 0 | 0 | 0 | 0 | 0 | 0 | 0 | 0 | 0 | 0
2010 | US | SPP | - | - | S04d | Demand Response used for Energy, Voluntary - Emergency | 0 | 0 | 0 | 0 | 0 | 0 | 0 | 0 | 0 | 0 | 0
2010 | US | SPP | - | - | S05 | TOTAL INTERNAL CAPACITY = 6+7 | 57773.235 | 59921.36 | 62731.26 | 63423.56 | 64482.56 | 65013.46 | 65288.5 | 65479.355 | 65802.566 | 66450.122 | 66459.622
2010 | US | SPP | - | - | S06 | EXISTING CAPACITY = 6a+6b+6c | 57773.235 | 59921.36 | 59921.36 | 59921.36 | 59921.36 | 59921.36 | 59921.36 | 59921.36 | 59921.36 | 59921.36 | 59921.36
2010 | US | SPP | - | - | S06a | Existing, Certain | 47551.885 | 52488.74 | 52488.74 | 52488.74 | 52488.74 | 52488.74 | 52488.74 | 52488.74 | 52488.74 | 52488.74 | 52488.74
2010 | US | SPP | - | - | S06a1 | Wind Expected On-Peak | 237 | 237 | 237 | 237 | 237 | 237 | 237 | 237 | 237 | 237 | 237
2010 | US | SPP | - | - | S06a2 | Solar Expected On-Peak | 16 | 0 | 0 | 0 | 0 | 0 | 0 | 0 | 0 | 0 | 0
2010 | US | SPP | - | - | S06a3 | Hydro Expected On-Peak | 2117 | 2150.118 | 2150.118 | 2150.118 | 2150.118 | 2150.118 | 2150.118 | 2150.118 | 2150.118 | 2150.118 | 2150.118
2010 | US | SPP | - | - | S06a4 | Biomass Expected On-Peak | 5 | 5 | 5 | 5 | 5 | 5 | 5 | 5 | 5 | 5 | 5
2010 | US | SPP | - | - | S06a5 | Load as a Capacity Resource Expected On-Peak (Load Management Programs) | 0 | 0 | 0 | 0 | 0 | 0 | 0 | 0 | 0 | 0 | 0
2010 | US | SPP | - | - | S06b | Existing, Other | 7108 | 4546.42 | 4546.42 | 4546.42 | 4546.42 | 4546.42 | 4546.42 | 4546.42 | 4546.42 | 4546.42 | 4546.42
2010 | US | SPP | - | - | S06b1 | Wind Derate On-Peak | 2462 | 2462 | 2462 | 2462 | 2462 | 2462 | 2462 | 2462 | 2462 | 2462 | 2462
2010 | US | SPP | - | - | S06b2 | Solar Derate On-Peak | 0 | 0 | 0 | 0 | 0 | 0 | 0 | 0 | 0 | 0 | 0
2010 | US | SPP | - | - | S06b3 | Hydro Derate On-Peak | 28 | 85 | 85 | 85 | 85 | 85 | 85 | 85 | 85 | 85 | 85
2010 | US | SPP | - | - | S06b4 | Biomass Derate On-Peak | 0 | 0 | 0 | 0 | 0 | 0 | 0 | 0 | 0 | 0 | 0
2010 | US | SPP | - | - | S06b5 | Load as a Capacity Resource Derate On-Peak (Load Management Programs) | 0 | 0 | 0 | 0 | 0 | 0 | 0 | 0 | 0 | 0 | 0
2010 | US | SPP | - | - | S06b7 | Transmission-Limited Resources | 0 | 0 | 0 | 0 | 0 | 0 | 0 | 0 | 0 | 0 | 0
2010 | US | SPP | - | - | S06b8 | All Other Derates | 50 | 50 | 50 | 50 | 50 | 50 | 50 | 50 | 50 | 50 | 50
2010 | US | SPP | - | - | S06b9 | Energy Only | 0 | 0 | 0 | 0 | 0 | 0 | 0 | 0 | 0 | 0 | 0
2010 | US | SPP | - | - | S06c | Existing, Inoperable (Note: Not used in margin calculations) | 573.35 | 289.2 | 289.2 | 289.2 | 289.2 | 289.2 | 289.2 | 289.2 | 289.2 | 289.2 | 289.2
2010 | US | SPP | - | - | S07 | FUTURE CAPACITY ADDITIONS = 7a+7b | 0 | 0 | 2549.9 | 2957.2 | 3816.2 | 4347.1 | 4622.14 | 4812.995 | 5136.206 | 5783.762 | 5793.262
2010 | US | SPP | - | - | S07a | Future, Planned | 0 | 0 | 2549.9 | 2957.2 | 3816.2 | 4347.1 | 4622.14 | 4812.995 | 5136.206 | 5783.762 | 5793.262
2010 | US | SPP | - | - | S07a1 | Wind Expected On-Peak | 0 | 0 | 20 | 51 | 51 | 51 | 51 | 51 | 51 | 51 | 51
2010 | US | SPP | - | - | S07a2 | Wind Derate On-Peak | 0 | 0 | 260 | 545 | 745 | 745 | 745 | 745 | 745 | 745 | 745
2010 | US | SPP | - | - | S07a3 | Solar Expected On-Peak | 0 | 0 | 5.4 | 27 | 27 | 27 | 41 | 41 | 41 | 41 | 41
2010 | US | SPP | - | - | S07a4 | Solar Derate On-Peak | 0 | 0 | 0 | 0 | 0 | 0 | 0 | 0 | 0 | 0 | 0
2010 | US | SPP | - | - | S07a5 | Hydro Expected On-Peak | 0 | 4 | 8 | 14 | 16 | 18 | 18 | 18 | 18 | 18 | 18
2010 | US | SPP | - | - | S07a6 | Hydro Derate On-Peak | 0 | 0 | 0 | 0 | 0 | 0 | 0 | 0 | 0 | 0 | 0
2010 | US | SPP | - | - | S07a7 | Biomass Expected On-Peak | 0 | 0 | 6 | 6 | 76 | 76 | 79 | 79 | 79 | 79 | 79
2010 | US | SPP | - | - | S07a8 | Biomass Derate On-Peak | 0 | 0 | 0 | 0 | 0 | 0 | 0 | 0 | 0 | 0 | 0
2010 | US | SPP | - | - | S07a9 | Demand Response Expected On-Peak (Load Management Programs) | 0 | 0 | 3 | 79 | 160 | 265 | 302 | 337 | 352 | 369 | 371
2010 | US | SPP | - | - | S07a10 | Demand Response Derate On-Peak (Load Management Programs) | 0 | 0 | 0 | 0 | 0 | 0 | 0 | 0 | 0 | 0 | 0
2010 | US | SPP | - | - | S07a11 | Transmission-Limited Resources | 0 | 0 | 0 | 0 | 0 | 0 | 0 | 0 | 0 | 0 | 0
2010 | US | SPP | - | - | S07a12 | Scheduled Outage - Maintenance | 0 | 0 | 0 | 0 | 0 | 0 | 0 | 0 | 0 | 0 | 0
2010 | US | SPP | - | - | S07a13 | All Other Derates | 0 | 0 | 0 | 0 | 0 | 0 | 0 | 0 | 0 | 0 | 0
2010 | US | SPP | - | - | S07a14 | Energy Only | 0 | 0 | 0 | 0 | 0 | 0 | 0 | 0 | 0 | 0 | 0
2010 | US | SPP | - | - | S07b | Future, Other | 0 | 0 | 0 | 0 | 0 | 0 | 0 | 0 | 0 | 0 | 0
2010 | US | SPP | - | - | S07b1 | Wind Expected On-Peak | 0 | 0 | 0 | 0 | 0 | 0 | 0 | 0 | 0 | 0 | 0
2010 | US | SPP | - | - | S07b2 | Wind Derate On-Peak | 0 | 0 | 0 | 0 | 0 | 0 | 0 | 0 | 0 | 0 | 0
2010 | US | SPP | - | - | S07b3 | Solar Expected On-Peak | 0 | 0 | 0 | 0 | 0 | 0 | 0 | 0 | 0 | 0 | 0
2010 | US | SPP | - | - | S07b4 | Solar Derate On-Peak | 0 | 0 | 0 | 0 | 0 | 0 | 0 | 0 | 0 | 0 | 0
2010 | US | SPP | - | - | S07b5 | Hydro Expected On-Peak | 0 | 0 | 0 | 0 | 0 | 0 | 0 | 0 | 0 | 0 | 0
2010 | US | SPP | - | - | S07b6 | Hydro Derate On-Peak | 0 | 0 | 0 | 0 | 0 | 0 | 0 | 0 | 0 | 0 | 0
2010 | US | SPP | - | - | S07b7 | Biomass Expected On-Peak | 0 | 0 | 0 | 0 | 0 | 0 | 0 | 0 | 0 | 0 | 0
2010 | US | SPP | - | - | S07b8 | Biomass Derate On-Peak | 0 | 0 | 0 | 0 | 0 | 0 | 0 | 0 | 0 | 0 | 0
2010 | US | SPP | - | - | S07b9 | Transmission-Limited Resources | 0 | 0 | 0 | 0 | 0 | 0 | 0 | 0 | 0 | 0 | 0
2010 | US | SPP | - | - | S07b10 | Scheduled Outage - Maintenance | 0 | 0 | 0 | 0 | 0 | 0 | 0 | 0 | 0 | 0 | 0
2010 | US | SPP | - | - | S07b11 | All Other Derates | 0 | 0 | 0 | 0 | 0 | 0 | 0 | 0 | 0 | 0 | 0
2010 | US | SPP | - | - | S07b12 | Energy Only | 0 | 224 | -6 | -6 | -6 | -6 | -6 | -6 | -6 | -6 | -6
2010 | US | SPP | - | - | S08 | Conceptual | 0 | 0 | 3545 | 10168 | 16314.6 | 17724.6 | 18480.6 | 20075.6 | 20075.6 | 20075.6 | 20355.6
2010 | US | SPP | - | - | S08a1 | Wind Expected On-Peak | 0 | 0 | 3404 | 8978 | 14318 | 15728 | 0 | 17484 | 17484 | 17484 | 17484
2010 | US | SPP | - | - | S08a2 | Wind Derate On-Peak | 0 | 0 | 340 | 897 | 1431 | 1572 | 1648 | 1748 | 2048 | 2048 | 2048
2010 | US | SPP | - | - | S08a3 | Solar Expected On-Peak | 0 | 0 | 0 | 0 | 0 | 0 | 0 | 0 | 0 | 0 | 0
2010 | US | SPP | - | - | S08a4 | Solar Derate On-Peak | 0 | 0 | 0 | 0 | 0 | 0 | 0 | 0 | 0 | 0 | 0
2010 | US | SPP | - | - | S08a5 | Hydro Expected On-Peak | 0 | 0 | 16 | 16 | 20.6 | 20.6 | 20.6 | 20.6 | 20.6 | 20.6 | 20.6
2010 | US | SPP | - | - | S08a6 | Hydro Derate On-Peak | 0 | 0 | 2 | 2 | 3 | 3 | 3 | 3 | 3 | 3 | 3
2010 | US | SPP | - | - | S08a7 | Biomass Expected On-Peak | 0 | 0 | 0 | 0 | 0 | 0 | 0 | 0 | 0 | 0 | 0
2010 | US | SPP | - | - | S08a8 | Biomass Derate On-Peak | 0 | 0 | 0 | 0 | 0 | 0 | 0 | 0 | 0 | 0 | 0
2010 | US | SPP | - | - | S08a9 | All Other Derates | 0 | 0 | 0 | 0 | 0 | 0 | 0 | 0 | 0 | 0 | 0
2010 | US | SPP | - | - | S08a10 | Energy Only | 0 | 0 | 0 | 0 | 0 | 0 | 0 | 0 | 0 | 0 | 0
2010 | US | SPP | - | - | S09 | ANTICIPATED INTERNAL CAPACITY = 6a+7a | 47551.885 | 52488.74 | 55038.64 | 55445.94 | 56304.94 | 56835.84 | 57110.88 | 57301.735 | 57624.946 | 58272.502 | 58282.002
2010 | US | SPP | - | - | S10 | CAPACITY TRANSACTIONS - IMPORTS = 10a+10b+10c+10d | 5077.1 | 4145.22 | 3872.79 | 4365.79 | 4166.49 | 4780.59 | 3707.79 | 4326.29 | 5032.39 | 5193.39 | 5617.69
2010 | US | SPP | - | - | S10a | Firm (Note: The sum of 10a1 and 10a2 must be <= 10a) | 5026.1 | 3760.22 | 3381.79 | 4025.79 | 3768.49 | 4332.59 | 3206.79 | 3765.29 | 4389.39 | 4979.39 | 5371.69
2010 | US | SPP | - | - | S10a1 | Full-Responsibility Purchases | 3084 | 2103.12 | 1712.69 | 2077.69 | 2097.69 | 2635.69 | 1696.69 | 2243.69 | 2788.69 | 3333.69 | 3678.69
2010 | US | SPP | - | - | S10a2 | Owned Capacity/Entitlement Located Outside the Region/Subregion | 320 | 320 | 359 | 398 | 437 | 476 | 218 | 257 | 296 | 335 | 374
2010 | US | SPP | - | - | S10b | Non-firm | 51 | 0 | 0 | 0 | 0 | 0 | 0 | 0 | 0 | 0 | 0
2010 | US | SPP | - | - | S10c | Expected (Note: The sum of 10c1 and 10c2 must be <= 10c) | 0 | 385 | 491 | 340 | 398 | 448 | 501 | 561 | 643 | 214 | 246
2010 | US | SPP | - | - | S10c1 | Full-Responsibility Purchases | 0 | 75 | 145 | 22 | 42 | 42 | 50 | 58 | 87 | 116 | 145
2010 | US | SPP | - | - | S10c2 | Owned Capacity/Entitlement Located Outside the Region/Subregion | 0 | 0 | 0 | 0 | 0 | 0 | 0 | 0 | 0 | 0 | 0
2010 | US | SPP | - | - | S10d | Provisional – transactions under study, but negotiations have not begun. | 0 | 0 | 0 | 0 | 0 | 0 | 0 | 0 | 0 | 0 | 0
2010 | US | SPP | - | - | S11 | CAPACITY TRANSACTIONS - EXPORTS = 11a+11b+11c+11d | 3384 | 3336 | 3335 | 3335 | 3317 | 3248 | 3443 | 3333 | 3328 | 3325 | 3320
2010 | US | SPP | - | - | S11a | Firm (Note: The sum of 11a1 and 11a2 must be <= 11a) | 3384 | 3336 | 3335 | 3335 | 3317 | 3248 | 3443 | 3333 | 3328 | 3325 | 3320
2010 | US | SPP | - | - | S11a1 | Full-Responsibility Purchases | 2061 | 2116 | 2184 | 2184 | 2214 | 2221 | 2213 | 2175 | 2167 | 2159 | 2151
2010 | US | SPP | - | - | S11a2 | Owned Capacity/Entitlement Located Outside the Region/Subregion | 66 | 66 | 86 | 68 | 88 | 108 | 268 | 288 | 308 | 270 | 270
2010 | US | SPP | - | - | S11b | Non-firm | 0 | 0 | 0 | 0 | 0 | 0 | 0 | 0 | 0 | 0 | 0
2010 | US | SPP | - | - | S11c | Expected (Note: The sum of 11c1 and 11c2 must be <= 11c) | 0 | 0 | 0 | 0 | 0 | 0 | 0 | 0 | 0 | 0 | 0
2010 | US | SPP | - | - | S11c1 | Full-Responsibility Purchases | 0 | 0 | 0 | 0 | 0 | 0 | 0 | 0 | 0 | 0 | 0
2010 | US | SPP | - | - | S11c2 | Owned Capacity/Entitlement Located Outside the Region/Subregion | 0 | 0 | 0 | 0 | 0 | 0 | 0 | 0 | 0 | 0 | 0
2010 | US | SPP | - | - | S11d | Provisional – transactions under study, but negotiations have not begun. | 0 | 0 | 0 | 0 | 0 | 0 | 0 | 0 | 0 | 0 | 0
2010 | US | SPP | - | - | S12 | EXISTING, CERTAIN CAPACITY & NET FIRM TRANSACTIONS = 6a+Net Firm Transactions | 49193.985 | 52912.96 | 52535.53 | 53179.53 | 52940.23 | 53573.33 | 52252.53 | 52921.03 | 53550.13 | 54143.13 | 54540.43
2010 | US | SPP | - | - | S13 | ANTICIPATED CAPACITY RESOURCES = 12+7a+Net Expected Transactions | 0 | 53297.96 | 55576.43 | 56476.73 | 57154.43 | 58368.43 | 57375.67 | 58295.025 | 59329.336 | 60140.892 | 60579.692
2010 | US | SPP | - | - | S14 | PROSPECTIVE CAPACITY RESOURCES = 13+6b+16b | 0 | 57844.38 | 60122.85 | 61023.15 | 61700.85 | 62914.85 | 61922.09 | 62841.445 | 63875.756 | 64687.312 | 65126.112
2010 | US | SPP | - | - | S15 | TOTAL POTENTIAL CAPACITY RESOURCES = 13+6b+7b+8+Net Provisional Transactions | 0 | 57844.38 | 63667.85 | 71191.15 | 78015.45 | 80639.45 | 80402.69 | 82917.045 | 83951.356 | 84762.912 | 85481.712
2010 | US | SPP | - | - | S15a | ADJUSTED POTENTIAL CAPACITY RESOURCES = 13+6b+16b+16d+Net Provisional Transactions | 0 | 57844.38 | 60477.35 | 62039.95 | 63332.31 | 64687.31 | 63770.15 | 64849.005 | 65883.316 | 66694.872 | 67161.672
2010 | US | SPP | - | - | S16a | Confidence of Future, Other (7b), using reasonable judgement | 0 | 0 | 0 | 0 | 0 | 0 | 0 | 0 | 0 | 0 | 0
2010 | US | SPP | - | - | S16b | Net Future, Other Resources After Confidence Percentage Is Applied = 7b*16a | 0 | 0 | 0 | 0 | 0 | 0 | 0 | 0 | 0 | 0 | 0
2010 | US | SPP | - | - | S16c | Confidence of Conceptual (8), using reasonable judgement | 0 | 0.1 | 0.1 | 0.1 | 0.1 | 0.1 | 0.1 | 0.1 | 0.1 | 0.1 | 0.1
2010 | US | SPP | - | - | S16d | Net Conceptual Resources After Confidence Percentage Is Applied = 8*16c | 0 | 0 | 354.5 | 1016.8 | 1631.46 | 1772.46 | 1848.06 | 2007.56 | 2007.56 | 2007.56 | 2035.56
2010 | US | SPP | - | - | S17 | Region/Subregion Target Reserve Margin | 0 | 0.136 | 0.136 | 0.136 | 0.136 | 0.136 | 0.136 | 0.136 | 0.136 | 0.136 | 0.136
2010 | US | SPP | - | - | S18 | Existing Certain and Net Firm Transactions Reserve Margin = (12-3)/3 | 0 | 0.23121 | 0.20585 | 0.18613 | 0.16241 | 0.16207 | 0.11978 | 0.1193 | 0.11694 | 0.1138 | 0.10749
2010 | US | SPP | - | - | S19 | Anticipated Capacity Resources Reserve Margin = (13-3)/3 | 0 | 0.24017 | 0.27565 | 0.25967 | 0.25494 | 0.26608 | 0.22957 | 0.23296 | 0.23748 | 0.23719 | 0.23013
2010 | US | SPP | - | - | S20 | Prospective Capacity Resources Reserve Margin = (14-3)/3 | 0 | 0.34596 | 0.38001 | 0.36108 | 0.35477 | 0.36469 | 0.327 | 0.32912 | 0.3323 | 0.33071 | 0.32245
2010 | US | SPP | - | - | S21 | Total Potential Resources Reserve Margin = (15-3)/3 | 0 | 0.34596 | 0.46138 | 0.58787 | 0.71299 | 0.74916 | 0.72304 | 0.75372 | 0.75104 | 0.7437 | 0.73578
2010 | US | SPP | - | - | S22 | Adjusted Potential Resources Reserve Margin = (15a-3)/3 | 0 | 0.34596 | 0.38814 | 0.38376 | 0.39059 | 0.40314 | 0.3666 | 0.37158 | 0.37418 | 0.37201 | 0.36378
2010 | US | SPP | - | - | S23 | Total Baseline Installed Capacity | 57773.235 | 0 | 0 | 0 | 0 | 0 | 0 | 0 | 0 | 0 | 0
2010 | US | WECC | - | - | S01 | Unrestricted Non-coincident Peak Demand = 2+1a+1b-1c-1d | 128245.1008 | 127764 | 130297 | 132129 | 132403 | 135534 | 137581 | 140456 | 142268 | 143849 | 143861
2010 | US | WECC | - | - | S01a | New Conservation (Energy Efficiency) | 0 | 727 | 1062 | 1385 | 1379 | 1373 | 1363 | 1356 | 1340 | 1309 | 1258
2010 | US | WECC | - | - | S01b | Estimated Diversity | 0 | 0 | 0 | 0 | 0 | 0 | 0 | 0 | 0 | 0 | 0
2010 | US | WECC | - | - | S01c | Additions for non-member load (load served by non-registered LSE's in a region) | 0 | 0 | 0 | 0 | 0 | 0 | 0 | 0 | 0 | 0 | 0
2010 | US | WECC | - | - | S01d | Stand-by Load Under Contract (Normally served by behind the meter generation) | 0 | 2035 | 2077 | 2124 | 2192 | 2241 | 2371 | 2422 | 2525 | 2579 | 2634
2010 | US | WECC | - | - | S02 | Total Internal Demand | 128245.1008 | 129072 | 131312.2 | 132868 | 133216.4 | 136401.96 | 138589.26 | 141522.4 | 143452.7 | 145118.9 | 145237
2010 | US | WECC | - | - | S02a | Direct Control Load Management | 1263 | 740 | 1462 | 1549 | 1607 | 1655 | 1716 | 1724 | 1756 | 1709 | 1719
2010 | US | WECC | - | - | S02b | Contractually Interruptible (Curtailable) | 1465 | 2618 | 2117 | 2154 | 2188 | 2263 | 2317 | 2307 | 2255 | 2246 | 2239
2010 | US | WECC | - | - | S02c | Critical Peak-Pricing (CPP) with Control | 0 | 386 | 49 | 89 | 141 | 167 | 191 | 197 | 202 | 208 | 214
2010 | US | WECC | - | - | S02d | Load as a Capacity Resource | 2636 | 404 | 1366 | 1581 | 1821 | 2015 | 2127 | 2232 | 2303 | 2342 | 2381
2010 | US | WECC | - | - | S03 | Net Internal Demand = 2-2a-2b-2c-2d | 122881.1008 | 124924 | 126318 | 127495 | 127459 | 130302 | 132238 | 135062 | 136937 | 138614 | 138684
2010 | US | WECC | - | - | S04a | Demand Response used for Reserves - Spinning | 0 | 0 | 0 | 0 | 0 | 0 | 0 | 0 | 0 | 0 | 0
2010 | US | WECC | - | - | S04b | Demand Response used for Reserves - Non-Spinning | 28 | 28 | 28 | 28 | 28 | 28 | 28 | 28 | 28 | 28 | 28
2010 | US | WECC | - | - | S04c | Demand Response used for Regulation | 0 | 0 | 0 | 0 | 0 | 0 | 0 | 0 | 0 | 0 | 0
2010 | US | WECC | - | - | S04d | Demand Response used for Energy, Voluntary - Emergency | 85 | 0 | 0 | 0 | 0 | 0 | 25 | 25 | 25 | 25 | 25
2010 | US | WECC | - | - | S05 | TOTAL INTERNAL CAPACITY = 6+7 | 208595 | 186534 | 201537 | 213508 | 222116 | 227015 | 233857 | 235764 | 235820 | 235820 | 235820
2010 | US | WECC | - | - | S06 | EXISTING CAPACITY = 6a+6b+6c | 208595 | 185583 | 185583 | 185583 | 185583 | 185583 | 185583 | 185583 | 185583 | 185583 | 185583
2010 | US | WECC | - | - | S06a | Existing, Certain | 152467 | 158486 | 158486 | 158486 | 158486 | 158486 | 158486 | 158486 | 158486 | 158486 | 158486
2010 | US | WECC | - | - | S06a1 | Wind Expected On-Peak | 913 | 1942 | 1942 | 1942 | 1942 | 1942 | 1942 | 1942 | 1942 | 1942 | 1942
2010 | US | WECC | - | - | S06a2 | Solar Expected On-Peak | 450 | 444 | 444 | 444 | 444 | 444 | 444 | 444 | 444 | 444 | 444
2010 | US | WECC | - | - | S06a3 | Hydro Expected On-Peak | 44196 | 34783 | 34783 | 34783 | 34783 | 34783 | 34783 | 34783 | 34783 | 34783 | 34783
2010 | US | WECC | - | - | S06a4 | Biomass Expected On-Peak | 1245 | 655 | 655 | 655 | 655 | 655 | 655 | 655 | 655 | 655 | 655
2010 | US | WECC | - | - | S06a5 | Load as a Capacity Resource Expected On-Peak (Load Management Programs) | 0 | 0 | 0 | 0 | 0 | 0 | 0 | 0 | 0 | 0 | 0
2010 | US | WECC | - | - | S06b | Existing, Other | 30604 | 0 | 0 | 0 | 0 | 0 | 0 | 0 | 0 | 0 | 0
2010 | US | WECC | - | - | S06b1 | Wind Derate On-Peak | 8225 | 7196 | 7196 | 7196 | 7196 | 7196 | 7196 | 7196 | 7196 | 7196 | 7196
2010 | US | WECC | - | - | S06b2 | Solar Derate On-Peak | 84 | 90 | 90 | 90 | 90 | 90 | 90 | 90 | 90 | 90 | 90
2010 | US | WECC | - | - | S06b3 | Hydro Derate On-Peak | 10541 | 9095 | 9095 | 9095 | 9095 | 9095 | 9095 | 9095 | 9095 | 9095 | 9095
2010 | US | WECC | - | - | S06b4 | Biomass Derate On-Peak | 400 | 990 | 990 | 990 | 990 | 990 | 990 | 990 | 990 | 990 | 990
2010 | US | WECC | - | - | S06b5 | Load as a Capacity Resource Derate On-Peak (Load Management Programs) | 0 | 0 | 0 | 0 | 0 | 0 | 0 | 0 | 0 | 0 | 0
2010 | US | WECC | - | - | S06b7 | Transmission-Limited Resources | 0 | 0 | 0 | 0 | 0 | 0 | 0 | 0 | 0 | 0 | 0
2010 | US | WECC | - | - | S06b8 | All Other Derates | 6274 | 9726 | 9726 | 9726 | 9726 | 9726 | 9726 | 9726 | 9726 | 9726 | 9726
2010 | US | WECC | - | - | S06b9 | Energy Only | 0 | 0 | 0 | 0 | 0 | 0 | 0 | 0 | 0 | 0 | 0
2010 | US | WECC | - | - | S06c | Existing, Inoperable (Note: Not used in margin calculations) | 0 | 0 | 0 | 0 | 0 | 0 | 0 | 0 | 0 | 0 | 0
2010 | US | WECC | - | - | S07 | FUTURE CAPACITY ADDITIONS = 7a+7b | 0 | 812 | 9963 | 15745 | 19142 | 20882 | 23216 | 24002 | 23776 | 23683 | 23600
2010 | US | WECC | - | - | S07a | Future, Planned | 0 | 812 | 9963 | 15745 | 19142 | 20882 | 23216 | 24002 | 23776 | 23683 | 23600
2010 | US | WECC | - | - | S07a1 | Wind Expected On-Peak | 0 | 158 | 825 | 1091 | 1350 | 1337 | 3671 | 3262 | 3075 | 2982 | 2905
2010 | US | WECC | - | - | S07a2 | Wind Derate On-Peak | 0 | 139 | 3158 | 7084 | 8960 | 9946 | 13098 | 13787 | 13974 | 14067 | 14144
2010 | US | WECC | - | - | S07a3 | Solar Expected On-Peak | 0 | 5 | 57 | 77 | 77 | 77 | 77 | 77 | 77 | 77 | 77
2010 | US | WECC | - | - | S07a4 | Solar Derate On-Peak | 0 | 0 | 2791 | 4948 | 8277 | 10412 | 11769 | 12290 | 12290 | 12290 | 12290
2010 | US | WECC | - | - | S07a5 | Hydro Expected On-Peak | 0 | 40 | 12 | 430 | 430 | 483 | 483 | 537 | 537 | 537 | 537
2010 | US | WECC | - | - | S07a6 | Hydro Derate On-Peak | 0 | 0 | 42 | 148 | 154 | 192 | 191 | 102 | 197 | 197 | 203
2010 | US | WECC | - | - | S07a7 | Biomass Expected On-Peak | 0 | 0 | 94 | 94 | 110 | 110 | 110 | 110 | 110 | 110 | 110
2010 | US | WECC | - | - | S07a8 | Biomass Derate On-Peak | 0 | 0 | 0 | 0 | 0 | 0 | 0 | 0 | 0 | 0 | 0
2010 | US | WECC | - | - | S07a9 | Demand Response Expected On-Peak (Load Management Programs) | 0 | 0 | 0 | 0 | 0 | 0 | 0 | 0 | 0 | 0 | 0
2010 | US | WECC | - | - | S07a10 | Demand Response Derate On-Peak (Load Management Programs) | 0 | 0 | 0 | 0 | 0 | 0 | 0 | 0 | 0 | 0 | 0
2010 | US | WECC | - | - | S07a11 | Transmission-Limited Resources | 0 | 0 | 0 | 0 | 0 | 0 | 0 | 0 | 0 | 0 | 0
2010 | US | WECC | - | - | S07a12 | Scheduled Outage - Maintenance | 0 | 0 | 0 | 0 | 0 | 0 | 0 | 0 | 0 | 0 | 0
2010 | US | WECC | - | - | S07a13 | All Other Derates | 0 | 0 | 0 | 0 | 0 | 0 | 0 | 0 | 0 | 0 | 0
2010 | US | WECC | - | - | S07a14 | Energy Only | 0 | 0 | 0 | 0 | 0 | 0 | 0 | 0 | 0 | 0 | 0
2010 | US | WECC | - | - | S07b | Future, Other | 0 | 0 | 0 | 0 | 0 | 0 | 0 | 0 | 0 | 0 | 0
2010 | US | WECC | - | - | S07b1 | Wind Expected On-Peak | 0 | 0 | 0 | 0 | 0 | 0 | 0 | 0 | 0 | 0 | 0
2010 | US | WECC | - | - | S07b2 | Wind Derate On-Peak | 0 | 0 | 0 | 0 | 0 | 0 | 0 | 0 | 0 | 0 | 0
2010 | US | WECC | - | - | S07b3 | Solar Expected On-Peak | 0 | 0 | 0 | 0 | 0 | 0 | 0 | 0 | 0 | 0 | 0
2010 | US | WECC | - | - | S07b4 | Solar Derate On-Peak | 0 | 0 | 0 | 0 | 0 | 0 | 0 | 0 | 0 | 0 | 0
2010 | US | WECC | - | - | S07b5 | Hydro Expected On-Peak | 0 | 0 | 0 | 0 | 0 | 0 | 0 | 0 | 0 | 0 | 0
2010 | US | WECC | - | - | S07b6 | Hydro Derate On-Peak | 0 | 0 | 0 | 0 | 0 | 0 | 0 | 0 | 0 | 0 | 0
2010 | US | WECC | - | - | S07b7 | Biomass Expected On-Peak | 0 | 0 | 0 | 0 | 0 | 0 | 0 | 0 | 0 | 0 | 0
2010 | US | WECC | - | - | S07b8 | Biomass Derate On-Peak | 0 | 0 | 0 | 0 | 0 | 0 | 0 | 0 | 0 | 0 | 0
2010 | US | WECC | - | - | S07b9 | Transmission-Limited Resources | 0 | 0 | 0 | 0 | 0 | 0 | 0 | 0 | 0 | 0 | 0
2010 | US | WECC | - | - | S07b10 | Scheduled Outage - Maintenance | 0 | 0 | 0 | 0 | 0 | 0 | 0 | 0 | 0 | 0 | 0
2010 | US | WECC | - | - | S07b11 | All Other Derates | 0 | 0 | 0 | 0 | 0 | 0 | 0 | 0 | 0 | 0 | 0
2010 | US | WECC | - | - | S07b12 | Energy Only | 0 | 0 | 0 | 0 | 0 | 0 | 0 | 0 | 0 | 0 | 0
2010 | US | WECC | - | - | S08 | Conceptual | 0 | 0 | 0 | 224 | 689 | 1403 | 1934 | 2734 | 3190 | 3972 | 4052
2010 | US | WECC | - | - | S08a1 | Wind Expected On-Peak | 0 | 0 | 0 | 11 | 11 | 75 | 27 | 39 | 82 | 170 | 218
2010 | US | WECC | - | - | S08a2 | Wind Derate On-Peak | 0 | 0 | 0 | 60 | 314 | 736 | 784 | 772 | 803 | 930 | 974
2010 | US | WECC | - | - | S08a3 | Solar Expected On-Peak | 0 | 0 | 0 | 1 | 196 | 399 | 399 | 550 | 560 | 598 | 607
2010 | US | WECC | - | - | S08a4 | Solar Derate On-Peak | 0 | 0 | 0 | 65 | 13 | 227 | 227 | 78 | 68 | 66 | 57
2010 | US | WECC | - | - | S08a5 | Hydro Expected On-Peak | 0 | 0 | 0 | 0 | 0 | 0 | 0 | 0 | 0 | 0 | 0
2010 | US | WECC | - | - | S08a6 | Hydro Derate On-Peak | 0 | 0 | 0 | 0 | 0 | 0 | 0 | 0 | 0 | 0 | 0
2010 | US | WECC | - | - | S08a7 | Biomass Expected On-Peak | 0 | 0 | 0 | 0 | 0 | 0 | 8 | 8 | 8 | 8 | 8
2010 | US | WECC | - | - | S08a8 | Biomass Derate On-Peak | 0 | 0 | 0 | 0 | 0 | 0 | 0 | 0 | 0 | 0 | 0
2010 | US | WECC | - | - | S08a9 | All Other Derates | 0 | 0 | 0 | 0 | 0 | 0 | 0 | 0 | 0 | 0 | 0
2010 | US | WECC | - | - | S08a10 | Energy Only | 0 | 0 | 0 | 0 | 0 | 0 | 0 | 0 | 0 | 0 | 0
2010 | US | WECC | - | - | S09 | ANTICIPATED INTERNAL CAPACITY = 6a+7a | 152467 | 159437 | 174440 | 186411 | 195019 | 199918 | 206760 | 208667 | 208723 | 208723 | 208723
2010 | US | WECC | - | - | S10 | CAPACITY TRANSACTIONS - IMPORTS = 10a+10b+10c+10d | 132 | 2147 | 2200 | 2200 | 2200 | 2200 | 2200 | 2200 | 2200 | 2200 | 2200
2010 | US | WECC | - | - | S10a | Firm (Note: The sum of 10a1 and 10a2 must be <= 10a) | 0 | 2140 | 2200 | 2122 | 2200 | 1820 | 1721 | 2170 | 2200 | 2169 | 2157
2010 | US | WECC | - | - | S10a1 | Full-Responsibility Purchases | 0 | 0 | 0 | 0 | 0 | 0 | 0 | 0 | 0 | 0 | 0
2010 | US | WECC | - | - | S10a2 | Owned Capacity/Entitlement Located Outside the Region/Subregion | 0 | 0 | 0 | 0 | 0 | 0 | 0 | 0 | 0 | 0 | 0
2010 | US | WECC | - | - | S10b | Non-firm | 0 | 0 | 0 | 0 | 0 | 0 | 0 | 0 | 0 | 0 | 0
2010 | US | WECC | - | - | S10c | Expected (Note: The sum of 10c1 and 10c2 must be <= 10c) | 0 | 7 | 0 | 78 | 0 | 380 | 479 | 30 | 0 | 31 | 43
2010 | US | WECC | - | - | S10c1 | Full-Responsibility Purchases | 0 | 0 | 0 | 0 | 0 | 0 | 0 | 0 | 0 | 0 | 0
2010 | US | WECC | - | - | S10c2 | Owned Capacity/Entitlement Located Outside the Region/Subregion | 0 | 0 | 0 | 0 | 0 | 0 | 0 | 0 | 0 | 0 | 0
2010 | US | WECC | - | - | S10d | Provisional – transactions under study, but negotiations have not begun. | 0 | 0 | 0 | 0 | 0 | 0 | 0 | 0 | 0 | 0 | 0
2010 | US | WECC | - | - | S11 | CAPACITY TRANSACTIONS - EXPORTS = 11a+11b+11c+11d | 1200 | 87 | 0 | 0 | 25 | 241 | 187 | 0 | 0 | 47 | 32
2010 | US | WECC | - | - | S11a | Firm (Note: The sum of 11a1 and 11a2 must be <= 11a) | 0 | 15 | 0 | 0 | 25 | 241 | 0 | 0 | 0 | 0 | 0
2010 | US | WECC | - | - | S11a1 | Full-Responsibility Purchases | 0 | 0 | 0 | 0 | 0 | 0 | 0 | 0 | 0 | 0 | 0
2010 | US | WECC | - | - | S11a2 | Owned Capacity/Entitlement Located Outside the Region/Subregion | 0 | 0 | 0 | 0 | 0 | 0 | 0 | 0 | 0 | 0 | 0
2010 | US | WECC | - | - | S11b | Non-firm | 0 | 0 | 0 | 0 | 0 | 0 | 0 | 0 | 0 | 0 | 0
2010 | US | WECC | - | - | S11c | Expected (Note: The sum of 11c1 and 11c2 must be <= 11c) | 0 | 72 | 0 | 0 | 0 | 0 | 187 | 0 | 0 | 47 | 32
2010 | US | WECC | - | - | S11c1 | Full-Responsibility Purchases | 0 | 0 | 0 | 0 | 0 | 0 | 0 | 0 | 0 | 0 | 0
2010 | US | WECC | - | - | S11c2 | Owned Capacity/Entitlement Located Outside the Region/Subregion | 0 | 0 | 0 | 0 | 0 | 0 | 0 | 0 | 0 | 0 | 0
2010 | US | WECC | - | - | S11d | Provisional – transactions under study, but negotiations have not begun. | 0 | 0 | 0 | 0 | 0 | 0 | 0 | 0 | 0 | 0 | 0
2010 | US | WECC | - | - | S12 | EXISTING, CERTAIN CAPACITY & NET FIRM TRANSACTIONS = 6a+Net Firm Transactions | 152467 | 160611 | 160686 | 160608 | 160661 | 160065 | 160207 | 160656 | 160686 | 160655 | 160643
2010 | US | WECC | - | - | S13 | ANTICIPATED CAPACITY RESOURCES = 12+7a+Net Expected Transactions | 0 | 161358 | 170649 | 176431 | 179803 | 181327 | 183715 | 184688 | 184462 | 184322 | 184254
2010 | US | WECC | - | - | S14 | PROSPECTIVE CAPACITY RESOURCES = 13+6b+16b | 0 | 161358 | 170649 | 176431 | 179803 | 181327 | 183715 | 184688 | 184462 | 184322 | 184254
2010 | US | WECC | - | - | S15 | TOTAL POTENTIAL CAPACITY RESOURCES = 13+6b+7b+8+Net Provisional Transactions | 0 | 161358 | 170649 | 176655 | 180492 | 182730 | 185649 | 187422 | 187652 | 188294 | 188306
2010 | US | WECC | - | - | S15a | ADJUSTED POTENTIAL CAPACITY RESOURCES = 13+6b+16b+16d+Net Provisional Transactions | 0 | 161358 | 170649 | 176655 | 180492 | 182730 | 185649 | 187422 | 187652 | 188294 | 188306
2010 | US | WECC | - | - | S16a | Confidence of Future, Other (7b), using reasonable judgement | 0 | 0 | 0 | 0 | 0 | 0 | 0 | 0 | 0 | 0 | 0
2010 | US | WECC | - | - | S16b | Net Future, Other Resources After Confidence Percentage Is Applied = 7b*16a | 0 | 0 | 0 | 0 | 0 | 0 | 0 | 0 | 0 | 0 | 0
2010 | US | WECC | - | - | S16c | Confidence of Conceptual (8), using reasonable judgement | 0 | 1 | 1 | 1 | 1 | 1 | 1 | 1 | 1 | 1 | 1
2010 | US | WECC | - | - | S16d | Net Conceptual Resources After Confidence Percentage Is Applied = 8*16c | 0 | 0 | 0 | 224 | 689 | 1403 | 1934 | 2734 | 3190 | 3972 | 4052
2010 | US | WECC | - | - | S17 | Region/Subregion Target Reserve Margin | 0 | 0.147 | 0.147 | 0.147 | 0.147 | 0.147 | 0.147 | 0.147 | 0.147 | 0.147 | 0.147
2010 | US | WECC | - | - | S18 | Existing Certain and Net Firm Transactions Reserve Margin = (12-3)/3 | 0 | 0.28567 | 0.27208 | 0.25972 | 0.26049 | 0.22842 | 0.21151 | 0.1895 | 0.17343 | 0.15901 | 0.15834
2010 | US | WECC | - | - | S19 | Anticipated Capacity Resources Reserve Margin = (13-3)/3 | 0 | 0.29165 | 0.35095 | 0.38383 | 0.41067 | 0.39159 | 0.38928 | 0.36743 | 0.34706 | 0.32975 | 0.32859
2010 | US | WECC | - | - | S20 | Prospective Capacity Resources Reserve Margin = (14-3)/3 | 0 | 0.29165 | 0.35095 | 0.38383 | 0.41067 | 0.39159 | 0.38928 | 0.36743 | 0.34706 | 0.32975 | 0.32859
2010 | US | WECC | - | - | S21 | Total Potential Resources Reserve Margin = (15-3)/3 | 0 | 0.29165 | 0.35095 | 0.38558 | 0.41608 | 0.40236 | 0.4039 | 0.38767 | 0.37035 | 0.35841 | 0.35781
2010 | US | WECC | - | - | S22 | Adjusted Potential Resources Reserve Margin = (15a-3)/3 | 0 | 0.29165 | 0.35095 | 0.38558 | 0.41608 | 0.40236 | 0.4039 | 0.38767 | 0.37035 | 0.35841 | 0.35781
2010 | US | WECC | - | - | S23 | Total Baseline Installed Capacity | 208595 | 0 | 0 | 0 | 0 | 0 | 0 | 0 | 0 | 0 | 0
2010 | US | WECC | Basin | - | S01 | Unrestricted Non-coincident Peak Demand = 2+1a+1b-1c-1d | 12694.8911 | 13662 | 13874 | 14267 | 14609 | 14966 | 15204 | 15493 | 15683 | 15910 | 16159
2010 | US | WECC | Basin | - | S01a | New Conservation (Energy Efficiency) | 0 | 0 | 0 | 0 | 0 | 0 | 0 | 0 | 0 | 0 | 0
2010 | US | WECC | Basin | - | S01b | Estimated Diversity | 0 | 0 | 0 | 0 | 0 | 0 | 0 | 0 | 0 | 0 | 0
2010 | US | WECC | Basin | - | S01c | Additions for non-member load (load served by non-registered LSE's in a region) | 0 | 0 | 0 | 0 | 0 | 0 | 0 | 0 | 0 | 0 | 0
2010 | US | WECC | Basin | - | S01d | Stand-by Load Under Contract (Normally served by behind the meter generation) | 0 | 0 | 0 | 0 | 0 | 0 | 0 | 0 | 0 | 0 | 0
2010 | US | WECC | Basin | - | S02 | Total Internal Demand | 12694.8911 | 13662 | 13874.2 | 14267.1 | 14608.6 | 14965.9 | 15203.6 | 15493.3 | 15683.4 | 15910.4 | 16159
2010 | US | WECC | Basin | - | S02a | Direct Control Load Management | 209 | 768 | 842 | 895 | 928 | 954 | 968 | 980 | 990 | 1006 | 1006
2010 | US | WECC | Basin | - | S02b | Contractually Interruptible (Curtailable) | 0 | 252 | 252 | 252 | 252 | 252 | 252 | 252 | 252 | 252 | 252
2010 | US | WECC | Basin | - | S02c | Critical Peak-Pricing (CPP) with Control | 0 | 0 | 0 | 0 | 0 | 0 | 0 | 0 | 0 | 0 | 0
2010 | US | WECC | Basin | - | S02d | Load as a Capacity Resource | 0 | 0 | 0 | 0 | 0 | 0 | 0 | 0 | 0 | 0 | 0
2010 | US | WECC | Basin | - | S03 | Net Internal Demand = 2-2a-2b-2c-2d | 12485.8911 | 12642 | 12780 | 13120 | 13429 | 13760 | 13984 | 14261 | 14441 | 14652 | 14901
2010 | US | WECC | Basin | - | S04a | Demand Response used for Reserves - Spinning | 0 | 0 | 0 | 0 | 0 | 0 | 0 | 0 | 0 | 0 | 0
2010 | US | WECC | Basin | - | S04b | Demand Response used for Reserves - Non-Spinning | 0 | 0 | 0 | 0 | 0 | 0 | 0 | 0 | 0 | 0 | 0
2010 | US | WECC | Basin | - | S04c | Demand Response used for Regulation | 0 | 0 | 0 | 0 | 0 | 0 | 0 | 0 | 0 | 0 | 0
2010 | US | WECC | Basin | - | S04d | Demand Response used for Energy, Voluntary - Emergency | 0 | 0 | 0 | 0 | 0 | 0 | 0 | 0 | 0 | 0 | 0
2010 | US | WECC | Basin | - | S05 | TOTAL INTERNAL CAPACITY = 6+7 | 14510 | 17170 | 17900 | 18292 | 18376 | 18376 | 18376 | 18429 | 18429 | 18429 | 18429
2010 | US | WECC | Basin | - | S06 | EXISTING CAPACITY = 6a+6b+6c | 14510 | 17120 | 17120 | 17120 | 17120 | 17120 | 17120 | 17120 | 17120 | 17120 | 17120
2010 | US | WECC | Basin | - | S06a | Existing, Certain | 11316 | 15454 | 15454 | 15454 | 15454 | 15454 | 15454 | 15454 | 15454 | 15454 | 15454
2010 | US | WECC | Basin | - | S06a1 | Wind Expected On-Peak | 149 | 362 | 362 | 362 | 362 | 362 | 362 | 362 | 362 | 362 | 362
2010 | US | WECC | Basin | - | S06a2 | Solar Expected On-Peak | 0 | 0 | 0 | 0 | 0 | 0 | 0 | 0 | 0 | 0 | 0
2010 | US | WECC | Basin | - | S06a3 | Hydro Expected On-Peak | 2042 | 1351 | 1351 | 1351 | 1351 | 1351 | 1351 | 1351 | 1351 | 1351 | 1351
2010 | US | WECC | Basin | - | S06a4 | Biomass Expected On-Peak | 22 | 23 | 23 | 23 | 23 | 23 | 23 | 23 | 23 | 23 | 23
2010 | US | WECC | Basin | - | S06a5 | Load as a Capacity Resource Expected On-Peak (Load Management Programs) | 0 | 0 | 0 | 0 | 0 | 0 | 0 | 0 | 0 | 0 | 0
2010 | US | WECC | Basin | - | S06b | Existing, Other | 1870 | 0 | 0 | 0 | 0 | 0 | 0 | 0 | 0 | 0 | 0
2010 | US | WECC | Basin | - | S06b1 | Wind Derate On-Peak | 860 | 647 | 647 | 647 | 647 | 647 | 647 | 647 | 647 | 647 | 647
2010 | US | WECC | Basin | - | S06b2 | Solar Derate On-Peak | 0 | 0 | 0 | 0 | 0 | 0 | 0 | 0 | 0 | 0 | 0
2010 | US | WECC | Basin | - | S06b3 | Hydro Derate On-Peak | 298 | 989 | 989 | 989 | 989 | 989 | 989 | 989 | 989 | 989 | 989
2010 | US | WECC | Basin | - | S06b4 | Biomass Derate On-Peak | 0 | 0 | 0 | 0 | 0 | 0 | 0 | 0 | 0 | 0 | 0
2010 | US | WECC | Basin | - | S06b5 | Load as a Capacity Resource Derate On-Peak (Load Management Programs) | 0 | 0 | 0 | 0 | 0 | 0 | 0 | 0 | 0 | 0 | 0
2010 | US | WECC | Basin | - | S06b7 | Transmission-Limited Resources | 0 | 0 | 0 | 0 | 0 | 0 | 0 | 0 | 0 | 0 | 0
2010 | US | WECC | Basin | - | S06b8 | All Other Derates | 166 | 30 | 30 | 30 | 30 | 30 | 30 | 30 | 30 | 30 | 30
2010 | US | WECC | Basin | - | S06b9 | Energy Only | 0 | 0 | 0 | 0 | 0 | 0 | 0 | 0 | 0 | 0 | 0
2010 | US | WECC | Basin | - | S06c | Existing, Inoperable (Note: Not used in margin calculations) | 0 | 0 | 0 | 0 | 0 | 0 | 0 | 0 | 0 | 0 | 0
2010 | US | WECC | Basin | - | S07 | FUTURE CAPACITY ADDITIONS = 7a+7b | 0 | 50 | 266 | 655 | 740 | 741 | 778 | 701 | 700 | 699 | 698
2010 | US | WECC | Basin | - | S07a | Future, Planned | 0 | 50 | 266 | 655 | 740 | 741 | 778 | 701 | 700 | 699 | 698
2010 | US | WECC | Basin | - | S07a1 | Wind Expected On-Peak | 0 | 0 | 113 | 110 | 111 | 112 | 149 | 43 | 42 | 41 | 41
2010 | US | WECC | Basin | - | S07a2 | Wind Derate On-Peak | 0 | 0 | 514 | 517 | 516 | 515 | 478 | 584 | 585 | 586 | 586
2010 | US | WECC | Basin | - | S07a3 | Solar Expected On-Peak | 0 | 0 | 0 | 0 | 0 | 0 | 0 | 0 | 0 | 0 | 0
2010 | US | WECC | Basin | - | S07a4 | Solar Derate On-Peak | 0 | 0 | 0 | 0 | 0 | 0 | 0 | 0 | 0 | 0 | 0
2010 | US | WECC | Basin | - | S07a5 | Hydro Expected On-Peak | 0 | 0 | 0 | 0 | 0 | 0 | 0 | 29 | 29 | 29 | 28
2010 | US | WECC | Basin | - | S07a6 | Hydro Derate On-Peak | 0 | 0 | 0 | 0 | 0 | 0 | 0 | 24 | 24 | 24 | 25
2010 | US | WECC | Basin | - | S07a7 | Biomass Expected On-Peak | 0 | 0 | 0 | 0 | 0 | 0 | 0 | 0 | 0 | 0 | 0
2010 | US | WECC | Basin | - | S07a8 | Biomass Derate On-Peak | 0 | 0 | 0 | 0 | 0 | 0 | 0 | 0 | 0 | 0 | 0
2010 | US | WECC | Basin | - | S07a9 | Demand Response Expected On-Peak (Load Management Programs) | 0 | 0 | 0 | 0 | 0 | 0 | 0 | 0 | 0 | 0 | 0
2010 | US | WECC | Basin | - | S07a10 | Demand Response Derate On-Peak (Load Management Programs) | 0 | 0 | 0 | 0 | 0 | 0 | 0 | 0 | 0 | 0 | 0
2010 | US | WECC | Basin | - | S07a11 | Transmission-Limited Resources | 0 | 0 | 0 | 0 | 0 | 0 | 0 | 0 | 0 | 0 | 0
2010 | US | WECC | Basin | - | S07a12 | Scheduled Outage - Maintenance | 0 | 0 | 0 | 0 | 0 | 0 | 0 | 0 | 0 | 0 | 0
2010 | US | WECC | Basin | - | S07a13 | All Other Derates | 0 | 0 | 0 | 0 | 0 | 0 | 0 | 0 | 0 | 0 | 0
2010 | US | WECC | Basin | - | S07a14 | Energy Only | 0 | 0 | 0 | 0 | 0 | 0 | 0 | 0 | 0 | 0 | 0
2010 | US | WECC | Basin | - | S07b | Future, Other | 0 | 0 | 0 | 0 | 0 | 0 | 0 | 0 | 0 | 0 | 0
2010 | US | WECC | Basin | - | S07b1 | Wind Expected On-Peak | 0 | 0 | 0 | 0 | 0 | 0 | 0 | 0 | 0 | 0 | 0
2010 | US | WECC | Basin | - | S07b2 | Wind Derate On-Peak | 0 | 0 | 0 | 0 | 0 | 0 | 0 | 0 | 0 | 0 | 0
2010 | US | WECC | Basin | - | S07b3 | Solar Expected On-Peak | 0 | 0 | 0 | 0 | 0 | 0 | 0 | 0 | 0 | 0 | 0
2010 | US | WECC | Basin | - | S07b4 | Solar Derate On-Peak | 0 | 0 | 0 | 0 | 0 | 0 | 0 | 0 | 0 | 0 | 0
2010 | US | WECC | Basin | - | S07b5 | Hydro Expected On-Peak | 0 | 0 | 0 | 0 | 0 | 0 | 0 | 0 | 0 | 0 | 0
2010 | US | WECC | Basin | - | S07b6 | Hydro Derate On-Peak | 0 | 0 | 0 | 0 | 0 | 0 | 0 | 0 | 0 | 0 | 0
2010 | US | WECC | Basin | - | S07b7 | Biomass Expected On-Peak | 0 | 0 | 0 | 0 | 0 | 0 | 0 | 0 | 0 | 0 | 0
2010 | US | WECC | Basin | - | S07b8 | Biomass Derate On-Peak | 0 | 0 | 0 | 0 | 0 | 0 | 0 | 0 | 0 | 0 | 0
2010 | US | WECC | Basin | - | S07b9 | Transmission-Limited Resources | 0 | 0 | 0 | 0 | 0 | 0 | 0 | 0 | 0 | 0 | 0
2010 | US | WECC | Basin | - | S07b10 | Scheduled Outage - Maintenance | 0 | 0 | 0 | 0 | 0 | 0 | 0 | 0 | 0 | 0 | 0
2010 | US | WECC | Basin | - | S07b11 | All Other Derates | 0 | 0 | 0 | 0 | 0 | 0 | 0 | 0 | 0 | 0 | 0
2010 | US | WECC | Basin | - | S07b12 | Energy Only | 0 | 0 | 0 | 0 | 0 | 0 | 0 | 0 | 0 | 0 | 0
2010 | US | WECC | Basin | - | S08 | Conceptual | 0 | 0 | 0 | 0 | 0 | 0 | 283 | 283 | 292 | 546 | 555
2010 | US | WECC | Basin | - | S08a1 | Wind Expected On-Peak | 0 | 0 | 0 | 0 | 0 | 0 | 0 | 0 | 10 | 14 | 23
2010 | US | WECC | Basin | - | S08a2 | Wind Derate On-Peak | 0 | 0 | 0 | 0 | 0 | 0 | 0 | 0 | 68 | 112 | 200
2010 | US | WECC | Basin | - | S08a3 | Solar Expected On-Peak | 0 | 0 | 0 | 0 | 0 | 0 | 0 | 0 | 0 | 0 | 0
2010 | US | WECC | Basin | - | S08a4 | Solar Derate On-Peak | 0 | 0 | 0 | 0 | 0 | 0 | 0 | 0 | 0 | 0 | 0
2010 | US | WECC | Basin | - | S08a5 | Hydro Expected On-Peak | 0 | 0 | 0 | 0 | 0 | 0 | 0 | 0 | 0 | 0 | 0
2010 | US | WECC | Basin | - | S08a6 | Hydro Derate On-Peak | 0 | 0 | 0 | 0 | 0 | 0 | 0 | 0 | 0 | 0 | 0
2010 | US | WECC | Basin | - | S08a7 | Biomass Expected On-Peak | 0 | 0 | 0 | 0 | 0 | 0 | 0 | 0 | 0 | 0 | 0
2010 | US | WECC | Basin | - | S08a8 | Biomass Derate On-Peak | 0 | 0 | 0 | 0 | 0 | 0 | 0 | 0 | 0 | 0 | 0
2010 | US | WECC | Basin | - | S08a9 | All Other Derates | 0 | 0 | 0 | 0 | 0 | 0 | 0 | 0 | 0 | 0 | 0
2010 | US | WECC | Basin | - | S08a10 | Energy Only | 0 | 0 | 0 | 0 | 0 | 0 | 0 | 0 | 0 | 0 | 0
2010 | US | WECC | Basin | - | S09 | ANTICIPATED INTERNAL CAPACITY = 6a+7a | 11316 | 15504 | 16234 | 16626 | 16710 | 16710 | 16710 | 16763 | 16763 | 16763 | 16763
2010 | US | WECC | Basin | - | S10 | CAPACITY TRANSACTIONS - IMPORTS = 10a+10b+10c+10d | 2899 | 3329 | 3307 | 3876 | 4356 | 4813 | 4670 | 4929 | 4779 | 4488 | 4358
2010 | US | WECC | Basin | - | S10a | Firm (Note: The sum of 10a1 and 10a2 must be <= 10a) | 0 | 3102 | 3184 | 3549 | 4058 | 4375 | 4648 | 4473 | 4356 | 4358 | 4358
2010 | US | WECC | Basin | - | S10a1 | Full-Responsibility Purchases | 0 | 0 | 0 | 0 | 0 | 0 | 0 | 0 | 0 | 0 | 0
2010 | US | WECC | Basin | - | S10a2 | Owned Capacity/Entitlement Located Outside the Region/Subregion | 0 | 0 | 0 | 0 | 0 | 0 | 0 | 0 | 0 | 0 | 0
2010 | US | WECC | Basin | - | S10b | Non-firm | 0 | 0 | 0 | 0 | 0 | 0 | 0 | 0 | 0 | 0 | 0
2010 | US | WECC | Basin | - | S10c | Expected (Note: The sum of 10c1 and 10c2 must be <= 10c) | 0 | 227 | 123 | 57 | 26 | 302 | 22 | 456 | 342 | 61 | 0
2010 | US | WECC | Basin | - | S10c1 | Full-Responsibility Purchases | 0 | 0 | 0 | 0 | 0 | 0 | 0 | 0 | 0 | 0 | 0
2010 | US | WECC | Basin | - | S10c2 | Owned Capacity/Entitlement Located Outside the Region/Subregion | 0 | 0 | 0 | 0 | 0 | 0 | 0 | 0 | 0 | 0 | 0
2010 | US | WECC | Basin | - | S10d | Provisional – transactions under study, but negotiations have not begun. | 0 | 0 | 0 | 270 | 272 | 136 | 0 | 0 | 81 | 69 | 0
2010 | US | WECC | Basin | - | S11 | CAPACITY TRANSACTIONS - EXPORTS = 11a+11b+11c+11d | 765 | 3009 | 3009 | 3207 | 3227 | 3177 | 3244 | 3244 | 3244 | 3244 | 3244
2010 | US | WECC | Basin | - | S11a | Firm (Note: The sum of 11a1 and 11a2 must be <= 11a) | 0 | 3009 | 3009 | 3207 | 3227 | 3177 | 3244 | 3244 | 3244 | 3244 | 3244
2010 | US | WECC | Basin | - | S11a1 | Full-Responsibility Purchases | 0 | 0 | 0 | 0 | 0 | 0 | 0 | 0 | 0 | 0 | 0
2010 | US | WECC | Basin | - | S11a2 | Owned Capacity/Entitlement Located Outside the Region/Subregion | 0 | 3009 | 3009 | 3009 | 3009 | 3009 | 3009 | 3009 | 3009 | 3009 | 3009
2010 | US | WECC | Basin | - | S11b | Non-firm | 0 | 0 | 0 | 0 | 0 | 0 | 0 | 0 | 0 | 0 | 0
2010 | US | WECC | Basin | - | S11c | Expected (Note: The sum of 11c1 and 11c2 must be <= 11c) | 0 | 0 | 0 | 0 | 0 | 0 | 0 | 0 | 0 | 0 | 0
2010 | US | WECC | Basin | - | S11c1 | Full-Responsibility Purchases | 0 | 0 | 0 | 0 | 0 | 0 | 0 | 0 | 0 | 0 | 0
2010 | US | WECC | Basin | - | S11c2 | Owned Capacity/Entitlement Located Outside the Region/Subregion | 0 | 0 | 0 | 0 | 0 | 0 | 0 | 0 | 0 | 0 | 0
2010 | US | WECC | Basin | - | S11d | Provisional – transactions under study, but negotiations have not begun. | 0 | 0 | 0 | 0 | 0 | 0 | 0 | 0 | 0 | 0 | 0
2010 | US | WECC | Basin | - | S12 | EXISTING, CERTAIN CAPACITY & NET FIRM TRANSACTIONS = 6a+Net Firm Transactions | 11316 | 15547 | 15629 | 15796 | 16285 | 16652 | 16858 | 16683 | 16566 | 16568 | 16568
2010 | US | WECC | Basin | - | S13 | ANTICIPATED CAPACITY RESOURCES = 12+7a+Net Expected Transactions | 0 | 15824 | 16018 | 16508 | 17051 | 17695 | 17658 | 17840 | 17608 | 17328 | 17266
2010 | US | WECC | Basin | - | S14 | PROSPECTIVE CAPACITY RESOURCES = 13+6b+16b | 0 | 15824 | 16018 | 16508 | 17051 | 17695 | 17658 | 17840 | 17608 | 17328 | 17266
2010 | US | WECC | Basin | - | S15 | TOTAL POTENTIAL CAPACITY RESOURCES = 13+6b+7b+8+Net Provisional Transactions | 0 | 15824 | 16018 | 16778 | 17323 | 17831 | 17941 | 18123 | 17981 | 17943 | 17821
2010 | US | WECC | Basin | - | S15a | ADJUSTED POTENTIAL CAPACITY RESOURCES = 13+6b+16b+16d+Net Provisional Transactions | 0 | 15824 | 16018 | 16778 | 17323 | 17831 | 17941 | 18123 | 17981 | 17943 | 17821
2010 | US | WECC | Basin | - | S16a | Confidence of Future, Other (7b), using reasonable judgement | 0 | 0 | 0 | 0 | 0 | 0 | 0 | 0 | 0 | 0 | 0
2010 | US | WECC | Basin | - | S16b | Net Future, Other Resources After Confidence Percentage Is Applied = 7b*16a | 0 | 0 | 0 | 0 | 0 | 0 | 0 | 0 | 0 | 0 | 0
2010 | US | WECC | Basin | - | S16c | Confidence of Conceptual (8), using reasonable judgement | 0 | 1 | 1 | 1 | 1 | 1 | 1 | 1 | 1 | 1 | 1
2010 | US | WECC | Basin | - | S16d | Net Conceptual Resources After Confidence Percentage Is Applied = 8*16c | 0 | 0 | 0 | 0 | 0 | 0 | 283 | 283 | 292 | 546 | 555
2010 | US | WECC | Basin | - | S17 | Region/Subregion Target Reserve Margin | 0 | 0.12 | 0.12 | 0.12 | 0.12 | 0.12 | 0.12 | 0.12 | 0.12 | 0.12 | 0.12
2010 | US | WECC | Basin | - | S18 | Existing Certain and Net Firm Transactions Reserve Margin = (12-3)/3 | 0 | 0.22979 | 0.22293 | 0.20396 | 0.21267 | 0.21017 | 0.20552 | 0.16983 | 0.14715 | 0.13077 | 0.11187
2010 | US | WECC | Basin | - | S19 | Anticipated Capacity Resources Reserve Margin = (13-3)/3 | 0 | 0.2517 | 0.25336 | 0.25823 | 0.26971 | 0.28597 | 0.26273 | 0.25096 | 0.21931 | 0.18264 | 0.15871
2010 | US | WECC | Basin | - | S20 | Prospective Capacity Resources Reserve Margin = (14-3)/3 | 0 | 0.2517 | 0.25336 | 0.25823 | 0.26971 | 0.28597 | 0.26273 | 0.25096 | 0.21931 | 0.18264 | 0.15871
2010 | US | WECC | Basin | - | S21 | Total Potential Resources Reserve Margin = (15-3)/3 | 0 | 0.2517 | 0.25336 | 0.27881 | 0.28997 | 0.29586 | 0.28297 | 0.27081 | 0.24514 | 0.22461 | 0.19596
2010 | US | WECC | Basin | - | S22 | Adjusted Potential Resources Reserve Margin = (15a-3)/3 | 0 | 0.2517 | 0.25336 | 0.27881 | 0.28997 | 0.29586 | 0.28297 | 0.27081 | 0.24514 | 0.22461 | 0.19596
2010 | US | WECC | Basin | - | S23 | Total Baseline Installed Capacity | 14510 | 0 | 0 | 0 | 0 | 0 | 0 | 0 | 0 | 0 | 0
2010 | US | WECC | Desert SW | - | S01 | Unrestricted Non-coincident Peak Demand = 2+1a+1b-1c-1d | 27968 | 28043 | 28281 | 28635 | 29184 | 29927 | 30507 | 31107 | 31748 | 32272 | 32955
2010 | US | WECC | Desert SW | - | S01a | New Conservation (Energy Efficiency) | 0 | 46 | 93 | 139 | 181 | 223 | 260 | 299 | 336 | 371 | 403
2010 | US | WECC | Desert SW | - | S01b | Estimated Diversity | 0 | 0 | 0 | 0 | 0 | 0 | 0 | 0 | 0 | 0 | 0
2010 | US | WECC | Desert SW | - | S01c | Additions for non-member load (load served by non-registered LSE's in a region) | 0 | 0 | 0 | 0 | 0 | 0 | 0 | 0 | 0 | 0 | 0
2010 | US | WECC | Desert SW | - | S01d | Stand-by Load Under Contract (Normally served by behind the meter generation) | 0 | 0 | 0 | 0 | 0 | 0 | 0 | 0 | 0 | 0 | 0
2010 | US | WECC | Desert SW | - | S02 | Total Internal Demand | 27968 | 27996.5 | 28187.6 | 28495.8 | 29002.7 | 29703.7 | 30246.5 | 30807.5 | 31412.3 | 31901.1 | 32552.1
2010 | US | WECC | Desert SW | - | S02a | Direct Control Load Management | 140 | 180 | 226 | 282 | 303 | 331 | 372 | 371 | 384 | 336 | 348
2010 | US | WECC | Desert SW | - | S02b | Contractually Interruptible (Curtailable) | 266 | 347 | 349 | 355 | 355 | 416 | 476 | 477 | 478 | 478 | 479
2010 | US | WECC | Desert SW | - | S02c | Critical Peak-Pricing (CPP) with Control | 0 | 0 | 0 | 0 | 0 | 0 | 0 | 0 | 0 | 0 | 0
2010 | US | WECC | Desert SW | - | S02d | Load as a Capacity Resource | 0 | 0 | 0 | 0 | 0 | 0 | 0 | 0 | 0 | 0 | 0
2010 | US | WECC | Desert SW | - | S03 | Net Internal Demand = 2-2a-2b-2c-2d | 27562 | 27470 | 27613 | 27859 | 28345 | 28957 | 29399 | 29960 | 30550 | 31087 | 31725
2010 | US | WECC | Desert SW | - | S04a | Demand Response used for Reserves - Spinning | 0 | 0 | 0 | 0 | 0 | 0 | 0 | 0 | 0 | 0 | 0
2010 | US | WECC | Desert SW | - | S04b | Demand Response used for Reserves - Non-Spinning | 0 | 0 | 0 | 0 | 0 | 0 | 0 | 0 | 0 | 0 | 0
2010 | US | WECC | Desert SW | - | S04c | Demand Response used for Regulation | 0 | 0 | 0 | 0 | 0 | 0 | 0 | 0 | 0 | 0 | 0
2010 | US | WECC | Desert SW | - | S04d | Demand Response used for Energy, Voluntary - Emergency | 0 | 0 | 0 | 0 | 0 | 0 | 25 | 25 | 25 | 25 | 25
2010 | US | WECC | Desert SW | - | S05 | TOTAL INTERNAL CAPACITY = 6+7 | 37630 | 40343 | 42107 | 43138 | 43138 | 43704 | 43704 | 43704 | 43704 | 43704 | 43704
2010 | US | WECC | Desert SW | - | S06 | EXISTING CAPACITY = 6a+6b+6c | 37630 | 40329 | 40329 | 40329 | 40329 | 40329 | 40329 | 40329 | 40329 | 40329 | 40329
2010 | US | WECC | Desert SW | - | S06a | Existing, Certain | 30061 | 38773 | 38773 | 38773 | 38773 | 38773 | 38773 | 38773 | 38773 | 38773 | 38773
2010 | US | WECC | Desert SW | - | S06a1 | Wind Expected On-Peak | 19 | 90 | 90 | 90 | 90 | 90 | 90 | 90 | 90 | 90 | 90
2010 | US | WECC | Desert SW | - | S06a2 | Solar Expected On-Peak | 96 | 49 | 49 | 49 | 49 | 49 | 49 | 49 | 49 | 49 | 49
2010 | US | WECC | Desert SW | - | S06a3 | Hydro Expected On-Peak | 2088 | 3366 | 3366 | 3366 | 3366 | 3366 | 3366 | 3366 | 3366 | 3366 | 3366
2010 | US | WECC | Desert SW | - | S06a4 | Biomass Expected On-Peak | 21 | 24 | 24 | 24 | 24 | 24 | 24 | 24 | 24 | 24 | 24
2010 | US | WECC | Desert SW | - | S06a5 | Load as a Capacity Resource Expected On-Peak (Load Management Programs) | 0 | 0 | 0 | 0 | 0 | 0 | 0 | 0 | 0 | 0 | 0
2010 | US | WECC | Desert SW | - | S06b | Existing, Other | 3953 | 0 | 0 | 0 | 0 | 0 | 0 | 0 | 0 | 0 | 0
2010 | US | WECC | Desert SW | - | S06b1 | Wind Derate On-Peak | 280 | 209 | 209 | 209 | 209 | 209 | 209 | 209 | 209 | 209 | 209
2010 | US | WECC | Desert SW | - | S06b2 | Solar Derate On-Peak | 0 | 47 | 47 | 47 | 47 | 47 | 47 | 47 | 47 | 47 | 47
2010 | US | WECC | Desert SW | - | S06b3 | Hydro Derate On-Peak | 2569 | 108 | 108 | 108 | 108 | 108 | 108 | 108 | 108 | 108 | 108
2010 | US | WECC | Desert SW | - | S06b4 | Biomass Derate On-Peak | 10 | 7 | 7 | 7 | 7 | 7 | 7 | 7 | 7 | 7 | 7
2010 | US | WECC | Desert SW | - | S06b5 | Load as a Capacity Resource Derate On-Peak (Load Management Programs) | 0 | 0 | 0 | 0 | 0 | 0 | 0 | 0 | 0 | 0 | 0
2010 | US | WECC | Desert SW | - | S06b7 | Transmission-Limited Resources | 0 | 0 | 0 | 0 | 0 | 0 | 0 | 0 | 0 | 0 | 0
2010 | US | WECC | Desert SW | - | S06b8 | All Other Derates | 757 | 1185 | 1185 | 1185 | 1185 | 1185 | 1185 | 1185 | 1185 | 1185 | 1185
2010 | US | WECC | Desert SW | - | S06b9 | Energy Only | 0 | 0 | 0 | 0 | 0 | 0 | 0 | 0 | 0 | 0 | 0
2010 | US | WECC | Desert SW | - | S06c | Existing, Inoperable (Note: Not used in margin calculations) | 0 | 0 | 0 | 0 | 0 | 0 | 0 | 0 | 0 | 0 | 0
2010 | US | WECC | Desert SW | - | S07 | FUTURE CAPACITY ADDITIONS = 7a+7b | 0 | 14 | 1750 | 2784 | 2788 | 3295 | 3296 | 3330 | 3329 | 3331 | 3336
2010 | US | WECC | Desert SW | - | S07a | Future, Planned | 0 | 14 | 1750 | 2784 | 2788 | 3295 | 3296 | 3330 | 3329 | 3331 | 3336
2010 | US | WECC | Desert SW | - | S07a1 | Wind Expected On-Peak | 0 | 0 | 0 | 0 | 0 | 0 | 0 | 0 | 0 | 0 | 0
2010 | US | WECC | Desert SW | - | S07a2 | Wind Derate On-Peak | 0 | 0 | 0 | 0 | 0 | 0 | 0 | 0 | 0 | 0 | 0
2010 | US | WECC | Desert SW | - | S07a3 | Solar Expected On-Peak | 0 | 0 | 143 | 415 | 419 | 659 | 660 | 694 | 693 | 695 | 700
2010 | US | WECC | Desert SW | - | S07a4 | Solar Derate On-Peak | 0 | 0 | 28 | 25 | 21 | 80 | 79 | 45 | 46 | 44 | 39
2010 | US | WECC | Desert SW | - | S07a5 | Hydro Expected On-Peak | 0 | 0 | 0 | 0 | 0 | 0 | 0 | 0 | 0 | 0 | 0
2010 | US | WECC | Desert SW | - | S07a6 | Hydro Derate On-Peak | 0 | 0 | 0 | 0 | 0 | 0 | 0 | 0 | 0 | 0 | 0
2010 | US | WECC | Desert SW | - | S07a7 | Biomass Expected On-Peak | 0 | 0 | 0 | 0 | 0 | 0 | 0 | 0 | 0 | 0 | 0
2010 | US | WECC | Desert SW | - | S07a8 | Biomass Derate On-Peak | 0 | 0 | 0 | 0 | 0 | 0 | 0 | 0 | 0 | 0 | 0
2010 | US | WECC | Desert SW | - | S07a9 | Demand Response Expected On-Peak (Load Management Programs) | 0 | 0 | 0 | 0 | 0 | 0 | 0 | 0 | 0 | 0 | 0
2010 | US | WECC | Desert SW | - | S07a10 | Demand Response Derate On-Peak (Load Management Programs) | 0 | 0 | 0 | 0 | 0 | 0 | 0 | 0 | 0 | 0 | 0
2010 | US | WECC | Desert SW | - | S07a11 | Transmission-Limited Resources | 0 | 0 | 0 | 0 | 0 | 0 | 0 | 0 | 0 | 0 | 0
2010 | US | WECC | Desert SW | - | S07a12 | Scheduled Outage - Maintenance | 0 | 0 | 0 | 0 | 0 | 0 | 0 | 0 | 0 | 0 | 0
2010 | US | WECC | Desert SW | - | S07a13 | All Other Derates | 0 | 0 | 0 | 0 | 0 | 0 | 0 | 0 | 0 | 0 | 0
2010 | US | WECC | Desert SW | - | S07a14 | Energy Only | 0 | 0 | 0 | 0 | 0 | 0 | 0 | 0 | 0 | 0 | 0
2010 | US | WECC | Desert SW | - | S07b | Future, Other | 0 | 0 | 0 | 0 | 0 | 0 | 0 | 0 | 0 | 0 | 0
2010 | US | WECC | Desert SW | - | S07b1 | Wind Expected On-Peak | 0 | 0 | 0 | 0 | 0 | 0 | 0 | 0 | 0 | 0 | 0
2010 | US | WECC | Desert SW | - | S07b2 | Wind Derate On-Peak | 0 | 0 | 0 | 0 | 0 | 0 | 0 | 0 | 0 | 0 | 0
2010 | US | WECC | Desert SW | - | S07b3 | Solar Expected On-Peak | 0 | 0 | 0 | 0 | 0 | 0 | 0 | 0 | 0 | 0 | 0
2010 | US | WECC | Desert SW | - | S07b4 | Solar Derate On-Peak | 0 | 0 | 0 | 0 | 0 | 0 | 0 | 0 | 0 | 0 | 0
2010 | US | WECC | Desert SW | - | S07b5 | Hydro Expected On-Peak | 0 | 0 | 0 | 0 | 0 | 0 | 0 | 0 | 0 | 0 | 0
2010 | US | WECC | Desert SW | - | S07b6 | Hydro Derate On-Peak | 0 | 0 | 0 | 0 | 0 | 0 | 0 | 0 | 0 | 0 | 0
2010 | US | WECC | Desert SW | - | S07b7 | Biomass Expected On-Peak | 0 | 0 | 0 | 0 | 0 | 0 | 0 | 0 | 0 | 0 | 0
2010 | US | WECC | Desert SW | - | S07b8 | Biomass Derate On-Peak | 0 | 0 | 0 | 0 | 0 | 0 | 0 | 0 | 0 | 0 | 0
2010 | US | WECC | Desert SW | - | S07b9 | Transmission-Limited Resources | 0 | 0 | 0 | 0 | 0 | 0 | 0 | 0 | 0 | 0 | 0
2010 | US | WECC | Desert SW | - | S07b10 | Scheduled Outage - Maintenance | 0 | 0 | 0 | 0 | 0 | 0 | 0 | 0 | 0 | 0 | 0
2010 | US | WECC | Desert SW | - | S07b11 | All Other Derates | 0 | 0 | 0 | 0 | 0 | 0 | 0 | 0 | 0 | 0 | 0
2010 | US | WECC | Desert SW | - | S07b12 | Energy Only | 0 | 0 | 0 | 0 | 0 | 0 | 0 | 0 | 0 | 0 | 0
2010 | US | WECC | Desert SW | - | S08 | Conceptual | 0 | 0 | 0 | 139 | 554 | 1325 | 1561 | 2202 | 2597 | 2950 | 2973
2010 | US | WECC | Desert SW | - | S08a1 | Wind Expected On-Peak | 0 | 0 | 0 | 0 | 18 | 45 | 4 | 34 | 38 | 42 | 44
2010 | US | WECC | Desert SW | - | S08a2 | Wind Derate On-Peak | 0 | 0 | 0 | 0 | 236 | 569 | 610 | 580 | 576 | 572 | 570
2010 | US | WECC | Desert SW | - | S08a3 | Solar Expected On-Peak | 0 | 0 | 0 | 60 | 187 | 486 | 486 | 585 | 580 | 612 | 610
2010 | US | WECC | Desert SW | - | S08a4 | Solar Derate On-Peak | 0 | 0 | 0 | 4 | 20 | 138 | 138 | 39 | 44 | 48 | 50
2010 | US | WECC | Desert SW | - | S08a5 | Hydro Expected On-Peak | 0 | 0 | 0 | 0 | 0 | 0 | 0 | 0 | 0 | 0 | 0
2010 | US | WECC | Desert SW | - | S08a6 | Hydro Derate On-Peak | 0 | 0 | 0 | 0 | 0 | 0 | 0 | 0 | 0 | 0 | 0
2010 | US | WECC | Desert SW | - | S08a7 | Biomass Expected On-Peak | 0 | 0 | 0 | 0 | 0 | 0 | 8 | 8 | 8 | 8 | 8
2010 | US | WECC | Desert SW | - | S08a8 | Biomass Derate On-Peak | 0 | 0 | 0 | 0 | 0 | 0 | 0 | 0 | 0 | 0 | 0
2010 | US | WECC | Desert SW | - | S08a9 | All Other Derates | 0 | 0 | 0 | 0 | 0 | 0 | 0 | 0 | 0 | 0 | 0
2010 | US | WECC | Desert SW | - | S08a10 | Energy Only | 0 | 0 | 0 | 0 | 0 | 0 | 0 | 0 | 0 | 0 | 0
2010 | US | WECC | Desert SW | - | S09 | ANTICIPATED INTERNAL CAPACITY = 6a+7a | 30061 | 38787 | 40551 | 41582 | 41582 | 42148 | 42148 | 42148 | 42148 | 42148 | 42148
2010 | US | WECC | Desert SW | - | S10 | CAPACITY TRANSACTIONS - IMPORTS = 10a+10b+10c+10d | 799 | 1671 | 2895 | 2878 | 3494 | 3114 | 3331 | 5594 | 6213 | 5849 | 7366
2010 | US | WECC | Desert SW | - | S10a | Firm (Note: The sum of 10a1 and 10a2 must be <= 10a) | 0 | 1671 | 2895 | 2878 | 2858 | 2232 | 2719 | 2763 | 2903 | 3218 | 3215
2010 | US | WECC | Desert SW | - | S10a1 | Full-Responsibility Purchases | 0 | 0 | 0 | 0 | 0 | 0 | 0 | 0 | 0 | 0 | 0
2010 | US | WECC | Desert SW | - | S10a2 | Owned Capacity/Entitlement Located Outside the Region/Subregion | 0 | 131 | 131 | 131 | 131 | 131 | 131 | 131 | 131 | 131 | 131
2010 | US | WECC | Desert SW | - | S10b | Non-firm | 0 | 0 | 0 | 0 | 0 | 0 | 0 | 0 | 0 | 0 | 0
2010 | US | WECC | Desert SW | - | S10c | Expected (Note: The sum of 10c1 and 10c2 must be <= 10c) | 0 | 0 | 0 | 0 | 636 | 882 | 612 | 2831 | 3310 | 2631 | 4151
2010 | US | WECC | Desert SW | - | S10c1 | Full-Responsibility Purchases | 0 | 0 | 0 | 0 | 0 | 0 | 0 | 0 | 0 | 0 | 0
2010 | US | WECC | Desert SW | - | S10c2 | Owned Capacity/Entitlement Located Outside the Region/Subregion | 0 | 0 | 0 | 0 | 0 | 0 | 0 | 0 | 0 | 0 | 0
2010 | US | WECC | Desert SW | - | S10d | Provisional – transactions under study, but negotiations have not begun. | 0 | 0 | 0 | 0 | 0 | 0 | 0 | 0 | 0 | 0 | 0
2010 | US | WECC | Desert SW | - | S11 | CAPACITY TRANSACTIONS - EXPORTS = 11a+11b+11c+11d | 5037 | 6469 | 6162 | 6501 | 6253 | 6884 | 6885 | 5772 | 5559 | 5326 | 4155
2010 | US | WECC | Desert SW | - | S11a | Firm (Note: The sum of 11a1 and 11a2 must be <= 11a) | 0 | 6469 | 6162 | 6501 | 6253 | 6884 | 6885 | 5772 | 5559 | 5326 | 4155
2010 | US | WECC | Desert SW | - | S11a1 | Full-Responsibility Purchases | 0 | 0 | 0 | 0 | 0 | 0 | 0 | 0 | 0 | 0 | 0
2010 | US | WECC | Desert SW | - | S11a2 | Owned Capacity/Entitlement Located Outside the Region/Subregion | 0 | 3673 | 3655 | 3661 | 3678 | 3678 | 3680 | 3655 | 3658 | 3661 | 3678
2010 | US | WECC | Desert SW | - | S11b | Non-firm | 0 | 0 | 0 | 0 | 0 | 0 | 0 | 0 | 0 | 0 | 0
2010 | US | WECC | Desert SW | - | S11c | Expected (Note: The sum of 11c1 and 11c2 must be <= 11c) | 0 | 0 | 0 | 0 | 0 | 0 | 0 | 0 | 0 | 0 | 0
2010 | US | WECC | Desert SW | - | S11c1 | Full-Responsibility Purchases | 0 | 0 | 0 | 0 | 0 | 0 | 0 | 0 | 0 | 0 | 0
2010 | US | WECC | Desert SW | - | S11c2 | Owned Capacity/Entitlement Located Outside the Region/Subregion | 0 | 0 | 0 | 0 | 0 | 0 | 0 | 0 | 0 | 0 | 0
2010 | US | WECC | Desert SW | - | S11d | Provisional – transactions under study, but negotiations have not begun. | 0 | 0 | 0 | 0 | 0 | 0 | 0 | 0 | 0 | 0 | 0
2010 | US | WECC | Desert SW | - | S12 | EXISTING, CERTAIN CAPACITY & NET FIRM TRANSACTIONS = 6a+Net Firm Transactions | 30061 | 33975 | 35506 | 35150 | 35378 | 34121 | 34607 | 35764 | 36117 | 36665 | 37833
2010 | US | WECC | Desert SW | - | S13 | ANTICIPATED CAPACITY RESOURCES = 12+7a+Net Expected Transactions | 0 | 33989 | 37256 | 37934 | 38802 | 38298 | 38515 | 41925 | 42756 | 42627 | 45320
2010 | US | WECC | Desert SW | - | S14 | PROSPECTIVE CAPACITY RESOURCES = 13+6b+16b | 0 | 33989 | 37256 | 37934 | 38802 | 38298 | 38515 | 41925 | 42756 | 42627 | 45320
2010 | US | WECC | Desert SW | - | S15 | TOTAL POTENTIAL CAPACITY RESOURCES = 13+6b+7b+8+Net Provisional Transactions | 0 | 33989 | 37256 | 38073 | 39356 | 39623 | 40076 | 44127 | 45353 | 45577 | 48293
2010 | US | WECC | Desert SW | - | S15a | ADJUSTED POTENTIAL CAPACITY RESOURCES = 13+6b+16b+16d+Net Provisional Transactions | 0 | 33989 | 37256 | 38073 | 39356 | 39623 | 40076 | 44127 | 45353 | 45577 | 48293
2010 | US | WECC | Desert SW | - | S16a | Confidence of Future, Other (7b), using reasonable judgement | 0 | 0 | 0 | 0 | 0 | 0 | 0 | 0 | 0 | 0 | 0
2010 | US | WECC | Desert SW | - | S16b | Net Future, Other Resources After Confidence Percentage Is Applied = 7b*16a | 0 | 0 | 0 | 0 | 0 | 0 | 0 | 0 | 0 | 0 | 0
2010 | US | WECC | Desert SW | - | S16c | Confidence of Conceptual (8), using reasonable judgement | 0 | 1 | 1 | 1 | 1 | 1 | 1 | 1 | 1 | 1 | 1
2010 | US | WECC | Desert SW | - | S16d | Net Conceptual Resources After Confidence Percentage Is Applied = 8*16c | 0 | 0 | 0 | 139 | 554 | 1325 | 1561 | 2202 | 2597 | 2950 | 2973
2010 | US | WECC | Desert SW | - | S17 | Region/Subregion Target Reserve Margin | 0 | 0.136 | 0.136 | 0.136 | 0.136 | 0.136 | 0.136 | 0.136 | 0.136 | 0.136 | 0.136
2010 | US | WECC | Desert SW | - | S18 | Existing Certain and Net Firm Transactions Reserve Margin = (12-3)/3 | 0 | 0.2368 | 0.28584 | 0.26171 | 0.24812 | 0.17833 | 0.17715 | 0.19372 | 0.18223 | 0.17943 | 0.19253
2010 | US | WECC | Desert SW | - | S19 | Anticipated Capacity Resources Reserve Margin = (13-3)/3 | 0 | 0.23731 | 0.34922 | 0.36164 | 0.36892 | 0.32258 | 0.31008 | 0.39937 | 0.39954 | 0.37122 | 0.42853
2010 | US | WECC | Desert SW | - | S20 | Prospective Capacity Resources Reserve Margin = (14-3)/3 | 0 | 0.23731 | 0.34922 | 0.36164 | 0.36892 | 0.32258 | 0.31008 | 0.39937 | 0.39954 | 0.37122 | 0.42853
2010 | US | WECC | Desert SW | - | S21 | Total Potential Resources Reserve Margin = (15-3)/3 | 0 | 0.23731 | 0.34922 | 0.36663 | 0.38846 | 0.36834 | 0.36318 | 0.47286 | 0.48455 | 0.46611 | 0.52224
2010 | US | WECC | Desert SW | - | S22 | Adjusted Potential Resources Reserve Margin = (15a-3)/3 | 0 | 0.23731 | 0.34922 | 0.36663 | 0.38846 | 0.36834 | 0.36318 | 0.47286 | 0.48455 | 0.46611 | 0.52224
2010 | US | WECC | Desert SW | - | S23 | Total Baseline Installed Capacity | 37630 | 0 | 0 | 0 | 0 | 0 | 0 | 0 | 0 | 0 | 0
2010 | US | WECC | CAL N | - | S01 | Unrestricted Non-coincident Peak Demand = 2+1a+1b-1c-1d | 24531.8392 | 24447 | 25161 | 25597 | 25004 | 25830 | 26071 | 26569 | 26828 | 27057 | 26294
2010 | US | WECC | CAL N | - | S01a | New Conservation (Energy Efficiency) | 0 | 318 | 457 | 589 | 552 | 514 | 476 | 442 | 409 | 374 | 333
2010 | US | WECC | CAL N | - | S01b | Estimated Diversity | 0 | 0 | 0 | 0 | 0 | 0 | 0 | 0 | 0 | 0 | 0
2010 | US | WECC | CAL N | - | S01c | Additions for non-member load (load served by non-registered LSE's in a region) | 0 | 0 | 0 | 0 | 0 | 0 | 0 | 0 | 0 | 0 | 0
2010 | US | WECC | CAL N | - | S01d | Stand-by Load Under Contract (Normally served by behind the meter generation) | 0 | 1181 | 1216 | 1253 | 1291 | 1329 | 1369 | 1410 | 1452 | 1496 | 1541
2010 | US | WECC | CAL N | - | S02 | Total Internal Demand | 24531.8392 | 25309.6 | 25920 | 26261 | 25743.1 | 26645 | 26963.9 | 27537 | 27871 | 28179 | 27502
2010 | US | WECC | CAL N | - | S02a | Direct Control Load Management | 161 | 161 | 162 | 163 | 164 | 165 | 165 | 166 | 167 | 168 | 169
2010 | US | WECC | CAL N | - | S02b | Contractually Interruptible (Curtailable) | 253 | 395 | 331 | 331 | 331 | 331 | 331 | 331 | 331 | 331 | 331
2010 | US | WECC | CAL N | - | S02c | Critical Peak-Pricing (CPP) with Control | 0 | 235 | 0 | 0 | 0 | 0 | 0 | 0 | 0 | 0 | 0
2010 | US | WECC | CAL N | - | S02d | Load as a Capacity Resource | 1956 | 180 | 664 | 676 | 676 | 677 | 683 | 689 | 695 | 700 | 706
2010 | US | WECC | CAL N | - | S03 | Net Internal Demand = 2-2a-2b-2c-2d | 22161.8392 | 24339 | 24763 | 25091 | 24572 | 25472 | 25785 | 26351 | 26678 | 26980 | 26296
2010 | US | WECC | CAL N | - | S04a | Demand Response used for Reserves - Spinning | 0 | 0 | 0 | 0 | 0 | 0 | 0 | 0 | 0 | 0 | 0
2010 | US | WECC | CAL N | - | S04b | Demand Response used for Reserves - Non-Spinning | 3 | 3 | 3 | 3 | 3 | 3 | 3 | 3 | 3 | 3 | 3
2010 | US | WECC | CAL N | - | S04c | Demand Response used for Regulation | 0 | 0 | 0 | 0 | 0 | 0 | 0 | 0 | 0 | 0 | 0
2010 | US | WECC | CAL N | - | S04d | Demand Response used for Energy, Voluntary - Emergency | 0 | 0 | 0 | 0 | 0 | 0 | 0 | 0 | 0 | 0 | 0
2010 | US | WECC | CAL N | - | S05 | TOTAL INTERNAL CAPACITY = 6+7 | 43534 | 39726 | 43016 | 46109 | 47559 | 48885 | 48885 | 49285 | 49285 | 49285 | 49285
2010 | US | WECC | CAL N | - | S06 | EXISTING CAPACITY = 6a+6b+6c | 43534 | 39513 | 39513 | 39513 | 39513 | 39513 | 39513 | 39513 | 39513 | 39513 | 39513
2010 | US | WECC | CAL N | - | S06a | Existing, Certain | 31552 | 26359 | 26359 | 26359 | 26359 | 26359 | 26359 | 26359 | 26359 | 26359 | 26359
2010 | US | WECC | CAL N | - | S06a1 | Wind Expected On-Peak | 268 | 26 | 26 | 26 | 26 | 26 | 26 | 26 | 26 | 26 | 26
2010 | US | WECC | CAL N | - | S06a2 | Solar Expected On-Peak | 0 | 0 | 0 | 0 | 0 | 0 | 0 | 0 | 0 | 0 | 0
2010 | US | WECC | CAL N | - | S06a3 | Hydro Expected On-Peak | 9096 | 5610 | 5610 | 5610 | 5610 | 5610 | 5610 | 5610 | 5610 | 5610 | 5610
2010 | US | WECC | CAL N | - | S06a4 | Biomass Expected On-Peak | 515 | 242 | 242 | 242 | 242 | 242 | 242 | 242 | 242 | 242 | 242
2010 | US | WECC | CAL N | - | S06a5 | Load as a Capacity Resource Expected On-Peak (Load Management Programs) | 0 | 0 | 0 | 0 | 0 | 0 | 0 | 0 | 0 | 0 | 0
2010 | US | WECC | CAL N | - | S06b | Existing, Other | 7101 | 0 | 0 | 0 | 0 | 0 | 0 | 0 | 0 | 0 | 0
2010 | US | WECC | CAL N | - | S06b1 | Wind Derate On-Peak | 1367 | 1609 | 1609 | 1609 | 1609 | 1609 | 1609 | 1609 | 1609 | 1609 | 1609
2010 | US | WECC | CAL N | - | S06b2 | Solar Derate On-Peak | 0 | 0 | 0 | 0 | 0 | 0 | 0 | 0 | 0 | 0 | 0
2010 | US | WECC | CAL N | - | S06b3 | Hydro Derate On-Peak | 938 | 3075 | 3075 | 3075 | 3075 | 3075 | 3075 | 3075 | 3075 | 3075 | 3075
2010 | US | WECC | CAL N | - | S06b4 | Biomass Derate On-Peak | 193 | 466 | 466 | 466 | 466 | 466 | 466 | 466 | 466 | 466 | 466
2010 | US | WECC | CAL N | - | S06b5 | Load as a Capacity Resource Derate On-Peak (Load Management Programs) | 0 | 0 | 0 | 0 | 0 | 0 | 0 | 0 | 0 | 0 | 0
2010 | US | WECC | CAL N | - | S06b7 | Transmission-Limited Resources | 0 | 0 | 0 | 0 | 0 | 0 | 0 | 0 | 0 | 0 | 0
2010 | US | WECC | CAL N | - | S06b8 | All Other Derates | 2383 | 8004 | 8004 | 8004 | 8004 | 8004 | 8004 | 8004 | 8004 | 8004 | 8004
2010 | US | WECC | CAL N | - | S06b9 | Energy Only | 0 | 0 | 0 | 0 | 0 | 0 | 0 | 0 | 0 | 0 | 0
2010 | US | WECC | CAL N | - | S06c | Existing, Inoperable (Note: Not used in margin calculations) | 0 | 0 | 0 | 0 | 0 | 0 | 0 | 0 | 0 | 0 | 0
2010 | US | WECC | CAL N | - | S07 | FUTURE CAPACITY ADDITIONS = 7a+7b | 0 | 132 | 3172 | 5979 | 7362 | 8689 | 8523 | 9125 | 9118 | 9116 | 9088
2010 | US | WECC | CAL N | - | S07a | Future, Planned | 0 | 132 | 3172 | 5979 | 7362 | 8689 | 8523 | 9125 | 9118 | 9116 | 9088
2010 | US | WECC | CAL N | - | S07a1 | Wind Expected On-Peak | 0 | 6 | 187 | 211 | 200 | 201 | 35 | 237 | 230 | 228 | 200
2010 | US | WECC | CAL N | - | S07a2 | Wind Derate On-Peak | 0 | 81 | 331 | 617 | 684 | 683 | 849 | 647 | 654 | 656 | 684
2010 | US | WECC | CAL N | - | S07a3 | Solar Expected On-Peak | 0 | 5 | 124 | 441 | 1056 | 1731 | 1731 | 1731 | 1731 | 1731 | 1731
2010 | US | WECC | CAL N | - | S07a4 | Solar Derate On-Peak | 0 | 0 | 0 | 0 | 0 | 0 | 0 | 0 | 0 | 0 | 0
2010 | US | WECC | CAL N | - | S07a5 | Hydro Expected On-Peak | 0 | 0 | 0 | 0 | 0 | 0 | 0 | 0 | 0 | 0 | 0
2010 | US | WECC | CAL N | - | S07a6 | Hydro Derate On-Peak | 0 | 0 | 0 | 0 | 0 | 0 | 0 | 0 | 0 | 0 | 0
2010 | US | WECC | CAL N | - | S07a7 | Biomass Expected On-Peak | 0 | 0 | 45 | 45 | 61 | 61 | 61 | 61 | 61 | 61 | 61
2010 | US | WECC | CAL N | - | S07a8 | Biomass Derate On-Peak | 0 | 0 | 0 | 0 | 0 | 0 | 0 | 0 | 0 | 0 | 0
2010 | US | WECC | CAL N | - | S07a9 | Demand Response Expected On-Peak (Load Management Programs) | 0 | 0 | 0 | 0 | 0 | 0 | 0 | 0 | 0 | 0 | 0
2010 | US | WECC | CAL N | - | S07a10 | Demand Response Derate On-Peak (Load Management Programs) | 0 | 0 | 0 | 0 | 0 | 0 | 0 | 0 | 0 | 0 | 0
2010 | US | WECC | CAL N | - | S07a11 | Transmission-Limited Resources | 0 | 0 | 0 | 0 | 0 | 0 | 0 | 0 | 0 | 0 | 0
2010 | US | WECC | CAL N | - | S07a12 | Scheduled Outage - Maintenance | 0 | 0 | 0 | 0 | 0 | 0 | 0 | 0 | 0 | 0 | 0
2010 | US | WECC | CAL N | - | S07a13 | All Other Derates | 0 | 0 | 0 | 0 | 0 | 0 | 0 | 0 | 0 | 0 | 0
2010 | US | WECC | CAL N | - | S07a14 | Energy Only | 0 | 0 | 0 | 0 | 0 | 0 | 0 | 0 | 0 | 0 | 0
2010 | US | WECC | CAL N | - | S07b | Future, Other | 0 | 0 | 0 | 0 | 0 | 0 | 0 | 0 | 0 | 0 | 0
2010 | US | WECC | CAL N | - | S07b1 | Wind Expected On-Peak | 0 | 0 | 0 | 0 | 0 | 0 | 0 | 0 | 0 | 0 | 0
2010 | US | WECC | CAL N | - | S07b2 | Wind Derate On-Peak | 0 | 0 | 0 | 0 | 0 | 0 | 0 | 0 | 0 | 0 | 0
2010 | US | WECC | CAL N | - | S07b3 | Solar Expected On-Peak | 0 | 0 | 0 | 0 | 0 | 0 | 0 | 0 | 0 | 0 | 0
2010 | US | WECC | CAL N | - | S07b4 | Solar Derate On-Peak | 0 | 0 | 0 | 0 | 0 | 0 | 0 | 0 | 0 | 0 | 0
2010 | US | WECC | CAL N | - | S07b5 | Hydro Expected On-Peak | 0 | 0 | 0 | 0 | 0 | 0 | 0 | 0 | 0 | 0 | 0
2010 | US | WECC | CAL N | - | S07b6 | Hydro Derate On-Peak | 0 | 0 | 0 | 0 | 0 | 0 | 0 | 0 | 0 | 0 | 0
2010 | US | WECC | CAL N | - | S07b7 | Biomass Expected On-Peak | 0 | 0 | 0 | 0 | 0 | 0 | 0 | 0 | 0 | 0 | 0
2010 | US | WECC | CAL N | - | S07b8 | Biomass Derate On-Peak | 0 | 0 | 0 | 0 | 0 | 0 | 0 | 0 | 0 | 0 | 0
2010 | US | WECC | CAL N | - | S07b9 | Transmission-Limited Resources | 0 | 0 | 0 | 0 | 0 | 0 | 0 | 0 | 0 | 0 | 0
2010 | US | WECC | CAL N | - | S07b10 | Scheduled Outage - Maintenance | 0 | 0 | 0 | 0 | 0 | 0 | 0 | 0 | 0 | 0 | 0
2010 | US | WECC | CAL N | - | S07b11 | All Other Derates | 0 | 0 | 0 | 0 | 0 | 0 | 0 | 0 | 0 | 0 | 0
2010 | US | WECC | CAL N | - | S07b12 | Energy Only | 0 | 0 | 0 | 0 | 0 | 0 | 0 | 0 | 0 | 0 | 0
2010 | US | WECC | CAL N | - | S08 | Conceptual | 0 | 0 | 0 | 0 | 0 | 0 | 0 | 0 | 0 | 68 | 41
2010 | US | WECC | CAL N | - | S08a1 | Wind Expected On-Peak | 0 | 0 | 0 | 0 | 0 | 0 | 0 | 0 | 0 | 68 | 41
2010 | US | WECC | CAL N | - | S08a2 | Wind Derate On-Peak | 0 | 0 | 0 | 0 | 0 | 0 | 0 | 0 | 0 | 102 | 129
2010 | US | WECC | CAL N | - | S08a3 | Solar Expected On-Peak | 0 | 0 | 0 | 0 | 0 | 0 | 0 | 0 | 0 | 0 | 0
2010 | US | WECC | CAL N | - | S08a4 | Solar Derate On-Peak | 0 | 0 | 0 | 0 | 0 | 0 | 0 | 0 | 0 | 0 | 0
2010 | US | WECC | CAL N | - | S08a5 | Hydro Expected On-Peak | 0 | 0 | 0 | 0 | 0 | 0 | 0 | 0 | 0 | 0 | 0
2010 | US | WECC | CAL N | - | S08a6 | Hydro Derate On-Peak | 0 | 0 | 0 | 0 | 0 | 0 | 0 | 0 | 0 | 0 | 0
2010 | US | WECC | CAL N | - | S08a7 | Biomass Expected On-Peak | 0 | 0 | 0 | 0 | 0 | 0 | 0 | 0 | 0 | 0 | 0
2010 | US | WECC | CAL N | - | S08a8 | Biomass Derate On-Peak | 0 | 0 | 0 | 0 | 0 | 0 | 0 | 0 | 0 | 0 | 0
2010 | US | WECC | CAL N | - | S08a9 | All Other Derates | 0 | 0 | 0 | 0 | 0 | 0 | 0 | 0 | 0 | 0 | 0
2010 | US | WECC | CAL N | - | S08a10 | Energy Only | 0 | 0 | 0 | 0 | 0 | 0 | 0 | 0 | 0 | 0 | 0
2010 | US | WECC | CAL N | - | S09 | ANTICIPATED INTERNAL CAPACITY = 6a+7a | 31552 | 26572 | 29862 | 32955 | 34405 | 35731 | 35731 | 36131 | 36131 | 36131 | 36131
2010 | US | WECC | CAL N | - | S10 | CAPACITY TRANSACTIONS - IMPORTS = 10a+10b+10c+10d | 1232 | 4852 | 4200 | 4200 | 4200 | 4200 | 3640 | 4200 | 4200 | 4200 | 2590
2010 | US | WECC | CAL N | - | S10a | Firm (Note: The sum of 10a1 and 10a2 must be <= 10a) | 0 | 4589 | 4200 | 4200 | 4200 | 4200 | 3640 | 4200 | 4200 | 4200 | 2590
2010 | US | WECC | CAL N | - | S10a1 | Full-Responsibility Purchases | 0 | 0 | 0 | 0 | 0 | 0 | 0 | 0 | 0 | 0 | 0
2010 | US | WECC | CAL N | - | S10a2 | Owned Capacity/Entitlement Located Outside the Region/Subregion | 0 | 0 | 0 | 0 | 0 | 0 | 0 | 0 | 0 | 0 | 0
2010 | US | WECC | CAL N | - | S10b | Non-firm | 0 | 0 | 0 | 0 | 0 | 0 | 0 | 0 | 0 | 0 | 0
2010 | US | WECC | CAL N | - | S10c | Expected (Note: The sum of 10c1 and 10c2 must be <= 10c) | 0 | 263 | 0 | 0 | 0 | 0 | 0 | 0 | 0 | 0 | 0
2010 | US | WECC | CAL N | - | S10c1 | Full-Responsibility Purchases | 0 | 0 | 0 | 0 | 0 | 0 | 0 | 0 | 0 | 0 | 0
2010 | US | WECC | CAL N | - | S10c2 | Owned Capacity/Entitlement Located Outside the Region/Subregion | 0 | 0 | 0 | 0 | 0 | 0 | 0 | 0 | 0 | 0 | 0
2010 | US | WECC | CAL N | - | S10d | Provisional – transactions under study, but negotiations have not begun. | 0 | 0 | 0 | 0 | 0 | 0 | 0 | 0 | 0 | 0 | 0
2010 | US | WECC | CAL N | - | S11 | CAPACITY TRANSACTIONS - EXPORTS = 11a+11b+11c+11d | 1044 | 1275 | 1375 | 1375 | 1375 | 1375 | 1375 | 1375 | 1375 | 1375 | 1375
2010 | US | WECC | CAL N | - | S11a | Firm (Note: The sum of 11a1 and 11a2 must be <= 11a) | 0 | 1275 | 1375 | 1375 | 1295 | 1375 | 1375 | 1354 | 1359 | 1361 | 1346
2010 | US | WECC | CAL N | - | S11a1 | Full-Responsibility Purchases | 0 | 0 | 0 | 0 | 0 | 0 | 0 | 0 | 0 | 0 | 0
2010 | US | WECC | CAL N | - | S11a2 | Owned Capacity/Entitlement Located Outside the Region/Subregion | 0 | 0 | 0 | 0 | 0 | 0 | 0 | 0 | 0 | 0 | 0
2010 | US | WECC | CAL N | - | S11b | Non-firm | 0 | 0 | 0 | 0 | 0 | 0 | 0 | 0 | 0 | 0 | 0
2010 | US | WECC | CAL N | - | S11c | Expected (Note: The sum of 11c1 and 11c2 must be <= 11c) | 0 | 0 | 0 | 0 | 80 | 0 | 0 | 21 | 16 | 14 | 0
2010 | US | WECC | CAL N | - | S11c1 | Full-Responsibility Purchases | 0 | 0 | 0 | 0 | 0 | 0 | 0 | 0 | 0 | 0 | 0
2010 | US | WECC | CAL N | - | S11c2 | Owned Capacity/Entitlement Located Outside the Region/Subregion | 0 | 0 | 0 | 0 | 0 | 0 | 0 | 0 | 0 | 0 | 0
2010 | US | WECC | CAL N | - | S11d | Provisional – transactions under study, but negotiations have not begun. | 0 | 0 | 0 | 0 | 0 | 0 | 0 | 0 | 0 | 0 | 29
2010 | US | WECC | CAL N | - | S12 | EXISTING, CERTAIN CAPACITY & NET FIRM TRANSACTIONS = 6a+Net Firm Transactions | 31552 | 29673 | 29184 | 29184 | 29264 | 29184 | 28624 | 29205 | 29200 | 29198 | 27603
2010 | US | WECC | CAL N | - | S13 | ANTICIPATED CAPACITY RESOURCES = 12+7a+Net Expected Transactions | 0 | 30068 | 32356 | 35163 | 36546 | 37873 | 37147 | 38309 | 38302 | 38300 | 36691
2010 | US | WECC | CAL N | - | S14 | PROSPECTIVE CAPACITY RESOURCES = 13+6b+16b | 0 | 30068 | 32356 | 35163 | 36546 | 37873 | 37147 | 38309 | 38302 | 38300 | 36691
2010 | US | WECC | CAL N | - | S15 | TOTAL POTENTIAL CAPACITY RESOURCES = 13+6b+7b+8+Net Provisional Transactions | 0 | 30068 | 32356 | 35163 | 36546 | 37873 | 37147 | 38309 | 38302 | 38368 | 36703
2010 | US | WECC | CAL N | - | S15a | ADJUSTED POTENTIAL CAPACITY RESOURCES = 13+6b+16b+16d+Net Provisional Transactions | 0 | 30068 | 32356 | 35163 | 36546 | 37873 | 37147 | 38309 | 38302 | 38368 | 36703
2010 | US | WECC | CAL N | - | S16a | Confidence of Future, Other (7b), using reasonable judgement | 0 | 0 | 0 | 0 | 0 | 0 | 0 | 0 | 0 | 0 | 0
2010 | US | WECC | CAL N | - | S16b | Net Future, Other Resources After Confidence Percentage Is Applied = 7b*16a | 0 | 0 | 0 | 0 | 0 | 0 | 0 | 0 | 0 | 0 | 0
2010 | US | WECC | CAL N | - | S16c | Confidence of Conceptual (8), using reasonable judgement | 0 | 1 | 1 | 1 | 1 | 1 | 1 | 1 | 1 | 1 | 1
2010 | US | WECC | CAL N | - | S16d | Net Conceptual Resources After Confidence Percentage Is Applied = 8*16c | 0 | 0 | 0 | 0 | 0 | 0 | 0 | 0 | 0 | 68 | 41
2010 | US | WECC | CAL N | - | S17 | Region/Subregion Target Reserve Margin | 0 | 0.146 | 0.146 | 0.146 | 0.146 | 0.146 | 0.146 | 0.146 | 0.146 | 0.146 | 0.146
2010 | US | WECC | CAL N | - | S18 | Existing Certain and Net Firm Transactions Reserve Margin = (12-3)/3 | 0 | 0.21915 | 0.17853 | 0.16313 | 0.19095 | 0.14573 | 0.1101 | 0.10831 | 0.094535 | 0.082209 | 0.049703
2010 | US | WECC | CAL N | - | S19 | Anticipated Capacity Resources Reserve Margin = (13-3)/3 | 0 | 0.23538 | 0.30663 | 0.40142 | 0.4873 | 0.48685 | 0.44064 | 0.4538 | 0.43571 | 0.41957 | 0.39531
2010 | US | WECC | CAL N | - | S20 | Prospective Capacity Resources Reserve Margin = (14-3)/3 | 0 | 0.23538 | 0.30663 | 0.40142 | 0.4873 | 0.48685 | 0.44064 | 0.4538 | 0.43571 | 0.41957 | 0.39531
2010 | US | WECC | CAL N | - | S21 | Total Potential Resources Reserve Margin = (15-3)/3 | 0 | 0.23538 | 0.30663 | 0.40142 | 0.4873 | 0.48685 | 0.44064 | 0.4538 | 0.43571 | 0.42209 | 0.39576
2010 | US | WECC | CAL N | - | S22 | Adjusted Potential Resources Reserve Margin = (15a-3)/3 | 0 | 0.23538 | 0.30663 | 0.40142 | 0.4873 | 0.48685 | 0.44064 | 0.4538 | 0.43571 | 0.42209 | 0.39576
2010 | US | WECC | CAL N | - | S23 | Total Baseline Installed Capacity | 43534 | 0 | 0 | 0 | 0 | 0 | 0 | 0 | 0 | 0 | 0
2010 | US | WECC | CAL S | - | S01 | Unrestricted Non-coincident Peak Demand = 2+1a+1b-1c-1d | 33917.0033 | 32788 | 33122 | 33692 | 34148 | 34688 | 35224 | 35267 | 35648 | 36066 | 36540
2010 | US | WECC | CAL S | - | S01a | New Conservation (Energy Efficiency) | 0 | 362 | 507 | 650 | 637 | 624 | 612 | 598 | 576 | 544 | 500
2010 | US | WECC | CAL S | - | S01b | Estimated Diversity | 0 | 0 | 0 | 0 | 0 | 0 | 0 | 0 | 0 | 0 | 0
2010 | US | WECC | CAL S | - | S01c | Additions for non-member load (load served by non-registered LSE's in a region) | 0 | 0 | 0 | 0 | 0 | 0 | 0 | 0 | 0 | 0 | 0
2010 | US | WECC | CAL S | - | S01d | Stand-by Load Under Contract (Normally served by behind the meter generation) | 0 | 854 | 861 | 871 | 901 | 912 | 1002 | 1012 | 1073 | 1083 | 1093
2010 | US | WECC | CAL S | - | S02 | Total Internal Demand | 33917.0033 | 33280 | 33475.8 | 33913.4 | 34411.8 | 34976.1 | 35614.2 | 35681.3 | 36145 | 36605 | 37133
2010 | US | WECC | CAL S | - | S02a | Direct Control Load Management | 631 | 0 | 638 | 638 | 638 | 638 | 638 | 638 | 638 | 638 | 638
2010 | US | WECC | CAL S | - | S02b | Contractually Interruptible (Curtailable) | 760 | 1245 | 760 | 760 | 760 | 760 | 760 | 760 | 760 | 760 | 760
2010 | US | WECC | CAL S | - | S02c | Critical Peak-Pricing (CPP) with Control | 0 | 151 | 49 | 89 | 141 | 167 | 191 | 197 | 202 | 208 | 214
2010 | US | WECC | CAL S | - | S02d | Load as a Capacity Resource | 746 | 224 | 702 | 905 | 1145 | 1338 | 1444 | 1543 | 1608 | 1642 | 1675
2010 | US | WECC | CAL S | - | S03 | Net Internal Demand = 2-2a-2b-2c-2d | 31780.0033 | 31660 | 31327 | 31521 | 31728 | 32073 | 32581 | 32543 | 32937 | 33357 | 33846
2010 | US | WECC | CAL S | - | S04a | Demand Response used for Reserves - Spinning | 0 | 0 | 0 | 0 | 0 | 0 | 0 | 0 | 0 | 0 | 0
2010 | US | WECC | CAL S | - | S04b | Demand Response used for Reserves - Non-Spinning | 25 | 25 | 25 | 25 | 25 | 25 | 25 | 25 | 25 | 25 | 25
2010 | US | WECC | CAL S | - | S04c | Demand Response used for Regulation | 0 | 0 | 0 | 0 | 0 | 0 | 0 | 0 | 0 | 0 | 0
2010 | US | WECC | CAL S | - | S04d | Demand Response used for Energy, Voluntary - Emergency | 0 | 0 | 0 | 0 | 0 | 0 | 0 | 0 | 0 | 0 | 0
2010 | US | WECC | CAL S | - | S05 | TOTAL INTERNAL CAPACITY = 6+7 | 40305 | 35485 | 42560 | 48496 | 54717 | 56651 | 62127 | 63580 | 63580 | 63580 | 63580
2010 | US | WECC | CAL S | - | S06 | EXISTING CAPACITY = 6a+6b+6c | 40305 | 35048 | 35048 | 35048 | 35048 | 35048 | 35048 | 35048 | 35048 | 35048 | 35048
2010 | US | WECC | CAL S | - | S06a | Existing, Certain | 29354 | 28306 | 28306 | 28306 | 28306 | 28306 | 28306 | 28306 | 28306 | 28306 | 28306
2010 | US | WECC | CAL S | - | S06a1 | Wind Expected On-Peak | 122 | 393 | 393 | 393 | 393 | 393 | 393 | 393 | 393 | 393 | 393
2010 | US | WECC | CAL S | - | S06a2 | Solar Expected On-Peak | 325 | 430 | 430 | 430 | 430 | 430 | 430 | 430 | 430 | 430 | 430
2010 | US | WECC | CAL S | - | S06a3 | Hydro Expected On-Peak | 2930 | 1556 | 1556 | 1556 | 1556 | 1556 | 1556 | 1556 | 1556 | 1556 | 1556
2010 | US | WECC | CAL S | - | S06a4 | Biomass Expected On-Peak | 241 | 172 | 172 | 172 | 172 | 172 | 172 | 172 | 172 | 172 | 172
2010 | US | WECC | CAL S | - | S06a5 | Load as a Capacity Resource Expected On-Peak (Load Management Programs) | 0 | 0 | 0 | 0 | 0 | 0 | 0 | 0 | 0 | 0 | 0
2010 | US | WECC | CAL S | - | S06b | Existing, Other | 6008 | 0 | 0 | 0 | 0 | 0 | 0 | 0 | 0 | 0 | 0
2010 | US | WECC | CAL S | - | S06b1 | Wind Derate On-Peak | 1403 | 1132 | 1132 | 1132 | 1132 | 1132 | 1132 | 1132 | 1132 | 1132 | 1132
2010 | US | WECC | CAL S | - | S06b2 | Solar Derate On-Peak | 105 | 0 | 0 | 0 | 0 | 0 | 0 | 0 | 0 | 0 | 0
2010 | US | WECC | CAL S | - | S06b3 | Hydro Derate On-Peak | 817 | 490 | 490 | 490 | 490 | 490 | 490 | 490 | 490 | 490 | 490
2010 | US | WECC | CAL S | - | S06b4 | Biomass Derate On-Peak | 111 | 180 | 180 | 180 | 180 | 180 | 180 | 180 | 180 | 180 | 180
2010 | US | WECC | CAL S | - | S06b5 | Load as a Capacity Resource Derate On-Peak (Load Management Programs) | 0 | 0 | 0 | 0 | 0 | 0 | 0 | 0 | 0 | 0 | 0
2010 | US | WECC | CAL S | - | S06b7 | Transmission-Limited Resources | 0 | 0 | 0 | 0 | 0 | 0 | 0 | 0 | 0 | 0 | 0
2010 | US | WECC | CAL S | - | S06b8 | All Other Derates | 2507 | 4940 | 4940 | 4940 | 4940 | 4940 | 4940 | 4940 | 4940 | 4940 | 4940
2010 | US | WECC | CAL S | - | S06b9 | Energy Only | 0 | 0 | 0 | 0 | 0 | 0 | 0 | 0 | 0 | 0 | 0
2010 | US | WECC | CAL S | - | S06c | Existing, Inoperable (Note: Not used in margin calculations) | 0 | 0 | 0 | 0 | 0 | 0 | 0 | 0 | 0 | 0 | 0
2010 | US | WECC | CAL S | - | S07 | FUTURE CAPACITY ADDITIONS = 7a+7b | 0 | 437 | 6085 | 8716 | 13601 | 15700 | 16906 | 18013 | 17908 | 17890 | 17835
2010 | US | WECC | CAL S | - | S07a | Future, Planned | 0 | 437 | 6085 | 8716 | 13601 | 15700 | 16906 | 18013 | 17908 | 17890 | 17835
2010 | US | WECC | CAL S | - | S07a1 | Wind Expected On-Peak | 0 | 15 | 3 | 13 | 16 | 190 | 16 | 19 | 21 | 23 | 23
2010 | US | WECC | CAL S | - | S07a2 | Wind Derate On-Peak | 0 | 0 | 1208 | 4234 | 5458 | 5284 | 9577 | 9856 | 9854 | 9852 | 9852
2010 | US | WECC | CAL S | - | S07a3 | Solar Expected On-Peak | 0 | 0 | 2357 | 3761 | 6359 | 7510 | 8892 | 9332 | 9249 | 9223 | 9163
2010 | US | WECC | CAL S | - | S07a4 | Solar Derate On-Peak | 0 | 0 | 179 | 366 | 483 | 493 | 468 | 549 | 632 | 658 | 718
2010 | US | WECC | CAL S | - | S07a5 | Hydro Expected On-Peak | 0 | 40 | 0 | 255 | 260 | 261 | 259 | 273 | 249 | 255 | 260
2010 | US | WECC | CAL S | - | S07a6 | Hydro Derate On-Peak | 0 | 0 | 40 | 132 | 127 | 126 | 128 | 114 | 138 | 132 | 127
2010 | US | WECC | CAL S | - | S07a7 | Biomass Expected On-Peak | 0 | 0 | 49 | 49 | 49 | 49 | 49 | 49 | 49 | 49 | 49
2010 | US | WECC | CAL S | - | S07a8 | Biomass Derate On-Peak | 0 | 0 | 0 | 0 | 0 | 0 | 0 | 0 | 0 | 0 | 0
2010 | US | WECC | CAL S | - | S07a9 | Demand Response Expected On-Peak (Load Management Programs) | 0 | 0 | 0 | 0 | 0 | 0 | 0 | 0 | 0 | 0 | 0
2010 | US | WECC | CAL S | - | S07a10 | Demand Response Derate On-Peak (Load Management Programs) | 0 | 0 | 0 | 0 | 0 | 0 | 0 | 0 | 0 | 0 | 0
2010 | US | WECC | CAL S | - | S07a11 | Transmission-Limited Resources | 0 | 0 | 0 | 0 | 0 | 0 | 0 | 0 | 0 | 0 | 0
2010 | US | WECC | CAL S | - | S07a12 | Scheduled Outage - Maintenance | 0 | 0 | 0 | 0 | 0 | 0 | 0 | 0 | 0 | 0 | 0
2010 | US | WECC | CAL S | - | S07a13 | All Other Derates | 0 | 0 | 0 | 0 | 0 | 0 | 0 | 0 | 0 | 0 | 0
2010 | US | WECC | CAL S | - | S07a14 | Energy Only | 0 | 0 | 0 | 0 | 0 | 0 | 0 | 0 | 0 | 0 | 0
2010 | US | WECC | CAL S | - | S07b | Future, Other | 0 | 0 | 0 | 0 | 0 | 0 | 0 | 0 | 0 | 0 | 0
2010 | US | WECC | CAL S | - | S07b1 | Wind Expected On-Peak | 0 | 0 | 0 | 0 | 0 | 0 | 0 | 0 | 0 | 0 | 0
2010 | US | WECC | CAL S | - | S07b2 | Wind Derate On-Peak | 0 | 0 | 0 | 0 | 0 | 0 | 0 | 0 | 0 | 0 | 0
2010 | US | WECC | CAL S | - | S07b3 | Solar Expected On-Peak | 0 | 0 | 0 | 0 | 0 | 0 | 0 | 0 | 0 | 0 | 0
2010 | US | WECC | CAL S | - | S07b4 | Solar Derate On-Peak | 0 | 0 | 0 | 0 | 0 | 0 | 0 | 0 | 0 | 0 | 0
2010 | US | WECC | CAL S | - | S07b5 | Hydro Expected On-Peak | 0 | 0 | 0 | 0 | 0 | 0 | 0 | 0 | 0 | 0 | 0
2010 | US | WECC | CAL S | - | S07b6 | Hydro Derate On-Peak | 0 | 0 | 0 | 0 | 0 | 0 | 0 | 0 | 0 | 0 | 0
2010 | US | WECC | CAL S | - | S07b7 | Biomass Expected On-Peak | 0 | 0 | 0 | 0 | 0 | 0 | 0 | 0 | 0 | 0 | 0
2010 | US | WECC | CAL S | - | S07b8 | Biomass Derate On-Peak | 0 | 0 | 0 | 0 | 0 | 0 | 0 | 0 | 0 | 0 | 0
2010 | US | WECC | CAL S | - | S07b9 | Transmission-Limited Resources | 0 | 0 | 0 | 0 | 0 | 0 | 0 | 0 | 0 | 0 | 0
2010 | US | WECC | CAL S | - | S07b10 | Scheduled Outage - Maintenance | 0 | 0 | 0 | 0 | 0 | 0 | 0 | 0 | 0 | 0 | 0
2010 | US | WECC | CAL S | - | S07b11 | All Other Derates | 0 | 0 | 0 | 0 | 0 | 0 | 0 | 0 | 0 | 0 | 0
2010 | US | WECC | CAL S | - | S07b12 | Energy Only | 0 | 0 | 0 | 0 | 0 | 0 | 0 | 0 | 0 | 0 | 0
2010 | US | WECC | CAL S | - | S08 | Conceptual | 0 | 0 | 0 | 78 | 78 | 80 | 100 | 199 | 207 | 296 | 296
2010 | US | WECC | CAL S | - | S08a1 | Wind Expected On-Peak | 0 | 0 | 0 | 0 | 0 | 0 | 0 | 0 | 0 | 0 | 0
2010 | US | WECC | CAL S | - | S08a2 | Wind Derate On-Peak | 0 | 0 | 0 | 0 | 0 | 0 | 0 | 0 | 0 | 0 | 0
2010 | US | WECC | CAL S | - | S08a3 | Solar Expected On-Peak | 0 | 0 | 0 | 0 | 0 | 0 | 0 | 0 | 0 | 0 | 0
2010 | US | WECC | CAL S | - | S08a4 | Solar Derate On-Peak | 0 | 0 | 0 | 0 | 0 | 0 | 0 | 0 | 0 | 0 | 0
2010 | US | WECC | CAL S | - | S08a5 | Hydro Expected On-Peak | 0 | 0 | 0 | 0 | 0 | 0 | 0 | 0 | 0 | 0 | 0
2010 | US | WECC | CAL S | - | S08a6 | Hydro Derate On-Peak | 0 | 0 | 0 | 0 | 0 | 0 | 0 | 0 | 0 | 0 | 0
2010 | US | WECC | CAL S | - | S08a7 | Biomass Expected On-Peak | 0 | 0 | 0 | 0 | 0 | 0 | 0 | 0 | 0 | 0 | 0
2010 | US | WECC | CAL S | - | S08a8 | Biomass Derate On-Peak | 0 | 0 | 0 | 0 | 0 | 0 | 0 | 0 | 0 | 0 | 0
2010 | US | WECC | CAL S | - | S08a9 | All Other Derates | 0 | 0 | 0 | 0 | 0 | 0 | 0 | 0 | 0 | 0 | 0
2010 | US | WECC | CAL S | - | S08a10 | Energy Only | 0 | 0 | 0 | 0 | 0 | 0 | 0 | 0 | 0 | 0 | 0
2010 | US | WECC | CAL S | - | S09 | ANTICIPATED INTERNAL CAPACITY = 6a+7a | 29354 | 28743 | 35818 | 41754 | 47975 | 49909 | 55385 | 56838 | 56838 | 56838 | 56838
2010 | US | WECC | CAL S | - | S10 | CAPACITY TRANSACTIONS - IMPORTS = 10a+10b+10c+10d | 4125 | 12777 | 12664 | 12565 | 12506 | 12168 | 12621 | 12073 | 12077 | 12086 | 12180
2010 | US | WECC | CAL S | - | S10a | Firm (Note: The sum of 10a1 and 10a2 must be <= 10a) | 0 | 12777 | 12664 | 12565 | 12506 | 12168 | 12621 | 12073 | 12077 | 12086 | 12180
2010 | US | WECC | CAL S | - | S10a1 | Full-Responsibility Purchases | 0 | 0 | 0 | 0 | 0 | 0 | 0 | 0 | 0 | 0 | 0
2010 | US | WECC | CAL S | - | S10a2 | Owned Capacity/Entitlement Located Outside the Region/Subregion | 0 | 5191 | 5597 | 5606 | 5630 | 5497 | 5196 | 5597 | 5601 | 5606 | 5630
2010 | US | WECC | CAL S | - | S10b | Non-firm | 0 | 0 | 0 | 0 | 0 | 0 | 0 | 0 | 0 | 0 | 0
2010 | US | WECC | CAL S | - | S10c | Expected (Note: The sum of 10c1 and 10c2 must be <= 10c) | 0 | 0 | 0 | 0 | 0 | 0 | 0 | 0 | 0 | 0 | 0
2010 | US | WECC | CAL S | - | S10c1 | Full-Responsibility Purchases | 0 | 0 | 0 | 0 | 0 | 0 | 0 | 0 | 0 | 0 | 0
2010 | US | WECC | CAL S | - | S10c2 | Owned Capacity/Entitlement Located Outside the Region/Subregion | 0 | 0 | 0 | 0 | 0 | 0 | 0 | 0 | 0 | 0 | 0
2010 | US | WECC | CAL S | - | S10d | Provisional – transactions under study, but negotiations have not begun. | 0 | 0 | 0 | 0 | 0 | 0 | 0 | 0 | 0 | 0 | 0
2010 | US | WECC | CAL S | - | S11 | CAPACITY TRANSACTIONS - EXPORTS = 11a+11b+11c+11d | 461 | 56 | 0 | 325 | 1649 | 1907 | 1439 | 2036 | 2103 | 2387 | 3235
2010 | US | WECC | CAL S | - | S11a | Firm (Note: The sum of 11a1 and 11a2 must be <= 11a) | 0 | 32 | 0 | 0 | 0 | 149 | 0 | 453 | 811 | 1846 | 3235
2010 | US | WECC | CAL S | - | S11a1 | Full-Responsibility Purchases | 0 | 0 | 0 | 0 | 0 | 0 | 0 | 0 | 0 | 0 | 0
2010 | US | WECC | CAL S | - | S11a2 | Owned Capacity/Entitlement Located Outside the Region/Subregion | 0 | 0 | 0 | 0 | 0 | 0 | 0 | 0 | 0 | 0 | 0
2010 | US | WECC | CAL S | - | S11b | Non-firm | 0 | 0 | 0 | 0 | 0 | 0 | 0 | 0 | 0 | 0 | 0
2010 | US | WECC | CAL S | - | S11c | Expected (Note: The sum of 11c1 and 11c2 must be <= 11c) | 0 | 24 | 0 | 325 | 1649 | 1758 | 1439 | 1583 | 1292 | 541 | 0
2010 | US | WECC | CAL S | - | S11c1 | Full-Responsibility Purchases | 0 | 0 | 0 | 0 | 0 | 0 | 0 | 0 | 0 | 0 | 0
2010 | US | WECC | CAL S | - | S11c2 | Owned Capacity/Entitlement Located Outside the Region/Subregion | 0 | 0 | 0 | 0 | 0 | 0 | 0 | 0 | 0 | 0 | 0
2010 | US | WECC | CAL S | - | S11d | Provisional – transactions under study, but negotiations have not begun. | 0 | 0 | 0 | 0 | 0 | 0 | 0 | 0 | 0 | 0 | 0
2010 | US | WECC | CAL S | - | S12 | EXISTING, CERTAIN CAPACITY & NET FIRM TRANSACTIONS = 6a+Net Firm Transactions | 29354 | 41051 | 40970 | 40871 | 40812 | 40325 | 40927 | 39926 | 39572 | 38546 | 37251
2010 | US | WECC | CAL S | - | S13 | ANTICIPATED CAPACITY RESOURCES = 12+7a+Net Expected Transactions | 0 | 41464 | 47055 | 49262 | 52764 | 54267 | 56394 | 56356 | 56188 | 55895 | 55086
2010 | US | WECC | CAL S | - | S14 | PROSPECTIVE CAPACITY RESOURCES = 13+6b+16b | 0 | 41464 | 47055 | 49262 | 52764 | 54267 | 56394 | 56356 | 56188 | 55895 | 55086
2010 | US | WECC | CAL S | - | S15 | TOTAL POTENTIAL CAPACITY RESOURCES = 13+6b+7b+8+Net Provisional Transactions | 0 | 41464 | 47055 | 49340 | 52842 | 54347 | 56494 | 56555 | 56395 | 56191 | 55382
2010 | US | WECC | CAL S | - | S15a | ADJUSTED POTENTIAL CAPACITY RESOURCES = 13+6b+16b+16d+Net Provisional Transactions | 0 | 41464 | 47055 | 49340 | 52842 | 54347 | 56494 | 56555 | 56395 | 56191 | 55382
2010 | US | WECC | CAL S | - | S16a | Confidence of Future, Other (7b), using reasonable judgement | 0 | 0 | 0 | 0 | 0 | 0 | 0 | 0 | 0 | 0 | 0
2010 | US | WECC | CAL S | - | S16b | Net Future, Other Resources After Confidence Percentage Is Applied = 7b*16a | 0 | 0 | 0 | 0 | 0 | 0 | 0 | 0 | 0 | 0 | 0
2010 | US | WECC | CAL S | - | S16c | Confidence of Conceptual (8), using reasonable judgement | 0 | 1 | 1 | 1 | 1 | 1 | 1 | 1 | 1 | 1 | 1
2010 | US | WECC | CAL S | - | S16d | Net Conceptual Resources After Confidence Percentage Is Applied = 8*16c | 0 | 0 | 0 | 78 | 78 | 80 | 100 | 199 | 207 | 296 | 296
2010 | US | WECC | CAL S | - | S17 | Region/Subregion Target Reserve Margin | 0 | 0.148 | 0.148 | 0.148 | 0.148 | 0.148 | 0.148 | 0.148 | 0.148 | 0.148 | 0.148
2010 | US | WECC | CAL S | - | S18 | Existing Certain and Net Firm Transactions Reserve Margin = (12-3)/3 | 0 | 0.29662 | 0.30782 | 0.29663 | 0.28631 | 0.25729 | 0.25616 | 0.22687 | 0.20145 | 0.15556 | 0.1006
2010 | US | WECC | CAL S | - | S19 | Anticipated Capacity Resources Reserve Margin = (13-3)/3 | 0 | 0.30967 | 0.50206 | 0.56283 | 0.66301 | 0.69198 | 0.73089 | 0.73174 | 0.70592 | 0.67566 | 0.62755
2010 | US | WECC | CAL S | - | S20 | Prospective Capacity Resources Reserve Margin = (14-3)/3 | 0 | 0.30967 | 0.50206 | 0.56283 | 0.66301 | 0.69198 | 0.73089 | 0.73174 | 0.70592 | 0.67566 | 0.62755
2010 | US | WECC | CAL S | - | S21 | Total Potential Resources Reserve Margin = (15-3)/3 | 0 | 0.30967 | 0.50206 | 0.56531 | 0.66547 | 0.69448 | 0.73396 | 0.73785 | 0.71221 | 0.68453 | 0.63629
2010 | US | WECC | CAL S | - | S22 | Adjusted Potential Resources Reserve Margin = (15a-3)/3 | 0 | 0.30967 | 0.50206 | 0.56531 | 0.66547 | 0.69448 | 0.73396 | 0.73785 | 0.71221 | 0.68453 | 0.63629
2010 | US | WECC | CAL S | - | S23 | Total Baseline Installed Capacity | 40305 | 0 | 0 | 0 | 0 | 0 | 0 | 0 | 0 | 0 | 0
2010 | US | WECC | NWPP | - | S01 | Unrestricted Non-coincident Peak Demand = 2+1a+1b-1c-1d | 25444 | 23857 | 24122 | 24429 | 24723 | 25004 | 25258 | 25550 | 25870 | 26116 | 26381
2010 | US | WECC | NWPP | - | S01a | New Conservation (Energy Efficiency) | 0 | 2 | 5 | 7 | 10 | 12 | 15 | 17 | 19 | 21 | 22
2010 | US | WECC | NWPP | - | S01b | Estimated Diversity | 0 | 0 | 0 | 0 | 0 | 0 | 0 | 0 | 0 | 0 | 0
2010 | US | WECC | NWPP | - | S01c | Additions for non-member load (load served by non-registered LSE's in a region) | 0 | 0 | 0 | 0 | 0 | 0 | 0 | 0 | 0 | 0 | 0
2010 | US | WECC | NWPP | - | S01d | Stand-by Load Under Contract (Normally served by behind the meter generation) | 0 | 0 | 0 | 0 | 0 | 0 | 0 | 0 | 0 | 0 | 0
2010 | US | WECC | NWPP | - | S02 | Total Internal Demand | 25444 | 23855.2 | 24116.5 | 24422 | 24712.8 | 24991.6 | 25243.1 | 25532.9 | 25850.9 | 26095.1 | 26358.7
2010 | US | WECC | NWPP | - | S02a | Direct Control Load Management | 0 | 0 | 0 | 0 | 0 | 0 | 0 | 0 | 0 | 0 | 0
2010 | US | WECC | NWPP | - | S02b | Contractually Interruptible (Curtailable) | 0 | 3 | 5 | 22 | 40 | 45 | 45 | 45 | 45 | 45 | 45
2010 | US | WECC | NWPP | - | S02c | Critical Peak-Pricing (CPP) with Control | 0 | 0 | 0 | 0 | 0 | 0 | 0 | 0 | 0 | 0 | 0
2010 | US | WECC | NWPP | - | S02d | Load as a Capacity Resource | 0 | 0 | 0 | 0 | 0 | 0 | 0 | 0 | 0 | 0 | 0
2010 | US | WECC | NWPP | - | S03 | Net Internal Demand = 2-2a-2b-2c-2d | 25444 | 23852 | 24112 | 24400 | 24673 | 24947 | 25198 | 25488 | 25806 | 26050 | 26314
2010 | US | WECC | NWPP | - | S04a | Demand Response used for Reserves - Spinning | 0 | 0 | 0 | 0 | 0 | 0 | 0 | 0 | 0 | 0 | 0
2010 | US | WECC | NWPP | - | S04b | Demand Response used for Reserves - Non-Spinning | 0 | 0 | 0 | 0 | 0 | 0 | 0 | 0 | 0 | 0 | 0
2010 | US | WECC | NWPP | - | S04c | Demand Response used for Regulation | 0 | 0 | 0 | 0 | 0 | 0 | 0 | 0 | 0 | 0 | 0
2010 | US | WECC | NWPP | - | S04d | Demand Response used for Energy, Voluntary - Emergency | 0 | 0 | 0 | 0 | 0 | 0 | 0 | 0 | 0 | 0 | 0
2010 | US | WECC | NWPP | - | S05 | TOTAL INTERNAL CAPACITY = 6+7 | 60724 | 51143 | 52163 | 53284 | 54345 | 55944 | 57349 | 57349 | 57349 | 57349 | 57349
2010 | US | WECC | NWPP | - | S06 | EXISTING CAPACITY = 6a+6b+6c | 60724 | 50880 | 50880 | 50880 | 50880 | 50880 | 50880 | 50880 | 50880 | 50880 | 50880
2010 | US | WECC | NWPP | - | S06a | Existing, Certain | 39534 | 37599 | 37599 | 37599 | 37599 | 37599 | 37599 | 37599 | 37599 | 37599 | 37599
2010 | US | WECC | NWPP | - | S06a1 | Wind Expected On-Peak | 154 | 309 | 309 | 309 | 309 | 309 | 309 | 309 | 309 | 309 | 309
2010 | US | WECC | NWPP | - | S06a2 | Solar Expected On-Peak | 0 | 0 | 0 | 0 | 0 | 0 | 0 | 0 | 0 | 0 | 0
2010 | US | WECC | NWPP | - | S06a3 | Hydro Expected On-Peak | 26751 | 24094 | 24094 | 24094 | 24094 | 24094 | 24094 | 24094 | 24094 | 24094 | 24094
2010 | US | WECC | NWPP | - | S06a4 | Biomass Expected On-Peak | 443 | 256 | 256 | 256 | 256 | 256 | 256 | 256 | 256 | 256 | 256
2010 | US | WECC | NWPP | - | S06a5 | Load as a Capacity Resource Expected On-Peak (Load Management Programs) | 0 | 0 | 0 | 0 | 0 | 0 | 0 | 0 | 0 | 0 | 0
2010 | US | WECC | NWPP | - | S06b | Existing, Other | 10997 | 0 | 0 | 0 | 0 | 0 | 0 | 0 | 0 | 0 | 0
2010 | US | WECC | NWPP | - | S06b1 | Wind Derate On-Peak | 3407 | 3252 | 3252 | 3252 | 3252 | 3252 | 3252 | 3252 | 3252 | 3252 | 3252
2010 | US | WECC | NWPP | - | S06b2 | Solar Derate On-Peak | 0 | 0 | 0 | 0 | 0 | 0 | 0 | 0 | 0 | 0 | 0
2010 | US | WECC | NWPP | - | S06b3 | Hydro Derate On-Peak | 5755 | 3800 | 3800 | 3800 | 3800 | 3800 | 3800 | 3800 | 3800 | 3800 | 3800
2010 | US | WECC | NWPP | - | S06b4 | Biomass Derate On-Peak | 86 | 273 | 273 | 273 | 273 | 273 | 273 | 273 | 273 | 273 | 273
2010 | US | WECC | NWPP | - | S06b5 | Load as a Capacity Resource Derate On-Peak (Load Management Programs) | 0 | 0 | 0 | 0 | 0 | 0 | 0 | 0 | 0 | 0 | 0
2010 | US | WECC | NWPP | - | S06b7 | Transmission-Limited Resources | 0 | 0 | 0 | 0 | 0 | 0 | 0 | 0 | 0 | 0 | 0
2010 | US | WECC | NWPP | - | S06b8 | All Other Derates | 945 | 5956 | 5956 | 5956 | 5956 | 5956 | 5956 | 5956 | 5956 | 5956 | 5956
2010 | US | WECC | NWPP | - | S06b9 | Energy Only | 0 | 0 | 0 | 0 | 0 | 0 | 0 | 0 | 0 | 0 | 0
2010 | US | WECC | NWPP | - | S06c | Existing, Inoperable (Note: Not used in margin calculations) | 0 | 0 | 0 | 0 | 0 | 0 | 0 | 0 | 0 | 0 | 0
2010 | US | WECC | NWPP | - | S07 | FUTURE CAPACITY ADDITIONS = 7a+7b | 0 | 240 | 347 | 793 | 914 | 1211 | 1118 | 1479 | 1448 | 1436 | 1398
2010 | US | WECC | NWPP | - | S07a | Future, Planned | 0 | 240 | 347 | 793 | 914 | 1211 | 1118 | 1479 | 1448 | 1436 | 1398
2010 | US | WECC | NWPP | - | S07a1 | Wind Expected On-Peak | 0 | 23 | 197 | 307 | 429 | 658 | 566 | 925 | 894 | 874 | 837
2010 | US | WECC | NWPP | - | S07a2 | Wind Derate On-Peak | 0 | 23 | 934 | 1605 | 2544 | 3813 | 5310 | 4951 | 4982 | 5002 | 5039
2010 | US | WECC | NWPP | - | S07a3 | Solar Expected On-Peak | 0 | 0 | 0 | 0 | 0 | 0 | 0 | 0 | 0 | 0 | 0
2010 | US | WECC | NWPP | - | S07a4 | Solar Derate On-Peak | 0 | 0 | 0 | 0 | 0 | 0 | 0 | 0 | 0 | 0 | 0
2010 | US | WECC | NWPP | - | S07a5 | Hydro Expected On-Peak | 0 | 0 | 12 | 80 | 79 | 99 | 98 | 100 | 100 | 108 | 107
2010 | US | WECC | NWPP | - | S07a6 | Hydro Derate On-Peak | 0 | 0 | 2 | 6 | 7 | 40 | 41 | 39 | 39 | 31 | 32
2010 | US | WECC | NWPP | - | S07a7 | Biomass Expected On-Peak | 0 | 0 | 0 | 0 | 0 | 0 | 0 | 0 | 0 | 0 | 0
2010 | US | WECC | NWPP | - | S07a8 | Biomass Derate On-Peak | 0 | 0 | 0 | 0 | 0 | 0 | 0 | 0 | 0 | 0 | 0
2010 | US | WECC | NWPP | - | S07a9 | Demand Response Expected On-Peak (Load Management Programs) | 0 | 0 | 0 | 0 | 0 | 0 | 0 | 0 | 0 | 0 | 0
2010 | US | WECC | NWPP | - | S07a10 | Demand Response Derate On-Peak (Load Management Programs) | 0 | 0 | 0 | 0 | 0 | 0 | 0 | 0 | 0 | 0 | 0
2010 | US | WECC | NWPP | - | S07a11 | Transmission-Limited Resources | 0 | 0 | 0 | 0 | 0 | 0 | 0 | 0 | 0 | 0 | 0
2010 | US | WECC | NWPP | - | S07a12 | Scheduled Outage - Maintenance | 0 | 0 | 0 | 0 | 0 | 0 | 0 | 0 | 0 | 0 | 0
2010 | US | WECC | NWPP | - | S07a13 | All Other Derates | 0 | 0 | 0 | 0 | 0 | 0 | 0 | 0 | 0 | 0 | 0
2010 | US | WECC | NWPP | - | S07a14 | Energy Only | 0 | 0 | 0 | 0 | 0 | 0 | 0 | 0 | 0 | 0 | 0
2010 | US | WECC | NWPP | - | S07b | Future, Other | 0 | 0 | 0 | 0 | 0 | 0 | 0 | 0 | 0 | 0 | 0
2010 | US | WECC | NWPP | - | S07b1 | Wind Expected On-Peak | 0 | 0 | 0 | 0 | 0 | 0 | 0 | 0 | 0 | 0 | 0
2010 | US | WECC | NWPP | - | S07b2 | Wind Derate On-Peak | 0 | 0 | 0 | 0 | 0 | 0 | 0 | 0 | 0 | 0 | 0
2010 | US | WECC | NWPP | - | S07b3 | Solar Expected On-Peak | 0 | 0 | 0 | 0 | 0 | 0 | 0 | 0 | 0 | 0 | 0
2010 | US | WECC | NWPP | - | S07b4 | Solar Derate On-Peak | 0 | 0 | 0 | 0 | 0 | 0 | 0 | 0 | 0 | 0 | 0
2010 | US | WECC | NWPP | - | S07b5 | Hydro Expected On-Peak | 0 | 0 | 0 | 0 | 0 | 0 | 0 | 0 | 0 | 0 | 0
2010 | US | WECC | NWPP | - | S07b6 | Hydro Derate On-Peak | 0 | 0 | 0 | 0 | 0 | 0 | 0 | 0 | 0 | 0 | 0
2010 | US | WECC | NWPP | - | S07b7 | Biomass Expected On-Peak | 0 | 0 | 0 | 0 | 0 | 0 | 0 | 0 | 0 | 0 | 0
2010 | US | WECC | NWPP | - | S07b8 | Biomass Derate On-Peak | 0 | 0 | 0 | 0 | 0 | 0 | 0 | 0 | 0 | 0 | 0
2010 | US | WECC | NWPP | - | S07b9 | Transmission-Limited Resources | 0 | 0 | 0 | 0 | 0 | 0 | 0 | 0 | 0 | 0 | 0
2010 | US | WECC | NWPP | - | S07b10 | Scheduled Outage - Maintenance | 0 | 0 | 0 | 0 | 0 | 0 | 0 | 0 | 0 | 0 | 0
2010 | US | WECC | NWPP | - | S07b11 | All Other Derates | 0 | 0 | 0 | 0 | 0 | 0 | 0 | 0 | 0 | 0 | 0
2010 | US | WECC | NWPP | - | S07b12 | Energy Only | 0 | 0 | 0 | 0 | 0 | 0 | 0 | 0 | 0 | 0 | 0
2010 | US | WECC | NWPP | - | S08 | Conceptual | 0 | 0 | 0 | 0 | 0 | 0 | 0 | 0 | 0 | 0 | 0
2010 | US | WECC | NWPP | - | S08a1 | Wind Expected On-Peak | 0 | 0 | 0 | 0 | 0 | 0 | 0 | 0 | 0 | 0 | 0
2010 | US | WECC | NWPP | - | S08a2 | Wind Derate On-Peak | 0 | 0 | 0 | 0 | 0 | 0 | 0 | 0 | 0 | 0 | 0
2010 | US | WECC | NWPP | - | S08a3 | Solar Expected On-Peak | 0 | 0 | 0 | 0 | 0 | 0 | 0 | 0 | 0 | 0 | 0
2010 | US | WECC | NWPP | - | S08a4 | Solar Derate On-Peak | 0 | 0 | 0 | 0 | 0 | 0 | 0 | 0 | 0 | 0 | 0
2010 | US | WECC | NWPP | - | S08a5 | Hydro Expected On-Peak | 0 | 0 | 0 | 0 | 0 | 0 | 0 | 0 | 0 | 0 | 0
2010 | US | WECC | NWPP | - | S08a6 | Hydro Derate On-Peak | 0 | 0 | 0 | 0 | 0 | 0 | 0 | 0 | 0 | 0 | 0
2010 | US | WECC | NWPP | - | S08a7 | Biomass Expected On-Peak | 0 | 0 | 0 | 0 | 0 | 0 | 0 | 0 | 0 | 0 | 0
2010 | US | WECC | NWPP | - | S08a8 | Biomass Derate On-Peak | 0 | 0 | 0 | 0 | 0 | 0 | 0 | 0 | 0 | 0 | 0
2010 | US | WECC | NWPP | - | S08a9 | All Other Derates | 0 | 0 | 0 | 0 | 0 | 0 | 0 | 0 | 0 | 0 | 0
2010 | US | WECC | NWPP | - | S08a10 | Energy Only | 0 | 0 | 0 | 0 | 0 | 0 | 0 | 0 | 0 | 0 | 0
2010 | US | WECC | NWPP | - | S09 | ANTICIPATED INTERNAL CAPACITY = 6a+7a | 39534 | 37862 | 38882 | 40003 | 41064 | 42663 | 44068 | 44068 | 44068 | 44068 | 44068
2010 | US | WECC | NWPP | - | S10 | CAPACITY TRANSACTIONS - IMPORTS = 10a+10b+10c+10d | 368 | 3447 | 3448 | 3302 | 3349 | 3202 | 3219 | 3320 | 3401 | 3370 | 3336
2010 | US | WECC | NWPP | - | S10a | Firm (Note: The sum of 10a1 and 10a2 must be <= 10a) | 0 | 3447 | 3448 | 3302 | 3349 | 3202 | 3219 | 3320 | 3401 | 3370 | 3336
2010 | US | WECC | NWPP | - | S10a1 | Full-Responsibility Purchases | 0 | 0 | 0 | 0 | 0 | 0 | 0 | 0 | 0 | 0 | 0
2010 | US | WECC | NWPP | - | S10a2 | Owned Capacity/Entitlement Located Outside the Region/Subregion | 0 | 1300 | 1300 | 1300 | 1300 | 1300 | 1300 | 1300 | 1300 | 1300 | 1300
2010 | US | WECC | NWPP | - | S10b | Non-firm | 0 | 0 | 0 | 0 | 0 | 0 | 0 | 0 | 0 | 0 | 0
2010 | US | WECC | NWPP | - | S10c | Expected (Note: The sum of 10c1 and 10c2 must be <= 10c) | 0 | 0 | 0 | 0 | 0 | 0 | 0 | 0 | 0 | 0 | 0
2010 | US | WECC | NWPP | - | S10c1 | Full-Responsibility Purchases | 0 | 0 | 0 | 0 | 0 | 0 | 0 | 0 | 0 | 0 | 0
2010 | US | WECC | NWPP | - | S10c2 | Owned Capacity/Entitlement Located Outside the Region/Subregion | 0 | 0 | 0 | 0 | 0 | 0 | 0 | 0 | 0 | 0 | 0
2010 | US | WECC | NWPP | - | S10d | Provisional – transactions under study, but negotiations have not begun. | 0 | 0 | 0 | 0 | 0 | 0 | 0 | 0 | 0 | 0 | 0
2010 | US | WECC | NWPP | - | S11 | CAPACITY TRANSACTIONS - EXPORTS = 11a+11b+11c+11d | 2666 | 8323 | 8323 | 8323 | 8323 | 8323 | 8323 | 8323 | 8248 | 8323 | 8258
2010 | US | WECC | NWPP | - | S11a | Firm (Note: The sum of 11a1 and 11a2 must be <= 11a) | 0 | 8323 | 8323 | 8323 | 8323 | 8323 | 8323 | 8323 | 8248 | 8323 | 8258
2010 | US | WECC | NWPP | - | S11a1 | Full-Responsibility Purchases | 0 | 0 | 0 | 0 | 0 | 0 | 0 | 0 | 0 | 0 | 0
2010 | US | WECC | NWPP | - | S11a2 | Owned Capacity/Entitlement Located Outside the Region/Subregion | 0 | 0 | 0 | 0 | 0 | 0 | 0 | 0 | 0 | 0 | 0
2010 | US | WECC | NWPP | - | S11b | Non-firm | 0 | 0 | 0 | 0 | 0 | 0 | 0 | 0 | 0 | 0 | 0
2010 | US | WECC | NWPP | - | S11c | Expected (Note: The sum of 11c1 and 11c2 must be <= 11c) | 0 | 0 | 0 | 0 | 0 | 0 | 0 | 0 | 0 | 0 | 0
2010 | US | WECC | NWPP | - | S11c1 | Full-Responsibility Purchases | 0 | 0 | 0 | 0 | 0 | 0 | 0 | 0 | 0 | 0 | 0
2010 | US | WECC | NWPP | - | S11c2 | Owned Capacity/Entitlement Located Outside the Region/Subregion | 0 | 0 | 0 | 0 | 0 | 0 | 0 | 0 | 0 | 0 | 0
2010 | US | WECC | NWPP | - | S11d | Provisional – transactions under study, but negotiations have not begun. | 0 | 0 | 0 | 0 | 0 | 0 | 0 | 0 | 0 | 0 | 0
2010 | US | WECC | NWPP | - | S12 | EXISTING, CERTAIN CAPACITY & NET FIRM TRANSACTIONS = 6a+Net Firm Transactions | 39534 | 32723 | 32724 | 32578 | 32625 | 32478 | 32495 | 32596 | 32752 | 32646 | 32677
2010 | US | WECC | NWPP | - | S13 | ANTICIPATED CAPACITY RESOURCES = 12+7a+Net Expected Transactions | 0 | 32963 | 33071 | 33371 | 33539 | 33689 | 33613 | 34075 | 34200 | 34082 | 34075
2010 | US | WECC | NWPP | - | S14 | PROSPECTIVE CAPACITY RESOURCES = 13+6b+16b | 0 | 32963 | 33071 | 33371 | 33539 | 33689 | 33613 | 34075 | 34200 | 34082 | 34075
2010 | US | WECC | NWPP | - | S15 | TOTAL POTENTIAL CAPACITY RESOURCES = 13+6b+7b+8+Net Provisional Transactions | 0 | 32963 | 33071 | 33371 | 33539 | 33689 | 33613 | 34075 | 34200 | 34082 | 34075
2010 | US | WECC | NWPP | - | S15a | ADJUSTED POTENTIAL CAPACITY RESOURCES = 13+6b+16b+16d+Net Provisional Transactions | 0 | 32963 | 33071 | 33371 | 33539 | 33689 | 33613 | 34075 | 34200 | 34082 | 34075
2010 | US | WECC | NWPP | - | S16a | Confidence of Future, Other (7b), using reasonable judgement | 0 | 0 | 0 | 0 | 0 | 0 | 0 | 0 | 0 | 0 | 0
2010 | US | WECC | NWPP | - | S16b | Net Future, Other Resources After Confidence Percentage Is Applied = 7b*16a | 0 | 0 | 0 | 0 | 0 | 0 | 0 | 0 | 0 | 0 | 0
2010 | US | WECC | NWPP | - | S16c | Confidence of Conceptual (8), using reasonable judgement | 0 | 1 | 1 | 1 | 1 | 1 | 1 | 1 | 1 | 1 | 1
2010 | US | WECC | NWPP | - | S16d | Net Conceptual Resources After Confidence Percentage Is Applied = 8*16c | 0 | 0 | 0 | 0 | 0 | 0 | 0 | 0 | 0 | 0 | 0
2010 | US | WECC | NWPP | - | S17 | Region/Subregion Target Reserve Margin | 0 | 0.186 | 0.186 | 0.186 | 0.186 | 0.186 | 0.186 | 0.186 | 0.186 | 0.186 | 0.186
2010 | US | WECC | NWPP | - | S18 | Existing Certain and Net Firm Transactions Reserve Margin = (12-3)/3 | 0 | 0.37192 | 0.35717 | 0.33516 | 0.3223 | 0.30188 | 0.28959 | 0.27888 | 0.26916 | 0.25321 | 0.24181
2010 | US | WECC | NWPP | - | S19 | Anticipated Capacity Resources Reserve Margin = (13-3)/3 | 0 | 0.38198 | 0.37156 | 0.36766 | 0.35934 | 0.35042 | 0.33396 | 0.3369 | 0.32527 | 0.30833 | 0.29494
2010 | US | WECC | NWPP | - | S20 | Prospective Capacity Resources Reserve Margin = (14-3)/3 | 0 | 0.38198 | 0.37156 | 0.36766 | 0.35934 | 0.35042 | 0.33396 | 0.3369 | 0.32527 | 0.30833 | 0.29494
2010 | US | WECC | NWPP | - | S21 | Total Potential Resources Reserve Margin = (15-3)/3 | 0 | 0.38198 | 0.37156 | 0.36766 | 0.35934 | 0.35042 | 0.33396 | 0.3369 | 0.32527 | 0.30833 | 0.29494
2010 | US | WECC | NWPP | - | S22 | Adjusted Potential Resources Reserve Margin = (15a-3)/3 | 0 | 0.38198 | 0.37156 | 0.36766 | 0.35934 | 0.35042 | 0.33396 | 0.3369 | 0.32527 | 0.30833 | 0.29494
2010 | US | WECC | NWPP | - | S23 | Total Baseline Installed Capacity | 60724 | 0 | 0 | 0 | 0 | 0 | 0 | 0 | 0 | 0 | 0
2010 | US | WECC | RMPA | - | S01 | Unrestricted Non-coincident Peak Demand = 2+1a+1b-1c-1d | 10565 | 10979 | 11675 | 11896 | 12115 | 12358 | 12607 | 12868 | 13132 | 13397 | 13642
2010 | US | WECC | RMPA | - | S01a | New Conservation (Energy Efficiency) | 0 | 0 | 0 | 0 | 0 | 0 | 0 | 0 | 0 | 0 | 0
2010 | US | WECC | RMPA | - | S01b | Estimated Diversity | 0 | 0 | 0 | 0 | 0 | 0 | 0 | 0 | 0 | 0 | 0
2010 | US | WECC | RMPA | - | S01c | Additions for non-member load (load served by non-registered LSE's in a region) | 0 | 0 | 0 | 0 | 0 | 0 | 0 | 0 | 0 | 0 | 0
2010 | US | WECC | RMPA | - | S01d | Stand-by Load Under Contract (Normally served by behind the meter generation) | 0 | 0 | 0 | 0 | 0 | 0 | 0 | 0 | 0 | 0 | 0
2010 | US | WECC | RMPA | - | S02 | Total Internal Demand | 10565 | 10979 | 11675 | 11896 | 12115 | 12358 | 12607 | 12868 | 13132 | 13397 | 13642
2010 | US | WECC | RMPA | - | S02a | Direct Control Load Management | 115 | 0 | 0 | 0 | 0 | 0 | 0 | 0 | 0 | 0 | 0
2010 | US | WECC | RMPA | - | S02b | Contractually Interruptible (Curtailable) | 186 | 372 | 414 | 433 | 450 | 459 | 454 | 444 | 390 | 381 | 373
2010 | US | WECC | RMPA | - | S02c | Critical Peak-Pricing (CPP) with Control | 0 | 0 | 0 | 0 | 0 | 0 | 0 | 0 | 0 | 0 | 0
2010 | US | WECC | RMPA | - | S02d | Load as a Capacity Resource | 0 | 0 | 0 | 0 | 0 | 0 | 0 | 0 | 0 | 0 | 0
2010 | US | WECC | RMPA | - | S03 | Net Internal Demand = 2-2a-2b-2c-2d | 10264 | 10607 | 11261 | 11463 | 11665 | 11899 | 12153 | 12424 | 12742 | 13016 | 13269
2010 | US | WECC | RMPA | - | S04a | Demand Response used for Reserves - Spinning | 0 | 0 | 0 | 0 | 0 | 0 | 0 | 0 | 0 | 0 | 0
2010 | US | WECC | RMPA | - | S04b | Demand Response used for Reserves - Non-Spinning | 0 | 0 | 0 | 0 | 0 | 0 | 0 | 0 | 0 | 0 | 0
2010 | US | WECC | RMPA | - | S04c | Demand Response used for Regulation | 0 | 0 | 0 | 0 | 0 | 0 | 0 | 0 | 0 | 0 | 0
2010 | US | WECC | RMPA | - | S04d | Demand Response used for Energy, Voluntary - Emergency | 0 | 0 | 0 | 0 | 0 | 0 | 0 | 0 | 0 | 0 | 0
2010 | US | WECC | RMPA | - | S05 | TOTAL INTERNAL CAPACITY = 6+7 | 15958 | 15909 | 16351 | 16686 | 16686 | 16686 | 16686 | 16686 | 16741 | 16741 | 16741
2010 | US | WECC | RMPA | - | S06 | EXISTING CAPACITY = 6a+6b+6c | 15958 | 15809 | 15809 | 15809 | 15809 | 15809 | 15809 | 15809 | 15809 | 15809 | 15809
2010 | US | WECC | RMPA | - | S06a | Existing, Certain | 12397 | 14268 | 14268 | 14268 | 14268 | 14268 | 14268 | 14268 | 14268 | 14268 | 14268
2010 | US | WECC | RMPA | - | S06a1 | Wind Expected On-Peak | 133 | 188 | 188 | 188 | 188 | 188 | 188 | 188 | 188 | 188 | 188
2010 | US | WECC | RMPA | - | S06a2 | Solar Expected On-Peak | 4 | 4 | 4 | 4 | 4 | 4 | 4 | 4 | 4 | 4 | 4
2010 | US | WECC | RMPA | - | S06a3 | Hydro Expected On-Peak | 1193 | 998 | 998 | 998 | 998 | 998 | 998 | 998 | 998 | 998 | 998
2010 | US | WECC | RMPA | - | S06a4 | Biomass Expected On-Peak | 3 | 0 | 0 | 0 | 0 | 0 | 0 | 0 | 0 | 0 | 0
2010 | US | WECC | RMPA | - | S06a5 | Load as a Capacity Resource Expected On-Peak (Load Management Programs) | 0 | 0 | 0 | 0 | 0 | 0 | 0 | 0 | 0 | 0 | 0
2010 | US | WECC | RMPA | - | S06b | Existing, Other | 1832 | 0 | 0 | 0 | 0 | 0 | 0 | 0 | 0 | 0 | 0
2010 | US | WECC | RMPA | - | S06b1 | Wind Derate On-Peak | 976 | 921 | 921 | 921 | 921 | 921 | 921 | 921 | 921 | 921 | 921
2010 | US | WECC | RMPA | - | S06b2 | Solar Derate On-Peak | 4 | 4 | 4 | 4 | 4 | 4 | 4 | 4 | 4 | 4 | 4
2010 | US | WECC | RMPA | - | S06b3 | Hydro Derate On-Peak | 260 | 455 | 455 | 455 | 455 | 455 | 455 | 455 | 455 | 455 | 455
2010 | US | WECC | RMPA | - | S06b4 | Biomass Derate On-Peak | 0 | 3 | 3 | 3 | 3 | 3 | 3 | 3 | 3 | 3 | 3
2010 | US | WECC | RMPA | - | S06b5 | Load as a Capacity Resource Derate On-Peak (Load Management Programs) | 0 | 0 | 0 | 0 | 0 | 0 | 0 | 0 | 0 | 0 | 0
2010 | US | WECC | RMPA | - | S06b7 | Transmission-Limited Resources | 0 | 0 | 0 | 0 | 0 | 0 | 0 | 0 | 0 | 0 | 0
2010 | US | WECC | RMPA | - | S06b8 | All Other Derates | 489 | 158 | 158 | 158 | 158 | 158 | 158 | 158 | 158 | 158 | 158
2010 | US | WECC | RMPA | - | S06b9 | Energy Only | 0 | 0 | 0 | 0 | 0 | 0 | 0 | 0 | 0 | 0 | 0
2010 | US | WECC | RMPA | - | S06c | Existing, Inoperable (Note: Not used in margin calculations) | 0 | 0 | 0 | 0 | 0 | 0 | 0 | 0 | 0 | 0 | 0
2010 | US | WECC | RMPA | - | S07 | FUTURE CAPACITY ADDITIONS = 7a+7b | 0 | 100 | 523 | 857 | 855 | 853 | 851 | 858 | 912 | 912 | 910
2010 | US | WECC | RMPA | - | S07a | Future, Planned | 0 | 100 | 523 | 857 | 855 | 853 | 851 | 858 | 912 | 912 | 910
2010 | US | WECC | RMPA | - | S07a1 | Wind Expected On-Peak | 0 | 0 | 49 | 48 | 46 | 44 | 42 | 49 | 48 | 48 | 46
2010 | US | WECC | RMPA | - | S07a2 | Wind Derate On-Peak | 0 | 0 | 2 | 3 | 5 | 7 | 9 | 2 | 3 | 3 | 5
2010 | US | WECC | RMPA | - | S07a3 | Solar Expected On-Peak | 0 | 0 | 0 | 0 | 0 | 0 | 0 | 0 | 0 | 0 | 0
2010 | US | WECC | RMPA | - | S07a4 | Solar Derate On-Peak | 0 | 0 | 17 | 17 | 17 | 17 | 17 | 17 | 17 | 17 | 17
2010 | US | WECC | RMPA | - | S07a5 | Hydro Expected On-Peak | 0 | 0 | 0 | 0 | 0 | 0 | 0 | 0 | 0 | 0 | 0
2010 | US | WECC | RMPA | - | S07a6 | Hydro Derate On-Peak | 0 | 0 | 0 | 0 | 0 | 0 | 0 | 0 | 0 | 0 | 0
2010 | US | WECC | RMPA | - | S07a7 | Biomass Expected On-Peak | 0 | 0 | 0 | 0 | 0 | 0 | 0 | 0 | 0 | 0 | 0
2010 | US | WECC | RMPA | - | S07a8 | Biomass Derate On-Peak | 0 | 0 | 0 | 0 | 0 | 0 | 0 | 0 | 0 | 0 | 0
2010 | US | WECC | RMPA | - | S07a9 | Demand Response Expected On-Peak (Load Management Programs) | 0 | 0 | 0 | 0 | 0 | 0 | 0 | 0 | 0 | 0 | 0
2010 | US | WECC | RMPA | - | S07a10 | Demand Response Derate On-Peak (Load Management Programs) | 0 | 0 | 0 | 0 | 0 | 0 | 0 | 0 | 0 | 0 | 0
2010 | US | WECC | RMPA | - | S07a11 | Transmission-Limited Resources | 0 | 0 | 0 | 0 | 0 | 0 | 0 | 0 | 0 | 0 | 0
2010 | US | WECC | RMPA | - | S07a12 | Scheduled Outage - Maintenance | 0 | 0 | 0 | 0 | 0 | 0 | 0 | 0 | 0 | 0 | 0
2010 | US | WECC | RMPA | - | S07a13 | All Other Derates | 0 | 0 | 0 | 0 | 0 | 0 | 0 | 0 | 0 | 0 | 0
2010 | US | WECC | RMPA | - | S07a14 | Energy Only | 0 | 0 | 0 | 0 | 0 | 0 | 0 | 0 | 0 | 0 | 0
2010 | US | WECC | RMPA | - | S07b | Future, Other | 0 | 0 | 0 | 0 | 0 | 0 | 0 | 0 | 0 | 0 | 0
2010 | US | WECC | RMPA | - | S07b1 | Wind Expected On-Peak | 0 | 0 | 0 | 0 | 0 | 0 | 0 | 0 | 0 | 0 | 0
2010 | US | WECC | RMPA | - | S07b2 | Wind Derate On-Peak | 0 | 0 | 0 | 0 | 0 | 0 | 0 | 0 | 0 | 0 | 0
2010 | US | WECC | RMPA | - | S07b3 | Solar Expected On-Peak | 0 | 0 | 0 | 0 | 0 | 0 | 0 | 0 | 0 | 0 | 0
2010 | US | WECC | RMPA | - | S07b4 | Solar Derate On-Peak | 0 | 0 | 0 | 0 | 0 | 0 | 0 | 0 | 0 | 0 | 0
2010 | US | WECC | RMPA | - | S07b5 | Hydro Expected On-Peak | 0 | 0 | 0 | 0 | 0 | 0 | 0 | 0 | 0 | 0 | 0
2010 | US | WECC | RMPA | - | S07b6 | Hydro Derate On-Peak | 0 | 0 | 0 | 0 | 0 | 0 | 0 | 0 | 0 | 0 | 0
2010 | US | WECC | RMPA | - | S07b7 | Biomass Expected On-Peak | 0 | 0 | 0 | 0 | 0 | 0 | 0 | 0 | 0 | 0 | 0
2010 | US | WECC | RMPA | - | S07b8 | Biomass Derate On-Peak | 0 | 0 | 0 | 0 | 0 | 0 | 0 | 0 | 0 | 0 | 0
2010 | US | WECC | RMPA | - | S07b9 | Transmission-Limited Resources | 0 | 0 | 0 | 0 | 0 | 0 | 0 | 0 | 0 | 0 | 0
2010 | US | WECC | RMPA | - | S07b10 | Scheduled Outage - Maintenance | 0 | 0 | 0 | 0 | 0 | 0 | 0 | 0 | 0 | 0 | 0
2010 | US | WECC | RMPA | - | S07b11 | All Other Derates | 0 | 0 | 0 | 0 | 0 | 0 | 0 | 0 | 0 | 0 | 0
2010 | US | WECC | RMPA | - | S07b12 | Energy Only | 0 | 0 | 0 | 0 | 0 | 0 | 0 | 0 | 0 | 0 | 0
2010 | US | WECC | RMPA | - | S08 | Conceptual | 0 | 0 | 0 | 81 | 82 | 130 | 89 | 163 | 159 | 158 | 158
2010 | US | WECC | RMPA | - | S08a1 | Wind Expected On-Peak | 0 | 0 | 0 | 25 | 26 | 74 | 33 | 80 | 76 | 75 | 75
2010 | US | WECC | RMPA | - | S08a2 | Wind Derate On-Peak | 0 | 0 | 0 | 46 | 45 | 132 | 173 | 126 | 130 | 131 | 131
2010 | US | WECC | RMPA | - | S08a3 | Solar Expected On-Peak | 0 | 0 | 0 | 1 | 1 | 1 | 1 | 3 | 3 | 3 | 3
2010 | US | WECC | RMPA | - | S08a4 | Solar Derate On-Peak | 0 | 0 | 0 | 1 | 1 | 1 | 1 | 1 | 1 | 1 | 1
2010 | US | WECC | RMPA | - | S08a5 | Hydro Expected On-Peak | 0 | 0 | 0 | 0 | 0 | 0 | 0 | 0 | 0 | 0 | 0
2010 | US | WECC | RMPA | - | S08a6 | Hydro Derate On-Peak | 0 | 0 | 0 | 0 | 0 | 0 | 0 | 0 | 0 | 0 | 0
2010 | US | WECC | RMPA | - | S08a7 | Biomass Expected On-Peak | 0 | 0 | 0 | 0 | 0 | 0 | 0 | 0 | 0 | 0 | 0
2010 | US | WECC | RMPA | - | S08a8 | Biomass Derate On-Peak | 0 | 0 | 0 | 0 | 0 | 0 | 0 | 0 | 0 | 0 | 0
2010 | US | WECC | RMPA | - | S08a9 | All Other Derates | 0 | 0 | 0 | 0 | 0 | 0 | 0 | 0 | 0 | 0 | 0
2010 | US | WECC | RMPA | - | S08a10 | Energy Only | 0 | 0 | 0 | 0 | 0 | 0 | 0 | 0 | 0 | 0 | 0
2010 | US | WECC | RMPA | - | S09 | ANTICIPATED INTERNAL CAPACITY = 6a+7a | 12397 | 14368 | 14810 | 15145 | 15145 | 15145 | 15145 | 15145 | 15200 | 15200 | 15200
2010 | US | WECC | RMPA | - | S10 | CAPACITY TRANSACTIONS - IMPORTS = 10a+10b+10c+10d | 1092 | 400 | 1064 | 1357 | 1714 | 1714 | 1978 | 1714 | 1714 | 1714 | 1714
2010 | US | WECC | RMPA | - | S10a | Firm (Note: The sum of 10a1 and 10a2 must be <= 10a) | 0 | 400 | 615 | 985 | 404 | 890 | 936 | 840 | 781 | 400 | 400
2010 | US | WECC | RMPA | - | S10a1 | Full-Responsibility Purchases | 0 | 0 | 0 | 0 | 0 | 0 | 0 | 0 | 0 | 0 | 0
2010 | US | WECC | RMPA | - | S10a2 | Owned Capacity/Entitlement Located Outside the Region/Subregion | 0 | 0 | 0 | 0 | 0 | 0 | 0 | 0 | 0 | 0 | 0
2010 | US | WECC | RMPA | - | S10b | Non-firm | 0 | 0 | 0 | 0 | 0 | 0 | 0 | 0 | 0 | 0 | 0
2010 | US | WECC | RMPA | - | S10c | Expected (Note: The sum of 10c1 and 10c2 must be <= 10c) | 0 | 0 | 449 | 372 | 1310 | 824 | 658 | 804 | 720 | 1076 | 952
2010 | US | WECC | RMPA | - | S10c1 | Full-Responsibility Purchases | 0 | 0 | 0 | 0 | 0 | 0 | 0 | 0 | 0 | 0 | 0
2010 | US | WECC | RMPA | - | S10c2 | Owned Capacity/Entitlement Located Outside the Region/Subregion | 0 | 0 | 0 | 0 | 0 | 0 | 0 | 0 | 0 | 0 | 0
2010 | US | WECC | RMPA | - | S10d | Provisional – transactions under study, but negotiations have not begun. | 0 | 0 | 0 | 0 | 0 | 0 | 384 | 70 | 213 | 238 | 362
2010 | US | WECC | RMPA | - | S11 | CAPACITY TRANSACTIONS - EXPORTS = 11a+11b+11c+11d | 938 | 211 | 460 | 531 | 531 | 531 | 400 | 531 | 531 | 531 | 531
2010 | US | WECC | RMPA | - | S11a | Firm (Note: The sum of 11a1 and 11a2 must be <= 11a) | 0 | 188 | 460 | 531 | 531 | 531 | 400 | 531 | 531 | 531 | 531
2010 | US | WECC | RMPA | - | S11a1 | Full-Responsibility Purchases | 0 | 0 | 0 | 0 | 0 | 0 | 0 | 0 | 0 | 0 | 0
2010 | US | WECC | RMPA | - | S11a2 | Owned Capacity/Entitlement Located Outside the Region/Subregion | 0 | 131 | 131 | 131 | 131 | 131 | 131 | 131 | 131 | 131 | 131
2010 | US | WECC | RMPA | - | S11b | Non-firm | 0 | 0 | 0 | 0 | 0 | 0 | 0 | 0 | 0 | 0 | 0
2010 | US | WECC | RMPA | - | S11c | Expected (Note: The sum of 11c1 and 11c2 must be <= 11c) | 0 | 23 | 0 | 0 | 0 | 0 | 0 | 0 | 0 | 0 | 0
2010 | US | WECC | RMPA | - | S11c1 | Full-Responsibility Purchases | 0 | 0 | 0 | 0 | 0 | 0 | 0 | 0 | 0 | 0 | 0
2010 | US | WECC | RMPA | - | S11c2 | Owned Capacity/Entitlement Located Outside the Region/Subregion | 0 | 0 | 0 | 0 | 0 | 0 | 0 | 0 | 0 | 0 | 0
2010 | US | WECC | RMPA | - | S11d | Provisional – transactions under study, but negotiations have not begun. | 0 | 0 | 0 | 0 | 0 | 0 | 0 | 0 | 0 | 0 | 0
2010 | US | WECC | RMPA | - | S12 | EXISTING, CERTAIN CAPACITY & NET FIRM TRANSACTIONS = 6a+Net Firm Transactions | 12397 | 14480 | 14423 | 14722 | 14141 | 14627 | 14804 | 14577 | 14518 | 14137 | 14137
2010 | US | WECC | RMPA | - | S13 | ANTICIPATED CAPACITY RESOURCES = 12+7a+Net Expected Transactions | 0 | 14557 | 15395 | 15951 | 16306 | 16304 | 16313 | 16239 | 16150 | 16125 | 15999
2010 | US | WECC | RMPA | - | S14 | PROSPECTIVE CAPACITY RESOURCES = 13+6b+16b | 0 | 14557 | 15395 | 15951 | 16306 | 16304 | 16313 | 16239 | 16150 | 16125 | 15999
2010 | US | WECC | RMPA | - | S15 | TOTAL POTENTIAL CAPACITY RESOURCES = 13+6b+7b+8+Net Provisional Transactions | 0 | 14557 | 15395 | 16032 | 16388 | 16434 | 16786 | 16472 | 16522 | 16521 | 16519
2010 | US | WECC | RMPA | - | S15a | ADJUSTED POTENTIAL CAPACITY RESOURCES = 13+6b+16b+16d+Net Provisional Transactions | 0 | 14557 | 15395 | 16032 | 16388 | 16434 | 16786 | 16472 | 16522 | 16521 | 16519
2010 | US | WECC | RMPA | - | S16a | Confidence of Future, Other (7b), using reasonable judgement | 0 | 0 | 0 | 0 | 0 | 0 | 0 | 0 | 0 | 0 | 0
2010 | US | WECC | RMPA | - | S16b | Net Future, Other Resources After Confidence Percentage Is Applied = 7b*16a | 0 | 0 | 0 | 0 | 0 | 0 | 0 | 0 | 0 | 0 | 0
2010 | US | WECC | RMPA | - | S16c | Confidence of Conceptual (8), using reasonable judgement | 0 | 1 | 1 | 1 | 1 | 1 | 1 | 1 | 1 | 1 | 1
2010 | US | WECC | RMPA | - | S16d | Net Conceptual Resources After Confidence Percentage Is Applied = 8*16c | 0 | 0 | 0 | 81 | 82 | 130 | 89 | 163 | 159 | 158 | 158
2010 | US | WECC | RMPA | - | S17 | Region/Subregion Target Reserve Margin | 0 | 0.123 | 0.123 | 0.123 | 0.123 | 0.123 | 0.123 | 0.123 | 0.123 | 0.123 | 0.123
2010 | US | WECC | RMPA | - | S18 | Existing Certain and Net Firm Transactions Reserve Margin = (12-3)/3 | 0 | 0.36514 | 0.28079 | 0.28431 | 0.21226 | 0.22926 | 0.21814 | 0.17329 | 0.13938 | 0.086125 | 0.065416
2010 | US | WECC | RMPA | - | S19 | Anticipated Capacity Resources Reserve Margin = (13-3)/3 | 0 | 0.3724 | 0.36711 | 0.39152 | 0.39786 | 0.3702 | 0.3423 | 0.30707 | 0.26746 | 0.23886 | 0.20574
2010 | US | WECC | RMPA | - | S20 | Prospective Capacity Resources Reserve Margin = (14-3)/3 | 0 | 0.3724 | 0.36711 | 0.39152 | 0.39786 | 0.3702 | 0.3423 | 0.30707 | 0.26746 | 0.23886 | 0.20574
2010 | US | WECC | RMPA | - | S21 | Total Potential Resources Reserve Margin = (15-3)/3 | 0 | 0.3724 | 0.36711 | 0.39859 | 0.40489 | 0.38112 | 0.38122 | 0.32582 | 0.29666 | 0.26928 | 0.24493
2010 | US | WECC | RMPA | - | S22 | Adjusted Potential Resources Reserve Margin = (15a-3)/3 | 0 | 0.3724 | 0.36711 | 0.39859 | 0.40489 | 0.38112 | 0.38122 | 0.32582 | 0.29666 | 0.26928 | 0.24493
2010 | US | WECC | RMPA | - | S23 | Total Baseline Installed Capacity | 15958 | 0 | 0 | 0 | 0 | 0 | 0 | 0 | 0 | 0 | 0
2010 | CA | WECC | - | - | S01 | Unrestricted Non-coincident Peak Demand = 2+1a+1b-1c-1d | 16506 | 17683 | 18065 | 18639 | 19240 | 19817 | 20308 | 20744 | 21368 | 21788 | 22194
2010 | CA | WECC | - | - | S01a | New Conservation (Energy Efficiency) | 0 | 0 | 0 | 0 | 0 | 0 | 0 | 0 | 0 | 0 | 0
2010 | CA | WECC | - | - | S01b | Estimated Diversity | 0 | 0 | 0 | 0 | 0 | 0 | 0 | 0 | 0 | 0 | 0
2010 | CA | WECC | - | - | S01c | Additions for non-member load (load served by non-registered LSE's in a region) | 0 | 0 | 0 | 0 | 0 | 0 | 0 | 0 | 0 | 0 | 0
2010 | CA | WECC | - | - | S01d | Stand-by Load Under Contract (Normally served by behind the meter generation) | 0 | 0 | 0 | 0 | 0 | 0 | 0 | 0 | 0 | 0 | 0
2010 | CA | WECC | - | - | S02 | Total Internal Demand | 16506 | 17683 | 18065 | 18639 | 19240 | 19817 | 20308 | 20744 | 21368 | 21788 | 22194
2010 | CA | WECC | - | - | S02a | Direct Control Load Management | 0 | 7 | 5 | 5 | 5 | 5 | 5 | 5 | 5 | 5 | 5
2010 | CA | WECC | - | - | S02b | Contractually Interruptible (Curtailable) | 0 | 0 | 0 | 0 | 0 | 0 | 0 | 0 | 0 | 0 | 0
2010 | CA | WECC | - | - | S02c | Critical Peak-Pricing (CPP) with Control | 0 | 0 | 0 | 0 | 0 | 0 | 0 | 0 | 0 | 0 | 0
2010 | CA | WECC | - | - | S02d | Load as a Capacity Resource | 0 | 0 | 0 | 0 | 0 | 0 | 0 | 0 | 0 | 0 | 0
2010 | CA | WECC | - | - | S03 | Net Internal Demand = 2-2a-2b-2c-2d | 16506 | 17676 | 18060 | 18634 | 19235 | 19812 | 20303 | 20739 | 21363 | 21783 | 22189
2010 | CA | WECC | - | - | S04a | Demand Response used for Reserves - Spinning | 0 | 0 | 0 | 0 | 0 | 0 | 0 | 0 | 0 | 0 | 0
2010 | CA | WECC | - | - | S04b | Demand Response used for Reserves - Non-Spinning | 0 | 0 | 0 | 0 | 0 | 0 | 0 | 0 | 0 | 0 | 0
2010 | CA | WECC | - | - | S04c | Demand Response used for Regulation | 0 | 0 | 0 | 0 | 0 | 0 | 0 | 0 | 0 | 0 | 0
2010 | CA | WECC | - | - | S04d | Demand Response used for Energy, Voluntary - Emergency | 0 | 0 | 0 | 0 | 0 | 0 | 0 | 0 | 0 | 0 | 0
2010 | CA | WECC | - | - | S05 | TOTAL INTERNAL CAPACITY = 6+7 | 36543 | 32015 | 34555 | 35317 | 35556 | 36006 | 36749 | 36749 | 36749 | 36749 | 37058
2010 | CA | WECC | - | - | S06 | EXISTING CAPACITY = 6a+6b+6c | 36543 | 31454 | 31454 | 31454 | 31454 | 31454 | 31454 | 31454 | 31454 | 31454 | 31454
2010 | CA | WECC | - | - | S06a | Existing, Certain | 25863 | 21859 | 21859 | 21859 | 21859 | 21859 | 21859 | 21859 | 21859 | 21859 | 21859
2010 | CA | WECC | - | - | S06a1 | Wind Expected On-Peak | 16 | 30 | 30 | 30 | 30 | 30 | 30 | 30 | 30 | 30 | 30
2010 | CA | WECC | - | - | S06a2 | Solar Expected On-Peak | 0 | 0 | 0 | 0 | 0 | 0 | 0 | 0 | 0 | 0 | 0
2010 | CA | WECC | - | - | S06a3 | Hydro Expected On-Peak | 11774 | 10712 | 10712 | 10712 | 10712 | 10712 | 10712 | 10712 | 10712 | 10712 | 10712
2010 | CA | WECC | - | - | S06a4 | Biomass Expected On-Peak | 376 | 331 | 331 | 331 | 331 | 331 | 331 | 331 | 331 | 331 | 331
2010 | CA | WECC | - | - | S06a5 | Load as a Capacity Resource Expected On-Peak (Load Management Programs) | 0 | 0 | 0 | 0 | 0 | 0 | 0 | 0 | 0 | 0 | 0
2010 | CA | WECC | - | - | S06b | Existing, Other | 5340 | 0 | 0 | 0 | 0 | 0 | 0 | 0 | 0 | 0 | 0
2010 | CA | WECC | - | - | S06b1 | Wind Derate On-Peak | 481 | 510 | 510 | 510 | 510 | 510 | 510 | 510 | 510 | 510 | 510
2010 | CA | WECC | - | - | S06b2 | Solar Derate On-Peak | 0 | 0 | 0 | 0 | 0 | 0 | 0 | 0 | 0 | 0 | 0
2010 | CA | WECC | - | - | S06b3 | Hydro Derate On-Peak | 1644 | 1804 | 1804 | 1804 | 1804 | 1804 | 1804 | 1804 | 1804 | 1804 | 1804
2010 | CA | WECC | - | - | S06b4 | Biomass Derate On-Peak | 0 | 38 | 38 | 38 | 38 | 38 | 38 | 38 | 38 | 38 | 38
2010 | CA | WECC | - | - | S06b5 | Load as a Capacity Resource Derate On-Peak (Load Management Programs) | 0 | 0 | 0 | 0 | 0 | 0 | 0 | 0 | 0 | 0 | 0
2010 | CA | WECC | - | - | S06b7 | Transmission-Limited Resources | 0 | 0 | 0 | 0 | 0 | 0 | 0 | 0 | 0 | 0 | 0
2010 | CA | WECC | - | - | S06b8 | All Other Derates | 3215 | 7243 | 7243 | 7243 | 7243 | 7243 | 7243 | 7243 | 7243 | 7243 | 7243
2010 | CA | WECC | - | - | S06b9 | Energy Only | 0 | 0 | 0 | 0 | 0 | 0 | 0 | 0 | 0 | 0 | 0
2010 | CA | WECC | - | - | S06c | Existing, Inoperable (Note: Not used in margin calculations) | 0 | 0 | 0 | 0 | 0 | 0 | 0 | 0 | 0 | 0 | 0
2010 | CA | WECC | - | - | S07 | FUTURE CAPACITY ADDITIONS = 7a+7b | 0 | 513 | 2213 | 2857 | 3071 | 3067 | 2824 | 3650 | 3166 | 3216 | 3033
2010 | CA | WECC | - | - | S07a | Future, Planned | 0 | 513 | 2213 | 2857 | 3071 | 3067 | 2824 | 3650 | 3166 | 3216 | 3033
2010 | CA | WECC | - | - | S07a1 | Wind Expected On-Peak | 0 | 3 | 53 | 315 | 320 | 321 | 74 | 932 | 411 | 461 | 469
2010 | CA | WECC | - | - | S07a2 | Wind Derate On-Peak | 0 | 48 | 431 | 539 | 534 | 533 | 1069 | 211 | 732 | 682 | 674
2010 | CA | WECC | - | - | S07a3 | Solar Expected On-Peak | 0 | 0 | 0 | 0 | 0 | 0 | 0 | 0 | 0 | 0 | 0
2010 | CA | WECC | - | - | S07a4 | Solar Derate On-Peak | 0 | 0 | 0 | 0 | 0 | 0 | 0 | 0 | 0 | 0 | 0
2010 | CA | WECC | - | - | S07a5 | Hydro Expected On-Peak | 0 | 137 | 919 | 1083 | 1093 | 1093 | 1098 | 1061 | 1098 | 1098 | 1098
2010 | CA | WECC | - | - | S07a6 | Hydro Derate On-Peak | 0 | 0 | 457 | 467 | 457 | 907 | 1357 | 1394 | 1357 | 1357 | 1857
2010 | CA | WECC | - | - | S07a7 | Biomass Expected On-Peak | 0 | 44 | 82 | 194 | 199 | 194 | 194 | 199 | 199 | 199 | 199
2010 | CA | WECC | - | - | S07a8 | Biomass Derate On-Peak | 0 | 0 | 0 | 0 | 40 | 45 | 45 | 40 | 40 | 40 | 40
2010 | CA | WECC | - | - | S07a9 | Demand Response Expected On-Peak (Load Management Programs) | 0 | 0 | 0 | 0 | 0 | 0 | 0 | 0 | 0 | 0 | 0
2010 | CA | WECC | - | - | S07a10 | Demand Response Derate On-Peak (Load Management Programs) | 0 | 0 | 0 | 0 | 0 | 0 | 0 | 0 | 0 | 0 | 0
2010 | CA | WECC | - | - | S07a11 | Transmission-Limited Resources | 0 | 0 | 0 | 0 | 0 | 0 | 0 | 0 | 0 | 0 | 0
2010 | CA | WECC | - | - | S07a12 | Scheduled Outage - Maintenance | 0 | 0 | 0 | 0 | 0 | 0 | 0 | 0 | 0 | 0 | 0
2010 | CA | WECC | - | - | S07a13 | All Other Derates | 0 | 0 | 0 | 0 | 0 | 0 | 0 | 0 | 0 | 0 | 0
2010 | CA | WECC | - | - | S07a14 | Energy Only | 0 | 0 | 0 | 0 | 0 | 0 | 0 | 0 | 0 | 0 | 0
2010 | CA | WECC | - | - | S07b | Future, Other | 0 | 0 | 0 | 0 | 0 | 0 | 0 | 0 | 0 | 0 | 0
2010 | CA | WECC | - | - | S07b1 | Wind Expected On-Peak | 0 | 0 | 0 | 0 | 0 | 0 | 0 | 0 | 0 | 0 | 0
2010 | CA | WECC | - | - | S07b2 | Wind Derate On-Peak | 0 | 0 | 0 | 0 | 0 | 0 | 0 | 0 | 0 | 0 | 0
2010 | CA | WECC | - | - | S07b3 | Solar Expected On-Peak | 0 | 0 | 0 | 0 | 0 | 0 | 0 | 0 | 0 | 0 | 0
2010 | CA | WECC | - | - | S07b4 | Solar Derate On-Peak | 0 | 0 | 0 | 0 | 0 | 0 | 0 | 0 | 0 | 0 | 0
2010 | CA | WECC | - | - | S07b5 | Hydro Expected On-Peak | 0 | 0 | 0 | 0 | 0 | 0 | 0 | 0 | 0 | 0 | 0
2010 | CA | WECC | - | - | S07b6 | Hydro Derate On-Peak | 0 | 0 | 0 | 0 | 0 | 0 | 0 | 0 | 0 | 0 | 0
2010 | CA | WECC | - | - | S07b7 | Biomass Expected On-Peak | 0 | 0 | 0 | 0 | 0 | 0 | 0 | 0 | 0 | 0 | 0
2010 | CA | WECC | - | - | S07b8 | Biomass Derate On-Peak | 0 | 0 | 0 | 0 | 0 | 0 | 0 | 0 | 0 | 0 | 0
2010 | CA | WECC | - | - | S07b9 | Transmission-Limited Resources | 0 | 0 | 0 | 0 | 0 | 0 | 0 | 0 | 0 | 0 | 0
2010 | CA | WECC | - | - | S07b10 | Scheduled Outage - Maintenance | 0 | 0 | 0 | 0 | 0 | 0 | 0 | 0 | 0 | 0 | 0
2010 | CA | WECC | - | - | S07b11 | All Other Derates | 0 | 0 | 0 | 0 | 0 | 0 | 0 | 0 | 0 | 0 | 0
2010 | CA | WECC | - | - | S07b12 | Energy Only | 0 | 0 | 0 | 0 | 0 | 0 | 0 | 0 | 0 | 0 | 0
2010 | CA | WECC | - | - | S08 | Conceptual | 0 | 0 | 0 | 0 | 236 | 613 | 536 | 853 | 663 | 667 | 914
2010 | CA | WECC | - | - | S08a1 | Wind Expected On-Peak | 0 | 0 | 0 | 0 | 63 | 126 | 4 | 321 | 131 | 135 | 138
2010 | CA | WECC | - | - | S08a2 | Wind Derate On-Peak | 0 | 0 | 0 | 0 | 129 | 254 | 376 | 97 | 287 | 283 | 280
2010 | CA | WECC | - | - | S08a3 | Solar Expected On-Peak | 0 | 0 | 0 | 0 | 0 | 0 | 0 | 0 | 0 | 0 | 0
2010 | CA | WECC | - | - | S08a4 | Solar Derate On-Peak | 0 | 0 | 0 | 0 | 0 | 0 | 0 | 0 | 0 | 0 | 0
2010 | CA | WECC | - | - | S08a5 | Hydro Expected On-Peak | 0 | 0 | 0 | 0 | 0 | 0 | 0 | 0 | 0 | 0 | 885
2010 | CA | WECC | - | - | S08a6 | Hydro Derate On-Peak | 0 | 0 | 0 | 0 | 0 | 0 | 0 | 0 | 0 | 0 | 641
2010 | CA | WECC | - | - | S08a7 | Biomass Expected On-Peak | 0 | 0 | 0 | 0 | 0 | 0 | 0 | 0 | 0 | 0 | 0
2010 | CA | WECC | - | - | S08a8 | Biomass Derate On-Peak | 0 | 0 | 0 | 0 | 0 | 0 | 0 | 0 | 0 | 0 | 0
2010 | CA | WECC | - | - | S08a9 | All Other Derates | 0 | 0 | 0 | 0 | 0 | 0 | 0 | 0 | 0 | 0 | 0
2010 | CA | WECC | - | - | S08a10 | Energy Only | 0 | 0 | 0 | 0 | 0 | 0 | 0 | 0 | 0 | 0 | 0
2010 | CA | WECC | - | - | S09 | ANTICIPATED INTERNAL CAPACITY = 6a+7a | 25863 | 22420 | 24960 | 25722 | 25961 | 26411 | 27154 | 27154 | 27154 | 27154 | 27654
2010 | CA | WECC | - | - | S10 | CAPACITY TRANSACTIONS - IMPORTS = 10a+10b+10c+10d | 1200 | 0 | 0 | 0 | 0 | 0 | 0 | 0 | 0 | 0 | 0
2010 | CA | WECC | - | - | S10a | Firm (Note: The sum of 10a1 and 10a2 must be <= 10a) | 0 | 0 | 0 | 0 | 0 | 0 | 0 | 0 | 0 | 0 | 0
2010 | CA | WECC | - | - | S10a1 | Full-Responsibility Purchases | 0 | 0 | 0 | 0 | 0 | 0 | 0 | 0 | 0 | 0 | 0
2010 | CA | WECC | - | - | S10a2 | Owned Capacity/Entitlement Located Outside the Region/Subregion | 0 | 0 | 0 | 0 | 0 | 0 | 0 | 0 | 0 | 0 | 0
2010 | CA | WECC | - | - | S10b | Non-firm | 0 | 0 | 0 | 0 | 0 | 0 | 0 | 0 | 0 | 0 | 0
2010 | CA | WECC | - | - | S10c | Expected (Note: The sum of 10c1 and 10c2 must be <= 10c) | 0 | 0 | 0 | 0 | 0 | 0 | 0 | 0 | 0 | 0 | 0
2010 | CA | WECC | - | - | S10c1 | Full-Responsibility Purchases | 0 | 0 | 0 | 0 | 0 | 0 | 0 | 0 | 0 | 0 | 0
2010 | CA | WECC | - | - | S10c2 | Owned Capacity/Entitlement Located Outside the Region/Subregion | 0 | 0 | 0 | 0 | 0 | 0 | 0 | 0 | 0 | 0 | 0
2010 | CA | WECC | - | - | S10d | Provisional – transactions under study, but negotiations have not begun. | 0 | 0 | 0 | 0 | 0 | 0 | 0 | 0 | 0 | 0 | 0
2010 | CA | WECC | - | - | S11 | CAPACITY TRANSACTIONS - EXPORTS = 11a+11b+11c+11d | 193 | 800 | 1760 | 1901 | 1945 | 1986 | 2024 | 2091 | 2018 | 1989 | 2074
2010 | CA | WECC | - | - | S11a | Firm (Note: The sum of 11a1 and 11a2 must be <= 11a) | 0 | 800 | 906 | 906 | 936 | 965 | 998 | 1130 | 936 | 943 | 980
2010 | CA | WECC | - | - | S11a1 | Full-Responsibility Purchases | 0 | 0 | 0 | 0 | 0 | 0 | 0 | 0 | 0 | 0 | 0
2010 | CA | WECC | - | - | S11a2 | Owned Capacity/Entitlement Located Outside the Region/Subregion | 0 | 0 | 0 | 0 | 0 | 0 | 0 | 0 | 0 | 0 | 0
2010 | CA | WECC | - | - | S11b | Non-firm | 0 | 0 | 0 | 0 | 0 | 0 | 0 | 0 | 0 | 0 | 0
2010 | CA | WECC | - | - | S11c | Expected (Note: The sum of 11c1 and 11c2 must be <= 11c) | 0 | 0 | 854 | 995 | 982 | 1021 | 1026 | 961 | 1082 | 1046 | 999
2010 | CA | WECC | - | - | S11c1 | Full-Responsibility Purchases | 0 | 0 | 0 | 0 | 0 | 0 | 0 | 0 | 0 | 0 | 0
2010 | CA | WECC | - | - | S11c2 | Owned Capacity/Entitlement Located Outside the Region/Subregion | 0 | 0 | 0 | 0 | 0 | 0 | 0 | 0 | 0 | 0 | 0
2010 | CA | WECC | - | - | S11d | Provisional – transactions under study, but negotiations have not begun. | 0 | 0 | 0 | 0 | 27 | 0 | 0 | 0 | 0 | 0 | 95
2010 | CA | WECC | - | - | S12 | EXISTING, CERTAIN CAPACITY & NET FIRM TRANSACTIONS = 6a+Net Firm Transactions | 25863 | 21059 | 20953 | 20953 | 20923 | 20894 | 20861 | 20729 | 20923 | 20916 | 20879
2010 | CA | WECC | - | - | S13 | ANTICIPATED CAPACITY RESOURCES = 12+7a+Net Expected Transactions | 0 | 21572 | 22312 | 22815 | 23012 | 22940 | 22659 | 23418 | 23007 | 23086 | 22913
2010 | CA | WECC | - | - | S14 | PROSPECTIVE CAPACITY RESOURCES = 13+6b+16b | 0 | 21572 | 22312 | 22815 | 23012 | 22940 | 22659 | 23418 | 23007 | 23086 | 22913
2010 | CA | WECC | - | - | S15 | TOTAL POTENTIAL CAPACITY RESOURCES = 13+6b+7b+8+Net Provisional Transactions | 0 | 21572 | 22312 | 22815 | 23221 | 23553 | 23195 | 24271 | 23670 | 23753 | 23732
2010 | CA | WECC | - | - | S15a | ADJUSTED POTENTIAL CAPACITY RESOURCES = 13+6b+16b+16d+Net Provisional Transactions | 0 | 21572 | 22312 | 22815 | 23221 | 23553 | 23195 | 24271 | 23670 | 23753 | 23732
2010 | CA | WECC | - | - | S16a | Confidence of Future, Other (7b), using reasonable judgement | 0 | 0 | 0 | 0 | 0 | 0 | 0 | 0 | 0 | 0 | 0
2010 | CA | WECC | - | - | S16b | Net Future, Other Resources After Confidence Percentage Is Applied = 7b*16a | 0 | 0 | 0 | 0 | 0 | 0 | 0 | 0 | 0 | 0 | 0
2010 | CA | WECC | - | - | S16c | Confidence of Conceptual (8), using reasonable judgement | 0 | 1 | 1 | 1 | 1 | 1 | 1 | 1 | 1 | 1 | 1
2010 | CA | WECC | - | - | S16d | Net Conceptual Resources After Confidence Percentage Is Applied = 8*16c | 0 | 0 | 0 | 0 | 236 | 613 | 536 | 853 | 663 | 667 | 914
2010 | CA | WECC | - | - | S17 | Region/Subregion Target Reserve Margin | 0 | 0.115 | 0.115 | 0.115 | 0.115 | 0.115 | 0.115 | 0.115 | 0.115 | 0.115 | 0.115
2010 | CA | WECC | - | - | S18 | Existing Certain and Net Firm Transactions Reserve Margin = (12-3)/3 | 0 | 0.19139 | 0.16019 | 0.12445 | 0.087757 | 0.054613 | 0.027484 | -0.00048218 | -0.020596 | -0.039802 | -0.059038
2010 | CA | WECC | - | - | S19 | Anticipated Capacity Resources Reserve Margin = (13-3)/3 | 0 | 0.22041 | 0.23544 | 0.22437 | 0.19636 | 0.15788 | 0.11604 | 0.12918 | 0.076955 | 0.059817 | 0.032629
2010 | CA | WECC | - | - | S20 | Prospective Capacity Resources Reserve Margin = (14-3)/3 | 0 | 0.22041 | 0.23544 | 0.22437 | 0.19636 | 0.15788 | 0.11604 | 0.12918 | 0.076955 | 0.059817 | 0.032629
2010 | CA | WECC | - | - | S21 | Total Potential Resources Reserve Margin = (15-3)/3 | 0 | 0.22041 | 0.23544 | 0.22437 | 0.20723 | 0.18882 | 0.14244 | 0.17031 | 0.10799 | 0.090437 | 0.069539
2010 | CA | WECC | - | - | S22 | Adjusted Potential Resources Reserve Margin = (15a-3)/3 | 0 | 0.22041 | 0.23544 | 0.22437 | 0.20723 | 0.18882 | 0.14244 | 0.17031 | 0.10799 | 0.090437 | 0.069539
2010 | CA | WECC | - | - | S23 | Total Baseline Installed Capacity | 36543 | 0 | 0 | 0 | 0 | 0 | 0 | 0 | 0 | 0 | 0
2010 | MX | WECC | WECC Mex | - | S01 | Unrestricted Non-coincident Peak Demand = 2+1a+1b-1c-1d | 2076.907 | 2140 | 2190 | 2281 | 2392 | 2511 | 2626 | 2747 | 2873 | 2996 | 3125
2010 | MX | WECC | WECC Mex | - | S01a | New Conservation (Energy Efficiency) | 0 | 0 | 0 | 0 | 0 | 0 | 0 | 0 | 0 | 0 | 0
2010 | MX | WECC | WECC Mex | - | S01b | Estimated Diversity | 0 | 0 | 0 | 0 | 0 | 0 | 0 | 0 | 0 | 0 | 0
2010 | MX | WECC | WECC Mex | - | S01c | Additions for non-member load (load served by non-registered LSE's in a region) | 0 | 0 | 0 | 0 | 0 | 0 | 0 | 0 | 0 | 0 | 0
2010 | MX | WECC | WECC Mex | - | S01d | Stand-by Load Under Contract (Normally served by behind the meter generation) | 0 | 0 | 0 | 0 | 0 | 0 | 0 | 0 | 0 | 0 | 0
2010 | MX | WECC | WECC Mex | - | S02 | Total Internal Demand | 2076.907 | 2140 | 2190 | 2281 | 2392 | 2511 | 2626 | 2747 | 2873 | 2996 | 3125
2010 | MX | WECC | WECC Mex | - | S02a | Direct Control Load Management | 0 | 0 | 0 | 0 | 0 | 0 | 0 | 0 | 0 | 0 | 0
2010 | MX | WECC | WECC Mex | - | S02b | Contractually Interruptible (Curtailable) | 0 | 0 | 0 | 0 | 0 | 0 | 0 | 0 | 0 | 0 | 0
2010 | MX | WECC | WECC Mex | - | S02c | Critical Peak-Pricing (CPP) with Control | 0 | 0 | 0 | 0 | 0 | 0 | 0 | 0 | 0 | 0 | 0
2010 | MX | WECC | WECC Mex | - | S02d | Load as a Capacity Resource | 0 | 0 | 0 | 0 | 0 | 0 | 0 | 0 | 0 | 0 | 0
2010 | MX | WECC | WECC Mex | - | S03 | Net Internal Demand = 2-2a-2b-2c-2d | 2076.907 | 2140 | 2190 | 2281 | 2392 | 2511 | 2626 | 2747 | 2873 | 2996 | 3125
2010 | MX | WECC | WECC Mex | - | S04a | Demand Response used for Reserves - Spinning | 0 | 0 | 0 | 0 | 0 | 0 | 0 | 0 | 0 | 0 | 0
2010 | MX | WECC | WECC Mex | - | S04b | Demand Response used for Reserves - Non-Spinning | 0 | 0 | 0 | 0 | 0 | 0 | 0 | 0 | 0 | 0 | 0
2010 | MX | WECC | WECC Mex | - | S04c | Demand Response used for Regulation | 0 | 0 | 0 | 0 | 0 | 0 | 0 | 0 | 0 | 0 | 0
2010 | MX | WECC | WECC Mex | - | S04d | Demand Response used for Energy, Voluntary - Emergency | 0 | 0 | 0 | 0 | 0 | 0 | 0 | 0 | 0 | 0 | 0
2010 | MX | WECC | WECC Mex | - | S05 | TOTAL INTERNAL CAPACITY = 6+7 | 2600 | 2614 | 2997 | 2997 | 3351 | 3351 | 3611 | 3748 | 3748 | 3748 | 3748
2010 | MX | WECC | WECC Mex | - | S06 | EXISTING CAPACITY = 6a+6b+6c | 2600 | 2614 | 2614 | 2614 | 2614 | 2614 | 2614 | 2614 | 2614 | 2614 | 2614
2010 | MX | WECC | WECC Mex | - | S06a | Existing, Certain | 2348 | 2608 | 2608 | 2608 | 2608 | 2608 | 2608 | 2608 | 2608 | 2608 | 2608
2010 | MX | WECC | WECC Mex | - | S06a1 | Wind Expected On-Peak | 0 | 1 | 1 | 1 | 1 | 1 | 1 | 1 | 1 | 1 | 1
2010 | MX | WECC | WECC Mex | - | S06a2 | Solar Expected On-Peak | 0 | 0 | 0 | 0 | 0 | 0 | 0 | 0 | 0 | 0 | 0
2010 | MX | WECC | WECC Mex | - | S06a3 | Hydro Expected On-Peak | 0 | 0 | 0 | 0 | 0 | 0 | 0 | 0 | 0 | 0 | 0
2010 | MX | WECC | WECC Mex | - | S06a4 | Biomass Expected On-Peak | 0 | 0 | 0 | 0 | 0 | 0 | 0 | 0 | 0 | 0 | 0
2010 | MX | WECC | WECC Mex | - | S06a5 | Load as a Capacity Resource Expected On-Peak (Load Management Programs) | 0 | 0 | 0 | 0 | 0 | 0 | 0 | 0 | 0 | 0 | 0
2010 | MX | WECC | WECC Mex | - | S06b | Existing, Other | 232 | 0 | 0 | 0 | 0 | 0 | 0 | 0 | 0 | 0 | 0
2010 | MX | WECC | WECC Mex | - | S06b1 | Wind Derate On-Peak | 0 | 6 | 6 | 6 | 6 | 6 | 6 | 6 | 6 | 6 | 6
2010 | MX | WECC | WECC Mex | - | S06b2 | Solar Derate On-Peak | 0 | 0 | 0 | 0 | 0 | 0 | 0 | 0 | 0 | 0 | 0
2010 | MX | WECC | WECC Mex | - | S06b3 | Hydro Derate On-Peak | 0 | 0 | 0 | 0 | 0 | 0 | 0 | 0 | 0 | 0 | 0
2010 | MX | WECC | WECC Mex | - | S06b4 | Biomass Derate On-Peak | 0 | 0 | 0 | 0 | 0 | 0 | 0 | 0 | 0 | 0 | 0
2010 | MX | WECC | WECC Mex | - | S06b5 | Load as a Capacity Resource Derate On-Peak (Load Management Programs) | 0 | 0 | 0 | 0 | 0 | 0 | 0 | 0 | 0 | 0 | 0
2010 | MX | WECC | WECC Mex | - | S06b7 | Transmission-Limited Resources | 0 | 0 | 0 | 0 | 0 | 0 | 0 | 0 | 0 | 0 | 0
2010 | MX | WECC | WECC Mex | - | S06b8 | All Other Derates | 20 | 0 | 0 | 0 | 0 | 0 | 0 | 0 | 0 | 0 | 0
2010 | MX | WECC | WECC Mex | - | S06b9 | Energy Only | 0 | 0 | 0 | 0 | 0 | 0 | 0 | 0 | 0 | 0 | 0
2010 | MX | WECC | WECC Mex | - | S06c | Existing, Inoperable (Note: Not used in margin calculations) | 0 | 0 | 0 | 0 | 0 | 0 | 0 | 0 | 0 | 0 | 0
2010 | MX | WECC | WECC Mex | - | S07 | FUTURE CAPACITY ADDITIONS = 7a+7b | 0 | 0 | 383 | 383 | 737 | 737 | 997 | 1134 | 1134 | 1134 | 1134
2010 | MX | WECC | WECC Mex | - | S07a | Future, Planned | 0 | 0 | 383 | 383 | 737 | 737 | 997 | 1134 | 1134 | 1134 | 1134
2010 | MX | WECC | WECC Mex | - | S07a1 | Wind Expected On-Peak | 0 | 0 | 0 | 0 | 0 | 0 | 0 | 0 | 0 | 0 | 0
2010 | MX | WECC | WECC Mex | - | S07a2 | Wind Derate On-Peak | 0 | 0 | 0 | 0 | 0 | 0 | 0 | 0 | 0 | 0 | 0
2010 | MX | WECC | WECC Mex | - | S07a3 | Solar Expected On-Peak | 0 | 0 | 0 | 0 | 0 | 0 | 0 | 0 | 0 | 0 | 0
2010 | MX | WECC | WECC Mex | - | S07a4 | Solar Derate On-Peak | 0 | 0 | 0 | 0 | 0 | 0 | 0 | 0 | 0 | 0 | 0
2010 | MX | WECC | WECC Mex | - | S07a5 | Hydro Expected On-Peak | 0 | 0 | 0 | 0 | 0 | 0 | 0 | 0 | 0 | 0 | 0
2010 | MX | WECC | WECC Mex | - | S07a6 | Hydro Derate On-Peak | 0 | 0 | 0 | 0 | 0 | 0 | 0 | 0 | 0 | 0 | 0
2010 | MX | WECC | WECC Mex | - | S07a7 | Biomass Expected On-Peak | 0 | 0 | 0 | 0 | 0 | 0 | 0 | 0 | 0 | 0 | 0
2010 | MX | WECC | WECC Mex | - | S07a8 | Biomass Derate On-Peak | 0 | 0 | 0 | 0 | 0 | 0 | 0 | 0 | 0 | 0 | 0
2010 | MX | WECC | WECC Mex | - | S07a9 | Demand Response Expected On-Peak (Load Management Programs) | 0 | 0 | 0 | 0 | 0 | 0 | 0 | 0 | 0 | 0 | 0
2010 | MX | WECC | WECC Mex | - | S07a10 | Demand Response Derate On-Peak (Load Management Programs) | 0 | 0 | 0 | 0 | 0 | 0 | 0 | 0 | 0 | 0 | 0
2010 | MX | WECC | WECC Mex | - | S07a11 | Transmission-Limited Resources | 0 | 0 | 0 | 0 | 0 | 0 | 0 | 0 | 0 | 0 | 0
2010 | MX | WECC | WECC Mex | - | S07a12 | Scheduled Outage - Maintenance | 0 | 0 | 0 | 0 | 0 | 0 | 0 | 0 | 0 | 0 | 0
2010 | MX | WECC | WECC Mex | - | S07a13 | All Other Derates | 0 | 0 | 0 | 0 | 0 | 0 | 0 | 0 | 0 | 0 | 0
2010 | MX | WECC | WECC Mex | - | S07a14 | Energy Only | 0 | 0 | 0 | 0 | 0 | 0 | 0 | 0 | 0 | 0 | 0
2010 | MX | WECC | WECC Mex | - | S07b | Future, Other | 0 | 0 | 0 | 0 | 0 | 0 | 0 | 0 | 0 | 0 | 0
2010 | MX | WECC | WECC Mex | - | S07b1 | Wind Expected On-Peak | 0 | 0 | 0 | 0 | 0 | 0 | 0 | 0 | 0 | 0 | 0
2010 | MX | WECC | WECC Mex | - | S07b2 | Wind Derate On-Peak | 0 | 0 | 0 | 0 | 0 | 0 | 0 | 0 | 0 | 0 | 0
2010 | MX | WECC | WECC Mex | - | S07b3 | Solar Expected On-Peak | 0 | 0 | 0 | 0 | 0 | 0 | 0 | 0 | 0 | 0 | 0
2010 | MX | WECC | WECC Mex | - | S07b4 | Solar Derate On-Peak | 0 | 0 | 0 | 0 | 0 | 0 | 0 | 0 | 0 | 0 | 0
2010 | MX | WECC | WECC Mex | - | S07b5 | Hydro Expected On-Peak | 0 | 0 | 0 | 0 | 0 | 0 | 0 | 0 | 0 | 0 | 0
2010 | MX | WECC | WECC Mex | - | S07b6 | Hydro Derate On-Peak | 0 | 0 | 0 | 0 | 0 | 0 | 0 | 0 | 0 | 0 | 0
2010 | MX | WECC | WECC Mex | - | S07b7 | Biomass Expected On-Peak | 0 | 0 | 0 | 0 | 0 | 0 | 0 | 0 | 0 | 0 | 0
2010 | MX | WECC | WECC Mex | - | S07b8 | Biomass Derate On-Peak | 0 | 0 | 0 | 0 | 0 | 0 | 0 | 0 | 0 | 0 | 0
2010 | MX | WECC | WECC Mex | - | S07b9 | Transmission-Limited Resources | 0 | 0 | 0 | 0 | 0 | 0 | 0 | 0 | 0 | 0 | 0
2010 | MX | WECC | WECC Mex | - | S07b10 | Scheduled Outage - Maintenance | 0 | 0 | 0 | 0 | 0 | 0 | 0 | 0 | 0 | 0 | 0
2010 | MX | WECC | WECC Mex | - | S07b11 | All Other Derates | 0 | 0 | 0 | 0 | 0 | 0 | 0 | 0 | 0 | 0 | 0
2010 | MX | WECC | WECC Mex | - | S07b12 | Energy Only | 0 | 0 | 0 | 0 | 0 | 0 | 0 | 0 | 0 | 0 | 0
2010 | MX | WECC | WECC Mex | - | S08 | Conceptual | 0 | 0 | 0 | 0 | 210 | 210 | 210 | 531 | 531 | 531 | 787
2010 | MX | WECC | WECC Mex | - | S08a1 | Wind Expected On-Peak | 0 | 0 | 0 | 0 | 0 | 0 | 0 | 0 | 0 | 0 | 0
2010 | MX | WECC | WECC Mex | - | S08a2 | Wind Derate On-Peak | 0 | 0 | 0 | 0 | 0 | 0 | 0 | 0 | 0 | 0 | 0
2010 | MX | WECC | WECC Mex | - | S08a3 | Solar Expected On-Peak | 0 | 0 | 0 | 0 | 0 | 0 | 0 | 0 | 0 | 0 | 0
2010 | MX | WECC | WECC Mex | - | S08a4 | Solar Derate On-Peak | 0 | 0 | 0 | 0 | 0 | 0 | 0 | 0 | 0 | 0 | 0
2010 | MX | WECC | WECC Mex | - | S08a5 | Hydro Expected On-Peak | 0 | 0 | 0 | 0 | 0 | 0 | 0 | 0 | 0 | 0 | 0
2010 | MX | WECC | WECC Mex | - | S08a6 | Hydro Derate On-Peak | 0 | 0 | 0 | 0 | 0 | 0 | 0 | 0 | 0 | 0 | 0
2010 | MX | WECC | WECC Mex | - | S08a7 | Biomass Expected On-Peak | 0 | 0 | 0 | 0 | 0 | 0 | 0 | 0 | 0 | 0 | 0
2010 | MX | WECC | WECC Mex | - | S08a8 | Biomass Derate On-Peak | 0 | 0 | 0 | 0 | 0 | 0 | 0 | 0 | 0 | 0 | 0
2010 | MX | WECC | WECC Mex | - | S08a9 | All Other Derates | 0 | 0 | 0 | 0 | 0 | 0 | 0 | 0 | 0 | 0 | 0
2010 | MX | WECC | WECC Mex | - | S08a10 | Energy Only | 0 | 0 | 0 | 0 | 0 | 0 | 0 | 0 | 0 | 0 | 0
2010 | MX | WECC | WECC Mex | - | S09 | ANTICIPATED INTERNAL CAPACITY = 6a+7a | 2348 | 2608 | 2991 | 2991 | 3345 | 3345 | 3605 | 3742 | 3742 | 3742 | 3742
2010 | MX | WECC | WECC Mex | - | S10 | CAPACITY TRANSACTIONS - IMPORTS = 10a+10b+10c+10d | 153 | 0 | 181 | 206 | 364 | 116 | 0 | 408 | 408 | 346 | 285
2010 | MX | WECC | WECC Mex | - | S10a | Firm (Note: The sum of 10a1 and 10a2 must be <= 10a) | 0 | 0 | 181 | 151 | 364 | 0 | 0 | 408 | 408 | 346 | 0
2010 | MX | WECC | WECC Mex | - | S10a1 | Full-Responsibility Purchases | 0 | 0 | 0 | 0 | 0 | 0 | 0 | 0 | 0 | 0 | 0
2010 | MX | WECC | WECC Mex | - | S10a2 | Owned Capacity/Entitlement Located Outside the Region/Subregion | 0 | 0 | 0 | 0 | 0 | 0 | 0 | 0 | 0 | 0 | 0
2010 | MX | WECC | WECC Mex | - | S10b | Non-firm | 0 | 0 | 0 | 0 | 0 | 0 | 0 | 0 | 0 | 0 | 0
2010 | MX | WECC | WECC Mex | - | S10c | Expected (Note: The sum of 10c1 and 10c2 must be <= 10c) | 0 | 0 | 0 | 55 | 0 | 116 | 0 | 0 | 0 | 0 | 285
2010 | MX | WECC | WECC Mex | - | S10c1 | Full-Responsibility Purchases | 0 | 0 | 0 | 0 | 0 | 0 | 0 | 0 | 0 | 0 | 0
2010 | MX | WECC | WECC Mex | - | S10c2 | Owned Capacity/Entitlement Located Outside the Region/Subregion | 0 | 0 | 0 | 0 | 0 | 0 | 0 | 0 | 0 | 0 | 0
2010 | MX | WECC | WECC Mex | - | S10d | Provisional – transactions under study, but negotiations have not begun. | 0 | 0 | 0 | 0 | 0 | 0 | 0 | 0 | 0 | 0 | 0
2010 | MX | WECC | WECC Mex | - | S11 | CAPACITY TRANSACTIONS - EXPORTS = 11a+11b+11c+11d | 77 | 54 | 0 | 0 | 0 | 0 | 0 | 0 | 0 | 0 | 0
2010 | MX | WECC | WECC Mex | - | S11a | Firm (Note: The sum of 11a1 and 11a2 must be <= 11a) | 0 | 0 | 0 | 0 | 0 | 0 | 0 | 0 | 0 | 0 | 0
2010 | MX | WECC | WECC Mex | - | S11a1 | Full-Responsibility Purchases | 0 | 0 | 0 | 0 | 0 | 0 | 0 | 0 | 0 | 0 | 0
2010 | MX | WECC | WECC Mex | - | S11a2 | Owned Capacity/Entitlement Located Outside the Region/Subregion | 0 | 0 | 0 | 0 | 0 | 0 | 0 | 0 | 0 | 0 | 0
2010 | MX | WECC | WECC Mex | - | S11b | Non-firm | 0 | 0 | 0 | 0 | 0 | 0 | 0 | 0 | 0 | 0 | 0
2010 | MX | WECC | WECC Mex | - | S11c | Expected (Note: The sum of 11c1 and 11c2 must be <= 11c) | 0 | 54 | 0 | 0 | 0 | 0 | 0 | 0 | 0 | 0 | 0
2010 | MX | WECC | WECC Mex | - | S11c1 | Full-Responsibility Purchases | 0 | 0 | 0 | 0 | 0 | 0 | 0 | 0 | 0 | 0 | 0
2010 | MX | WECC | WECC Mex | - | S11c2 | Owned Capacity/Entitlement Located Outside the Region/Subregion | 0 | 0 | 0 | 0 | 0 | 0 | 0 | 0 | 0 | 0 | 0
2010 | MX | WECC | WECC Mex | - | S11d | Provisional – transactions under study, but negotiations have not begun. | 0 | 0 | 0 | 0 | 0 | 0 | 0 | 0 | 0 | 0 | 0
2010 | MX | WECC | WECC Mex | - | S12 | EXISTING, CERTAIN CAPACITY & NET FIRM TRANSACTIONS = 6a+Net Firm Transactions | 2348 | 2608 | 2789 | 2759 | 2972 | 2608 | 2608 | 3016 | 3016 | 2954 | 2608
2010 | MX | WECC | WECC Mex | - | S13 | ANTICIPATED CAPACITY RESOURCES = 12+7a+Net Expected Transactions | 0 | 2554 | 3172 | 3197 | 3709 | 3461 | 3605 | 4150 | 4150 | 4088 | 4027
2010 | MX | WECC | WECC Mex | - | S14 | PROSPECTIVE CAPACITY RESOURCES = 13+6b+16b | 0 | 2554 | 3172 | 3197 | 3709 | 3461 | 3605 | 4150 | 4150 | 4088 | 4027
2010 | MX | WECC | WECC Mex | - | S15 | TOTAL POTENTIAL CAPACITY RESOURCES = 13+6b+7b+8+Net Provisional Transactions | 0 | 2554 | 3172 | 3197 | 3919 | 3671 | 3815 | 4681 | 4681 | 4619 | 4814
2010 | MX | WECC | WECC Mex | - | S15a | ADJUSTED POTENTIAL CAPACITY RESOURCES = 13+6b+16b+16d+Net Provisional Transactions | 0 | 2554 | 3172 | 3197 | 3919 | 3671 | 3815 | 4681 | 4681 | 4619 | 4814
2010 | MX | WECC | WECC Mex | - | S16a | Confidence of Future, Other (7b), using reasonable judgement | 0 | 0 | 0 | 0 | 0 | 0 | 0 | 0 | 0 | 0 | 0
2010 | MX | WECC | WECC Mex | - | S16b | Net Future, Other Resources After Confidence Percentage Is Applied = 7b*16a | 0 | 0 | 0 | 0 | 0 | 0 | 0 | 0 | 0 | 0 | 0
2010 | MX | WECC | WECC Mex | - | S16c | Confidence of Conceptual (8), using reasonable judgement | 0 | 1 | 1 | 1 | 1 | 1 | 1 | 1 | 1 | 1 | 1
2010 | MX | WECC | WECC Mex | - | S16d | Net Conceptual Resources After Confidence Percentage Is Applied = 8*16c | 0 | 0 | 0 | 0 | 210 | 210 | 210 | 531 | 531 | 531 | 787
2010 | MX | WECC | WECC Mex | - | S17 | Region/Subregion Target Reserve Margin | 0 | 0.148 | 0.148 | 0.148 | 0.148 | 0.148 | 0.148 | 0.148 | 0.148 | 0.148 | 0.148
2010 | MX | WECC | WECC Mex | - | S18 | Existing Certain and Net Firm Transactions Reserve Margin = (12-3)/3 | 0 | 0.21869 | 0.27352 | 0.20956 | 0.24247 | 0.03863 | -0.0068545 | 0.097925 | 0.049774 | -0.014019 | -0.16544
2010 | MX | WECC | WECC Mex | - | S19 | Anticipated Capacity Resources Reserve Margin = (13-3)/3 | 0 | 0.19346 | 0.4484 | 0.40158 | 0.55059 | 0.37834 | 0.37281 | 0.51074 | 0.44448 | 0.36449 | 0.28864
2010 | MX | WECC | WECC Mex | - | S20 | Prospective Capacity Resources Reserve Margin = (14-3)/3 | 0 | 0.19346 | 0.4484 | 0.40158 | 0.55059 | 0.37834 | 0.37281 | 0.51074 | 0.44448 | 0.36449 | 0.28864
2010 | MX | WECC | WECC Mex | - | S21 | Total Potential Resources Reserve Margin = (15-3)/3 | 0 | 0.19346 | 0.4484 | 0.40158 | 0.63838 | 0.46197 | 0.45278 | 0.70404 | 0.62931 | 0.54172 | 0.54048
2010 | MX | WECC | WECC Mex | - | S22 | Adjusted Potential Resources Reserve Margin = (15a-3)/3 | 0 | 0.19346 | 0.4484 | 0.40158 | 0.63838 | 0.46197 | 0.45278 | 0.70404 | 0.62931 | 0.54172 | 0.54048
2010 | MX | WECC | WECC Mex | - | S23 | Total Baseline Installed Capacity | 2600 | 0 | 0 | 0 | 0 | 0 | 0 | 0 | 0 | 0 | 0
2010 | TL | WECC | - | - | S01 | Unrestricted Non-coincident Peak Demand = 2+1a+1b-1c-1d | 146649.5778 | 147057 | 146895 | 149355 | 151380 | 152162 | 156702 | 159500 | 161759 | 164715 | 166861
2010 | TL | WECC | - | - | S01a | New Conservation (Energy Efficiency) | 0 | 727 | 1062 | 1385 | 1379 | 1373 | 1363 | 1356 | 1340 | 1309 | 1258
2010 | TL | WECC | - | - | S01b | Estimated Diversity | 0 | 0 | 0 | 0 | 0 | 0 | 0 | 0 | 0 | 0 | 0
2010 | TL | WECC | - | - | S01c | Additions for non-member load (load served by non-registered LSE's in a region) | 0 | 0 | 0 | 0 | 0 | 0 | 0 | 0 | 0 | 0 | 0
2010 | TL | WECC | - | - | S01d | Stand-by Load Under Contract (Normally served by behind the meter generation) | 0 | 2035 | 2077 | 2124 | 2192 | 2241 | 2371 | 2422 | 2525 | 2579 | 2634
2010 | TL | WECC | - | - | S02 | Total Internal Demand | 146649.5778 | 148365 | 147910.4 | 150093.9 | 152193 | 153029.7 | 157710.44 | 160566.45 | 162944.1 | 165985.23 | 168237.13
2010 | TL | WECC | - | - | S02a | Direct Control Load Management | 1263 | 740 | 1462 | 1549 | 1607 | 1655 | 1716 | 1724 | 1756 | 1709 | 1719
2010 | TL | WECC | - | - | S02b | Contractually Interruptible (Curtailable) | 1465 | 2618 | 2117 | 2154 | 2188 | 2263 | 2317 | 2307 | 2255 | 2246 | 2239
2010 | TL | WECC | - | - | S02c | Critical Peak-Pricing (CPP) with Control | 0 | 386 | 49 | 89 | 141 | 167 | 191 | 197 | 202 | 208 | 214
2010 | TL | WECC | - | - | S02d | Load as a Capacity Resource | 2636 | 404 | 1366 | 1581 | 1821 | 2015 | 2127 | 2232 | 2303 | 2342 | 2381
2010 | TL | WECC | - | - | S03 | Net Internal Demand = 2-2a-2b-2c-2d | 141285.5778 | 144217 | 142916 | 144721 | 146436 | 146930 | 151359 | 154106 | 156428 | 159480 | 161684
2010 | TL | WECC | - | - | S04a | Demand Response used for Reserves - Spinning | 0 | 0 | 0 | 0 | 0 | 0 | 0 | 0 | 0 | 0 | 0
2010 | TL | WECC | - | - | S04b | Demand Response used for Reserves - Non-Spinning | 28 | 28 | 28 | 28 | 28 | 28 | 28 | 28 | 28 | 28 | 28
2010 | TL | WECC | - | - | S04c | Demand Response used for Regulation | 0 | 0 | 0 | 0 | 0 | 0 | 0 | 0 | 0 | 0 | 0
2010 | TL | WECC | - | - | S04d | Demand Response used for Energy, Voluntary - Emergency | 85 | 0 | 0 | 0 | 0 | 0 | 25 | 25 | 25 | 25 | 25
2010 | TL | WECC | - | - | S05 | TOTAL INTERNAL CAPACITY = 6+7 | 247738 | 221443 | 239350 | 252081 | 261282 | 266631 | 274476 | 276520 | 276576 | 276576 | 277076
2010 | TL | WECC | - | - | S06 | EXISTING CAPACITY = 6a+6b+6c | 247738 | 219911 | 219911 | 219911 | 219911 | 219911 | 219911 | 219911 | 219911 | 219911 | 219911
2010 | TL | WECC | - | - | S06a | Existing, Certain | 180678 | 183172 | 183172 | 183172 | 183172 | 183172 | 183172 | 183172 | 183172 | 183172 | 183172
2010 | TL | WECC | - | - | S06a1 | Wind Expected On-Peak | 929 | 2010 | 2010 | 2010 | 2010 | 2010 | 2010 | 2010 | 2010 | 2010 | 2010
2010 | TL | WECC | - | - | S06a2 | Solar Expected On-Peak | 450 | 444 | 444 | 444 | 444 | 444 | 444 | 444 | 444 | 444 | 444
2010 | TL | WECC | - | - | S06a3 | Hydro Expected On-Peak | 55970 | 45925 | 45925 | 45925 | 45925 | 45925 | 45925 | 45925 | 45925 | 45925 | 45925
2010 | TL | WECC | - | - | S06a4 | Biomass Expected On-Peak | 1621 | 986 | 986 | 986 | 986 | 986 | 986 | 986 | 986 | 986 | 986
2010 | TL | WECC | - | - | S06a5 | Load as a Capacity Resource Expected On-Peak (Load Management Programs) | 0 | 0 | 0 | 0 | 0 | 0 | 0 | 0 | 0 | 0 | 0
2010 | TL | WECC | - | - | S06b | Existing, Other | 36176 | 0 | 0 | 0 | 0 | 0 | 0 | 0 | 0 | 0 | 0
2010 | TL | WECC | - | - | S06b1 | Wind Derate On-Peak | 8706 | 7625 | 7625 | 7625 | 7625 | 7625 | 7625 | 7625 | 7625 | 7625 | 7625
2010 | TL | WECC | - | - | S06b2 | Solar Derate On-Peak | 84 | 90 | 90 | 90 | 90 | 90 | 90 | 90 | 90 | 90 | 90
2010 | TL | WECC | - | - | S06b3 | Hydro Derate On-Peak | 12185 | 10609 | 10609 | 10609 | 10609 | 10609 | 10609 | 10609 | 10609 | 10609 | 10609
2010 | TL | WECC | - | - | S06b4 | Biomass Derate On-Peak | 400 | 1035 | 1035 | 1035 | 1035 | 1035 | 1035 | 1035 | 1035 | 1035 | 1035
2010 | TL | WECC | - | - | S06b5 | Load as a Capacity Resource Derate On-Peak (Load Management Programs) | 0 | 0 | 0 | 0 | 0 | 0 | 0 | 0 | 0 | 0 | 0
2010 | TL | WECC | - | - | S06b7 | Transmission-Limited Resources | 0 | 0 | 0 | 0 | 0 | 0 | 0 | 0 | 0 | 0 | 0
2010 | TL | WECC | - | - | S06b8 | All Other Derates | 9509 | 17380 | 17380 | 17380 | 17380 | 17380 | 17380 | 17380 | 17380 | 17380 | 17380
2010 | TL | WECC | - | - | S06b9 | Energy Only | 0 | 0 | 0 | 0 | 0 | 0 | 0 | 0 | 0 | 0 | 0
2010 | TL | WECC | - | - | S06c | Existing, Inoperable (Note: Not used in margin calculations) | 0 | 0 | 0 | 0 | 0 | 0 | 0 | 0 | 0 | 0 | 0
2010 | TL | WECC | - | - | S07 | FUTURE CAPACITY ADDITIONS = 7a+7b | 0 | 1296 | 15436 | 23994 | 31208 | 36918 | 36629 | 39192 | 41756 | 41733 | 40216
2010 | TL | WECC | - | - | S07a | Future, Planned | 0 | 1296 | 15436 | 23994 | 31208 | 36918 | 36629 | 39192 | 41756 | 41733 | 40216
2010 | TL | WECC | - | - | S07a1 | Wind Expected On-Peak | 0 | 170 | 1109 | 1655 | 1901 | 4295 | 2464 | 2532 | 5004 | 4946 | 3753
2010 | TL | WECC | - | - | S07a2 | Wind Derate On-Peak | 0 | 236 | 3358 | 7375 | 9263 | 7843 | 15448 | 15660 | 13188 | 13246 | 14439
2010 | TL | WECC | - | - | S07a3 | Solar Expected On-Peak | 0 | 5 | 2736 | 4890 | 8146 | 9789 | 11083 | 12260 | 12290 | 12313 | 11980
2010 | TL | WECC | - | - | S07a4 | Solar Derate On-Peak | 0 | 0 | 112 | 135 | 208 | 700 | 763 | 107 | 77 | 54 | 387
2010 | TL | WECC | - | - | S07a5 | Hydro Expected On-Peak | 0 | 175 | 948 | 1518 | 1537 | 1458 | 1462 | 1590 | 1596 | 1608 | 1617
2010 | TL | WECC | - | - | S07a6 | Hydro Derate On-Peak | 0 | 0 | 482 | 504 | 485 | 1067 | 1518 | 1443 | 1437 | 1425 | 1916
2010 | TL | WECC | - | - | S07a7 | Biomass Expected On-Peak | 0 | 44 | 125 | 126 | 142 | 157 | 142 | 142 | 142 | 142 | 142
2010 | TL | WECC | - | - | S07a8 | Biomass Derate On-Peak | 0 | 0 | 51 | 162 | 207 | 192 | 207 | 207 | 207 | 207 | 207
2010 | TL | WECC | - | - | S07a9 | Demand Response Expected On-Peak (Load Management Programs) | 0 | 0 | 0 | 0 | 0 | 0 | 0 | 0 | 0 | 0 | 0
2010 | TL | WECC | - | - | S07a10 | Demand Response Derate On-Peak (Load Management Programs) | 0 | 0 | 0 | 0 | 0 | 0 | 0 | 0 | 0 | 0 | 0
2010 | TL | WECC | - | - | S07a11 | Transmission-Limited Resources | 0 | 0 | 0 | 0 | 0 | 0 | 0 | 0 | 0 | 0 | 0
2010 | TL | WECC | - | - | S07a12 | Scheduled Outage - Maintenance | 0 | 0 | 0 | 0 | 0 | 0 | 0 | 0 | 0 | 0 | 0
2010 | TL | WECC | - | - | S07a13 | All Other Derates | 0 | 0 | 0 | 0 | 0 | 0 | 0 | 0 | 0 | 0 | 0
2010 | TL | WECC | - | - | S07a14 | Energy Only | 0 | 0 | 0 | 0 | 0 | 0 | 0 | 0 | 0 | 0 | 0
2010 | TL | WECC | - | - | S07b | Future, Other | 0 | 0 | 0 | 0 | 0 | 0 | 0 | 0 | 0 | 0 | 0
2010 | TL | WECC | - | - | S07b1 | Wind Expected On-Peak | 0 | 0 | 0 | 0 | 0 | 0 | 0 | 0 | 0 | 0 | 0
2010 | TL | WECC | - | - | S07b2 | Wind Derate On-Peak | 0 | 0 | 0 | 0 | 0 | 0 | 0 | 0 | 0 | 0 | 0
2010 | TL | WECC | - | - | S07b3 | Solar Expected On-Peak | 0 | 0 | 0 | 0 | 0 | 0 | 0 | 0 | 0 | 0 | 0
2010 | TL | WECC | - | - | S07b4 | Solar Derate On-Peak | 0 | 0 | 0 | 0 | 0 | 0 | 0 | 0 | 0 | 0 | 0
2010 | TL | WECC | - | - | S07b5 | Hydro Expected On-Peak | 0 | 0 | 0 | 0 | 0 | 0 | 0 | 0 | 0 | 0 | 0
2010 | TL | WECC | - | - | S07b6 | Hydro Derate On-Peak | 0 | 0 | 0 | 0 | 0 | 0 | 0 | 0 | 0 | 0 | 0
2010 | TL | WECC | - | - | S07b7 | Biomass Expected On-Peak | 0 | 0 | 0 | 0 | 0 | 0 | 0 | 0 | 0 | 0 | 0
2010 | TL | WECC | - | - | S07b8 | Biomass Derate On-Peak | 0 | 0 | 0 | 0 | 0 | 0 | 0 | 0 | 0 | 0 | 0
2010 | TL | WECC | - | - | S07b9 | Transmission-Limited Resources | 0 | 0 | 0 | 0 | 0 | 0 | 0 | 0 | 0 | 0 | 0
2010 | TL | WECC | - | - | S07b10 | Scheduled Outage - Maintenance | 0 | 0 | 0 | 0 | 0 | 0 | 0 | 0 | 0 | 0 | 0
2010 | TL | WECC | - | - | S07b11 | All Other Derates | 0 | 0 | 0 | 0 | 0 | 0 | 0 | 0 | 0 | 0 | 0
2010 | TL | WECC | - | - | S07b12 | Energy Only | 0 | 0 | 0 | 0 | 0 | 0 | 0 | 0 | 0 | 0 | 0
2010 | TL | WECC | - | - | S08 | Conceptual | 0 | 0 | 0 | 289 | 1213 | 2409 | 3027 | 4244 | 4722 | 5478 | 6285
2010 | TL | WECC | - | - | S08a1 | Wind Expected On-Peak | 0 | 0 | 0 | 11 | 139 | 156 | 150 | 408 | 482 | 547 | 496
2010 | TL | WECC | - | - | S08a2 | Wind Derate On-Peak | 0 | 0 | 0 | 60 | 378 | 1035 | 1041 | 821 | 820 | 971 | 1114
2010 | TL | WECC | - | - | S08a3 | Solar Expected On-Peak | 0 | 0 | 0 | 0 | 0 | 0 | 0 | 0 | 0 | 0 | 0
2010 | TL | WECC | - | - | S08a4 | Solar Derate On-Peak | 0 | 0 | 0 | 0 | 0 | 0 | 0 | 0 | 0 | 0 | 0
2010 | TL | WECC | - | - | S08a5 | Hydro Expected On-Peak | 0 | 0 | 0 | 0 | 0 | 0 | 0 | 0 | 0 | 0 | 579
2010 | TL | WECC | - | - | S08a6 | Hydro Derate On-Peak | 0 | 0 | 0 | 0 | 0 | 0 | 0 | 0 | 0 | 0 | 306
2010 | TL | WECC | - | - | S08a7 | Biomass Expected On-Peak | 0 | 0 | 0 | 0 | 0 | 0 | 8 | 8 | 8 | 8 | 8
2010 | TL | WECC | - | - | S08a8 | Biomass Derate On-Peak | 0 | 0 | 0 | 0 | 0 | 0 | 0 | 0 | 0 | 0 | 0
2010 | TL | WECC | - | - | S08a9 | All Other Derates | 0 | 0 | 0 | 0 | 0 | 0 | 0 | 0 | 0 | 0 | 0
2010 | TL | WECC | - | - | S08a10 | Energy Only | 0 | 0 | 0 | 0 | 0 | 0 | 0 | 0 | 0 | 0 | 0
2010 | TL | WECC | - | - | S09 | ANTICIPATED INTERNAL CAPACITY = 6a+7a | 180678 | 184704 | 202611 | 215342 | 224543 | 229892 | 237737 | 239781 | 239837 | 239837 | 240337
2010 | TL | WECC | - | - | S10 | CAPACITY TRANSACTIONS - IMPORTS = 10a+10b+10c+10d | 0 | 0 | 0 | 0 | 0 | 0 | 0 | 0 | 0 | 0 | 0
2010 | TL | WECC | - | - | S10a | Firm (Note: The sum of 10a1 and 10a2 must be <= 10a) | 0 | 0 | 0 | 0 | 0 | 0 | 0 | 0 | 0 | 0 | 0
2010 | TL | WECC | - | - | S10a1 | Full-Responsibility Purchases | 0 | 0 | 0 | 0 | 0 | 0 | 0 | 0 | 0 | 0 | 0
2010 | TL | WECC | - | - | S10a2 | Owned Capacity/Entitlement Located Outside the Region/Subregion | 0 | 0 | 0 | 0 | 0 | 0 | 0 | 0 | 0 | 0 | 0
2010 | TL | WECC | - | - | S10b | Non-firm | 0 | 0 | 0 | 0 | 0 | 0 | 0 | 0 | 0 | 0 | 0
2010 | TL | WECC | - | - | S10c | Expected (Note: The sum of 10c1 and 10c2 must be <= 10c) | 0 | 0 | 0 | 0 | 0 | 0 | 0 | 0 | 0 | 0 | 0
2010 | TL | WECC | - | - | S10c1 | Full-Responsibility Purchases | 0 | 0 | 0 | 0 | 0 | 0 | 0 | 0 | 0 | 0 | 0
2010 | TL | WECC | - | - | S10c2 | Owned Capacity/Entitlement Located Outside the Region/Subregion | 0 | 0 | 0 | 0 | 0 | 0 | 0 | 0 | 0 | 0 | 0
2010 | TL | WECC | - | - | S10d | Provisional – transactions under study, but negotiations have not begun. | 0 | 0 | 0 | 0 | 0 | 0 | 0 | 0 | 0 | 0 | 0
2010 | TL | WECC | - | - | S11 | CAPACITY TRANSACTIONS - EXPORTS = 11a+11b+11c+11d | 0 | 0 | 0 | 0 | 0 | 0 | 0 | 0 | 0 | 0 | 0
2010 | TL | WECC | - | - | S11a | Firm (Note: The sum of 11a1 and 11a2 must be <= 11a) | 0 | 0 | 0 | 0 | 0 | 0 | 0 | 0 | 0 | 0 | 0
2010 | TL | WECC | - | - | S11a1 | Full-Responsibility Purchases | 0 | 0 | 0 | 0 | 0 | 0 | 0 | 0 | 0 | 0 | 0
2010 | TL | WECC | - | - | S11a2 | Owned Capacity/Entitlement Located Outside the Region/Subregion | 0 | 0 | 0 | 0 | 0 | 0 | 0 | 0 | 0 | 0 | 0
2010 | TL | WECC | - | - | S11b | Non-firm | 0 | 0 | 0 | 0 | 0 | 0 | 0 | 0 | 0 | 0 | 0
2010 | TL | WECC | - | - | S11c | Expected (Note: The sum of 11c1 and 11c2 must be <= 11c) | 0 | 0 | 0 | 0 | 0 | 0 | 0 | 0 | 0 | 0 | 0
2010 | TL | WECC | - | - | S11c1 | Full-Responsibility Purchases | 0 | 0 | 0 | 0 | 0 | 0 | 0 | 0 | 0 | 0 | 0
2010 | TL | WECC | - | - | S11c2 | Owned Capacity/Entitlement Located Outside the Region/Subregion | 0 | 0 | 0 | 0 | 0 | 0 | 0 | 0 | 0 | 0 | 0
2010 | TL | WECC | - | - | S11d | Provisional – transactions under study, but negotiations have not begun. | 0 | 0 | 0 | 0 | 0 | 0 | 0 | 0 | 0 | 0 | 0
2010 | TL | WECC | - | - | S12 | EXISTING, CERTAIN CAPACITY & NET FIRM TRANSACTIONS = 6a+Net Firm Transactions | 180678 | 183172 | 183172 | 183172 | 183172 | 183172 | 183172 | 183172 | 183172 | 183172 | 183172
2010 | TL | WECC | - | - | S13 | ANTICIPATED CAPACITY RESOURCES = 12+7a+Net Expected Transactions | 0 | 184468 | 198608 | 207166 | 214380 | 220090 | 219801 | 222364 | 224928 | 224905 | 223388
2010 | TL | WECC | - | - | S14 | PROSPECTIVE CAPACITY RESOURCES = 13+6b+16b | 0 | 184468 | 198608 | 207166 | 214380 | 220090 | 219801 | 222364 | 224928 | 224905 | 223388
2010 | TL | WECC | - | - | S15 | TOTAL POTENTIAL CAPACITY RESOURCES = 13+6b+7b+8+Net Provisional Transactions | 0 | 184468 | 198608 | 207455 | 215593 | 222499 | 222828 | 226608 | 229650 | 230383 | 229673
2010 | TL | WECC | - | - | S15a | ADJUSTED POTENTIAL CAPACITY RESOURCES = 13+6b+16b+16d+Net Provisional Transactions | 0 | 184468 | 198608 | 207455 | 215593 | 222499 | 222828 | 226608 | 229650 | 230383 | 229673
2010 | TL | WECC | - | - | S16a | Confidence of Future, Other (7b), using reasonable judgement | 0 | 0 | 0 | 0 | 0 | 0 | 0 | 0 | 0 | 0 | 0
2010 | TL | WECC | - | - | S16b | Net Future, Other Resources After Confidence Percentage Is Applied = 7b*16a | 0 | 0 | 0 | 0 | 0 | 0 | 0 | 0 | 0 | 0 | 0
2010 | TL | WECC | - | - | S16c | Confidence of Conceptual (8), using reasonable judgement | 0 | 1 | 1 | 1 | 1 | 1 | 1 | 1 | 1 | 1 | 1
2010 | TL | WECC | - | - | S16d | Net Conceptual Resources After Confidence Percentage Is Applied = 8*16c | 0 | 0 | 0 | 289 | 1213 | 2409 | 3027 | 4244 | 4722 | 5478 | 6285
2010 | TL | WECC | - | - | S17 | Region/Subregion Target Reserve Margin | 0 | 0.143 | 0.143 | 0.143 | 0.143 | 0.143 | 0.143 | 0.143 | 0.143 | 0.143 | 0.143
2010 | TL | WECC | - | - | S18 | Existing Certain and Net Firm Transactions Reserve Margin = (12-3)/3 | 0 | 0.27011 | 0.28168 | 0.26569 | 0.25087 | 0.24666 | 0.21018 | 0.18861 | 0.17097 | 0.14856 | 0.1329
2010 | TL | WECC | - | - | S19 | Anticipated Capacity Resources Reserve Margin = (13-3)/3 | 0 | 0.2791 | 0.38968 | 0.43149 | 0.46398 | 0.49792 | 0.45218 | 0.44293 | 0.4379 | 0.41024 | 0.38163
2010 | TL | WECC | - | - | S20 | Prospective Capacity Resources Reserve Margin = (14-3)/3 | 0 | 0.2791 | 0.38968 | 0.43149 | 0.46398 | 0.49792 | 0.45218 | 0.44293 | 0.4379 | 0.41024 | 0.38163
2010 | TL | WECC | - | - | S21 | Total Potential Resources Reserve Margin = (15-3)/3 | 0 | 0.2791 | 0.38968 | 0.43348 | 0.47227 | 0.51432 | 0.47218 | 0.47047 | 0.46809 | 0.44459 | 0.42051
2010 | TL | WECC | - | - | S22 | Adjusted Potential Resources Reserve Margin = (15a-3)/3 | 0 | 0.2791 | 0.38968 | 0.43348 | 0.47227 | 0.51432 | 0.47218 | 0.47047 | 0.46809 | 0.44459 | 0.42051
2010 | TL | WECC | - | - | S23 | Total Baseline Installed Capacity | 247738 | 0 | 0 | 0 | 0 | 0 | 0 | 0 | 0 | 0 | 0
2011 | US | FRCC | - | FRCC | 1 | Unrestricted Non-coincident Peak Demand | 45722 | 46091 | 46658 | 47446 | 48228 | 49278 | 50036 | 50833 | 51377 | 52186 | 53083 | 53842
2011 | US | FRCC | - | FRCC | 1a | New Conservation (Energy Efficiency) |  | 0 | 0 | 0 | 0 | 0 | 0 | 0 | 0 | 0 | 0 | 0
2011 | US | FRCC | - | FRCC | 1b | Estimated Diversity |  | 0 | 0 | 0 | 0 | 0 | 0 | 0 | 0 | 0 | 0 | 0
2011 | US | FRCC | - | FRCC | 1c | Additions for non-member load (load served by non-registered LSE's in a region) |  | 0 | 0 | 0 | 0 | 0 | 0 | 0 | 0 | 0 | 0 | 0
2011 | US | FRCC | - | FRCC | 1d | Stand-by Load Under Contract (Normally served by behind the meter generation) |  | 0 | 0 | 0 | 0 | 0 | 0 | 0 | 0 | 0 | 0 | 0
2011 | US | FRCC | - | FRCC | 1e | Non-Controllable Demand-Side Demand Response |  | 0 | 0 | 0 | 0 | 0 | 0 | 0 | 0 | 0 | 0 | 0
2011 | US | FRCC | - | FRCC | 2 | Total Internal Demand | 45722 | 46091 | 46658 | 47446 | 48228 | 49278 | 50036 | 50833 | 51377 | 52186 | 53083 | 53842
2011 | US | FRCC | - | FRCC | 2H1 | Load Forecast Uncertainty (Extreme Demand Factor) |  | 1.0276 | 1.0333 | 1.0378 | 1.0417 | 1.0451 | 1.0479 | 1.0504 | 1.0524 | 1.0543 | 1.0543 | 1.0543
2011 | US | FRCC | - | FRCC | 2H | Total Internal Demand |  | 47363.7793 | 48210.4359 | 49241.7252 | 50240.9882 | 51498.6428 | 52433.2352 | 53393.7062 | 54069.9518 | 55020.0847 | 55965.7985 | 56766.0178
2011 | US | FRCC | - | FRCC | 2a | Supply-Side Direct Control Load Management | 109 | 2520 | 2602 | 2655 | 2720 | 2793 | 2862 | 2927 | 2989 | 3041 | 3103 | 3103
2011 | US | FRCC | - | FRCC | 2b | Supply-Side Contractually Interruptible (Curtailable) | 91 | 626 | 667 | 735 | 721 | 715 | 678 | 679 | 681 | 682 | 683 | 683
2011 | US | FRCC | - | FRCC | 2c | Supply-Side Critical Peak-Pricing (CPP) with Control | 0 | 0 | 0 | 0 | 0 | 0 | 0 | 0 | 0 | 0 | 0 | 0
2011 | US | FRCC | - | FRCC | 2d | Supply-Side Load as a Capacity Resource | 0 | 0 | 0 | 0 | 0 | 0 | 0 | 0 | 0 | 0 | 0 | 0
2011 | US | FRCC | - | FRCC | 3 | Net Internal Demand | 45522 | 42945 | 43389 | 44056 | 44787 | 45770 | 46496 | 47227 | 47707 | 48463 | 49297 | 50056
2011 | US | FRCC | - | FRCC | 4a | Demand Response used for Ancillary Services - Spinning Reserves | 0 | 0 | 0 | 0 | 0 | 0 | 0 | 0 | 0 | 0 | 0 | 0
2011 | US | FRCC | - | FRCC | 4b | Demand Response used for Ancillary Services - Non-Spinning Reserves | 0 | 0 | 0 | 0 | 0 | 0 | 0 | 0 | 0 | 0 | 0 | 0
2011 | US | FRCC | - | FRCC | 4c | Demand Response used for Regulation | 0 | 0 | 0 | 0 | 0 | 0 | 0 | 0 | 0 | 0 | 0 | 0
2011 | US | FRCC | - | FRCC | 4d | Demand Response used for Energy, Voluntary Services - Emergency | 0 | 0 | 0 | 0 | 0 | 0 | 0 | 0 | 0 | 0 | 0 | 0
2011 | US | FRCC | - | FRCC | 5 | TOTAL INTERNAL CAPACITY | 55444.8 | 57698.1 | 58999.8 | 59216.8 | 60986.1 | 62025.5 | 63439.5 | 63769.1 | 63913.3 | 64430.1 | 65930.9 | 66818.7
2011 | US | FRCC | - | FRCC | 6 | EXISTING CAPACITY | 161: 54988.5; 161: 56423.5
2011 | US | FRCC | - | FRCC | 6a | Existing, Certain | 161: 51338; 161: 50201.3
2011 | US | FRCC | - | FRCC | 6a1 | Wind Expected On-Peak | 161: 0; 161: 0
2011 | US | FRCC | - | FRCC | 6a2 | Solar Expected On-Peak | 161: 2.8; 161: 4.2
2011 | US | FRCC | - | FRCC | 6a3 | Hydro Expected On-Peak | 161: 43.5; 161: 43.5
2011 | US | FRCC | - | FRCC | 6a4 | Biomass Expected On-Peak | 161: 467.8; 161: 361.5
2011 | US | FRCC | - | FRCC | 6b | Existing, Other (Note: Enter the net expected value only) | 161: 1438; 161: 176.9
2011 | US | FRCC | - | FRCC | 6b1 | Wind Derate On-Peak | 161: 0; 161: 0
2011 | US | FRCC | - | FRCC | 6b2 | Solar Derate On-Peak | 161: 30.2; 161: 42.8
2011 | US | FRCC | - | FRCC | 6b3 | Hydro Derate On-Peak | 161: 11; 161: 11
2011 | US | FRCC | - | FRCC | 6b4 | Biomass Derate On-Peak | 161: 0; 161: 0
2011 | US | FRCC | - | FRCC | 6b5 | Transmission-Limited Resources | 161: 0; 161: 0
2011 | US | FRCC | - | FRCC | 6b6 | All Other Derates | 161: 0; 161: 0
2011 | US | FRCC | - | FRCC | 6b7 | Energy Only (Existing-Other) | 161: 1397; 161: 176.9
2011 | US | FRCC | - | FRCC | 6c | Existing, Inoperable (Note: Capacity reported on this line is not included in margin calculations) | 161: 2212.5; 161: 2845.5
2011 | US | FRCC | - | FRCC | 6d | Total Supply-Side Demand Response | 200 | 3146 | 3269 | 3390 | 3441 | 3508 | 3540 | 3606 | 3670 | 3723 | 3786 | 3786
2011 | US | FRCC | - | FRCC | 7 | FUTURE CAPACITY ADDITIONS |  | 1270.7 | 2446.8 | 2536.3 | 4245.5 | 5206.2 | 6573.9 | 6820.6 | 6881.3 | 7323 | 8740 | 9607
2011 | US | FRCC | - | FRCC | 7a | Future, Planned (Note: Enter the net expected value only) |  | 1270.7 | 2427.8 | 2517.3 | 3894.5 | 4855.2 | 6199.9 | 6446.6 | 6492.1 | 6933.8 | 8350.8 | 9217.8
2011 | US | FRCC | - | FRCC | 7a1 | Wind Expected On-Peak |  | 0 | 0 | 0 | 0 | 0 | 0 | 0 | 0 | 0 | 0 | 0
2011 | US | FRCC | - | FRCC | 7a2 | Wind Derate On-Peak |  | 0 | 0 | 0 | 0 | 0 | 0 | 0 | 0 | 0 | 0 | 0
2011 | US | FRCC | - | FRCC | 7a3 | Solar Expected On-Peak |  | 0.7 | 0.7 | 1.4 | 2.1 | 2.8 | 3.5 | 4.2 | 4.9 | 5.6 | 5.6 | 5.6
2011 | US | FRCC | - | FRCC | 7a4 | Solar Derate On-Peak |  | 1.3 | 1.3 | 2.6 | 3.9 | 5.2 | 6.5 | 7.8 | 9.1 | 10.4 | 10.4 | 10.4
2011 | US | FRCC | - | FRCC | 7a5 | Hydro Expected On-Peak |  | 0 | 0 | 0 | 0 | 0 | 0 | 0 | 0 | 0 | 0 | 0
2011 | US | FRCC | - | FRCC | 7a6 | Hydro Derate On-Peak |  | 0 | 0 | 0 | 0 | 0 | 0 | 0 | 0 | 0 | 0 | 0
2011 | US | FRCC | - | FRCC | 7a7 | Biomass Expected On-Peak |  | 27 | 92 | 167 | 362.2 | 452.2 | 453.2 | 482.2 | 485 | 485 | 485 | 486
2011 | US | FRCC | - | FRCC | 7a8 | Biomass Derate On-Peak |  | 0 | 0 | 0 | 0 | 0 | 0 | 0 | 0 | 0 | 0 | 0
2011 | US | FRCC | - | FRCC | 7a9 | Transmission-Limited Resources |  | 0 | 0 | 0 | 0 | 0 | 0 | 0 | 0 | 0 | 0 | 0
2011 | US | FRCC | - | FRCC | 7a10 | Scheduled Outage - Maintenance |  | 0 | 0 | 0 | 0 | 0 | 0 | 0 | 0 | 0 | 0 | 0
2011 | US | FRCC | - | FRCC | 7a11 | All Other Derates |  | 2.6 | 5.2 | 10.4 | 18.2 | 28.6 | 41.6 | 57.2 | 75.4 | 96.2 | 117 | 137.8
2011 | US | FRCC | - | FRCC | 7a12 | Energy Only |  | 0 | 0 | 0 | 0 | 0 | 0 | 0 | 0 | 0 | 0 | 0
2011 | US | FRCC | - | FRCC | 7b | Future, Other (Note: Enter the net expected value only) |  | 0 | 19 | 19 | 351 | 351 | 374 | 374 | 389.2 | 389.2 | 389.2 | 389.2
2011 | US | FRCC | - | FRCC | 7b1 | Wind Expected On-Peak |  | 0 | 0 | 0 | 0 | 0 | 0 | 0 | 0 | 0 | 0 | 0
2011 | US | FRCC | - | FRCC | 7b2 | Wind Derate On-Peak |  | 0 | 0 | 0 | 0 | 0 | 0 | 0 | 0 | 0 | 0 | 0
2011 | US | FRCC | - | FRCC | 7b3 | Solar Expected On-Peak |  | 0 | 0 | 0 | 0 | 0 | 0 | 0 | 0 | 0 | 0 | 0
2011 | US | FRCC | - | FRCC | 7b4 | Solar Derate On-Peak |  | 0 | 0 | 0 | 0 | 0 | 0 | 0 | 0 | 0 | 0 | 0
2011 | US | FRCC | - | FRCC | 7b5 | Hydro Expected On-Peak |  | 0 | 0 | 0 | 0 | 0 | 0 | 0 | 0 | 0 | 0 | 0
2011 | US | FRCC | - | FRCC | 7b6 | Hydro Derate On-Peak |  | 0 | 0 | 0 | 0 | 0 | 0 | 0 | 0 | 0 | 0 | 0
2011 | US | FRCC | - | FRCC | 7b7 | Biomass Expected On-Peak |  | 0 | 19 | 19 | 74.8 | 74.8 | 74.8 | 74.8 | 90 | 90 | 90 | 90
2011 | US | FRCC | - | FRCC | 7b8 | Biomass Derate On-Peak |  | 0 | 0 | 0 | 0 | 0 | 0 | 0 | 0 | 0 | 0 | 0
2011 | US | FRCC | - | FRCC | 7b9 | Transmission-Limited Resources |  | 0 | 0 | 0 | 0 | 0 | 0 | 0 | 0 | 0 | 0 | 0
2011 | US | FRCC | - | FRCC | 7b10 | Scheduled Outage - Maintenance |  | 0 | 0 | 0 | 0 | 0 | 0 | 0 | 0 | 0 | 0 | 0
2011 | US | FRCC | - | FRCC | 7b11 | All Other Derates |  | 0 | 0 | 0 | 0 | 0 | 0 | 0 | 0 | 0 | 0 | 0
2011 | US | FRCC | - | FRCC | 7b12 | Energy Only |  | 0 | 19 | 19 | 351 | 351 | 374 | 374 | 389.2 | 389.2 | 389.2 | 389.2
2011 | US | FRCC | - | FRCC | 8 | Conceptual (Note: Enter the net expected value only) |  | 0 | 0 | 0 | 0 | 0 | 0 | 0 | 0 | 0 | 0 | 0
2011 | US | FRCC | - | FRCC | 8a1 | Wind Expected On-Peak |  | 0 | 0 | 0 | 0 | 0 | 0 | 0 | 0 | 0 | 0 | 0
2011 | US | FRCC | - | FRCC | 8a2 | Wind Derate On-Peak |  | 0 | 0 | 0 | 0 | 0 | 0 | 0 | 0 | 0 | 0 | 0
2011 | US | FRCC | - | FRCC | 8a3 | Solar Expected On-Peak |  | 0 | 0 | 0 | 0 | 0 | 0 | 0 | 0 | 0 | 0 | 0
2011 | US | FRCC | - | FRCC | 8a4 | Solar Derate On-Peak |  | 0 | 0 | 0 | 0 | 0 | 0 | 0 | 0 | 0 | 0 | 0
2011 | US | FRCC | - | FRCC | 8a5 | Hydro Expected On-Peak |  | 0 | 0 | 0 | 0 | 0 | 0 | 0 | 0 | 0 | 0 | 0
2011 | US | FRCC | - | FRCC | 8a6 | Hydro Derate On-Peak |  | 0 | 0 | 0 | 0 | 0 | 0 | 0 | 0 | 0 | 0 | 0
2011 | US | FRCC | - | FRCC | 8a7 | Biomass Expected On-Peak |  | 0 | 0 | 0 | 0 | 0 | 0 | 0 | 0 | 0 | 0 | 0
2011 | US | FRCC | - | FRCC | 8a8 | Biomass Derate On-Peak |  | 0 | 0 | 0 | 0 | 0 | 0 | 0 | 0 | 0 | 0 | 0
2011 | US | FRCC | - | FRCC | 8a9 | All Other Derates |  | 0 | 0 | 0 | 0 | 0 | 0 | 0 | 0 | 0 | 0 | 0
2011 | US | FRCC | - | FRCC | 8a10 | Energy Only |  | 0 | 0 | 0 | 0 | 0 | 0 | 0 | 0 | 0 | 0 | 0
2011 | US | FRCC | - | FRCC | 9 | ANTICIPATED INTERNAL CAPACITY | 51538 | 54618 | 55898.1 | 56108.6 | 57536.8 | 58564.5 | 59941.2 | 60253.9 | 60363.4 | 60858.1 | 62338.1 | 63205.1
2011 | US | FRCC | - | FRCC | 10 | CAPACITY TRANSACTIONS - IMPORTS | 2175 | 2209 | 2209 | 2239 | 2289 | 2339 | 1046 | 1066 | 1066 | 1066 | 1066 | 1066
2011 | US | FRCC | - | FRCC | 10a | Firm (Note: The sum of 10a1 and 10a2 must be ≤ 10a) | 2175 | 2209 | 2209 | 2239 | 2289 | 2339 | 1046 | 1066 | 1066 | 1066 | 1066 | 1066
2011 | US | FRCC | - | FRCC | 10a1 | Full-Responsibility Purchases | 1343 | 1343 | 1343 | 1373 | 1423 | 1473 | 180 | 200 | 200 | 200 | 200 | 200
2011 | US | FRCC | - | FRCC | 10a2 | Owned Capacity/Entitlement Located Outside the Region/Subregion | 832 | 866 | 866 | 866 | 866 | 866 | 866 | 866 | 866 | 866 | 866 | 866
2011 | US | FRCC | - | FRCC | 10b | Non-firm | 0 |  | 0 | 0 | 0 | 0 | 0 | 0 | 0 | 0 | 0 | 0
2011 | US | FRCC | - | FRCC | 10c | Expected (Note: The sum of 10c1 and 10c2 must be ≤ 10c) |  | 0 | 0 | 0 | 0 | 0 | 0 | 0 | 0 | 0 | 0 | 0
2011 | US | FRCC | - | FRCC | 10c1 | Full-Responsibility Purchases |  | 0 | 0 | 0 | 0 | 0 | 0 | 0 | 0 | 0 | 0 | 0
2011 | US | FRCC | - | FRCC | 10c2 | Owned Capacity/Entitlement Located Outside the Region/Subregion |  | 0 | 0 | 0 | 0 | 0 | 0 | 0 | 0 | 0 | 0 | 0
2011 | US | FRCC | - | FRCC | 10d | Provisional – transactions under study, but negotiations have not begun. |  | 0 | 0 | 0 | 0 | 0 | 0 | 0 | 0 | 0 | 0 | 0
2011 | US | FRCC | - | FRCC | 11 | CAPACITY TRANSACTIONS - EXPORTS | 143 | 143 | 143 | 143 | 143 | 143 | 143 | 143 | 143 | 143 | 143 | 143
2011 | US | FRCC | - | FRCC | 11a | Firm (Note: The sum of 11a1 and 11a2 must be ≤ 11a) | 143 | 143 | 143 | 143 | 143 | 143 | 143 | 143 | 143 | 143 | 143 | 143
2011 | US | FRCC | - | FRCC | 11a1 | Full-Responsibility Purchases | 0 | 0 | 0 | 0 | 0 | 0 | 0 | 0 | 0 | 0 | 0 | 0
2011 | US | FRCC | - | FRCC | 11a2 | Owned Capacity/Entitlement Located Outside the Region/Subregion | 143 | 143 | 143 | 143 | 143 | 143 | 143 | 143 | 143 | 143 | 143 | 143
2011 | US | FRCC | - | FRCC | 11b | Non-firm | 0 |  | 0 | 0 | 0 | 0 | 0 | 0 | 0 | 0 | 0 | 0
2011 | US | FRCC | - | FRCC | 11c | Expected (Note: The sum of 11c1 and 11c2 must be ≤ 11c) |  | 0 | 0 | 0 | 0 | 0 | 0 | 0 | 0 | 0 | 0 | 0
2011 | US | FRCC | - | FRCC | 11c1 | Full-Responsibility Purchases |  | 0 | 0 | 0 | 0 | 0 | 0 | 0 | 0 | 0 | 0 | 0
2011 | US | FRCC | - | FRCC | 11c2 | Owned Capacity/Entitlement Located Outside the Region/Subregion |  | 0 | 0 | 0 | 0 | 0 | 0 | 0 | 0 | 0 | 0 | 0
2011 | US | FRCC | - | FRCC | 11d | Provisional – transactions under study, but negotiations have not begun. |  | 0 | 0 | 0 | 0 | 0 | 0 | 0 | 0 | 0 | 0 | 0
2011 | US | FRCC | - | FRCC | 12 | EXISTING, CERTAIN CAPACITY & NET FIRM TRANSACTIONS | 53570 | 55413.3 | 55536.3 | 55687.3 | 55788.3 | 55905.3 | 54644.3 | 54730.3 | 54794.3 | 54847.3 | 54910.3 | 54910.3
2011 | US | FRCC | - | FRCC | 13 | ANTICIPATED CAPACITY RESOURCES |  | 56684 | 57964.1 | 58204.6 | 59682.8 | 60760.5 | 60844.2 | 61176.9 | 61286.4 | 61781.1 | 63261.1 | 64128.1
2011 | US | FRCC | - | FRCC | 14 | PROSPECTIVE CAPACITY RESOURCES |  | 56860.9 | 58160 | 58400.5 | 60210.7 | 61288.4 | 61395.1 | 61727.8 | 61852.5 | 62347.2 | 63827.2 | 64694.2
2011 | US | FRCC | - | FRCC | 15 | TOTAL POTENTIAL CAPACITY RESOURCES |  | 56860.9 | 58160 | 58400.5 | 60210.7 | 61288.4 | 61395.1 | 61727.8 | 61852.5 | 62347.2 | 63827.2 | 64694.2
2011 | US | FRCC | - | FRCC | 15a | ADJUSTED POTENTIAL CAPACITY RESOURCES |  | 56860.9 | 58160 | 58400.5 | 60210.7 | 61288.4 | 61395.1 | 61727.8 | 61852.5 | 62347.2 | 63827.2 | 64694.2
2011 | US | FRCC | - | FRCC | 16a | Confidence of Future, Other (7b), using reasonable judgement |  | 0 | 0 | 0 | 0 | 0 | 0 | 0 | 0 | 0 | 0 | 0
2011 | US | FRCC | - | FRCC | 16b | Net Future, Other Resources After Confidence Percentage Is Applied |  | 0 | 19 | 19 | 351 | 351 | 374 | 374 | 389.2 | 389.2 | 389.2 | 389.2
2011 | US | FRCC | - | FRCC | 16c | Confidence of Conceptual (8), using reasonable judgement |  | 0 | 0 | 0 | 0 | 0 | 0 | 0 | 0 | 0 | 0 | 0
2011 | US | FRCC | - | FRCC | 16d | Net Conceptual Resources After Confidence Percentage Is Applied |  | 0 | 0 | 0 | 0 | 0 | 0 | 0 | 0 | 0 | 0 | 0
2011 | US | FRCC | - | FRCC | 17 | Region/Subregion Target Reserve Margin |  | 15% | 15% | 15% | 15% | 15% | 15% | 15% | 15% | 15% | 15% | 15%
2011 | US | FRCC | - | FRCC | 18 | Existing Certain and Net Firm Transactions Reserve Margin |  | 20.23% | 19.03% | 17.37% | 15.68% | 13.45% | 9.21% | 7.667% | 6.651% | 5.1% | 3.442% | 1.984%
2011 | US | FRCC | - | FRCC | 19 | Anticipated Capacity Resources Reserve Margin |  | 22.98% | 24.23% | 22.68% | 23.75% | 23.3% | 21.6% | 20.35% | 19.29% | 18.39% | 19.17% | 19.1%
2011 | US | FRCC | - | FRCC | 20 | Prospective Capacity Resources Reserve Margin |  | 23.37% | 24.65% | 23.09% | 24.85% | 24.37% | 22.7% | 21.43% | 20.39% | 19.47% | 20.24% | 20.16%
2011 | US | FRCC | - | FRCC | 21 | Total Potential Resources Reserve Margin |  | 23.37% | 24.65% | 23.09% | 24.85% | 24.37% | 22.7% | 21.43% | 20.39% | 19.47% | 20.24% | 20.16%
2011 | US | FRCC | - | FRCC | 22 | Adjusted Potential Resources Reserve Margin |  | 23.37% | 24.65% | 23.09% | 24.85% | 24.37% | 22.7% | 21.43% | 20.39% | 19.47% | 20.24% | 20.16%
2011 | US | FRCC | - | FRCC | 23 | Total Baseline Installed Capacity | 161: 55029.7
2011 | US | FRCC | - | FRCC | 24 | Distributed or Other Capacity (Behind the Meter) < 1 MW
2011 | US | FRCC | - | FRCC | 25 | Distributed or Other Capacity (Behind the Meter) ≥ 1 MW
2011 | US | FRCC | - | FRCC | 26 | Capacity Total from EIA-860
2011 | US | MRO | - | MISO | 1 | Unrestricted Non-coincident Peak Demand | 108346.11 | 102529.6975 | 97206.0502 | 99149.4635 | 99560.3011 | 100312.5777 | 101033.7912 | 101760.5914 | 102574.3357 | 103515.0678 | 104475.3872 | 105520.1411
2011 | US | MRO | - | MISO | 1a | New Conservation (Energy Efficiency) |  | 0 | 0 | 0 | 0 | 0 | 0 | 0 | 0 | 0 | 0 | 0
2011 | US | MRO | - | MISO | 1b | Estimated Diversity |  | 4462.0767 | 4230.3924 | 4314.9695 | 4332.8491 | 4365.588 | 4396.9751 | 4428.6054 | 4464.0194 | 4504.9599 | 4546.7529 | 4592.2204
2011 | US | MRO | - | MISO | 1c | Additions for non-member load (load served by non-registered LSE's in a region) |  | 0 | 0 | 0 | 0 | 0 | 0 | 0 | 0 | 0 | 0 | 0
2011 | US | MRO | - | MISO | 1d | Stand-by Load Under Contract (Normally served by behind the meter generation) |  | 0 | 0 | 0 | 0 | 0 | 0 | 0 | 0 | 0 | 0 | 0
2011 | US | MRO | - | MISO | 1e | Non-Controllable Demand-Side Demand Response |  | 0 | 0 | 0 | 0 | 0 | 0 | 0 | 0 | 0 | 0 | 0
2011 | US | MRO | - | MISO | 2 | Total Internal Demand | 108346.11 | 98067.6208 | 92975.6578 | 94834.4941 | 95227.452 | 95946.9896 | 96636.8161 | 97331.986 | 98110.3163 | 99010.1079 | 99928.6343 | 100927.9207
2011 | US | MRO | - | MISO | 2H1 | Load Forecast Uncertainty (Extreme Demand Factor) |  | 1.06 | 1.06 | 1.06 | 1.06 | 1.06 | 1.06 | 1.06 | 1.06 | 1.06 | 1.06 | 1.06
2011 | US | MRO | - | MISO | 2H | Total Internal Demand |  | 103951.678 | 98554.1973 | 100524.5637 | 100941.0992 | 101703.809 | 102435.025 | 103171.9052 | 103996.9353 | 104950.7144 | 105924.3524 | 106983.5959
2011 | US | MRO | - | MISO | 2a | Supply-Side Direct Control Load Management | 467 | 1118 | 1118 | 1118 | 1118 | 1118 | 1118 | 1118 | 1118 | 1118 | 1118 | 1118
2011 | US | MRO | - | MISO | 2b | Supply-Side Contractually Interruptible (Curtailable) | 2874 | 3093 | 3093 | 3093 | 3093 | 3093 | 3093 | 3093 | 3093 | 3093 | 3093 | 3093
2011 | US | MRO | - | MISO | 2c | Supply-Side Critical Peak-Pricing (CPP) with Control | 0 | 0 | 0 | 0 | 0 | 0 | 0 | 0 | 0 | 0 | 0 | 0
2011 | US | MRO | - | MISO | 2d | Supply-Side Load as a Capacity Resource | 4042 | 3608 | 3608 | 3608 | 3608 | 3608 | 3608 | 3608 | 3608 | 3608 | 3608 | 3608
2011 | US | MRO | - | MISO | 3 | Net Internal Demand | 100963.11 | 90248.6208 | 85156.6578 | 87015.4941 | 87408.452 | 88127.9896 | 88817.8161 | 89512.986 | 90291.3163 | 91191.1079 | 92109.6343 | 93108.9207
2011 | US | MRO | - | MISO | 4a | Demand Response used for Ancillary Services - Spinning Reserves | 49 | 49 | 49 | 49 | 49 | 49 | 49 | 49 | 49 | 49 | 49 | 49
2011 | US | MRO | - | MISO | 4b | Demand Response used for Ancillary Services - Non-Spinning Reserves | 0 | 0 | 0 | 0 | 0 | 0 | 0 | 0 | 0 | 0 | 0 | 0
2011 | US | MRO | - | MISO | 4c | Demand Response used for Regulation | 0 | 0 | 0 | 0 | 0 | 0 | 0 | 0 | 0 | 0 | 0 | 0
2011 | US | MRO | - | MISO | 4d | Demand Response used for Energy, Voluntary Services - Emergency | 0 | 0 | 0 | 0 | 0 | 0 | 0 | 0 | 0 | 0 | 0 | 0
2011 | US | MRO | - | MISO | 5 | TOTAL INTERNAL CAPACITY | 161450.7 | 141511.4051 | 137662.7159 | 137852.1851 | 137936.9317 | 137959.9317 | 138041.9317 | 138041.9317 | 138041.9317 | 139604.9317 | 139604.9317 | 139604.9317
2011 | US | MRO | - | MISO | 6 | EXISTING CAPACITY | 161: 161450.7; 161: 141511.4051
2011 | US | MRO | - | MISO | 6a | Existing, Certain | 161: 126142; 161: 107050.8
2011 | US | MRO | - | MISO | 6a1 | Wind Expected On-Peak | 161: 1740; 161: 388.9
2011 | US | MRO | - | MISO | 6a2 | Solar Expected On-Peak | 161: 0; 161: 0
2011 | US | MRO | - | MISO | 6a3 | Hydro Expected On-Peak | 161: 758; 161: 717.3
2011 | US | MRO | - | MISO | 6a4 | Biomass Expected On-Peak | 161: 171; 161: 496.2
2011 | US | MRO | - | MISO | 6b | Existing, Other (Note: Enter the net expected value only) | 161: 20629.7; 161: 17108.2261
2011 | US | MRO | - | MISO | 6b1 | Wind Derate On-Peak | 161: 6443; 161: 7683.3789
2011 | US | MRO | - | MISO | 6b2 | Solar Derate On-Peak | 161: 0; 161: 0
2011 | US | MRO | - | MISO | 6b3 | Hydro Derate On-Peak | 161: 0; 161: 0
2011 | US | MRO | - | MISO | 6b4 | Biomass Derate On-Peak | 161: 0; 161: 0
2011 | US | MRO | - | MISO | 6b5 | Transmission-Limited Resources | 161: 0; 161: 0
2011 | US | MRO | - | MISO | 6b6 | All Other Derates | 161: 0; 161: 0
2011 | US | MRO | - | MISO | 6b7 | Energy Only (Existing-Other) | 161: 2489; 161: 1417.12
2011 | US | MRO | - | MISO | 6c | Existing, Inoperable (Note: Capacity reported on this line is not included in margin calculations) | 161: 853; 161: 1850
2011 | US | MRO | - | MISO | 6d | Total Supply-Side Demand Response | 7383 | 7819 | 7819 | 7819 | 7819 | 7819 | 7819 | 7819 | 7819 | 7819 | 7819 | 7819
2011 | US | MRO | - | MISO | 7 | FUTURE CAPACITY ADDITIONS |  | 0 | -5280.1 | -5220.8185 | -5201.8167 | -5178.8167 | -5096.8167 | -5096.8167 | -5096.8167 | -3533.8167 | -3533.8167 | -3533.8167
2011 | US | MRO | - | MISO | 7a | Future, Planned (Note: Enter the net expected value only) |  | 0 | -5314.1 | -5254.8185 | -5235.8167 | -5212.8167 | -5130.8167 | -5130.8167 | -5130.8167 | -3567.8167 | -3567.8167 | -3567.8167
2011 | US | MRO | - | MISO | 7a1 | Wind Expected On-Peak |  | 0 | 212 | 231.2815 | 241.0187 | 241.0187 | 241.0187 | 241.0187 | 241.0187 | 241.0187 | 241.0187 | 241.0187
2011 | US | MRO | - | MISO | 7a2 | Wind Derate On-Peak |  | 0 | 1431.4109 | 1561.5985 | 1627.3433 | 1627.3433 | 1627.3433 | 1627.3433 | 1627.3433 | 1627.3433 | 1627.3433 | 1627.3433
2011 | US | MRO | - | MISO | 7a3 | Solar Expected On-Peak |  | 0 | 0 | 0 | 0 | 0 | 0 | 0 | 0 | 0 | 0 | 0
2011 | US | MRO | - | MISO | 7a4 | Solar Derate On-Peak |  | 0 | 0 | 0 | 0 | 0 | 0 | 0 | 0 | 0 | 0 | 0
2011 | US | MRO | - | MISO | 7a5 | Hydro Expected On-Peak |  | 0 | 0 | 0 | 0 | 0 | 0 | 0 | 0 | 0 | 0 | 0
2011 | US | MRO | - | MISO | 7a6 | Hydro Derate On-Peak |  | 0 | 0 | 0 | 0 | 0 | 0 | 0 | 0 | 0 | 0 | 0
2011 | US | MRO | - | MISO | 7a7 | Biomass Expected On-Peak |  | 0 | 0 | 40 | 40 | 40 | 40 | 40 | 40 | 40 | 40 | 40
2011 | US | MRO | - | MISO | 7a8 | Biomass Derate On-Peak |  | 0 | 0 | 0 | 0 | 0 | 0 | 0 | 0 | 0 | 0 | 0
2011 | US | MRO | - | MISO | 7a9 | Transmission-Limited Resources |  | 0 | 0 | 0 | 0 | 0 | 0 | 0 | 0 | 0 | 0 | 0
2011 | US | MRO | - | MISO | 7a10 | Scheduled Outage - Maintenance |  | 0 | 0 | 0 | 0 | 0 | 0 | 0 | 0 | 0 | 0 | 0
2011 | US | MRO | - | MISO | 7a11 | All Other Derates |  | 0 | 0 | 5.6843e-14 | -2.8422e-14 | -2.8422e-14 | -2.8422e-14 | -2.8422e-14 | -2.8422e-14 | -2.8422e-14 | -2.8422e-14 | -2.8422e-14
2011 | US | MRO | - | MISO | 7a12 | Energy Only |  | 0 | 0 | 0 | 9.2646 | 9.2646 | 9.2646 | 9.2646 | 9.2646 | 9.2646 | 9.2646 | 9.2646
2011 | US | MRO | - | MISO | 7b | Future, Other (Note: Enter the net expected value only) |  | 0 | 34 | 34 | 34 | 34 | 34 | 34 | 34 | 34 | 34 | 34
2011 | US | MRO | - | MISO | 7b1 | Wind Expected On-Peak |  | 0 | 34 | 34 | 34 | 34 | 34 | 34 | 34 | 34 | 34 | 34
2011 | US | MRO | - | MISO | 7b2 | Wind Derate On-Peak |  | 0 | 231 | 231 | 231 | 231 | 231 | 231 | 231 | 231 | 231 | 231
2011 | US | MRO | - | MISO | 7b3 | Solar Expected On-Peak |  | 0 | 0 | 0 | 0 | 0 | 0 | 0 | 0 | 0 | 0 | 0
2011 | US | MRO | - | MISO | 7b4 | Solar Derate On-Peak |  | 0 | 0 | 0 | 0 | 0 | 0 | 0 | 0 | 0 | 0 | 0
2011 | US | MRO | - | MISO | 7b5 | Hydro Expected On-Peak |  | 0 | 0 | 0 | 0 | 0 | 0 | 0 | 0 | 0 | 0 | 0
2011 | US | MRO | - | MISO | 7b6 | Hydro Derate On-Peak |  | 0 | 0 | 0 | 0 | 0 | 0 | 0 | 0 | 0 | 0 | 0
2011 | US | MRO | - | MISO | 7b7 | Biomass Expected On-Peak |  | 0 | 0 | 0 | 0 | 0 | 0 | 0 | 0 | 0 | 0 | 0
2011 | US | MRO | - | MISO | 7b8 | Biomass Derate On-Peak |  | 0 | 0 | 0 | 0 | 0 | 0 | 0 | 0 | 0 | 0 | 0
2011 | US | MRO | - | MISO | 7b9 | Transmission-Limited Resources |  | 0 | 0 | 0 | 0 | 0 | 0 | 0 | 0 | 0 | 0 | 0
2011 | US | MRO | - | MISO | 7b10 | Scheduled Outage - Maintenance |  | 0 | 0 | 0 | 0 | 0 | 0 | 0 | 0 | 0 | 0 | 0
2011 | US | MRO | - | MISO | 7b11 | All Other Derates |  | 0 | 0 | 0 | 0 | 0 | 0 | 0 | 0 | 0 | 0 | 0
2011 | US | MRO | - | MISO | 7b12 | Energy Only |  | 0 | 0 | 0 | 0 | 0 | 0 | 0 | 0 | 0 | 0 | 0
2011 | US | MRO | - | MISO | 8 | Conceptual (Note: Enter the net expected value only) |  | 0 | 474.305 | 609.2637 | 739.815 | 953.7988 | 985.7333 | 985.7333 | 985.7333 | 985.7333 | 985.7333 | 985.7333
2011 | US | MRO | - | MISO | 8a1 | Wind Expected On-Peak |  | 0 | 199.305 | 239.94 | 253.0191 | 253.0191 | 284.9536 | 284.9536 | 284.9536 | 284.9536 | 284.9536 | 284.9536
2011 | US | MRO | - | MISO | 8a2 | Wind Derate On-Peak |  | 0 | 1345.695 | 1620.06 | 1708.3689 | 1708.3689 | 1923.989 | 1923.989 | 1923.989 | 1923.989 | 1923.989 | 1923.989
2011 | US | MRO | - | MISO | 8a3 | Solar Expected On-Peak |  | 0 | 0 | 0 | 7 | 7 | 7 | 7 | 7 | 7 | 7 | 7
2011 | US | MRO | - | MISO | 8a4 | Solar Derate On-Peak |  | 0 | 0 | 0 | 0 | 0 | 0 | 0 | 0 | 0 | 0 | 0
2011 | US | MRO | - | MISO | 8a5 | Hydro Expected On-Peak |  | 0 | 0 | 0 | 0 | 0 | 0 | 0 | 0 | 0 | 0 | 0
2011 | US | MRO | - | MISO | 8a6 | Hydro Derate On-Peak |  | 0 | 0 | 0 | 0 | 0 | 0 | 0 | 0 | 0 | 0 | 0
2011 | US | MRO | - | MISO | 8a7 | Biomass Expected On-Peak |  | 0 | 5 | 5 | 5 | 11 | 11 | 11 | 11 | 11 | 11 | 11
2011 | US | MRO | - | MISO | 8a8 | Biomass Derate On-Peak |  | 0 | 0 | 0 | 0 | 0 | 0 | 0 | 0 | 0 | 0 | 0
2011 | US | MRO | - | MISO | 8a9 | All Other Derates |  | 0 | 0 | 0 | -2.8422e-14 | -2.8422e-14 | -2.8422e-14 | -2.8422e-14 | -2.8422e-14 | -2.8422e-14 | -2.8422e-14 | -2.8422e-14
2011 | US | MRO | - | MISO | 8a10 | Energy Only |  | 0 | 0 | 0 | 0 | 6 | 6 | 6 | 6 | 6 | 6 | 6
2011 | US | MRO | - | MISO | 9 | ANTICIPATED INTERNAL CAPACITY | 133525 | 114869.8 | 109555.7 | 109614.9815 | 109633.9833 | 109656.9833 | 109738.9833 | 109738.9833 | 109738.9833 | 111301.9833 | 111301.9833 | 111301.9833
2011 | US | MRO | - | MISO | 10 | CAPACITY TRANSACTIONS - IMPORTS | 5549 | 4894 | 4894 | 4894 | 4894 | 4894 | 4894 | 4894 | 4894 | 4894 | 4894 | 4894
2011 | US | MRO | - | MISO | 10a | Firm (Note: The sum of 10a1 and 10a2 must be ≤ 10a) | 5549 | 4894 | 4894 | 4894 | 4894 | 4894 | 4894 | 4894 | 4894 | 4894 | 4894 | 4894
2011 | US | MRO | - | MISO | 10a1 | Full-Responsibility Purchases | 0 | 0 | 0 | 0 | 0 | 0 | 0 | 0 | 0 | 0 | 0 | 0
2011 | US | MRO | - | MISO | 10a2 | Owned Capacity/Entitlement Located Outside the Region/Subregion | 0 | 0 | 0 | 0 | 0 | 0 | 0 | 0 | 0 | 0 | 0 | 0
2011 | US | MRO | - | MISO | 10b | Non-firm | 0 |  | 0 | 0 | 0 | 0 | 0 | 0 | 0 | 0 | 0 | 0
2011 | US | MRO | - | MISO | 10c | Expected (Note: The sum of 10c1 and 10c2 must be ≤ 10c) |  | 0 | 0 | 0 | 0 | 0 | 0 | 0 | 0 | 0 | 0 | 0
2011 | US | MRO | - | MISO | 10c1 | Full-Responsibility Purchases |  | 0 | 0 | 0 | 0 | 0 | 0 | 0 | 0 | 0 | 0 | 0
2011 | US | MRO | - | MISO | 10c2 | Owned Capacity/Entitlement Located Outside the Region/Subregion |  | 0 | 0 | 0 | 0 | 0 | 0 | 0 | 0 | 0 | 0 | 0
2011 | US | MRO | - | MISO | 10d | Provisional – transactions under study, but negotiations have not begun. |  | 0 | 0 | 0 | 0 | 0 | 0 | 0 | 0 | 0 | 0 | 0
2011 | US | MRO | - | MISO | 11 | CAPACITY TRANSACTIONS - EXPORTS | 0 | 0 | 0 | 0 | 0 | 0 | 0 | 0 | 0 | 0 | 0 | 0
2011 | US | MRO | - | MISO | 11a | Firm (Note: The sum of 11a1 and 11a2 must be ≤ 11a) | 0 | 0 | 0 | 0 | 0 | 0 | 0 | 0 | 0 | 0 | 0 | 0
2011 | US | MRO | - | MISO | 11a1 | Full-Responsibility Purchases | 0 | 0 | 0 | 0 | 0 | 0 | 0 | 0 | 0 | 0 | 0 | 0
2011 | US | MRO | - | MISO | 11a2 | Owned Capacity/Entitlement Located Outside the Region/Subregion | 0 | 0 | 0 | 0 | 0 | 0 | 0 | 0 | 0 | 0 | 0 | 0
2011 | US | MRO | - | MISO | 11b | Non-firm | 0 |  | 0 | 0 | 0 | 0 | 0 | 0 | 0 | 0 | 0 | 0
2011 | US | MRO | - | MISO | 11c | Expected (Note: The sum of 11c1 and 11c2 must be ≤ 11c) |  | 0 | 0 | 0 | 0 | 0 | 0 | 0 | 0 | 0 | 0 | 0
2011 | US | MRO | - | MISO | 11c1 | Full-Responsibility Purchases |  | 0 | 0 | 0 | 0 | 0 | 0 | 0 | 0 | 0 | 0 | 0
2011 | US | MRO | - | MISO | 11c2 | Owned Capacity/Entitlement Located Outside the Region/Subregion |  | 0 | 0 | 0 | 0 | 0 | 0 | 0 | 0 | 0 | 0 | 0
2011 | US | MRO | - | MISO | 11d | Provisional – transactions under study, but negotiations have not begun. |  | 0 | 0 | 0 | 0 | 0 | 0 | 0 | 0 | 0 | 0 | 0
2011 | US | MRO | - | MISO | 12 | EXISTING, CERTAIN CAPACITY & NET FIRM TRANSACTIONS | 139074 | 119763.8 | 119763.8 | 119763.8 | 119763.8 | 119763.8 | 119763.8 | 119763.8 | 119763.8 | 119763.8 | 119763.8 | 119763.8
2011 | US | MRO | - | MISO | 13 | ANTICIPATED CAPACITY RESOURCES |  | 119763.8 | 114449.7 | 114508.9815 | 114527.9833 | 114550.9833 | 114632.9833 | 114632.9833 | 114632.9833 | 116195.9833 | 116195.9833 | 116195.9833
2011 | US | MRO | - | MISO | 14 | PROSPECTIVE CAPACITY RESOURCES |  | 136872.0261 | 131591.9261 | 131651.2077 | 131670.2094 | 131693.2094 | 131775.2094 | 131775.2094 | 131775.2094 | 133338.2094 | 133338.2094 | 133338.2094
2011 | US | MRO | - | MISO | 15 | TOTAL POTENTIAL CAPACITY RESOURCES |  | 136872.0261 | 132066.2311 | 132260.4714 | 132410.0245 | 132647.0082 | 132760.9428 | 132760.9428 | 132760.9428 | 134323.9428 | 134323.9428 | 134323.9428
2011 | US | MRO | - | MISO | 15a | ADJUSTED POTENTIAL CAPACITY RESOURCES |  | 136872.0261 | 131591.9261 | 131651.2077 | 131670.2094 | 131693.2094 | 131775.2094 | 131775.2094 | 131775.2094 | 133338.2094 | 133338.2094 | 133338.2094
2011 | US | MRO | - | MISO | 16a | Confidence of Future, Other (7b), using reasonable judgement |  | 0 | 0 | 0 | 0 | 0 | 0 | 0 | 0 | 0 | 0 | 0
2011 | US | MRO | - | MISO | 16b | Net Future, Other Resources After Confidence Percentage Is Applied |  | 0 | 34 | 34 | 34 | 34 | 34 | 34 | 34 | 34 | 34 | 34
2011 | US | MRO | - | MISO | 16c | Confidence of Conceptual (8), using reasonable judgement |  | 0 | 0 | 0 | 0 | 0 | 0 | 0 | 0 | 0 | 0 | 0
2011 | US | MRO | - | MISO | 16d | Net Conceptual Resources After Confidence Percentage Is Applied |  | 0 | 0 | 0 | 0 | 0 | 0 | 0 | 0 | 0 | 0 | 0
2011 | US | MRO | - | MISO | 17 | Region/Subregion Target Reserve Margin |  | 15% | 15% | 15% | 15% | 15% | 15% | 15% | 15% | 15% | 15% | 15%
2011 | US | MRO | - | MISO | 18 | Existing Certain and Net Firm Transactions Reserve Margin |  | 22.12% | 28.81% | 26.29% | 25.77% | 24.82% | 23.93% | 23.05% | 22.07% | 20.96% | 19.85% | 18.66%
2011 | US | MRO | - | MISO | 19 | Anticipated Capacity Resources Reserve Margin |  | 22.12% | 23.1% | 20.75% | 20.27% | 19.39% | 18.62% | 17.78% | 16.84% | 17.36% | 16.28% | 15.13%
2011 | US | MRO | - | MISO | 20 | Prospective Capacity Resources Reserve Margin |  | 39.57% | 41.53% | 38.82% | 38.27% | 37.26% | 36.36% | 35.39% | 34.31% | 34.67% | 33.43% | 32.11%
2011 | US | MRO | - | MISO | 21 | Total Potential Resources Reserve Margin |  | 39.57% | 42.04% | 39.46% | 39.05% | 38.25% | 37.38% | 36.4% | 35.32% | 35.67% | 34.42% | 33.09%
2011 | US | MRO | - | MISO | 22 | Adjusted Potential Resources Reserve Margin |  | 39.57% | 41.53% | 38.82% | 38.27% | 37.26% | 36.36% | 35.39% | 34.31% | 34.67% | 33.43% | 32.11%
2011 | US | MRO | - | MISO | 23 | Total Baseline Installed Capacity | 161: 154067.7
2011 | US | MRO | - | MISO | 24 | Distributed or Other Capacity (Behind the Meter) < 1 MW
2011 | US | MRO | - | MISO | 25 | Distributed or Other Capacity (Behind the Meter) ≥ 1 MW
2011 | US | MRO | - | MISO | 26 | Capacity Total from EIA-860
2011 | CAN | MRO | - | Manitoba Hydro | 1 | Unrestricted Non-coincident Peak Demand | 3276.0927 | 3208.7682 | 3255.7553 | 3332.9274 | 3379.3558 | 3398.9051 | 3447.0512 | 3396.5131 | 3433.5137 | 3478.5055 | 3559.3167 | 3628.0711
2011 | CAN | MRO | - | Manitoba Hydro | 1a | New Conservation (Energy Efficiency) |  | 42.0892 | 61.685 | 80.9048 | 97.4902 | 110.9312 | 121.6079 | 131.2446 | 138.3685 | 144.1045 | 149.5073 | 156.3563
2011 | CAN | MRO | - | Manitoba Hydro | 1b | Estimated Diversity |  | 0 | 0 | 0 | 0 | 0 | 0 | 0 | 0 | 0 | 0 | 0
2011 | CAN | MRO | - | Manitoba Hydro | 1c | Additions for non-member load (load served by non-registered LSE's in a region) |  | 0 | 0 | 0 | 0 | 0 | 0 | 0 | 0 | 0 | 0 | 0
2011 | CAN | MRO | - | Manitoba Hydro | 1d | Stand-by Load Under Contract (Normally served by behind the meter generation) |  | 0 | 0 | 0 | 0 | 0 | 0 | 0 | 0 | 0 | 0 | 0
2011 | CAN | MRO | - | Manitoba Hydro | 1e | Non-Controllable Demand-Side Demand Response |  | 0 | 0 | 0 | 0 | 0 | 0 | 0 | 0 | 0 | 0 | 0
2011 | CAN | MRO | - | Manitoba Hydro | 2 | Total Internal Demand | 3276.0927 | 3166.679 | 3194.0703 | 3252.0226 | 3281.8657 | 3287.9739 | 3325.4433 | 3265.2684 | 3295.1452 | 3334.4011 | 3409.8094 | 3471.7148
2011 | CAN | MRO | - | Manitoba Hydro | 2H1 | Load Forecast Uncertainty (Extreme Demand Factor) |  | 1.05 | 1.05 | 1.05 | 1.05 | 1.05 | 1.05 | 1.05 | 1.05 | 1.05 | 1.05 | 1.05
2011 | CAN | MRO | - | Manitoba Hydro | 2H | Total Internal Demand |  | 3325.0129 | 3353.7738 | 3414.6237 | 3445.959 | 3452.3726 | 3491.7155 | 3428.5319 | 3459.9024 | 3501.1211 | 3580.2999 | 3645.3006
2011 | CAN | MRO | - | Manitoba Hydro | 2a | Supply-Side Direct Control Load Management | 0 | 0 | 0 | 0 | 0 | 0 | 0 | 0 | 0 | 0 | 0 | 0
2011 | CAN | MRO | - | Manitoba Hydro | 2b | Supply-Side Contractually Interruptible (Curtailable) | 228 | 227 | 227 | 227 | 227 | 227 | 227 | 227 | 227 | 227 | 227 | 227
2011 | CAN | MRO | - | Manitoba Hydro | 2c | Supply-Side Critical Peak-Pricing (CPP) with Control | 0 | 0 | 0 | 0 | 0 | 0 | 0 | 0 | 0 | 0 | 0 | 0
2011 | CAN | MRO | - | Manitoba Hydro | 2d | Supply-Side Load as a Capacity Resource | 0 | 0 | 0 | 0 | 0 | 0 | 0 | 0 | 0 | 0 | 0 | 0
2011 | CAN | MRO | - | Manitoba Hydro | 3 | Net Internal Demand | 3048.0927 | 2939.679 | 2967.0703 | 3025.0226 | 3054.8657 | 3060.9739 | 3098.4433 | 3038.2684 | 3068.1452 | 3107.4011 | 3182.8094 | 3244.7148
2011 | CAN | MRO | - | Manitoba Hydro | 4a | Demand Response used for Ancillary Services - Spinning Reserves | 0 | 0 | 0 | 0 | 0 | 0 | 0 | 0 | 0 | 0 | 0 | 0
2011 | CAN | MRO | - | Manitoba Hydro | 4b | Demand Response used for Ancillary Services - Non-Spinning Reserves | 50 | 50 | 50 | 50 | 50 | 50 | 50 | 50 | 50 | 50 | 50 | 50
2011 | CAN | MRO | - | Manitoba Hydro | 4c | Demand Response used for Regulation | 0 | 0 | 0 | 0 | 0 | 0 | 0 | 0 | 0 | 0 | 0 | 0
2011 | CAN | MRO | - | Manitoba Hydro | 4d | Demand Response used for Energy, Voluntary Services - Emergency | 0 | 0 | 0 | 0 | 0 | 0 | 0 | 0 | 0 | 0 | 0 | 0
2011 | CAN | MRO | - | Manitoba Hydro | 5 | TOTAL INTERNAL CAPACITY | 5626 | 5891.31 | 6106.31 | 6117.31 | 6117.31 | 6117.31 | 6117.31 | 6117.31 | 6117.31 | 6022.5 | 6022.5 | 6022.5
2011 | CAN | MRO | - | Manitoba Hydro | 6 | EXISTING CAPACITY | 5626 | 5880.31 | 5880.31 | 5880.31 | 5880.31 | 5880.31 | 5880.31 | 5880.31 | 5880.31 | 5880.31 | 5880.31 | 5880.31
2011 | CAN | MRO | - | Manitoba Hydro | 6a | Existing, Certain | 5116 | 5430.67 | 5430.67 | 5430.67 | 5430.67 | 5430.67 | 5430.67 | 5430.67 | 5430.67 | 5430.67 | 5430.67 | 5430.67
2011 | CAN | MRO | - | Manitoba Hydro | 6a1 | Wind Expected On-Peak | 0 | 19.36 | 19.36 | 19.36 | 19.36 | 19.36 | 19.36 | 19.36 | 19.36 | 19.36 | 19.36 | 19.36
2011 | CAN | MRO | - | Manitoba Hydro | 6a2 | Solar Expected On-Peak | 0 | 0 | 0 | 0 | 0 | 0 | 0 | 0 | 0 | 0 | 0 | 0
2011 | CAN | MRO | - | Manitoba Hydro | 6a3 | Hydro Expected On-Peak | 4643 | 4959.9 | 4959.9 | 4959.9 | 4959.9 | 4959.9 | 4959.9 | 4959.9 | 4959.9 | 4959.9 | 4959.9 | 4959.9
2011 | CAN | MRO | - | Manitoba Hydro | 6a4 | Biomass Expected On-Peak | 0 | 0 | 0 | 0 | 0 | 0 | 0 | 0 | 0 | 0 | 0 | 0
2011 | CAN | MRO | - | Manitoba Hydro | 6b | Existing, Other (Note: Enter the net expected value only) | 0 | 0 | 0 | 0 | 0 | 0 | 0 | 0 | 0 | 0 | 0 | 0
2011 | CAN | MRO | - | Manitoba Hydro | 6b1 | Wind Derate On-Peak | 104 | 222.64 | 222.64 | 222.64 | 222.64 | 222.64 | 222.64 | 222.64 | 222.64 | 222.64 | 222.64 | 222.64
2011 | CAN | MRO | - | Manitoba Hydro | 6b2 | Solar Derate On-Peak | 0 | 0 | 0 | 0 | 0 | 0 | 0 | 0 | 0 | 0 | 0 | 0
2011 | CAN | MRO | - | Manitoba Hydro | 6b3 | Hydro Derate On-Peak | 0 | 0 | 0 | 0 | 0 | 0 | 0 | 0 | 0 | 0 | 0 | 0
2011 | CAN | MRO | - | Manitoba Hydro | 6b4 | Biomass Derate On-Peak | 0 | 0 | 0 | 0 | 0 | 0 | 0 | 0 | 0 | 0 | 0 | 0
2011 | CAN | MRO | - | Manitoba Hydro | 6b5 | Transmission-Limited Resources | 0 | 0 | 0 | 0 | 0 | 0 | 0 | 0 | 0 | 0 | 0 | 0
2011 | CAN | MRO | - | Manitoba Hydro | 6b6 | All Other Derates | 0 | 0 | 0 | 0 | 0 | 0 | 0 | 0 | 0 | 0 | 0 | 0
2011 | CAN | MRO | - | Manitoba Hydro | 6b7 | Energy Only (Existing-Other) | 0 | 0 | 0 | 0 | 0 | 0 | 0 | 0 | 0 | 0 | 0 | 0
2011 | CAN | MRO | - | Manitoba Hydro | 6c | Existing, Inoperable (Note: Capacity reported on this line is not included in margin calculations) | 178 | 0 | 0 | 0 | 0 | 0 | 0 | 0 | 0 | 0 | 0 | 0
2011 | CAN | MRO | - | Manitoba Hydro | 6d | Total Supply-Side Demand Response | 228 | 227 | 227 | 227 | 227 | 227 | 227 | 227 | 227 | 227 | 227 | 227
2011 | CAN | MRO | - | Manitoba Hydro | 7 | FUTURE CAPACITY ADDITIONS |  | -50.67 | 180.87 | 237 | 224.47 | 237 | 237 | 237 | 237 | 142.19 | 142.19 | 142.19
2011 | CAN | MRO | - | Manitoba Hydro | 7a | Future, Planned (Note: Enter the net expected value only) |  | -50.67 | 180.87 | 237 | 224.47 | 237 | 237 | 237 | 237 | 142.19 | 142.19 | 142.19
2011 | CAN | MRO | - | Manitoba Hydro | 7a1 | Wind Expected On-Peak |  | 0 | 0 | 0 | 0 | 0 | 0 | 0 | 0 | 0 | 0 | 0
2011 | CAN | MRO | - | Manitoba Hydro | 7a2 | Wind Derate On-Peak |  | 0 | 0 | 0 | 0 | 0 | 0 | 0 | 0 | 0 | 0 | 0
2011 | CAN | MRO | - | Manitoba Hydro | 7a3 | Solar Expected On-Peak |  | 0 | 0 | 0 | 0 | 0 | 0 | 0 | 0 | 0 | 0 | 0
2011 | CAN | MRO | - | Manitoba Hydro | 7a4 | Solar Derate On-Peak |  | 0 | 0 | 0 | 0 | 0 | 0 | 0 | 0 | 0 | 0 | 0
2011 | CAN | MRO | - | Manitoba Hydro | 7a5 | Hydro Expected On-Peak |  | 11 | 226 | 237 | 237 | 237 | 237 | 237 | 237 | 237 | 237 | 237
2011 | CAN | MRO | - | Manitoba Hydro | 7a6 | Hydro Derate On-Peak |  | 0 | 0 | 0 | 0 | 0 | 0 | 0 | 0 | 0 | 0 | 0
2011 | CAN | MRO | - | Manitoba Hydro | 7a7 | Biomass Expected On-Peak |  | 0 | 0 | 0 | 0 | 0 | 0 | 0 | 0 | 0 | 0 | 0
2011 | CAN | MRO | - | Manitoba Hydro | 7a8 | Biomass Derate On-Peak |  | 0 | 0 | 0 | 0 | 0 | 0 | 0 | 0 | 0 | 0 | 0
2011 | CAN | MRO | - | Manitoba Hydro | 7a9 | Transmission-Limited Resources |  | 0 | 0 | 0 | 0 | 0 | 0 | 0 | 0 | 0 | 0 | 0
2011 | CAN | MRO | - | Manitoba Hydro | 7a10 | Scheduled Outage - Maintenance |  | -61.67 | -45.13 | 0 | -12.53 | 0 | 0 | 0 | 0 | 0 | 0 | 0
2011 | CAN | MRO | - | Manitoba Hydro | 7a11 | All Other Derates |  | 0 | 0 | 0 | 0 | 0 | 0 | 0 | 0 | 0 | 0 | 0
2011 | CAN | MRO | - | Manitoba Hydro | 7a12 | Energy Only |  | 0 | 0 | 0 | 0 | 0 | 0 | 0 | 0 | 0 | 0 | 0
2011 | CAN | MRO | - | Manitoba Hydro | 7b | Future, Other (Note: Enter the net expected value only) |  | 0 | 0 | 0 | 0 | 0 | 0 | 0 | 0 | 0 | 0 | 0
2011 | CAN | MRO | - | Manitoba Hydro | 7b1 | Wind Expected On-Peak |  | 0 | 0 | 0 | 0 | 0 | 0 | 0 | 0 | 0 | 0 | 0
2011 | CAN | MRO | - | Manitoba Hydro | 7b2 | Wind Derate On-Peak |  | 0 | 0 | 0 | 0 | 0 | 0 | 0 | 0 | 0 | 0 | 0
2011 | CAN | MRO | - | Manitoba Hydro | 7b3 | Solar Expected On-Peak |  | 0 | 0 | 0 | 0 | 0 | 0 | 0 | 0 | 0 | 0 | 0
2011 | CAN | MRO | - | Manitoba Hydro | 7b4 | Solar Derate On-Peak |  | 0 | 0 | 0 | 0 | 0 | 0 | 0 | 0 | 0 | 0 | 0
2011 | CAN | MRO | - | Manitoba Hydro | 7b5 | Hydro Expected On-Peak |  | 0 | 0 | 0 | 0 | 0 | 0 | 0 | 0 | 0 | 0 | 0
2011 | CAN | MRO | - | Manitoba Hydro | 7b6 | Hydro Derate On-Peak |  | 0 | 0 | 0 | 0 | 0 | 0 | 0 | 0 | 0 | 0 | 0
2011 | CAN | MRO | - | Manitoba Hydro | 7b7 | Biomass Expected On-Peak |  | 0 | 0 | 0 | 0 | 0 | 0 | 0 | 0 | 0 | 0 | 0
2011 | CAN | MRO | - | Manitoba Hydro | 7b8 | Biomass Derate On-Peak |  | 0 | 0 | 0 | 0 | 0 | 0 | 0 | 0 | 0 | 0 | 0
2011 | CAN | MRO | - | Manitoba Hydro | 7b9 | Transmission-Limited Resources |  | 0 | 0 | 0 | 0 | 0 | 0 | 0 | 0 | 0 | 0 | 0
2011 | CAN | MRO | - | Manitoba Hydro | 7b10 | Scheduled Outage - Maintenance |  | 0 | 0 | 0 | 0 | 0 | 0 | 0 | 0 | 0 | 0 | 0
2011 | CAN | MRO | - | Manitoba Hydro | 7b11 | All Other Derates |  | 0 | 0 | 0 | 0 | 0 | 0 | 0 | 0 | 0 | 0 | 0
2011 | CAN | MRO | - | Manitoba Hydro | 7b12 | Energy Only |  | 0 | 0 | 0 | 0 | 0 | 0 | 0 | 0 | 0 | 0 | 0
2011 | CAN | MRO | - | Manitoba Hydro | 8 | Conceptual (Note: Enter the net expected value only) |  | 0 | 0 | 0 | 0 | 0 | 0 | 0 | 0 | 90 | 540 | 630
2011 | CAN | MRO | - | Manitoba Hydro | 8a1 | Wind Expected On-Peak |  | 0 | 0 | 0 | 0 | 0 | 0 | 0 | 0 | 0 | 0 | 0
2011 | CAN | MRO | - | Manitoba Hydro | 8a2 | Wind Derate On-Peak |  | 0 | 0 | 0 | 0 | 0 | 0 | 0 | 0 | 0 | 0 | 0
2011 | CAN | MRO | - | Manitoba Hydro | 8a3 | Solar Expected On-Peak |  | 0 | 0 | 0 | 0 | 0 | 0 | 0 | 0 | 0 | 0 | 0
2011 | CAN | MRO | - | Manitoba Hydro | 8a4 | Solar Derate On-Peak |  | 0 | 0 | 0 | 0 | 0 | 0 | 0 | 0 | 0 | 0 | 0
2011 | CAN | MRO | - | Manitoba Hydro | 8a5 | Hydro Expected On-Peak |  | 0 | 0 | 0 | 0 | 0 | 0 | 0 | 0 | 90 | 540 | 630
2011 | CAN | MRO | - | Manitoba Hydro | 8a6 | Hydro Derate On-Peak |  | 0 | 0 | 0 | 0 | 0 | 0 | 0 | 0 | 0 | 0 | 0
2011 | CAN | MRO | - | Manitoba Hydro | 8a7 | Biomass Expected On-Peak |  | 0 | 0 | 0 | 0 | 0 | 0 | 0 | 0 | 0 | 0 | 0
2011 | CAN | MRO | - | Manitoba Hydro | 8a8 | Biomass Derate On-Peak |  | 0 | 0 | 0 | 0 | 0 | 0 | 0 | 0 | 0 | 0 | 0
2011 | CAN | MRO | - | Manitoba Hydro | 8a9 | All Other Derates |  | 0 | 0 | 0 | 0 | 0 | 0 | 0 | 0 | 0 | 0 | 0
2011 | CAN | MRO | - | Manitoba Hydro | 8a10 | Energy Only |  | 0 | 0 | 0 | 0 | 0 | 0 | 0 | 0 | 0 | 0 | 0
2011 | CAN | MRO | - | Manitoba Hydro | 9 | ANTICIPATED INTERNAL CAPACITY | 5344 | 5607 | 5838.54 | 5894.67 | 5882.14 | 5894.67 | 5894.67 | 5894.67 | 5894.67 | 5799.86 | 5799.86 | 5799.86
2011 | CAN | MRO | - | Manitoba Hydro | 10 | CAPACITY TRANSACTIONS - IMPORTS | 0 | 0 | 0 | 0 | 0 | 0 | 0 | 0 | 0 | 0 | 0 | 0
2011 | CAN | MRO | - | Manitoba Hydro | 10a | Firm (Note: The sum of 10a1 and 10a2 must be ≤ 10a) | 0 | 0 | 0 | 0 | 0 | 0 | 0 | 0 | 0 | 0 | 0 | 0
2011 | CAN | MRO | - | Manitoba Hydro | 10a1 | Full-Responsibility Purchases | 0 | 0 | 0 | 0 | 0 | 0 | 0 | 0 | 0 | 0 | 0 | 0
2011 | CAN | MRO | - | Manitoba Hydro | 10a2 | Owned Capacity/Entitlement Located Outside the Region/Subregion | 0 | 0 | 0 | 0 | 0 | 0 | 0 | 0 | 0 | 0 | 0 | 0
2011 | CAN | MRO | - | Manitoba Hydro | 10b | Non-firm | 0 |  | 0 | 0 | 0 | 0 | 0 | 0 | 0 | 0 | 0 | 0
2011 | CAN | MRO | - | Manitoba Hydro | 10c | Expected (Note: The sum of 10c1 and 10c2 must be ≤ 10c) |  | 0 | 0 | 0 | 0 | 0 | 0 | 0 | 0 | 0 | 0 | 0
2011 | CAN | MRO | - | Manitoba Hydro | 10c1 | Full-Responsibility Purchases |  | 0 | 0 | 0 | 0 | 0 | 0 | 0 | 0 | 0 | 0 | 0
2011 | CAN | MRO | - | Manitoba Hydro | 10c2 | Owned Capacity/Entitlement Located Outside the Region/Subregion |  | 0 | 0 | 0 | 0 | 0 | 0 | 0 | 0 | 0 | 0 | 0
2011 | CAN | MRO | - | Manitoba Hydro | 10d | Provisional – transactions under study, but negotiations have not begun. |  | 0 | 0 | 0 | 0 | 0 | 0 | 0 | 0 | 0 | 0 | 0
2011 | CAN | MRO | - | Manitoba Hydro | 11 | CAPACITY TRANSACTIONS - EXPORTS | 1110 | 1110 | 1080 | 1050 | 1050 | 725 | 725 | 725 | 725 | 725 | 975 | 1200
2011 | CAN | MRO | - | Manitoba Hydro | 11a | Firm (Note: The sum of 11a1 and 11a2 must be ≤ 11a) | 1110 | 1110 | 1080 | 1050 | 1050 | 725 | 725 | 725 | 725 | 725 | 725 | 725
2011 | CAN | MRO | - | Manitoba Hydro | 11a1 | Full-Responsibility Purchases | 0 | 0 | 0 | 0 | 0 | 0 | 0 | 0 | 0 | 0 | 0 | 0
2011 | CAN | MRO | - | Manitoba Hydro | 11a2 | Owned Capacity/Entitlement Located Outside the Region/Subregion | 1110 | 1110 | 1080 | 1050 | 1050 | 725 | 725 | 725 | 725 | 725 | 725 | 725
2011 | CAN | MRO | - | Manitoba Hydro | 11b | Non-firm | 0 |  | 0 | 0 | 0 | 0 | 0 | 0 | 0 | 0 | 0 | 0
2011 | CAN | MRO | - | Manitoba Hydro | 11c | Expected (Note: The sum of 11c1 and 11c2 must be ≤ 11c) |  | 0 | 0 | 0 | 0 | 0 | 0 | 0 | 0 | 0 | 250 | 475
2011 | CAN | MRO | - | Manitoba Hydro | 11c1 | Full-Responsibility Purchases |  | 0 | 0 | 0 | 0 | 0 | 0 | 0 | 0 | 0 | 0 | 0
2011 | CAN | MRO | - | Manitoba Hydro | 11c2 | Owned Capacity/Entitlement Located Outside the Region/Subregion |  | 0 | 0 | 0 | 0 | 0 | 0 | 0 | 0 | 0 | 250 | 475
2011 | CAN | MRO | - | Manitoba Hydro | 11d | Provisional – transactions under study, but negotiations have not begun. |  | 0 | 0 | 0 | 0 | 0 | 0 | 0 | 0 | 0 | 0 | 0
2011 | CAN | MRO | - | Manitoba Hydro | 12 | EXISTING, CERTAIN CAPACITY & NET FIRM TRANSACTIONS | 4234 | 4547.67 | 4577.67 | 4607.67 | 4607.67 | 4932.67 | 4932.67 | 4932.67 | 4932.67 | 4932.67 | 4932.67 | 4932.67
2011 | CAN | MRO | - | Manitoba Hydro | 13 | ANTICIPATED CAPACITY RESOURCES |  | 4497 | 4758.54 | 4844.67 | 4832.14 | 5169.67 | 5169.67 | 5169.67 | 5169.67 | 5074.86 | 4824.86 | 4599.86
2011 | CAN | MRO | - | Manitoba Hydro | 14 | PROSPECTIVE CAPACITY RESOURCES |  | 4497 | 4758.54 | 4844.67 | 4832.14 | 5169.67 | 5169.67 | 5169.67 | 5169.67 | 5074.86 | 4824.86 | 4599.86
2011 | CAN | MRO | - | Manitoba Hydro | 15 | TOTAL POTENTIAL CAPACITY RESOURCES |  | 4497 | 4758.54 | 4844.67 | 4832.14 | 5169.67 | 5169.67 | 5169.67 | 5169.67 | 5164.86 | 5364.86 | 5229.86
2011 | CAN | MRO | - | Manitoba Hydro | 15a | ADJUSTED POTENTIAL CAPACITY RESOURCES |  | 4497 | 4758.54 | 4844.67 | 4832.14 | 5169.67 | 5169.67 | 5169.67 | 5169.67 | 5164.86 | 5364.86 | 5229.86
2011 | CAN | MRO | - | Manitoba Hydro | 16a | Confidence of Future, Other (7b), using reasonable judgement |  | 0 | 0 | 0 | 0 | 0 | 0 | 0 | 0 | 0 | 0 | 0
2011 | CAN | MRO | - | Manitoba Hydro | 16b | Net Future, Other Resources After Confidence Percentage Is Applied |  | 0 | 0 | 0 | 0 | 0 | 0 | 0 | 0 | 0 | 0 | 0
2011 | CAN | MRO | - | Manitoba Hydro | 16c | Confidence of Conceptual (8), using reasonable judgement |  | 0 | 0 | 0 | 0 | 0 | 0 | 0 | 0 | 1 | 1 | 1
2011 | CAN | MRO | - | Manitoba Hydro | 16d | Net Conceptual Resources After Confidence Percentage Is Applied |  | 0 | 0 | 0 | 0 | 0 | 0 | 0 | 0 | 90 | 540 | 630
2011 | CAN | MRO | - | Manitoba Hydro | 17 | Region/Subregion Target Reserve Margin |  | 12% | 12% | 12% | 12% | 12% | 12% | 12% | 12% | 12% | 12% | 12%
2011 | CAN | MRO | - | Manitoba Hydro | 18 | Existing Certain and Net Firm Transactions Reserve Margin |  | 43.61% | 43.32% | 41.69% | 40.4% | 50.02% | 48.33% | 51.06% | 49.7% | 47.93% | 44.66% | 42.08%
2011 | CAN | MRO | - | Manitoba Hydro | 19 | Anticipated Capacity Resources Reserve Margin |  | 42.01% | 48.98% | 48.97% | 47.24% | 57.23% | 55.46% | 58.32% | 56.89% | 52.2% | 41.5% | 32.5%
2011 | CAN | MRO | - | Manitoba Hydro | 20 | Prospective Capacity Resources Reserve Margin |  | 42.01% | 48.98% | 48.97% | 47.24% | 57.23% | 55.46% | 58.32% | 56.89% | 52.2% | 41.5% | 32.5%
2011 | CAN | MRO | - | Manitoba Hydro | 21 | Total Potential Resources Reserve Margin |  | 42.01% | 48.98% | 48.97% | 47.24% | 57.23% | 55.46% | 58.32% | 56.89% | 54.9% | 57.34% | 50.64%
2011 | CAN | MRO | - | Manitoba Hydro | 22 | Adjusted Potential Resources Reserve Margin |  | 42.01% | 48.98% | 48.97% | 47.24% | 57.23% | 55.46% | 58.32% | 56.89% | 54.9% | 57.34% | 50.64%
2011 | CAN | MRO | - | Manitoba Hydro | 23 | Total Baseline Installed Capacity | 161: 5398
2011 | CAN | MRO | - | Manitoba Hydro | 24 | Distributed or Other Capacity (Behind the Meter) < 1 MW
2011 | CAN | MRO | - | Manitoba Hydro | 25 | Distributed or Other Capacity (Behind the Meter) ≥ 1 MW
2011 | CAN | MRO | - | Manitoba Hydro | 26 | Capacity Total from EIA-860
2011 | US | MRO | - | MAPP | 1 | Unrestricted Non-coincident Peak Demand | 4597.5434 | 4810.2377 | 5036.1835 | 5331.2133 | 5401.4277 | 5497.4988 | 5656.8996 | 5688.2486 | 5775.894 | 5862.9023 | 5946.2604 | 6035.0986
2011 | US | MRO | - | MAPP | 1a | New Conservation (Energy Efficiency) |  | 0 | 0 | 0 | 0 | 0 | 0 | 0 | 0 | 0 | 0 | 0
2011 | US | MRO | - | MAPP | 1b | Estimated Diversity |  | 0 | 0 | 0 | 0 | 0 | 0 | 0 | 0 | 0 | 0 | 0
2011 | US | MRO | - | MAPP | 1c | Additions for non-member load (load served by non-registered LSE's in a region) |  | 0 | 0 | 0 | 0 | 0 | 0 | 0 | 0 | 0 | 0 | 0
2011 | US | MRO | - | MAPP | 1d | Stand-by Load Under Contract (Normally served by behind the meter generation) |  | 0 | 0 | 0 | 0 | 0 | 0 | 0 | 0 | 0 | 0 | 0
2011 | US | MRO | - | MAPP | 1e | Non-Controllable Demand-Side Demand Response |  | 0 | 0 | 0 | 0 | 0 | 0 | 0 | 0 | 0 | 0 | 0
2011 | US | MRO | - | MAPP | 2 | Total Internal Demand | 4597.5434 | 4810.2377 | 5036.1835 | 5331.2133 | 5401.4277 | 5497.4988 | 5656.8996 | 5688.2486 | 5775.894 | 5862.9023 | 5946.2604 | 6035.0986
2011 | US | MRO | - | MAPP | 2H1 | Load Forecast Uncertainty (Extreme Demand Factor) |  | 1.05 | 1.05 | 1.05 | 1.05 | 1.05 | 1.05 | 1.05 | 1.05 | 1.05 | 1.05 | 1.05
2011 | US | MRO | - | MAPP | 2H | Total Internal Demand |  | 5050.7496 | 5287.9927 | 5597.774 | 5671.4991 | 5772.3738 | 5939.7446 | 5972.6611 | 6064.6887 | 6156.0474 | 6243.5734 | 6336.8536
2011 | US | MRO | - | MAPP | 2a | Supply-Side Direct Control Load Management | 90.8 | 86.7 | 88.7 | 90.7 | 92.7 | 94.7 | 96.7 | 98.7 | 100.7 | 102.7 | 104.7 | 106.7
2011 | US | MRO | - | MAPP | 2b | Supply-Side Contractually Interruptible (Curtailable) | 13.9 | 19.1564 | 21.6353 | 24.0528 | 23.9025 | 23.767 | 23.6379 | 23.5172 | 23.4029 | 23.3204 | 23.2399 | 23.2188
2011 | US | MRO | - | MAPP | 2c | Supply-Side Critical Peak-Pricing (CPP) with Control | 0 | 0 | 0 | 0 | 0 | 0 | 0 | 0 | 0 | 0 | 0 | 0
2011 | US | MRO | - | MAPP | 2d | Supply-Side Load as a Capacity Resource | 0 | 0 | 0 | 0 | 0 | 0 | 0 | 0 | 0 | 0 | 0 | 0
2011 | US | MRO | - | MAPP | 3 | Net Internal Demand | 4492.8434 | 4704.3813 | 4925.8483 | 5216.4605 | 5284.8252 | 5379.0318 | 5536.5617 | 5566.0314 | 5651.7911 | 5736.8819 | 5818.3204 | 5905.1799
2011 | US | MRO | - | MAPP | 4a | Demand Response used for Ancillary Services - Spinning Reserves | 50 | 50 | 50 | 50 | 50 | 50 | 50 | 50 | 50 | 50 | 50 | 50
2011 | US | MRO | - | MAPP | 4b | Demand Response used for Ancillary Services - Non-Spinning Reserves | 50 | 50 | 50 | 50 | 50 | 50 | 50 | 50 | 50 | 50 | 50 | 50
2011 | US | MRO | - | MAPP | 4c | Demand Response used for Regulation | 100 | 100 | 100 | 100 | 100 | 100 | 100 | 100 | 100 | 100 | 100 | 100
2011 | US | MRO | - | MAPP | 4d | Demand Response used for Energy, Voluntary Services - Emergency | 0 | 0 | 0 | 0 | 0 | 0 | 0 | 0 | 0 | 0 | 0 | 0
2011 | US | MRO | - | MAPP | 5 | TOTAL INTERNAL CAPACITY | 0 | 8428.1914 | 8736.6703 | 8791.0878 | 8792.9375 | 8794.802 | 8796.6729 | 8798.5522 | 8800.4379 | 8802.3554 | 8804.2749 | 8806.2538
2011 | US | MRO | - | MAPP | 6 | EXISTING CAPACITY | 161: 0; 161: 8348.1914
2011 | US | MRO | - | MAPP | 6a | Existing, Certain | 161: 7021.143; 161: 7358.842
2011 | US | MRO | - | MAPP | 6a1 | Wind Expected On-Peak | 161: 350.449; 161: 397.899
2011 | US | MRO | - | MAPP | 6a2 | Solar Expected On-Peak | 161: 0; 161: 0
2011 | US | MRO | - | MAPP | 6a3 | Hydro Expected On-Peak | 161: 2024.1; 161: 2346.36
2011 | US | MRO | - | MAPP | 6a4 | Biomass Expected On-Peak | 161: 3.4; 161: 3.1
2011 | US | MRO | - | MAPP | 6b | Existing, Other (Note: Enter the net expected value only) | 161: 549.953; 161: 0
2011 | US | MRO | - | MAPP | 6b1 | Wind Derate On-Peak | 161: 549.953; 161: 767.953
2011 | US | MRO | - | MAPP | 6b2 | Solar Derate On-Peak | 161: 0; 161: 0
2011 | US | MRO | - | MAPP | 6b3 | Hydro Derate On-Peak | 161: 0; 161: 91
2011 | US | MRO | - | MAPP | 6b4 | Biomass Derate On-Peak | 161: 0; 161: 0
2011 | US | MRO | - | MAPP | 6b5 | Transmission-Limited Resources | 161: 0; 161: 0
2011 | US | MRO | - | MAPP | 6b6 | All Other Derates | 161: 0; 161: 24.54
2011 | US | MRO | - | MAPP | 6b7 | Energy Only (Existing-Other) | 161: 0; 161: 0
2011 | US | MRO | - | MAPP | 6c | Existing, Inoperable (Note: Capacity reported on this line is not included in margin calculations) | 161: 0; 161: 0
2011 | US | MRO | - | MAPP | 6d | Total Supply-Side Demand Response | 104.7 | 105.8564 | 110.3353 | 114.7528 | 116.6025 | 118.467 | 120.3379 | 122.2172 | 124.1029 | 126.0204 | 127.9399 | 129.9188
2011 | US | MRO | - | MAPP | 7 | FUTURE CAPACITY ADDITIONS |  | 80 | 384 | 434 | 434 | 434 | 434 | 434 | 434 | 434 | 434 | 434
2011 | US | MRO | - | MAPP | 7a | Future, Planned (Note: Enter the net expected value only) |  | 80 | 384 | 434 | 434 | 434 | 434 | 434 | 434 | 434 | 434 | 434
2011 | US | MRO | - | MAPP | 7a1 | Wind Expected On-Peak |  | 0 | 0 | 0 | 0 | 0 | 0 | 0 | 0 | 0 | 0 | 0
2011 | US | MRO | - | MAPP | 7a2 | Wind Derate On-Peak |  | 0 | 0 | 0 | 0 | 0 | 0 | 0 | 0 | 0 | 0 | 0
2011 | US | MRO | - | MAPP | 7a3 | Solar Expected On-Peak |  | 0 | 0 | 0 | 0 | 0 | 0 | 0 | 0 | 0 | 0 | 0
2011 | US | MRO | - | MAPP | 7a4 | Solar Derate On-Peak |  | 0 | 0 | 0 | 0 | 0 | 0 | 0 | 0 | 0 | 0 | 0
2011 | US | MRO | - | MAPP | 7a5 | Hydro Expected On-Peak |  | 0 | 0 | 0 | 0 | 0 | 0 | 0 | 0 | 0 | 0 | 0
2011 | US | MRO | - | MAPP | 7a6 | Hydro Derate On-Peak |  | 0 | 0 | 0 | 0 | 0 | 0 | 0 | 0 | 0 | 0 | 0
2011 | US | MRO | - | MAPP | 7a7 | Biomass Expected On-Peak |  | 0 | 0 | 0 | 0 | 0 | 0 | 0 | 0 | 0 | 0 | 0
2011 | US | MRO | - | MAPP | 7a8 | Biomass Derate On-Peak |  | 0 | 0 | 0 | 0 | 0 | 0 | 0 | 0 | 0 | 0 | 0
2011 | US | MRO | - | MAPP | 7a9 | Transmission-Limited Resources |  | 0 | 0 | 0 | 0 | 0 | 0 | 0 | 0 | 0 | 0 | 0
2011 | US | MRO | - | MAPP | 7a10 | Scheduled Outage - Maintenance |  | 0 | 0 | 0 | 0 | 0 | 0 | 0 | 0 | 0 | 0 | 0
2011 | US | MRO | - | MAPP | 7a11 | All Other Derates |  | 0 | 0 | 0 | 0 | 0 | 0 | 0 | 0 | 0 | 0 | 0
2011 | US | MRO | - | MAPP | 7a12 | Energy Only |  | 0 | 0 | 50 | 50 | 50 | 50 | 50 | 50 | 50 | 50 | 50
2011 | US | MRO | - | MAPP | 7b | Future, Other (Note: Enter the net expected value only) |  | 0 | 0 | 0 | 0 | 0 | 0 | 0 | 0 | 0 | 0 | 0
2011 | US | MRO | - | MAPP | 7b1 | Wind Expected On-Peak |  | 0 | 0 | 0 | 0 | 0 | 0 | 0 | 0 | 0 | 0 | 0
2011 | US | MRO | - | MAPP | 7b2 | Wind Derate On-Peak |  | 0 | 0 | 0 | 0 | 0 | 0 | 0 | 0 | 0 | 0 | 0
2011 | US | MRO | - | MAPP | 7b3 | Solar Expected On-Peak |  | 0 | 0 | 0 | 0 | 0 | 0 | 0 | 0 | 0 | 0 | 0
2011 | US | MRO | - | MAPP | 7b4 | Solar Derate On-Peak |  | 0 | 0 | 0 | 0 | 0 | 0 | 0 | 0 | 0 | 0 | 0
2011 | US | MRO | - | MAPP | 7b5 | Hydro Expected On-Peak |  | 0 | 0 | 0 | 0 | 0 | 0 | 0 | 0 | 0 | 0 | 0
2011 | US | MRO | - | MAPP | 7b6 | Hydro Derate On-Peak |  | 0 | 0 | 0 | 0 | 0 | 0 | 0 | 0 | 0 | 0 | 0
2011 | US | MRO | - | MAPP | 7b7 | Biomass Expected On-Peak |  | 0 | 0 | 0 | 0 | 0 | 0 | 0 | 0 | 0 | 0 | 0
2011 | US | MRO | - | MAPP | 7b8 | Biomass Derate On-Peak |  | 0 | 0 | 0 | 0 | 0 | 0 | 0 | 0 | 0 | 0 | 0
2011 | US | MRO | - | MAPP | 7b9 | Transmission-Limited Resources |  | 0 | 0 | 0 | 0 | 0 | 0 | 0 | 0 | 0 | 0 | 0
2011 | US | MRO | - | MAPP | 7b10 | Scheduled Outage - Maintenance |  | 0 | 0 | 0 | 0 | 0 | 0 | 0 | 0 | 0 | 0 | 0
2011 | US | MRO | - | MAPP | 7b11 | All Other Derates |  | 0 | 0 | 0 | 0 | 0 | 0 | 0 | 0 | 0 | 0 | 0
2011 | US | MRO | - | MAPP | 7b12 | Energy Only |  | 0 | 0 | 0 | 0 | 0 | 0 | 0 | 0 | 0 | 0 | 0
2011 | US | MRO | - | MAPP | 8 | Conceptual (Note: Enter the net expected value only) |  | 0 | 0 | 0 | 0 | 0 | 0 | 0 | 0 | 0 | 0 | 0
2011 | US | MRO | - | MAPP | 8a1 | Wind Expected On-Peak |  | 0 | 0 | 0 | 0 | 0 | 0 | 0 | 0 | 0 | 0 | 0
2011 | US | MRO | - | MAPP | 8a2 | Wind Derate On-Peak |  | 0 | 0 | 0 | 0 | 0 | 0 | 0 | 0 | 0 | 0 | 0
2011 | US | MRO | - | MAPP | 8a3 | Solar Expected On-Peak |  | 0 | 0 | 0 | 0 | 0 | 0 | 0 | 0 | 0 | 0 | 0
2011 | US | MRO | - | MAPP | 8a4 | Solar Derate On-Peak |  | 0 | 0 | 0 | 0 | 0 | 0 | 0 | 0 | 0 | 0 | 0
2011 | US | MRO | - | MAPP | 8a5 | Hydro Expected On-Peak |  | 0 | 0 | 0 | 0 | 0 | 0 | 0 | 0 | 0 | 0 | 0
2011 | US | MRO | - | MAPP | 8a6 | Hydro Derate On-Peak |  | 0 | 0 | 0 | 0 | 0 | 0 | 0 | 0 | 0 | 0 | 0
2011 | US | MRO | - | MAPP | 8a7 | Biomass Expected On-Peak |  | 0 | 0 | 0 | 0 | 0 | 0 | 0 | 0 | 0 | 0 | 0
2011 | US | MRO | - | MAPP | 8a8 | Biomass Derate On-Peak |  | 0 | 0 | 0 | 0 | 0 | 0 | 0 | 0 | 0 | 0 | 0
2011 | US | MRO | - | MAPP | 8a9 | All Other Derates |  | 0 | 0 | 0 | 0 | 0 | 0 | 0 | 0 | 0 | 0 | 0
2011 | US | MRO | - | MAPP | 8a10 | Energy Only |  | 0 | 0 | 0 | 0 | 0 | 0 | 0 | 0 | 0 | 0 | 0
2011 | US | MRO | - | MAPP | 9 | ANTICIPATED INTERNAL CAPACITY | 7125.843 | 7544.6984 | 7853.1773 | 7907.5948 | 7909.4445 | 7911.309 | 7913.1799 | 7915.0592 | 7916.9449 | 7918.8624 | 7920.7819 | 7922.7608
2011 | US | MRO | - | MAPP | 10 | CAPACITY TRANSACTIONS - IMPORTS | 348.795 | 351.795 | 304.795 | 234.795 | 204.795 | 204.795 | 204.795 | 204.795 | 204.795 | 204.795 | 204.795 | 204.795
2011 | US | MRO | - | MAPP | 10a | Firm (Note: The sum of 10a1 and 10a2 must be ≤ 10a) | 348.795 | 351.795 | 304.795 | 234.795 | 204.795 | 204.795 | 204.795 | 204.795 | 204.795 | 204.795 | 204.795 | 204.795
2011 | US | MRO | - | MAPP | 10a1 | Full-Responsibility Purchases | 249.795 | 199.795 | 149.795 | 149.795 | 119.795 | 119.795 | 119.795 | 119.795 | 119.795 | 119.795 | 119.795 | 119.795
2011 | US | MRO | - | MAPP | 10a2 | Owned Capacity/Entitlement Located Outside the Region/Subregion | 0 | 0 | 0 | 0 | 0 | 0 | 0 | 0 | 0 | 0 | 0 | 0
2011 | US | MRO | - | MAPP | 10b | Non-firm | 0 |  | 0 | 0 | 0 | 0 | 0 | 0 | 0 | 0 | 0 | 0
2011 | US | MRO | - | MAPP | 10c | Expected (Note: The sum of 10c1 and 10c2 must be ≤ 10c) |  | 0 | 0 | 0 | 0 | 0 | 0 | 0 | 0 | 0 | 0 | 0
2011 | US | MRO | - | MAPP | 10c1 | Full-Responsibility Purchases |  | 0 | 0 | 0 | 0 | 0 | 0 | 0 | 0 | 0 | 0 | 0
2011 | US | MRO | - | MAPP | 10c2 | Owned Capacity/Entitlement Located Outside the Region/Subregion |  | 0 | 0 | 0 | 0 | 0 | 0 | 0 | 0 | 0 | 0 | 0
2011 | US | MRO | - | MAPP | 10d | Provisional – transactions under study, but negotiations have not begun. |  | 0 | 0 | 0 | 0 | 0 | 0 | 0 | 0 | 0 | 0 | 0
2011 | US | MRO | - | MAPP | 11 | CAPACITY TRANSACTIONS - EXPORTS | 342 | 996 | 1006 | 1126 | 1101 | 1051 | 911 | 911 | 911 | 911 | 911 | 911
2011 | US | MRO | - | MAPP | 11a | Firm (Note: The sum of 11a1 and 11a2 must be ≤ 11a) | 160 | 996 | 1006 | 1126 | 1101 | 1051 | 911 | 911 | 911 | 911 | 911 | 911
2011 | US | MRO | - | MAPP | 11a1 | Full-Responsibility Purchases | 100 | 125 | 125 | 275 | 250 | 200 | 100 | 100 | 100 | 100 | 100 | 100
2011 | US | MRO | - | MAPP | 11a2 | Owned Capacity/Entitlement Located Outside the Region/Subregion | 0 | 811 | 811 | 811 | 811 | 811 | 811 | 811 | 811 | 811 | 811 | 811
2011 | US | MRO | - | MAPP | 11b | Non-firm | 182 |  | 0 | 0 | 0 | 0 | 0 | 0 | 0 | 0 | 0 | 0
2011 | US | MRO | - | MAPP | 11c | Expected (Note: The sum of 11c1 and 11c2 must be ≤ 11c) |  | 0 | 0 | 0 | 0 | 0 | 0 | 0 | 0 | 0 | 0 | 0
2011 | US | MRO | - | MAPP | 11c1 | Full-Responsibility Purchases |  | 0 | 0 | 0 | 0 | 0 | 0 | 0 | 0 | 0 | 0 | 0
2011 | US | MRO | - | MAPP | 11c2 | Owned Capacity/Entitlement Located Outside the Region/Subregion |  | 0 | 0 | 0 | 0 | 0 | 0 | 0 | 0 | 0 | 0 | 0
2011 | US | MRO | - | MAPP | 11d | Provisional – transactions under study, but negotiations have not begun. |  | 0 | 0 | 0 | 0 | 0 | 0 | 0 | 0 | 0 | 0 | 0
2011 | US | MRO | - | MAPP | 12 | EXISTING, CERTAIN CAPACITY & NET FIRM TRANSACTIONS | 7314.638 | 6820.4934 | 6767.9723 | 6582.3898 | 6579.2395 | 6631.104 | 6772.9749 | 6774.8542 | 6776.7399 | 6778.6574 | 6780.5769 | 6782.5558
2011 | US | MRO | - | MAPP | 13 | ANTICIPATED CAPACITY RESOURCES |  | 6900.4934 | 7151.9723 | 7016.3898 | 7013.2395 | 7065.104 | 7206.9749 | 7208.8542 | 7210.7399 | 7212.6574 | 7214.5769 | 7216.5558
2011 | US | MRO | - | MAPP | 14 | PROSPECTIVE CAPACITY RESOURCES |  | 6900.4934 | 7151.9723 | 7016.3898 | 7013.2395 | 7065.104 | 7206.9749 | 7208.8542 | 7210.7399 | 7212.6574 | 7214.5769 | 7216.5558
2011 | US | MRO | - | MAPP | 15 | TOTAL POTENTIAL CAPACITY RESOURCES |  | 6900.4934 | 7151.9723 | 7016.3898 | 7013.2395 | 7065.104 | 7206.9749 | 7208.8542 | 7210.7399 | 7212.6574 | 7214.5769 | 7216.5558
2011 | US | MRO | - | MAPP | 15a | ADJUSTED POTENTIAL CAPACITY RESOURCES |  | 6900.4934 | 7151.9723 | 7016.3898 | 7013.2395 | 7065.104 | 7206.9749 | 7208.8542 | 7210.7399 | 7212.6574 | 7214.5769 | 7216.5558
2011 | US | MRO | - | MAPP | 16a | Confidence of Future, Other (7b), using reasonable judgement |  | 0 | 0 | 0 | 0 | 0 | 0 | 0 | 0 | 0 | 0 | 0
2011 | US | MRO | - | MAPP | 16b | Net Future, Other Resources After Confidence Percentage Is Applied |  | 0 | 0 | 0 | 0 | 0 | 0 | 0 | 0 | 0 | 0 | 0
2011 | US | MRO | - | MAPP | 16c | Confidence of Conceptual (8), using reasonable judgement |  | 0 | 0 | 0 | 0 | 0 | 0 | 0 | 0 | 0 | 0 | 0
2011 | US | MRO | - | MAPP | 16d | Net Conceptual Resources After Confidence Percentage Is Applied |  | 0 | 0 | 0 | 0 | 0 | 0 | 0 | 0 | 0 | 0 | 0
2011 | US | MRO | - | MAPP | 17 | Region/Subregion Target Reserve Margin |  | 15% | 15% | 15% | 15% | 15% | 15% | 15% | 15% | 15% | 15% | 15%
2011 | US | MRO | - | MAPP | 18 | Existing Certain and Net Firm Transactions Reserve Margin |  | 41.79% | 34.39% | 23.47% | 21.81% | 20.62% | 19.73% | 19.1% | 17.33% | 15.62% | 14.03% | 12.39%
2011 | US | MRO | - | MAPP | 19 | Anticipated Capacity Resources Reserve Margin |  | 43.45% | 42.01% | 31.61% | 29.84% | 28.51% | 27.4% | 26.73% | 24.84% | 23.02% | 21.33% | 19.58%
2011 | US | MRO | - | MAPP | 20 | Prospective Capacity Resources Reserve Margin |  | 43.45% | 42.01% | 31.61% | 29.84% | 28.51% | 27.4% | 26.73% | 24.84% | 23.02% | 21.33% | 19.58%
2011 | US | MRO | - | MAPP | 21 | Total Potential Resources Reserve Margin |  | 43.45% | 42.01% | 31.61% | 29.84% | 28.51% | 27.4% | 26.73% | 24.84% | 23.02% | 21.33% | 19.58%
2011 | US | MRO | - | MAPP | 22 | Adjusted Potential Resources Reserve Margin |  | 43.45% | 42.01% | 31.61% | 29.84% | 28.51% | 27.4% | 26.73% | 24.84% | 23.02% | 21.33% | 19.58%
2011 | US | MRO | - | MAPP | 23 | Total Baseline Installed Capacity | 161: 8121.049
2011 | US | MRO | - | MAPP | 24 | Distributed or Other Capacity (Behind the Meter) < 1 MW
2011 | US | MRO | - | MAPP | 25 | Distributed or Other Capacity (Behind the Meter) ≥ 1 MW
2011 | US | MRO | - | MAPP | 26 | Capacity Total from EIA-860
2011 | CAN | MRO | - | SaskPower | 1 | Unrestricted Non-coincident Peak Demand | 2702 | 3045.0933 | 3117.4739 | 3260.2751 | 3387.883 | 3507 | 3596 | 3631 | 3666 | 3708 | 3757 | 3837
2011 | CAN | MRO | - | SaskPower | 1a | New Conservation (Energy Efficiency) |  | 0 | 0 | 0 | 0 | 0 | 0 | 0 | 0 | 0 | 0 | 0
2011 | CAN | MRO | - | SaskPower | 1b | Estimated Diversity |  | 0 | 0 | 0 | 0 | 0 | 0 | 0 | 0 | 0 | 0 | 0
2011 | CAN | MRO | - | SaskPower | 1c | Additions for non-member load (load served by non-registered LSE's in a region) |  | 0 | 0 | 0 | 0 | 0 | 0 | 0 | 0 | 0 | 0 | 0
2011 | CAN | MRO | - | SaskPower | 1d | Stand-by Load Under Contract (Normally served by behind the meter generation) |  | 0 | 0 | 0 | 0 | 0 | 0 | 0 | 0 | 0 | 0 | 0
2011 | CAN | MRO | - | SaskPower | 1e | Non-Controllable Demand-Side Demand Response |  | 0 | 0 | 0 | 0 | 0 | 0 | 0 | 0 | 0 | 0 | 0
2011 | CAN | MRO | - | SaskPower | 2 | Total Internal Demand | 2702 | 3045.0933 | 3117.4739 | 3260.2751 | 3387.883 | 3507 | 3596 | 3631 | 3666 | 3708 | 3757 | 3837
2011 | CAN | MRO | - | SaskPower | 2H1 | Load Forecast Uncertainty (Extreme Demand Factor) |  | 1.05 | 1.05 | 1.05 | 1.05 | 1.05 | 1.05 | 1.05 | 1.05 | 1.05 | 1.05 | 1.05
2011 | CAN | MRO | - | SaskPower | 2H | Total Internal Demand |  | 3197.348 | 3273.3476 | 3423.2889 | 3557.2771 | 3682.35 | 3775.8 | 3812.55 | 3849.3 | 3893.4 | 3944.85 | 4028.85
2011 | CAN | MRO | - | SaskPower | 2a | Supply-Side Direct Control Load Management | 91 | 91 | 91 | 91 | 91 | 91 | 91 | 91 | 91 | 91 | 91 | 91
2011 | CAN | MRO | - | SaskPower | 2b | Supply-Side Contractually Interruptible (Curtailable) | 0 | 0 | 0 | 0 | 0 | 0 | 0 | 0 | 0 | 0 | 0 | 0
2011 | CAN | MRO | - | SaskPower | 2c | Supply-Side Critical Peak-Pricing (CPP) with Control | 0 | 0 | 0 | 0 | 0 | 0 | 0 | 0 | 0 | 0 | 0 | 0
2011 | CAN | MRO | - | SaskPower | 2d | Supply-Side Load as a Capacity Resource | 0 | 0 | 0 | 0 | 0 | 0 | 0 | 0 | 0 | 0 | 0 | 0
2011 | CAN | MRO | - | SaskPower | 3 | Net Internal Demand | 2611 | 2954.0933 | 3026.4739 | 3169.2751 | 3296.883 | 3416 | 3505 | 3540 | 3575 | 3617 | 3666 | 3746
2011 | CAN | MRO | - | SaskPower | 4a | Demand Response used for Ancillary Services - Spinning Reserves | 0 | 0 | 0 | 0 | 0 | 0 | 0 | 0 | 0 | 0 | 0 | 0
2011 | CAN | MRO | - | SaskPower | 4b | Demand Response used for Ancillary Services - Non-Spinning Reserves | 0 | 0 | 0 | 0 | 0 | 0 | 0 | 0 | 0 | 0 | 0 | 0
2011 | CAN | MRO | - | SaskPower | 4c | Demand Response used for Regulation | 0 | 0 | 0 | 0 | 0 | 0 | 0 | 0 | 0 | 0 | 0 | 0
2011 | CAN | MRO | - | SaskPower | 4d | Demand Response used for Energy, Voluntary Services - Emergency | 0 | 0 | 0 | 0 | 0 | 0 | 0 | 0 | 0 | 0 | 0 | 0
2011 | CAN | MRO | - | SaskPower | 5 | TOTAL INTERNAL CAPACITY | 0 | 4091.2 | 4076 | 4055 | 4302 | 4560 | 4714 | 4684 | 4934 | 4934 | 4934 | 5214
2011 | CAN | MRO | - | SaskPower | 6 | EXISTING CAPACITY | 0 | 4091.2 | 4091.2 | 4091.2 | 4091.2 | 4091.2 | 4091.2 | 4091.2 | 4091.2 | 4091.2 | 4091.2 | 4091.2
2011 | CAN | MRO | - | SaskPower | 6a | Existing, Certain | 3578.22 | 3655.46 | 3655.46 | 3655.46 | 3655.46 | 3655.46 | 3655.46 | 3655.46 | 3655.46 | 3655.46 | 3655.46 | 3655.46
2011 | CAN | MRO | - | SaskPower | 6a1 | Wind Expected On-Peak | 17.12 | 19.76 | 19.76 | 19.76 | 19.76 | 19.76 | 19.76 | 19.76 | 19.76 | 19.76 | 19.76 | 19.76
2011 | CAN | MRO | - | SaskPower | 6a2 | Solar Expected On-Peak | 0 | 0 | 0 | 0 | 0 | 0 | 0 | 0 | 0 | 0 | 0 | 0
2011 | CAN | MRO | - | SaskPower | 6a3 | Hydro Expected On-Peak | 851.6 | 851.6 | 851.6 | 851.6 | 851.6 | 851.6 | 851.6 | 851.6 | 851.6 | 851.6 | 851.6 | 851.6
2011 | CAN | MRO | - | SaskPower | 6a4 | Biomass Expected On-Peak | 0 | 0 | 0 | 0 | 0 | 0 | 0 | 0 | 0 | 0 | 0 | 0
2011 | CAN | MRO | - | SaskPower | 6b | Existing, Other (Note: Enter the net expected value only) | 0 | 0 | 0 | 0 | 0 | 0 | 0 | 0 | 0 | 0 | 0 | 0
2011 | CAN | MRO | - | SaskPower | 6b1 | Wind Derate On-Peak | 154.08 | 177.84 | 177.84 | 177.84 | 177.84 | 177.84 | 177.84 | 177.84 | 177.84 | 177.84 | 177.84 | 177.84
2011 | CAN | MRO | - | SaskPower | 6b2 | Solar Derate On-Peak | 0 | 0 | 0 | 0 | 0 | 0 | 0 | 0 | 0 | 0 | 0 | 0
2011 | CAN | MRO | - | SaskPower | 6b3 | Hydro Derate On-Peak | 1.2 | 1.2 | 1.2 | 1.2 | 1.2 | 1.2 | 1.2 | 1.2 | 1.2 | 1.2 | 1.2 | 1.2
2011 | CAN | MRO | - | SaskPower | 6b4 | Biomass Derate On-Peak | 0 | 0 | 0 | 0 | 0 | 0 | 0 | 0 | 0 | 0 | 0 | 0
2011 | CAN | MRO | - | SaskPower | 6b5 | Transmission-Limited Resources | 0 | 0 | 0 | 0 | 0 | 0 | 0 | 0 | 0 | 0 | 0 | 0
2011 | CAN | MRO | - | SaskPower | 6b6 | All Other Derates | 148.5 | 165.7 | 165.7 | 165.7 | 165.7 | 165.7 | 165.7 | 165.7 | 165.7 | 165.7 | 165.7 | 165.7
2011 | CAN | MRO | - | SaskPower | 6b7 | Energy Only (Existing-Other) | 0 | 0 | 0 | 0 | 0 | 0 | 0 | 0 | 0 | 0 | 0 | 0
2011 | CAN | MRO | - | SaskPower | 6c | Existing, Inoperable (Note: Capacity reported on this line is not included in margin calculations) | 0 | 0 | 0 | 0 | 0 | 0 | 0 | 0 | 0 | 0 | 0 | 0
2011 | CAN | MRO | - | SaskPower | 6d | Total Supply-Side Demand Response | 91 | 91 | 91 | 91 | 91 | 91 | 91 | 91 | 91 | 91 | 91 | 91
2011 | CAN | MRO | - | SaskPower | 7 | FUTURE CAPACITY ADDITIONS |  | -107 | -128.4 | -191.4 | 55.6 | 138.1 | 314.1 | 356.1 | 606.1 | 606.1 | 606.1 | 854.1
2011 | CAN | MRO | - | SaskPower | 7a | Future, Planned (Note: Enter the net expected value only) |  | -107 | -128.4 | -191.4 | 55.6 | 138.1 | 314.1 | 356.1 | 606.1 | 606.1 | 606.1 | 854.1
2011 | CAN | MRO | - | SaskPower | 7a1 | Wind Expected On-Peak |  | 0 | 0 | 0 | 0 | 17.5 | 17.5 | 17.5 | 17.5 | 17.5 | 17.5 | 17.5
2011 | CAN | MRO | - | SaskPower | 7a2 | Wind Derate On-Peak |  | 0 | 0 | 0 | 0 | 157.5 | 157.5 | 157.5 | 157.5 | 157.5 | 157.5 | 157.5
2011 | CAN | MRO | - | SaskPower | 7a3 | Solar Expected On-Peak |  | 0 | 0 | 0 | 0 | 0 | 0 | 0 | 0 | 0 | 0 | 0
2011 | CAN | MRO | - | SaskPower | 7a4 | Solar Derate On-Peak |  | 0 | 0 | 0 | 0 | 0 | 0 | 0 | 0 | 0 | 0 | 0
2011 | CAN | MRO | - | SaskPower | 7a5 | Hydro Expected On-Peak |  | 0 | 0 | 0 | 0 | 0 | 0 | 42 | 292 | 292 | 292 | 292
2011 | CAN | MRO | - | SaskPower | 7a6 | Hydro Derate On-Peak |  | 0 | 0 | 0 | 0 | 0 | 0 | 0 | 0 | 0 | 0 | 0
2011 | CAN | MRO | - | SaskPower | 7a7 | Biomass Expected On-Peak |  | 0 | 0 | 0 | 0 | 0 | 0 | 0 | 0 | 0 | 0 | 0
2011 | CAN | MRO | - | SaskPower | 7a8 | Biomass Derate On-Peak |  | 0 | 0 | 0 | 0 | 0 | 0 | 0 | 0 | 0 | 0 | 0
2011 | CAN | MRO | - | SaskPower | 7a9 | Transmission-Limited Resources |  | 0 | 0 | 0 | 0 | 0 | 0 | 0 | 0 | 0 | 0 | 0
2011 | CAN | MRO | - | SaskPower | 7a10 | Scheduled Outage - Maintenance |  | -107 | -96 | 138 | -108 | 126 | -72 | 0 | 0 | 0 | 0 | 0
2011 | CAN | MRO | - | SaskPower | 7a11 | All Other Derates |  | 0 | 17.2 | 17.2 | 47.2 | 47.2 | 79.2 | 79.2 | 79.2 | 79.2 | 79.2 | 111.2
2011 | CAN | MRO | - | SaskPower | 7a12 | Energy Only |  | 0 | 0 | 0 | 0 | 0 | 0 | 0 | 0 | 0 | 0 | 0
2011 | CAN | MRO | - | SaskPower | 7b | Future, Other (Note: Enter the net expected value only) |  | 0 | 0 | 0 | 0 | 0 | 0 | 0 | 0 | 0 | 0 | 0
2011 | CAN | MRO | - | SaskPower | 7b1 | Wind Expected On-Peak |  | 0 | 0 | 0 | 0 | 0 | 0 | 0 | 0 | 0 | 0 | 0
2011 | CAN | MRO | - | SaskPower | 7b2 | Wind Derate On-Peak |  | 0 | 0 | 0 | 0 | 0 | 0 | 0 | 0 | 0 | 0 | 0
2011 | CAN | MRO | - | SaskPower | 7b3 | Solar Expected On-Peak |  | 0 | 0 | 0 | 0 | 0 | 0 | 0 | 0 | 0 | 0 | 0
2011 | CAN | MRO | - | SaskPower | 7b4 | Solar Derate On-Peak |  | 0 | 0 | 0 | 0 | 0 | 0 | 0 | 0 | 0 | 0 | 0
2011 | CAN | MRO | - | SaskPower | 7b5 | Hydro Expected On-Peak |  | 0 | 0 | 0 | 0 | 0 | 0 | 0 | 0 | 0 | 0 | 0
2011 | CAN | MRO | - | SaskPower | 7b6 | Hydro Derate On-Peak |  | 0 | 0 | 0 | 0 | 0 | 0 | 0 | 0 | 0 | 0 | 0
2011 | CAN | MRO | - | SaskPower | 7b7 | Biomass Expected On-Peak |  | 0 | 0 | 0 | 0 | 0 | 0 | 0 | 0 | 0 | 0 | 0
2011 | CAN | MRO | - | SaskPower | 7b8 | Biomass Derate On-Peak |  | 0 | 0 | 0 | 0 | 0 | 0 | 0 | 0 | 0 | 0 | 0
2011 | CAN | MRO | - | SaskPower | 7b9 | Transmission-Limited Resources |  | 0 | 0 | 0 | 0 | 0 | 0 | 0 | 0 | 0 | 0 | 0
2011 | CAN | MRO | - | SaskPower | 7b10 | Scheduled Outage - Maintenance |  | 0 | 0 | 0 | 0 | 0 | 0 | 0 | 0 | 0 | 0 | 0
2011 | CAN | MRO | - | SaskPower | 7b11 | All Other Derates |  | 0 | 0 | 0 | 0 | 0 | 0 | 0 | 0 | 0 | 0 | 0
2011 | CAN | MRO | - | SaskPower | 7b12 | Energy Only |  | 0 | 0 | 0 | 0 | 0 | 0 | 0 | 0 | 0 | 0 | 0
2011 | CAN | MRO | - | SaskPower | 8 | Conceptual (Note: Enter the net expected value only) |  | 0 | 0 | 0 | 0 | 0 | 0 | 0 | 0 | 0 | 0 | 0
2011 | CAN | MRO | - | SaskPower | 8a1 | Wind Expected On-Peak |  | 0 | 0 | 0 | 0 | 0 | 0 | 0 | 0 | 0 | 0 | 0
2011 | CAN | MRO | - | SaskPower | 8a2 | Wind Derate On-Peak |  | 0 | 0 | 0 | 0 | 0 | 0 | 0 | 0 | 0 | 0 | 0
2011 | CAN | MRO | - | SaskPower | 8a3 | Solar Expected On-Peak |  | 0 | 0 | 0 | 0 | 0 | 0 | 0 | 0 | 0 | 0 | 0
2011 | CAN | MRO | - | SaskPower | 8a4 | Solar Derate On-Peak |  | 0 | 0 | 0 | 0 | 0 | 0 | 0 | 0 | 0 | 0 | 0
2011 | CAN | MRO | - | SaskPower | 8a5 | Hydro Expected On-Peak |  | 0 | 0 | 0 | 0 | 0 | 0 | 0 | 0 | 0 | 0 | 0
2011 | CAN | MRO | - | SaskPower | 8a6 | Hydro Derate On-Peak |  | 0 | 0 | 0 | 0 | 0 | 0 | 0 | 0 | 0 | 0 | 0
2011 | CAN | MRO | - | SaskPower | 8a7 | Biomass Expected On-Peak |  | 0 | 0 | 0 | 0 | 0 | 0 | 0 | 0 | 0 | 0 | 0
2011 | CAN | MRO | - | SaskPower | 8a8 | Biomass Derate On-Peak |  | 0 | 0 | 0 | 0 | 0 | 0 | 0 | 0 | 0 | 0 | 0
2011 | CAN | MRO | - | SaskPower | 8a9 | All Other Derates |  | 0 | 0 | 0 | 0 | 0 | 0 | 0 | 0 | 0 | 0 | 0
2011 | CAN | MRO | - | SaskPower | 8a10 | Energy Only |  | 0 | 0 | 0 | 0 | 0 | 0 | 0 | 0 | 0 | 0 | 0
2011 | CAN | MRO | - | SaskPower | 9 | ANTICIPATED INTERNAL CAPACITY | 3669.22 | 3639.46 | 3618.06 | 3555.06 | 3802.06 | 3884.56 | 4060.56 | 4102.56 | 4352.56 | 4352.56 | 4352.56 | 4600.56
2011 | CAN | MRO | - | SaskPower | 10 | CAPACITY TRANSACTIONS - IMPORTS | 0 | 0 | 0 | 0 | 0 | 0 | 0 | 0 | 0 | 0 | 0 | 0
2011 | CAN | MRO | - | SaskPower | 10a | Firm (Note: The sum of 10a1 and 10a2 must be ≤ 10a) | 0 | 0 | 0 | 0 | 0 | 0 | 0 | 0 | 0 | 0 | 0 | 0
2011 | CAN | MRO | - | SaskPower | 10a1 | Full-Responsibility Purchases | 0 | 0 | 0 | 0 | 0 | 0 | 0 | 0 | 0 | 0 | 0 | 0
2011 | CAN | MRO | - | SaskPower | 10a2 | Owned Capacity/Entitlement Located Outside the Region/Subregion | 0 | 0 | 0 | 0 | 0 | 0 | 0 | 0 | 0 | 0 | 0 | 0
2011 | CAN | MRO | - | SaskPower | 10b | Non-firm | 0 |  | 0 | 0 | 0 | 0 | 0 | 0 | 0 | 0 | 0 | 0
2011 | CAN | MRO | - | SaskPower | 10c | Expected (Note: The sum of 10c1 and 10c2 must be ≤ 10c) |  | 0 | 0 | 0 | 0 | 0 | 0 | 0 | 0 | 0 | 0 | 0
2011 | CAN | MRO | - | SaskPower | 10c1 | Full-Responsibility Purchases |  | 0 | 0 | 0 | 0 | 0 | 0 | 0 | 0 | 0 | 0 | 0
2011 | CAN | MRO | - | SaskPower | 10c2 | Owned Capacity/Entitlement Located Outside the Region/Subregion |  | 0 | 0 | 0 | 0 | 0 | 0 | 0 | 0 | 0 | 0 | 0
2011 | CAN | MRO | - | SaskPower | 10d | Provisional – transactions under study, but negotiations have not begun. |  | 0 | 0 | 0 | 0 | 0 | 0 | 0 | 0 | 0 | 0 | 0
2011 | CAN | MRO | - | SaskPower | 11 | CAPACITY TRANSACTIONS - EXPORTS | 50 | 50 | 0 | 0 | 0 | 0 | 0 | 0 | 0 | 0 | 0 | 0
2011 | CAN | MRO | - | SaskPower | 11a | Firm (Note: The sum of 11a1 and 11a2 must be ≤ 11a) | 50 | 50 | 0 | 0 | 0 | 0 | 0 | 0 | 0 | 0 | 0 | 0
2011 | CAN | MRO | - | SaskPower | 11a1 | Full-Responsibility Purchases | 50 | 50 | 0 | 0 | 0 | 0 | 0 | 0 | 0 | 0 | 0 | 0
2011 | CAN | MRO | - | SaskPower | 11a2 | Owned Capacity/Entitlement Located Outside the Region/Subregion | 0 | 0 | 0 | 0 | 0 | 0 | 0 | 0 | 0 | 0 | 0 | 0
2011 | CAN | MRO | - | SaskPower | 11b | Non-firm | 0 |  | 0 | 0 | 0 | 0 | 0 | 0 | 0 | 0 | 0 | 0
2011 | CAN | MRO | - | SaskPower | 11c | Expected (Note: The sum of 11c1 and 11c2 must be ≤ 11c) |  | 0 | 0 | 0 | 0 | 0 | 0 | 0 | 0 | 0 | 0 | 0
2011 | CAN | MRO | - | SaskPower | 11c1 | Full-Responsibility Purchases |  | 0 | 0 | 0 | 0 | 0 | 0 | 0 | 0 | 0 | 0 | 0
2011 | CAN | MRO | - | SaskPower | 11c2 | Owned Capacity/Entitlement Located Outside the Region/Subregion |  | 0 | 0 | 0 | 0 | 0 | 0 | 0 | 0 | 0 | 0 | 0
2011 | CAN | MRO | - | SaskPower | 11d | Provisional – transactions under study, but negotiations have not begun. |  | 0 | 0 | 0 | 0 | 0 | 0 | 0 | 0 | 0 | 0 | 0
2011 | CAN | MRO | - | SaskPower | 12 | EXISTING, CERTAIN CAPACITY & NET FIRM TRANSACTIONS | 3619.22 | 3696.46 | 3746.46 | 3746.46 | 3746.46 | 3746.46 | 3746.46 | 3746.46 | 3746.46 | 3746.46 | 3746.46 | 3746.46
2011 | CAN | MRO | - | SaskPower | 13 | ANTICIPATED CAPACITY RESOURCES |  | 3589.46 | 3618.06 | 3555.06 | 3802.06 | 3884.56 | 4060.56 | 4102.56 | 4352.56 | 4352.56 | 4352.56 | 4600.56
2011 | CAN | MRO | - | SaskPower | 14 | PROSPECTIVE CAPACITY RESOURCES |  | 3589.46 | 3618.06 | 3555.06 | 3802.06 | 3884.56 | 4060.56 | 4102.56 | 4352.56 | 4352.56 | 4352.56 | 4600.56
2011 | CAN | MRO | - | SaskPower | 15 | TOTAL POTENTIAL CAPACITY RESOURCES |  | 3589.46 | 3618.06 | 3555.06 | 3802.06 | 3884.56 | 4060.56 | 4102.56 | 4352.56 | 4352.56 | 4352.56 | 4600.56
2011 | CAN | MRO | - | SaskPower | 15a | ADJUSTED POTENTIAL CAPACITY RESOURCES |  | 3589.46 | 3618.06 | 3555.06 | 3802.06 | 3884.56 | 4060.56 | 4102.56 | 4352.56 | 4352.56 | 4352.56 | 4600.56
2011 | CAN | MRO | - | SaskPower | 16a | Confidence of Future, Other (7b), using reasonable judgement |  | 0 | 0 | 0 | 0 | 0 | 0 | 0 | 0 | 0 | 0 | 0
2011 | CAN | MRO | - | SaskPower | 16b | Net Future, Other Resources After Confidence Percentage Is Applied |  | 0 | 0 | 0 | 0 | 0 | 0 | 0 | 0 | 0 | 0 | 0
2011 | CAN | MRO | - | SaskPower | 16c | Confidence of Conceptual (8), using reasonable judgement |  | 0 | 0 | 0 | 0 | 0 | 0 | 0 | 0 | 0 | 0 | 0
2011 | CAN | MRO | - | SaskPower | 16d | Net Conceptual Resources After Confidence Percentage Is Applied |  | 0 | 0 | 0 | 0 | 0 | 0 | 0 | 0 | 0 | 0 | 0
2011 | CAN | MRO | - | SaskPower | 17 | Region/Subregion Target Reserve Margin |  | 13% | 13% | 13% | 13% | 13% | 13% | 13% | 13% | 13% | 13% | 13%
2011 | CAN | MRO | - | SaskPower | 18 | Existing Certain and Net Firm Transactions Reserve Margin |  | 21.39% | 20.18% | 14.91% | 10.58% | 6.828% | 4.184% | 3.18% | 2.195% | 1.037% | -0.2805% | -2.36%
2011 | CAN | MRO | - | SaskPower | 19 | Anticipated Capacity Resources Reserve Margin |  | 17.88% | 16.06% | 9.042% | 12.23% | 10.77% | 12.92% | 12.99% | 18.73% | 17.38% | 15.85% | 19.9%
2011 | CAN | MRO | - | SaskPower | 20 | Prospective Capacity Resources Reserve Margin |  | 17.88% | 16.06% | 9.042% | 12.23% | 10.77% | 12.92% | 12.99% | 18.73% | 17.38% | 15.85% | 19.9%
2011 | CAN | MRO | - | SaskPower | 21 | Total Potential Resources Reserve Margin |  | 17.88% | 16.06% | 9.042% | 12.23% | 10.77% | 12.92% | 12.99% | 18.73% | 17.38% | 15.85% | 19.9%
2011 | CAN | MRO | - | SaskPower | 22 | Adjusted Potential Resources Reserve Margin |  | 17.88% | 16.06% | 9.042% | 12.23% | 10.77% | 12.92% | 12.99% | 18.73% | 17.38% | 15.85% | 19.9%
2011 | CAN | MRO | - | SaskPower | 23 | Total Baseline Installed Capacity | 161: 3882
2011 | CAN | MRO | - | SaskPower | 24 | Distributed or Other Capacity (Behind the Meter) < 1 MW
2011 | CAN | MRO | - | SaskPower | 25 | Distributed or Other Capacity (Behind the Meter) ≥ 1 MW
2011 | CAN | MRO | - | SaskPower | 26 | Capacity Total from EIA-860
2011 | CAN | NPCC | - | Maritimes | 1 | Unrestricted Non-coincident Peak Demand | 3599 | 3604 | 3642 | 3685 | 3705 | 3706 | 3686 | 3685 | 3672 | 3673 | 3673 | 3676
2011 | CAN | NPCC | - | Maritimes | 1a | New Conservation (Energy Efficiency) |  | 0 | 0 | 0 | 0 | 0 | 0 | 0 | 0 | 0 | 0 | 0
2011 | CAN | NPCC | - | Maritimes | 1b | Estimated Diversity |  | 0 | 0 | 0 | 0 | 0 | 0 | 0 | 0 | 0 | 0 | 0
2011 | CAN | NPCC | - | Maritimes | 1c | Additions for non-member load (load served by non-registered LSE's in a region) |  | 0 | 0 | 0 | 0 | 0 | 0 | 0 | 0 | 0 | 0 | 0
2011 | CAN | NPCC | - | Maritimes | 1d | Stand-by Load Under Contract (Normally served by behind the meter generation) |  | 0 | 0 | 0 | 0 | 0 | 0 | 0 | 0 | 0 | 0 | 0
2011 | CAN | NPCC | - | Maritimes | 1e | Non-Controllable Demand-Side Demand Response |  | 0 | 0 | 0 | 0 | 0 | 0 | 0 | 0 | 0 | 0 | 0
2011 | CAN | NPCC | - | Maritimes | 2 | Total Internal Demand | 3599 | 3604 | 3642 | 3685 | 3705 | 3706 | 3686 | 3685 | 3672 | 3673 | 3673 | 3676
2011 | CAN | NPCC | - | Maritimes | 2H1 | Load Forecast Uncertainty (Extreme Demand Factor)
2011 | CAN | NPCC | - | Maritimes | 2H | Total Internal Demand (High Case - 5%) |  | 3784.2 | 3824.1 | 3869.25 | 3890.25 | 3891.3 | 3870.3 | 3869.25 | 3855.6 | 3856.65 | 3856.65 | 3859.8
2011 | CAN | NPCC | - | Maritimes | 2a | Supply-Side Direct Control Load Management | 0 | 0 | 0 | 0 | 0 | 0 | 0 | 0 | 0 | 0 | 0 | 0
2011 | CAN | NPCC | - | Maritimes | 2b | Supply-Side Contractually Interruptible (Curtailable) | 475.6 | 401.8 | 377 | 374.8 | 370.5 | 365.2 | 359.7 | 354.1 | 348.5 | 343.5 | 338.7 | 334
2011 | CAN | NPCC | - | Maritimes | 2c | Supply-Side Critical Peak-Pricing (CPP) with Control | 0 | 0 | 0 | 0 | 0 | 0 | 0 | 0 | 0 | 0 | 0 | 0
2011 | CAN | NPCC | - | Maritimes | 2d | Supply-Side Load as a Capacity Resource | 0 | 0 | 0 | 0 | 0 | 0 | 0 | 0 | 0 | 0 | 0 | 0
2011 | CAN | NPCC | - | Maritimes | 3 | Net Internal Demand | 3123.4 | 3202.2 | 3265 | 3310.2 | 3334.5 | 3340.8 | 3326.3 | 3330.9 | 3323.5 | 3329.5 | 3334.3 | 3342
2011 | CAN | NPCC | - | Maritimes | 4a | Demand Response used for Ancillary Services - Spinning Reserves | 0 | 0 | 0 | 0 | 0 | 0 | 0 | 0 | 0 | 0 | 0 | 0
2011 | CAN | NPCC | - | Maritimes | 4b | Demand Response used for Ancillary Services - Non-Spinning Reserves | 0 | 0 | 0 | 0 | 0 | 0 | 0 | 0 | 0 | 0 | 0 | 0
2011 | CAN | NPCC | - | Maritimes | 4c | Demand Response used for Regulation | 0 | 0 | 0 | 0 | 0 | 0 | 0 | 0 | 0 | 0 | 0 | 0
2011 | CAN | NPCC | - | Maritimes | 4d | Demand Response used for Energy, Voluntary Services - Emergency | 0 | 0 | 0 | 0 | 0 | 0 | 0 | 0 | 0 | 0 | 0 | 0
2011 | CAN | NPCC | - | Maritimes | 5 | TOTAL INTERNAL CAPACITY | 7901.14 | 8016.44 | 7692.64 | 7719.49 | 7729.39 | 7812.09 | 7836.59 | 7860.99 | 7875.39 | 7870.39 | 7865.59 | 7860.89
2011 | CAN | NPCC | - | Maritimes | 6 | EXISTING CAPACITY | 7901.14 | 7967.44 | 7942.64 | 7940.44 | 7936.14 | 7930.84 | 7925.34 | 7919.74 | 7914.14 | 7909.14 | 7904.34 | 7899.64
2011 | CAN | NPCC | - | Maritimes | 6a | Existing, Certain | 6166.39 | 6132.8 | 6132.8 | 6132.8 | 6132.8 | 6132.8 | 6132.8 | 6132.8 | 6132.8 | 6132.8 | 6132.8 | 6132.8
2011 | CAN | NPCC | - | Maritimes | 6a1 | Wind Expected On-Peak | 121.58 | 168.54 | 168.54 | 168.54 | 168.54 | 168.54 | 168.54 | 168.54 | 168.54 | 168.54 | 168.54 | 168.54
2011 | CAN | NPCC | - | Maritimes | 6a2 | Solar Expected On-Peak | 0 | 0 | 0 | 0 | 0 | 0 | 0 | 0 | 0 | 0 | 0 | 0
2011 | CAN | NPCC | - | Maritimes | 6a3 | Hydro Expected On-Peak | 1328.67 | 1328.67 | 1328.67 | 1328.67 | 1328.67 | 1328.67 | 1328.67 | 1328.67 | 1328.67 | 1328.67 | 1328.67 | 1328.67
2011 | CAN | NPCC | - | Maritimes | 6a4 | Biomass Expected On-Peak | 150.17 | 96.4 | 96.4 | 96.4 | 96.4 | 96.4 | 96.4 | 96.4 | 96.4 | 96.4 | 96.4 | 96.4
2011 | CAN | NPCC | - | Maritimes | 6b | Existing, Other (Note: Enter the net expected value only) | 0 | 0 | 0 | 0 | 0 | 0 | 0 | 0 | 0 | 0 | 0 | 0
2011 | CAN | NPCC | - | Maritimes | 6b1 | Wind Derate On-Peak | 433.74 | 611.58 | 611.58 | 611.58 | 611.58 | 611.58 | 611.58 | 611.58 | 611.58 | 611.58 | 611.58 | 611.58
2011 | CAN | NPCC | - | Maritimes | 6b2 | Solar Derate On-Peak | 0 | 0 | 0 | 0 | 0 | 0 | 0 | 0 | 0 | 0 | 0 | 0
2011 | CAN | NPCC | - | Maritimes | 6b3 | Hydro Derate On-Peak | 1.9 | 1.9 | 1.9 | 1.9 | 1.9 | 1.9 | 1.9 | 1.9 | 1.9 | 1.9 | 1.9 | 1.9
2011 | CAN | NPCC | - | Maritimes | 6b4 | Biomass Derate On-Peak | 4.48 | 1.65 | 1.65 | 1.65 | 1.65 | 1.65 | 1.65 | 1.65 | 1.65 | 1.65 | 1.65 | 1.65
2011 | CAN | NPCC | - | Maritimes | 6b5 | Transmission-Limited Resources | 0 | 0 | 0 | 0 | 0 | 0 | 0 | 0 | 0 | 0 | 0 | 0
2011 | CAN | NPCC | - | Maritimes | 6b6 | All Other Derates | 819.03 | 817.71 | 817.71 | 817.71 | 817.71 | 817.71 | 817.71 | 817.71 | 817.71 | 817.71 | 817.71 | 817.71
2011 | CAN | NPCC | - | Maritimes | 6b7 | Energy Only (Existing-Other) | 0 | 0 | 0 | 0 | 0 | 0 | 0 | 0 | 0 | 0 | 0 | 0
2011 | CAN | NPCC | - | Maritimes | 6c | Existing, Inoperable (Note: Capacity reported on this line is not included in margin calculations) | 0 | 0 | 0 | 0 | 0 | 0 | 0 | 0 | 0 | 0 | 0 | 0
2011 | CAN | NPCC | - | Maritimes | 6d | Total Supply-Side Demand Response | 475.6 | 401.8 | 377 | 374.8 | 370.5 | 365.2 | 359.7 | 354.1 | 348.5 | 343.5 | 338.7 | 334
2011 | CAN | NPCC | - | Maritimes | 7 | FUTURE CAPACITY ADDITIONS |  | 49 | -250 | 448.804 | 454.004 | 490.204 | 493.204 | 496.204 | 498.204 | 498.204 | 498.204 | 498.204
2011 | CAN | NPCC | - | Maritimes | 7a | Future, Planned (Note: Enter the net expected value only) |  | 49 | -250 | 448.804 | 454.004 | 490.204 | 493.204 | 496.204 | 498.204 | 498.204 | 498.204 | 498.204
2011 | CAN | NPCC | - | Maritimes | 7a1 | Wind Expected On-Peak |  | 0 | 0 | 3.804 | 4.804 | 16.504 | 19.504 | 22.504 | 24.504 | 24.504 | 24.504 | 24.504
2011 | CAN | NPCC | - | Maritimes | 7a2 | Wind Derate On-Peak |  | 0 | 0 | 15.246 | 24.246 | 76.046 | 103.046 | 130.046 | 148.046 | 148.046 | 148.046 | 148.046
2011 | CAN | NPCC | - | Maritimes | 7a3 | Solar Expected On-Peak |  | 0 | 0 | 0 | 0 | 0 | 0 | 0 | 0 | 0 | 0 | 0
2011 | CAN | NPCC | - | Maritimes | 7a4 | Solar Derate On-Peak |  | 0 | 0 | 0 | 0 | 0 | 0 | 0 | 0 | 0 | 0 | 0
2011 | CAN | NPCC | - | Maritimes | 7a5 | Hydro Expected On-Peak |  | 0 | 0 | 0 | 4.2 | 4.2 | 4.2 | 4.2 | 4.2 | 4.2 | 4.2 | 4.2
2011 | CAN | NPCC | - | Maritimes | 7a6 | Hydro Derate On-Peak |  | 0 | 0 | 0 | 0 | 0 | 0 | 0 | 0 | 0 | 0 | 0
2011 | CAN | NPCC | - | Maritimes | 7a7 | Biomass Expected On-Peak |  | 0 | 0 | 10 | 10 | 34.5 | 34.5 | 34.5 | 34.5 | 34.5 | 34.5 | 34.5
2011 | CAN | NPCC | - | Maritimes | 7a8 | Biomass Derate On-Peak |  | 0 | 0 | 0 | 0 | 0 | 0 | 0 | 0 | 0 | 0 | 0
2011 | CAN | NPCC | - | Maritimes | 7a9 | Transmission-Limited Resources |  | 0 | 0 | 0 | 0 | 0 | 0 | 0 | 0 | 0 | 0 | 0
2011 | CAN | NPCC | - | Maritimes | 7a10 | Scheduled Outage - Maintenance |  | 0 | 0 | 0 | 0 | 0 | 0 | 0 | 0 | 0 | 0 | 0
2011 | CAN | NPCC | - | Maritimes | 7a11 | All Other Derates |  | 0 | 0 | 8 | 8 | 8 | 8 | 8 | 8 | 8 | 8 | 8
2011 | CAN | NPCC | - | Maritimes | 7a12 | Energy Only |  | 0 | 0 | 0 | 0 | 0 | 0 | 0 | 0 | 0 | 0 | 0
2011 | CAN | NPCC | - | Maritimes | 7b | Future, Other (Note: Enter the net expected value only) |  | 0 | 0 | 0 | 0 | 0 | 0 | 0 | 0 | 0 | 0 | 0
2011 | CAN | NPCC | - | Maritimes | 7b1 | Wind Expected On-Peak |  | 0 | 0 | 0 | 0 | 0 | 0 | 0 | 0 | 0 | 0 | 0
2011 | CAN | NPCC | - | Maritimes | 7b2 | Wind Derate On-Peak |  | 0 | 0 | 0 | 0 | 0 | 0 | 0 | 0 | 0 | 0 | 0
2011 | CAN | NPCC | - | Maritimes | 7b3 | Solar Expected On-Peak |  | 0 | 0 | 0 | 0 | 0 | 0 | 0 | 0 | 0 | 0 | 0
2011 | CAN | NPCC | - | Maritimes | 7b4 | Solar Derate On-Peak |  | 0 | 0 | 0 | 0 | 0 | 0 | 0 | 0 | 0 | 0 | 0
2011 | CAN | NPCC | - | Maritimes | 7b5 | Hydro Expected On-Peak |  | 0 | 0 | 0 | 0 | 0 | 0 | 0 | 0 | 0 | 0 | 0
2011 | CAN | NPCC | - | Maritimes | 7b6 | Hydro Derate On-Peak |  | 0 | 0 | 0 | 0 | 0 | 0 | 0 | 0 | 0 | 0 | 0
2011 | CAN | NPCC | - | Maritimes | 7b7 | Biomass Expected On-Peak |  | 0 | 0 | 0 | 0 | 0 | 0 | 0 | 0 | 0 | 0 | 0
2011 | CAN | NPCC | - | Maritimes | 7b8 | Biomass Derate On-Peak |  | 0 | 0 | 0 | 0 | 0 | 0 | 0 | 0 | 0 | 0 | 0
2011 | CAN | NPCC | - | Maritimes | 7b9 | Transmission-Limited Resources |  | 0 | 0 | 0 | 0 | 0 | 0 | 0 | 0 | 0 | 0 | 0
2011 | CAN | NPCC | - | Maritimes | 7b10 | Scheduled Outage - Maintenance |  | 0 | 0 | 0 | 0 | 0 | 0 | 0 | 0 | 0 | 0 | 0
2011 | CAN | NPCC | - | Maritimes | 7b11 | All Other Derates |  | 0 | 0 | -693 | -693 | -693 | -693 | -693 | -693 | -693 | -693 | -693
2011 | CAN | NPCC | - | Maritimes | 7b12 | Energy Only |  | 0 | 0 | 0 | 0 | 0 | 0 | 0 | 0 | 0 | 0 | 0
2011 | CAN | NPCC | - | Maritimes | 8 | Conceptual (Note: Enter the net expected value only) |  | 0 | 2.86 | 11.44 | 11.44 | 11.44 | 11.44 | 11.44 | 11.44 | 11.44 | 11.44 | 11.44
2011 | CAN | NPCC | - | Maritimes | 8a1 | Wind Expected On-Peak |  | 0 | 2.86 | 11.44 | 11.44 | 11.44 | 11.44 | 11.44 | 11.44 | 11.44 | 11.44 | 11.44
2011 | CAN | NPCC | - | Maritimes | 8a2 | Wind Derate On-Peak |  | 0 | 7.14 | 28.56 | 28.56 | 28.56 | 28.56 | 28.56 | 28.56 | 28.56 | 28.56 | 28.56
2011 | CAN | NPCC | - | Maritimes | 8a3 | Solar Expected On-Peak |  | 0 | 0 | 0 | 0 | 0 | 0 | 0 | 0 | 0 | 0 | 0
2011 | CAN | NPCC | - | Maritimes | 8a4 | Solar Derate On-Peak |  | 0 | 0 | 0 | 0 | 0 | 0 | 0 | 0 | 0 | 0 | 0
2011 | CAN | NPCC | - | Maritimes | 8a5 | Hydro Expected On-Peak |  | 0 | 0 | 0 | 0 | 0 | 0 | 0 | 0 | 0 | 0 | 0
2011 | CAN | NPCC | - | Maritimes | 8a6 | Hydro Derate On-Peak |  | 0 | 0 | 0 | 0 | 0 | 0 | 0 | 0 | 0 | 0 | 0
2011 | CAN | NPCC | - | Maritimes | 8a7 | Biomass Expected On-Peak |  | 0 | 0 | 0 | 0 | 0 | 0 | 0 | 0 | 0 | 0 | 0
2011 | CAN | NPCC | - | Maritimes | 8a8 | Biomass Derate On-Peak |  | 0 | 0 | 0 | 0 | 0 | 0 | 0 | 0 | 0 | 0 | 0
2011 | CAN | NPCC | - | Maritimes | 8a9 | All Other Derates |  | 0 | 0 | 0 | 0 | 0 | 0 | 0 | 0 | 0 | 0 | 0
2011 | CAN | NPCC | - | Maritimes | 8a10 | Energy Only |  | 0 | 0 | 0 | 0 | 0 | 0 | 0 | 0 | 0 | 0 | 0
2011 | CAN | NPCC | - | Maritimes | 9 | ANTICIPATED INTERNAL CAPACITY | 6641.99 | 6583.6 | 6259.8 | 6956.404 | 6957.304 | 6988.204 | 6985.704 | 6983.104 | 6979.504 | 6974.504 | 6969.704 | 6965.004
2011 | CAN | NPCC | - | Maritimes | 10 | CAPACITY TRANSACTIONS - IMPORTS | 0 | 0 | 0 | 0 | 0 | 0 | 0 | 0 | 0 | 0 | 0 | 0
2011 | CAN | NPCC | - | Maritimes | 10a | Firm (Note: The sum of 10a1 and 10a2 must be ≤ 10a) | 0 | 0 | 0 | 0 | 0 | 0 | 0 | 0 | 0 | 0 | 0 | 0
2011 | CAN | NPCC | - | Maritimes | 10a1 | Full-Responsibility Purchases | 0 | 160 | 0 | 0 | 0 | 0 | 0 | 0 | 0 | 0 | 0 | 0
2011 | CAN | NPCC | - | Maritimes | 10a2 | Owned Capacity/Entitlement Located Outside the Region/Subregion | 0 | 0 | 0 | 0 | 0 | 0 | 0 | 0 | 0 | 0 | 0 | 0
2011 | CAN | NPCC | - | Maritimes | 10b | Non-firm | 0 |  | 0 | 0 | 0 | 0 | 0 | 0 | 0 | 0 | 0 | 0
2011 | CAN | NPCC | - | Maritimes | 10c | Expected (Note: The sum of 10c1 and 10c2 must be ≤ 10c) |  | 0 | 0 | 0 | 0 | 0 | 0 | 0 | 0 | 0 | 0 | 0
2011 | CAN | NPCC | - | Maritimes | 10c1 | Full-Responsibility Purchases |  | 0 | 0 | 0 | 0 | 0 | 0 | 0 | 0 | 0 | 0 | 0
2011 | CAN | NPCC | - | Maritimes | 10c2 | Owned Capacity/Entitlement Located Outside the Region/Subregion |  | 0 | 0 | 0 | 0 | 0 | 0 | 0 | 0 | 0 | 0 | 0
2011 | CAN | NPCC | - | Maritimes | 10d | Provisional – transactions under study, but negotiations have not begun. |  | 0 | 0 | 0 | 0 | 0 | 0 | 0 | 0 | 0 | 0 | 0
2011 | CAN | NPCC | - | Maritimes | 11 | CAPACITY TRANSACTIONS - EXPORTS | 0 | 0 | 0 | 0 | 0 | 0 | 0 | 0 | 0 | 0 | 0 | 0
2011 | CAN | NPCC | - | Maritimes | 11a | Firm (Note: The sum of 11a1 and 11a2 must be ≤ 11a) | 0 | 0 | 0 | 0 | 0 | 0 | 0 | 0 | 0 | 0 | 0 | 0
2011 | CAN | NPCC | - | Maritimes | 11a1 | Full-Responsibility Purchases | 0 | 0 | 0 | 0 | 0 | 0 | 0 | 0 | 0 | 0 | 0 | 0
2011 | CAN | NPCC | - | Maritimes | 11a2 | Owned Capacity/Entitlement Located Outside the Region/Subregion | 0 | 0 | 0 | 0 | 0 | 0 | 0 | 0 | 0 | 0 | 0 | 0
2011 | CAN | NPCC | - | Maritimes | 11b | Non-firm | 0 |  | 0 | 0 | 0 | 0 | 0 | 0 | 0 | 0 | 0 | 0
2011 | CAN | NPCC | - | Maritimes | 11c | Expected (Note: The sum of 11c1 and 11c2 must be ≤ 11c) |  | 0 | 0 | 0 | 0 | 0 | 0 | 0 | 0 | 0 | 0 | 0
2011 | CAN | NPCC | - | Maritimes | 11c1 | Full-Responsibility Purchases |  | 0 | 0 | 0 | 0 | 0 | 0 | 0 | 0 | 0 | 0 | 0
2011 | CAN | NPCC | - | Maritimes | 11c2 | Owned Capacity/Entitlement Located Outside the Region/Subregion |  | 0 | 0 | 0 | 0 | 0 | 0 | 0 | 0 | 0 | 0 | 0
2011 | CAN | NPCC | - | Maritimes | 11d | Provisional – transactions under study, but negotiations have not begun. |  | 0 | 0 | 0 | 0 | 0 | 0 | 0 | 0 | 0 | 0 | 0
2011 | CAN | NPCC | - | Maritimes | 12 | EXISTING, CERTAIN CAPACITY & NET FIRM TRANSACTIONS | 6568.19 | 6534.6 | 6509.8 | 6507.6 | 6503.3 | 6498 | 6492.5 | 6486.9 | 6481.3 | 6476.3 | 6471.5 | 6466.8
2011 | CAN | NPCC | - | Maritimes | 13 | ANTICIPATED CAPACITY RESOURCES |  | 6583.6 | 6259.8 | 6956.404 | 6957.304 | 6988.204 | 6985.704 | 6983.104 | 6979.504 | 6974.504 | 6969.704 | 6965.004
2011 | CAN | NPCC | - | Maritimes | 14 | PROSPECTIVE CAPACITY RESOURCES |  | 6583.6 | 6259.8 | 6956.404 | 6957.304 | 6988.204 | 6985.704 | 6983.104 | 6979.504 | 6974.504 | 6969.704 | 6965.004
2011 | CAN | NPCC | - | Maritimes | 15 | TOTAL POTENTIAL CAPACITY RESOURCES |  | 6583.6 | 6262.66 | 6967.844 | 6968.744 | 6999.644 | 6997.144 | 6994.544 | 6990.944 | 6985.944 | 6981.144 | 6976.444
2011 | CAN | NPCC | - | Maritimes | 15a | ADJUSTED POTENTIAL CAPACITY RESOURCES |  | 6583.6 | 6259.8 | 6956.404 | 6957.304 | 6988.204 | 6985.704 | 6983.104 | 6979.504 | 6974.504 | 6969.704 | 6965.004
2011 | CAN | NPCC | - | Maritimes | 16a | Confidence of Future, Other (7b), using reasonable judgement |  | 0 | 0 | 0 | 0 | 0 | 0 | 0 | 0 | 0 | 0 | 0
2011 | CAN | NPCC | - | Maritimes | 16b | Net Future, Other Resources After Confidence Percentage Is Applied |  | 0 | 0 | 0 | 0 | 0 | 0 | 0 | 0 | 0 | 0 | 0
2011 | CAN | NPCC | - | Maritimes | 16c | Confidence of Conceptual (8), using reasonable judgement |  | 0 | 0 | 0 | 0 | 0 | 0 | 0 | 0 | 0 | 0 | 0
2011 | CAN | NPCC | - | Maritimes | 16d | Net Conceptual Resources After Confidence Percentage Is Applied |  | 0 | 0 | 0 | 0 | 0 | 0 | 0 | 0 | 0 | 0 | 0
2011 | CAN | NPCC | - | Maritimes | 17 | Region/Subregion Target Reserve Margin |  | 20% | 20% | 20% | 20% | 20% | 20% | 20% | 20% | 20% | 20% | 20%
2011 | CAN | NPCC | - | Maritimes | 18 | Existing Certain and Net Firm Transactions Reserve Margin |  | 81.32% | 78.74% | 76.6% | 75.53% | 75.34% | 76.14% | 76.04% | 76.51% | 76.32% | 76.19% | 75.92%
2011 | CAN | NPCC | - | Maritimes | 19 | Anticipated Capacity Resources Reserve Margin |  | 82.67% | 71.88% | 88.78% | 87.78% | 88.56% | 89.52% | 89.5% | 90.07% | 89.89% | 89.76% | 89.47%
2011 | CAN | NPCC | - | Maritimes | 20 | Prospective Capacity Resources Reserve Margin |  | 82.67% | 71.88% | 88.78% | 87.78% | 88.56% | 89.52% | 89.5% | 90.07% | 89.89% | 89.76% | 89.47%
2011 | CAN | NPCC | - | Maritimes | 21 | Total Potential Resources Reserve Margin |  | 82.67% | 71.96% | 89.09% | 88.09% | 88.87% | 89.83% | 89.81% | 90.39% | 90.2% | 90.07% | 89.78%
2011 | CAN | NPCC | - | Maritimes | 22 | Adjusted Potential Resources Reserve Margin |  | 82.67% | 71.88% | 88.78% | 87.78% | 88.56% | 89.52% | 89.5% | 90.07% | 89.89% | 89.76% | 89.47%
2011 | CAN | NPCC | - | Maritimes | 23 | Total Baseline Installed Capacity | 161: 7425.54
2011 | CAN | NPCC | - | Maritimes | 24 | Distributed or Other Capacity (Behind the Meter) < 1 MW
2011 | CAN | NPCC | - | Maritimes | 25 | Distributed or Other Capacity (Behind the Meter) ≥ 1 MW
2011 | CAN | NPCC | - | Maritimes | 26 | Capacity Total from EIA-860
2011 | US | NPCC | - | New England | 1 | Unrestricted Non-coincident Peak Demand | 27102 | 27550 | 28095 | 28525 | 28970 | 29380 | 29775 | 30155 | 30525 | 30875 | 31215 | 31558.7441
2011 | US | NPCC | - | New England | 1a | New Conservation (Energy Efficiency) |  | 0 | 0 | 0 | 0 | 0 | 0 | 0 | 0 | 0 | 0 | 0
2011 | US | NPCC | - | New England | 1b | Estimated Diversity |  | 0 | 0 | 0 | 0 | 0 | 0 | 0 | 0 | 0 | 0 | 0
2011 | US | NPCC | - | New England | 1c | Additions for non-member load (load served by non-registered LSE's in a region) |  | 0 | 0 | 0 | 0 | 0 | 0 | 0 | 0 | 0 | 0 | 0
2011 | US | NPCC | - | New England | 1d | Stand-by Load Under Contract (Normally served by behind the meter generation) |  | 0 | 0 | 0 | 0 | 0 | 0 | 0 | 0 | 0 | 0 | 0
2011 | US | NPCC | - | New England | 1e | Non-Controllable Demand-Side Demand Response |  | 0 | 0 | 0 | 0 | 0 | 0 | 0 | 0 | 0 | 0 | 0
2011 | US | NPCC | - | New England | 2 | Total Internal Demand | 27102 | 27550 | 28095 | 28525 | 28970 | 29380 | 29775 | 30155 | 30525 | 30875 | 31215 | 31558.7441
2011 | US | NPCC | - | New England | 2H1 | Load Forecast Uncertainty (Extreme Demand Factor)
2011 | US | NPCC | - | New England | 2H | Total Internal Demand |  | 0 | 0 | 0 | 0 | 0 | 0 | 0 | 0 | 0 | 0 | 0
2011 | US | NPCC | - | New England | 2a | Supply-Side Direct Control Load Management | 0 | 0 | 0 | 0 | 0 | 0 | 0 | 0 | 0 | 0 | 0 | 0
2011 | US | NPCC | - | New England | 2b | Supply-Side Contractually Interruptible (Curtailable) | 0 | 0 | 0 | 0 | 0 | 0 | 0 | 0 | 0 | 0 | 0 | 0
2011 | US | NPCC | - | New England | 2c | Supply-Side Critical Peak-Pricing (CPP) with Control | 0 | 0 | 0 | 0 | 0 | 0 | 0 | 0 | 0 | 0 | 0 | 0
2011 | US | NPCC | - | New England | 2d | Supply-Side Load as a Capacity Resource | 1824.0962 | 2035 | 2606.365 | 3003.072 | 3398.712 | 3398.712 | 3398.712 | 3398.712 | 3398.712 | 3398.712 | 3398.712 | 3398.712
2011 | US | NPCC | - | New England | 3 | Net Internal Demand | 25277.9038 | 25515 | 25488.635 | 25521.928 | 25571.288 | 25981.288 | 26376.288 | 26756.288 | 27126.288 | 27476.288 | 27816.288 | 28160.0321
2011 | US | NPCC | - | New England | 4a | Demand Response used for Ancillary Services - Spinning Reserves | 0 | 0 | 0 | 0 | 0 | 0 | 0 | 0 | 0 | 0 | 0 | 0
2011 | US | NPCC | - | New England | 4b | Demand Response used for Ancillary Services - Non-Spinning Reserves | 0 | 0 | 0 | 0 | 0 | 0 | 0 | 0 | 0 | 0 | 0 | 0
2011 | US | NPCC | - | New England | 4c | Demand Response used for Regulation | 0 | 0 | 0 | 0 | 0 | 0 | 0 | 0 | 0 | 0 | 0 | 0
2011 | US | NPCC | - | New England | 4d | Demand Response used for Energy, Voluntary Services - Emergency | 0 | 0 | 0 | 0 | 0 | 0 | 0 | 0 | 0 | 0 | 0 | 0
2011 | US | NPCC | - | New England | 5 | TOTAL INTERNAL CAPACITY | 34063.3222 | 34476.869 | 36060.369 | 36690.758 | 36685.596 | 36690.214 | 36694.832 | 36699.45 | 36704.068 | 36708.686 | 36713.304 | 36717.922
2011 | US | NPCC | - | New England | 6 | EXISTING CAPACITY | 161: 34063.3222; 161: 34476.869
2011 | US | NPCC | - | New England | 6a | Existing, Certain | 161: 30346.27; 161: 29590.226
2011 | US | NPCC | - | New England | 6a1 | Wind Expected On-Peak | 161: 5.431; 161: 25.946
2011 | US | NPCC | - | New England | 6a2 | Solar Expected On-Peak | 161: 0.003; 161: 0.072
2011 | US | NPCC | - | New England | 6a3 | Hydro Expected On-Peak | 161: 1503.911; 161: 1349.121
2011 | US | NPCC | - | New England | 6a4 | Biomass Expected On-Peak | 161: 912.774; 161: 902.045
2011 | US | NPCC | - | New England | 6b | Existing, Other (Note: Enter the net expected value only) | 161: 208.8; 161: 2226.775
2011 | US | NPCC | - | New England | 6b1 | Wind Derate On-Peak | 161: 96.629; 161: 90.065
2011 | US | NPCC | - | New England | 6b2 | Solar Derate On-Peak | 161: 0; 161: 0.085
2011 | US | NPCC | - | New England | 6b3 | Hydro Derate On-Peak | 161: 382.887; 161: 466.918
2011 | US | NPCC | - | New England | 6b4 | Biomass Derate On-Peak | 161: 54.079; 161: 0
2011 | US | NPCC | - | New England | 6b5 | Transmission-Limited Resources | 161: 0; 161: 0
2011 | US | NPCC | - | New England | 6b6 | All Other Derates | 161: 1150.561; 161: 67.8
2011 | US | NPCC | - | New England | 6b7 | Energy Only (Existing-Other) | 161: 208.759; 161: 25.541
2011 | US | NPCC | - | New England | 6c | Existing, Inoperable (Note: Capacity reported on this line is not included in margin calculations) | 161: 0; 161: 0
2011 | US | NPCC | - | New England | 6d | Total Supply-Side Demand Response | 1824.0962 | 2035 | 2606.365 | 3003.072 | 3398.712 | 3398.712 | 3398.712 | 3398.712 | 3398.712 | 3398.712 | 3398.712 | 3398.712
2011 | US | NPCC | - | New England | 7 | FUTURE CAPACITY ADDITIONS |  | 0 | 771.635 | 895.94 | 437.038 | 437.038 | 437.038 | 437.038 | 437.038 | 437.038 | 437.038 | 437.038
2011 | US | NPCC | - | New England | 7a | Future, Planned (Note: Enter the net expected value only) |  | 0 | -887.817 | -878.235 | -344.941 | -344.941 | -344.941 | -344.941 | -344.941 | -344.941 | -344.941 | -344.941
2011 | US | NPCC | - | New England | 7a1 | Wind Expected On-Peak |  | 0 | 62.931 | 82.095 | 100.013 | 100.013 | 100.013 | 100.013 | 100.013 | 100.013 | 100.013 | 100.013
2011 | US | NPCC | - | New England | 7a2 | Wind Derate On-Peak |  | 0 | 240.5 | 342.95 | 395.28 | 395.28 | 395.28 | 395.28 | 395.28 | 395.28 | 395.28 | 395.28
2011 | US | NPCC | - | New England | 7a3 | Solar Expected On-Peak |  | 0 | 0.016 | 1.302 | 1.304 | 1.304 | 1.304 | 1.304 | 1.304 | 1.304 | 1.304 | 1.304
2011 | US | NPCC | - | New England | 7a4 | Solar Derate On-Peak |  | 0 | 0 | 2.145 | 2.145 | 2.145 | 2.145 | 2.145 | 2.145 | 2.145 | 2.145 | 2.145
2011 | US | NPCC | - | New England | 7a5 | Hydro Expected On-Peak |  | 0 | 9.98 | -31.863 | 66.56 | 66.56 | 66.56 | 66.56 | 66.56 | 66.56 | 66.56 | 66.56
2011 | US | NPCC | - | New England | 7a6 | Hydro Derate On-Peak |  | 0 | 0 | 0.164 | 0.164 | 0.164 | 0.164 | 0.164 | 0.164 | 0.164 | 0.164 | 0.164
2011 | US | NPCC | - | New England | 7a7 | Biomass Expected On-Peak |  | 0 | 46.762 | 104.955 | 122.891 | 122.891 | 122.891 | 122.891 | 122.891 | 122.891 | 122.891 | 122.891
2011 | US | NPCC | - | New England | 7a8 | Biomass Derate On-Peak |  | 0 | 0 | 0 | 0 | 0 | 0 | 0 | 0 | 0 | 0 | 0
2011 | US | NPCC | - | New England | 7a9 | Transmission-Limited Resources |  | 0 | 0 | 0 | 0 | 0 | 0 | 0 | 0 | 0 | 0 | 0
2011 | US | NPCC | - | New England | 7a10 | Scheduled Outage - Maintenance |  | 0 | 0 | 0 | 0 | 0 | 0 | 0 | 0 | 0 | 0 | 0
2011 | US | NPCC | - | New England | 7a11 | All Other Derates |  | 0 | 0 | 4.618 | 10.388 | 15.006 | 19.624 | 24.242 | 28.86 | 33.478 | 38.096 | 42.714
2011 | US | NPCC | - | New England | 7a12 | Energy Only |  | 0 | 0 | 0 | 0 | 0 | 0 | 0 | 0 | 0 | 0 | 0
2011 | US | NPCC | - | New England | 7b | Future, Other (Note: Enter the net expected value only) |  | 0 | 1659.452 | 1774.175 | 781.979 | 781.979 | 781.979 | 781.979 | 781.979 | 781.979 | 781.979 | 781.979
2011 | US | NPCC | - | New England | 7b1 | Wind Expected On-Peak |  | 0 | 19.674 | 36.081 | 42.862 | 42.862 | 42.862 | 42.862 | 42.862 | 42.862 | 42.862 | 42.862
2011 | US | NPCC | - | New England | 7b2 | Wind Derate On-Peak |  | 0 | 71.91 | 71.91 | 71.91 | 71.91 | 71.91 | 71.91 | 71.91 | 71.91 | 71.91 | 71.91
2011 | US | NPCC | - | New England | 7b3 | Solar Expected On-Peak |  | 0 | -1.372 | 1.927 | 5.22 | 5.22 | 5.22 | 5.22 | 5.22 | 5.22 | 5.22 | 5.22
2011 | US | NPCC | - | New England | 7b4 | Solar Derate On-Peak |  | 0 | 0 | 0 | 0 | 0 | 0 | 0 | 0 | 0 | 0 | 0
2011 | US | NPCC | - | New England | 7b5 | Hydro Expected On-Peak |  | 0 | 492.127 | 255.28 | 171.316 | 171.316 | 171.316 | 171.316 | 171.316 | 171.316 | 171.316 | 171.316
2011 | US | NPCC | - | New England | 7b6 | Hydro Derate On-Peak |  | 0 | 0 | 0 | 0 | 0 | 0 | 0 | 0 | 0 | 0 | 0
2011 | US | NPCC | - | New England | 7b7 | Biomass Expected On-Peak |  | 0 | 81.998 | 72.59 | 71.114 | 71.114 | 71.114 | 71.114 | 71.114 | 71.114 | 71.114 | 71.114
2011 | US | NPCC | - | New England | 7b8 | Biomass Derate On-Peak |  | 0 | 0 | 0 | 0 | 0 | 0 | 0 | 0 | 0 | 0 | 0
2011 | US | NPCC | - | New England | 7b9 | Transmission-Limited Resources |  | 0 | 0 | 0 | 0 | 0 | 0 | 0 | 0 | 0 | 0 | 0
2011 | US | NPCC | - | New England | 7b10 | Scheduled Outage - Maintenance |  | 0 | 0 | 0 | 0 | 0 | 0 | 0 | 0 | 0 | 0 | 0
2011 | US | NPCC | - | New England | 7b11 | All Other Derates |  | 0 | 0 | 0 | 0 | 0 | 0 | 0 | 0 | 0 | 0 | 0
2011 | US | NPCC | - | New England | 7b12 | Energy Only |  | 0 | 18.09 | 18.09 | 18.09 | 18.09 | 18.09 | 18.09 | 18.09 | 18.09 | 18.09 | 18.09
2011 | US | NPCC | - | New England | 8 | Conceptual (Note: Enter the net expected value only) |  | 147 | 506 | 1818 | 4467 | 5207 | 6428 | 6428 | 6428 | 6428 | 6428 | 6428
2011 | US | NPCC | - | New England | 8a1 | Wind Expected On-Peak |  | 0 | 54 | 1181 | 1759 | 1989 | 2525 | 2525 | 2525 | 2525 | 2525 | 2525
2011 | US | NPCC | - | New England | 8a2 | Wind Derate On-Peak |  | 0 | 0 | 0 | 0 | 0 | 0 | 0 | 0 | 0 | 0 | 0
2011 | US | NPCC | - | New England | 8a3 | Solar Expected On-Peak |  | 0 | 0 | 0 | 0 | 0 | 0 | 0 | 0 | 0 | 0 | 0
2011 | US | NPCC | - | New England | 8a4 | Solar Derate On-Peak |  | 0 | 0 | 0 | 0 | 0 | 0 | 0 | 0 | 0 | 0 | 0
2011 | US | NPCC | - | New England | 8a5 | Hydro Expected On-Peak |  | 7 | 33 | 33 | 33 | 33 | 33 | 33 | 33 | 33 | 33 | 33
2011 | US | NPCC | - | New England | 8a6 | Hydro Derate On-Peak |  | 0 | 0 | 0 | 0 | 0 | 0 | 0 | 0 | 0 | 0 | 0
2011 | US | NPCC | - | New England | 8a7 | Biomass Expected On-Peak |  | 0 | 53 | 202 | 302 | 302 | 357 | 357 | 357 | 357 | 357 | 357
2011 | US | NPCC | - | New England | 8a8 | Biomass Derate On-Peak |  | 0 | 0 | 0 | 0 | 0 | 0 | 0 | 0 | 0 | 0 | 0
2011 | US | NPCC | - | New England | 8a9 | All Other Derates |  | 0 | 0 | 0 | 0 | 0 | 0 | 0 | 0 | 0 | 0 | 0
2011 | US | NPCC | - | New England | 8a10 | Energy Only |  | 0 | 0 | 0 | 0 | 0 | 0 | 0 | 0 | 0 | 0 | 0
2011 | US | NPCC | - | New England | 9 | ANTICIPATED INTERNAL CAPACITY | 32170.3662 | 31625.226 | 31308.774 | 31715.063 | 32643.997 | 32643.997 | 32643.997 | 32643.997 | 32643.997 | 32643.997 | 32643.997 | 32643.997
2011 | US | NPCC | - | New England | 10 | CAPACITY TRANSACTIONS - IMPORTS | 361 | 1236 | 1631 | 1746 | 1851.372 | 342 | 120 | 95 | 95 | 95 | 95 | 95
2011 | US | NPCC | - | New England | 10a | Firm (Note: The sum of 10a1 and 10a2 must be ≤ 10a) | 361 | 1236 | 1631 | 1746 | 1851.372 | 342 | 120 | 95 | 95 | 95 | 95 | 95
2011 | US | NPCC | - | New England | 10a1 | Full-Responsibility Purchases | 0 | 0 | 0 | 0 | 0 | 0 | 0 | 0 | 0 | 0 | 0 | 0
2011 | US | NPCC | - | New England | 10a2 | Owned Capacity/Entitlement Located Outside the Region/Subregion | 0 | 0 | 0 | 0 | 0 | 0 | 0 | 0 | 0 | 0 | 0 | 0
2011 | US | NPCC | - | New England | 10b | Non-firm | 0 |  | 0 | 0 | 0 | 0 | 0 | 0 | 0 | 0 | 0 | 0
2011 | US | NPCC | - | New England | 10c | Expected (Note: The sum of 10c1 and 10c2 must be ≤ 10c) |  | 0 | 0 | 0 | 0 | 0 | 0 | 0 | 0 | 0 | 0 | 0
2011 | US | NPCC | - | New England | 10c1 | Full-Responsibility Purchases |  | 0 | 0 | 0 | 0 | 0 | 0 | 0 | 0 | 0 | 0 | 0
2011 | US | NPCC | - | New England | 10c2 | Owned Capacity/Entitlement Located Outside the Region/Subregion |  | 0 | 0 | 0 | 0 | 0 | 0 | 0 | 0 | 0 | 0 | 0
2011 | US | NPCC | - | New England | 10d | Provisional – transactions under study, but negotiations have not begun. |  | 0 | 0 | 0 | 0 | 0 | 0 | 0 | 0 | 0 | 0 | 0
2011 | US | NPCC | - | New England | 11 | CAPACITY TRANSACTIONS - EXPORTS | 100 | 100 | 100 | 100 | 100 | 100 | 100 | 100 | 100 | 100 | 100 | 100
2011 | US | NPCC | - | New England | 11a | Firm (Note: The sum of 11a1 and 11a2 must be ≤ 11a) | 100 | 100 | 100 | 100 | 100 | 100 | 100 | 100 | 100 | 100 | 100 | 100
2011 | US | NPCC | - | New England | 11a1 | Full-Responsibility Purchases | 0 | 0 | 0 | 0 | 0 | 0 | 0 | 0 | 0 | 0 | 0 | 0
2011 | US | NPCC | - | New England | 11a2 | Owned Capacity/Entitlement Located Outside the Region/Subregion | 0 | 0 | 0 | 0 | 0 | 0 | 0 | 0 | 0 | 0 | 0 | 0
2011 | US | NPCC | - | New England | 11b | Non-firm | 0 |  | 0 | 0 | 0 | 0 | 0 | 0 | 0 | 0 | 0 | 0
2011 | US | NPCC | - | New England | 11c | Expected (Note: The sum of 11c1 and 11c2 must be ≤ 11c) |  | 0 | 0 | 0 | 0 | 0 | 0 | 0 | 0 | 0 | 0 | 0
2011 | US | NPCC | - | New England | 11c1 | Full-Responsibility Purchases |  | 0 | 0 | 0 | 0 | 0 | 0 | 0 | 0 | 0 | 0 | 0
2011 | US | NPCC | - | New England | 11c2 | Owned Capacity/Entitlement Located Outside the Region/Subregion |  | 0 | 0 | 0 | 0 | 0 | 0 | 0 | 0 | 0 | 0 | 0
2011 | US | NPCC | - | New England | 11d | Provisional – transactions under study, but negotiations have not begun. |  | 0 | 0 | 0 | 0 | 0 | 0 | 0 | 0 | 0 | 0 | 0
2011 | US | NPCC | - | New England | 12 | EXISTING, CERTAIN CAPACITY & NET FIRM TRANSACTIONS | 32431.3662 | 32761.226 | 33727.591 | 34239.298 | 34740.31 | 33230.938 | 33008.938 | 32983.938 | 32983.938 | 32983.938 | 32983.938 | 32983.938
2011 | US | NPCC | - | New England | 13 | ANTICIPATED CAPACITY RESOURCES |  | 32761.226 | 32839.774 | 33361.063 | 34395.369 | 32885.997 | 32663.997 | 32638.997 | 32638.997 | 32638.997 | 32638.997 | 32638.997
2011 | US | NPCC | - | New England | 14 | PROSPECTIVE CAPACITY RESOURCES |  | 34988.001 | 36726.001 | 37362.013 | 37404.123 | 35894.751 | 35672.751 | 35647.751 | 35647.751 | 35647.751 | 35647.751 | 35647.751
2011 | US | NPCC | - | New England | 15 | TOTAL POTENTIAL CAPACITY RESOURCES |  | 35135.001 | 37232.001 | 39180.013 | 41871.123 | 41101.751 | 42100.751 | 42075.751 | 42075.751 | 42075.751 | 42075.751 | 42075.751
2011 | US | NPCC | - | New England | 15a | ADJUSTED POTENTIAL CAPACITY RESOURCES |  | 35017.401 | 36827.201 | 37725.613 | 38297.523 | 36936.151 | 36958.351 | 36933.351 | 36933.351 | 36933.351 | 36933.351 | 36933.351
2011 | US | NPCC | - | New England | 16a | Confidence of Future, Other (7b), using reasonable judgement | [11 empty] | 1 | bar: 161 to 169
2011 | US | NPCC | - | New England | 16b | Net Future, Other Resources After Confidence Percentage Is Applied |  | 0 | 1659.452 | 1774.175 | 781.979 | 781.979 | 781.979 | 781.979 | 781.979 | 781.979 | 781.979 | 781.979
2011 | US | NPCC | - | New England | 16c | Confidence of Conceptual (8), using reasonable judgement |  | 0.2 | 0.2 | 0.2 | 0.2 | 0.2 | 0.2 | 0.2 | 0.2 | 0.2 | 0.2 | 0.2
2011 | US | NPCC | - | New England | 16d | Net Conceptual Resources After Confidence Percentage Is Applied |  | 29.4 | 101.2 | 363.6 | 893.4 | 1041.4 | 1285.6 | 1285.6 | 1285.6 | 1285.6 | 1285.6 | 1285.6
2011 | US | NPCC | - | New England | 17 | Region/Subregion Target Reserve Margin |  | 15% | 15% | 15% | 15% | 15% | 15% | 15% | 15% | 15% | 15% | 15%
2011 | US | NPCC | - | New England | 18 | Existing Certain and Net Firm Transactions Reserve Margin |  | 18.92% | 20.05% | 20.03% | 19.92% | 13.11% | 10.86% | 9.381% | 8.055% | 6.831% | 5.667% | 4.516%
2011 | US | NPCC | - | New England | 19 | Anticipated Capacity Resources Reserve Margin |  | 18.92% | 16.89% | 16.95% | 18.73% | 11.93% | 9.703% | 8.237% | 6.925% | 5.713% | 4.562% | 3.423%
2011 | US | NPCC | - | New England | 20 | Prospective Capacity Resources Reserve Margin |  | 27% | 30.72% | 30.98% | 29.11% | 22.17% | 19.81% | 18.22% | 16.78% | 15.46% | 14.2% | 12.96%
2011 | US | NPCC | - | New England | 21 | Total Potential Resources Reserve Margin |  | 27.53% | 32.52% | 37.35% | 44.53% | 39.9% | 41.4% | 39.53% | 37.84% | 36.28% | 34.79% | 33.33%
2011 | US | NPCC | - | New England | 22 | Adjusted Potential Resources Reserve Margin |  | 27.1% | 31.08% | 32.25% | 32.2% | 25.72% | 24.13% | 22.48% | 20.99% | 19.62% | 18.32% | 17.03%
2011 | US | NPCC | - | New England | 23 | Total Baseline Installed Capacity | 161: 32239.226
2011 | US | NPCC | - | New England | 24 | Distributed or Other Capacity (Behind the Meter) < 1 MW
2011 | US | NPCC | - | New England | 25 | Distributed or Other Capacity (Behind the Meter) ≥ 1 MW
2011 | US | NPCC | - | New England | 26 | Capacity Total from EIA-860
2011 | US | NPCC | - | New York | 1 | Unrestricted Non-coincident Peak Demand | 33452 | 33082 | 33935 | 34547 | 35080 | 35520 | 35973 | 36393 | 36830 | 37251 | 37690 | 38109
2011 | US | NPCC | - | New York | 1a | New Conservation (Energy Efficiency) |  | 370 | 753 | 1118 | 1477 | 1850 | 2237 | 2496 | 2666 | 2751 | 2866 | 2972
2011 | US | NPCC | - | New York | 1b | Estimated Diversity |  | 0 | 0 | 0 | 0 | 0 | 0 | 0 | 0 | 0 | 0 | 0
2011 | US | NPCC | - | New York | 1c | Additions for non-member load (load served by non-registered LSE's in a region) |  | 0 | 0 | 4 | 6 | 8 | 13 | 19 | 26 | 33 | 43 | 55
2011 | US | NPCC | - | New York | 1d | Stand-by Load Under Contract (Normally served by behind the meter generation) |  | 0 | 0 | 0 | 0 | 0 | 0 | 0 | 0 | 0 | 0 | 0
2011 | US | NPCC | - | New York | 1e | Non-Controllable Demand-Side Demand Response |  | 0 | 0 | 0 | 0 | 0 | 0 | 0 | 0 | 0 | 0 | 0
2011 | US | NPCC | - | New York | 2 | Total Internal Demand | 33452 | 32712 | 33182 | 33433 | 33609 | 33678 | 33749 | 33916 | 34190 | 34533 | 34867 | 35192
2011 | US | NPCC | - | New York | 2H1 | Load Forecast Uncertainty (Extreme Demand Factor) |  | 1.05 | 1.05 | 1.05 | 1.05 | 1.05 | 1.05 | 1.05 | 1.05 | 1.05 | 1.05 | 1.05
2011 | US | NPCC | - | New York | 2H | Total Internal Demand |  | 34347.6 | 34841.1 | 35104.65 | 35289.45 | 35361.9 | 35436.45 | 35611.8 | 35899.5 | 36259.65 | 36610.35 | 36951.6
2011 | US | NPCC | - | New York | 2a | Supply-Side Direct Control Load Management | 0 | 0 | 0 | 0 | 0 | 0 | 0 | 0 | 0 | 0 | 0 | 0
2011 | US | NPCC | - | New York | 2b | Supply-Side Contractually Interruptible (Curtailable) | 0 | 0 | 0 | 0 | 0 | 0 | 0 | 0 | 0 | 0 | 0 | 0
2011 | US | NPCC | - | New York | 2c | Supply-Side Critical Peak-Pricing (CPP) with Control | 0 | 0 | 0 | 0 | 0 | 0 | 0 | 0 | 0 | 0 | 0 | 0
2011 | US | NPCC | - | New York | 2d | Supply-Side Load as a Capacity Resource | 2498 | 2053 | 2053 | 2053 | 2053 | 2053 | 2053 | 2053 | 2053 | 2053 | 2053 | 2053
2011 | US | NPCC | - | New York | 3 | Net Internal Demand | 30954 | 30659 | 31129 | 31380 | 31556 | 31625 | 31696 | 31863 | 32137 | 32480 | 32814 | 33139
2011 | US | NPCC | - | New York | 4a | Demand Response used for Ancillary Services - Spinning Reserves | 0 | 0 | 0 | 0 | 0 | 0 | 0 | 0 | 0 | 0 | 0 | 0
2011 | US | NPCC | - | New York | 4b | Demand Response used for Ancillary Services - Non-Spinning Reserves | 0 | 0 | 0 | 0 | 0 | 0 | 0 | 0 | 0 | 0 | 0 | 0
2011 | US | NPCC | - | New York | 4c | Demand Response used for Regulation | 0 | 0 | 0 | 0 | 0 | 0 | 0 | 0 | 0 | 0 | 0 | 0
2011 | US | NPCC | - | New York | 4d | Demand Response used for Energy, Voluntary Services - Emergency | 166 | 166 | 166 | 166 | 166 | 166 | 166 | 166 | 166 | 166 | 166 | 166
2011 | US | NPCC | - | New York | 5 | TOTAL INTERNAL CAPACITY | 41063.89 | 41536.8322 | 42348.1322 | 44088.2722 | 44147.2722 | 45149.2722 | 45149.2722 | 45149.2722 | 45149.2722 | 45149.2722 | 45149.2722 | 45149.2722
2011 | US | NPCC | - | New York | 6 | EXISTING CAPACITY | 41063.89 | 40940.0322 | 40940.0322 | 40940.0322 | 40940.0322 | 40940.0322 | 40940.0322 | 40940.0322 | 40940.0322 | 40940.0322 | 40940.0322 | 40940.0322
2011 | US | NPCC | - | New York | 6a | Existing, Certain | 36961.7 | 37253.241 | 37253.241 | 37253.241 | 37253.241 | 37253.241 | 37253.241 | 37253.241 | 37253.241 | 37253.241 | 37253.241 | 37253.241
2011 | US | NPCC | - | New York | 6a1 | Wind Expected On-Peak | 133.32 | 131.13 | 131.13 | 131.13 | 131.13 | 131.13 | 131.13 | 131.13 | 131.13 | 131.13 | 131.13 | 131.13
2011 | US | NPCC | - | New York | 6a2 | Solar Expected On-Peak | 0 | 0 | 0 | 0 | 0 | 0 | 0 | 0 | 0 | 0 | 0 | 0
2011 | US | NPCC | - | New York | 6a3 | Hydro Expected On-Peak | 3191.9 | 3830.2377 | 3830.2377 | 3830.2377 | 3830.2377 | 3830.2377 | 3830.2377 | 3830.2377 | 3830.2377 | 3830.2377 | 3830.2377 | 3830.2377
2011 | US | NPCC | - | New York | 6a4 | Biomass Expected On-Peak | 413 | 359.9733 | 359.9733 | 359.9733 | 359.9733 | 359.9733 | 359.9733 | 359.9733 | 359.9733 | 359.9733 | 359.9733 | 359.9733
2011 | US | NPCC | - | New York | 6b | Existing, Other (Note: Enter the net expected value only) | 0 | 0 | 0 | 0 | 0 | 0 | 0 | 0 | 0 | 0 | 0 | 0
2011 | US | NPCC | - | New York | 6b1 | Wind Derate On-Peak | 1199.89 | 1180.17 | 1180.17 | 1180.17 | 1180.17 | 1180.17 | 1180.17 | 1180.17 | 1180.17 | 1180.17 | 1180.17 | 1180.17
2011 | US | NPCC | - | New York | 6b2 | Solar Derate On-Peak | 0 | 0 | 0 | 0 | 0 | 0 | 0 | 0 | 0 | 0 | 0 | 0
2011 | US | NPCC | - | New York | 6b3 | Hydro Derate On-Peak | 394 | 442.9945 | 442.9945 | 442.9945 | 442.9945 | 442.9945 | 442.9945 | 442.9945 | 442.9945 | 442.9945 | 442.9945 | 442.9945
2011 | US | NPCC | - | New York | 6b4 | Biomass Derate On-Peak | 10.3 | 10.6267 | 10.6267 | 10.6267 | 10.6267 | 10.6267 | 10.6267 | 10.6267 | 10.6267 | 10.6267 | 10.6267 | 10.6267
2011 | US | NPCC | - | New York | 6b5 | Transmission-Limited Resources | 0 | 0 | 0 | 0 | 0 | 0 | 0 | 0 | 0 | 0 | 0 | 0
2011 | US | NPCC | - | New York | 6b6 | All Other Derates | 0 | 0 | 0 | 0 | 0 | 0 | 0 | 0 | 0 | 0 | 0 | 0
2011 | US | NPCC | - | New York | 6b7 | Energy Only (Existing-Other) | 0 | 0 | 0 | 0 | 0 | 0 | 0 | 0 | 0 | 0 | 0 | 0
2011 | US | NPCC | - | New York | 6c | Existing, Inoperable (Note: Capacity reported on this line is not included in margin calculations) | 0 | 0 | 0 | 0 | 0 | 0 | 0 | 0 | 0 | 0 | 0 | 0
2011 | US | NPCC | - | New York | 6d | Total Supply-Side Demand Response | 2498 | 2053 | 2053 | 2053 | 2053 | 2053 | 2053 | 2053 | 2053 | 2053 | 2053 | 2053
2011 | US | NPCC | - | New York | 7 | FUTURE CAPACITY ADDITIONS |  | 589.52 | 1334.222 | 3000.355 | 3053.955 | 4055.955 | 4055.955 | 4055.955 | 4055.955 | 4055.955 | 4055.955 | 4055.955
2011 | US | NPCC | - | New York | 7a | Future, Planned (Note: Enter the net expected value only) |  | 589.52 | 1334.222 | 3000.355 | 3053.955 | 4055.955 | 4055.955 | 4055.955 | 4055.955 | 4055.955 | 4055.955 | 4055.955
2011 | US | NPCC | - | New York | 7a1 | Wind Expected On-Peak |  | 0 | 7.13 | 15.353 | 15.953 | 15.953 | 15.953 | 15.953 | 15.953 | 15.953 | 15.953 | 15.953
2011 | US | NPCC | - | New York | 7a2 | Wind Derate On-Peak |  | 0 | 64.17 | 138.177 | 143.577 | 143.577 | 143.577 | 143.577 | 143.577 | 143.577 | 143.577 | 143.577
2011 | US | NPCC | - | New York | 7a3 | Solar Expected On-Peak |  | 13.52 | 13.52 | 13.52 | 13.52 | 13.52 | 13.52 | 13.52 | 13.52 | 13.52 | 13.52 | 13.52
2011 | US | NPCC | - | New York | 7a4 | Solar Derate On-Peak |  | 7.28 | 7.28 | 7.28 | 7.28 | 7.28 | 7.28 | 7.28 | 7.28 | 7.28 | 7.28 | 7.28
2011 | US | NPCC | - | New York | 7a5 | Hydro Expected On-Peak |  | 0 | 0 | 0 | 0 | 0 | 0 | 0 | 0 | 0 | 0 | 0
2011 | US | NPCC | - | New York | 7a6 | Hydro Derate On-Peak |  | 0 | 0 | 0 | 0 | 0 | 0 | 0 | 0 | 0 | 0 | 0
2011 | US | NPCC | - | New York | 7a7 | Biomass Expected On-Peak |  | 0 | 17.572 | 25.482 | 25.482 | 25.482 | 25.482 | 25.482 | 25.482 | 25.482 | 25.482 | 25.482
2011 | US | NPCC | - | New York | 7a8 | Biomass Derate On-Peak |  | 0 | 2.428 | 2.428 | 2.428 | 2.428 | 2.428 | 2.428 | 2.428 | 2.428 | 2.428 | 2.428
2011 | US | NPCC | - | New York | 7a9 | Transmission-Limited Resources |  | 0 | 0 | 0 | 0 | 0 | 0 | 0 | 0 | 0 | 0 | 0
2011 | US | NPCC | - | New York | 7a10 | Scheduled Outage - Maintenance |  | 0 | 0 | 0 | 0 | 0 | 0 | 0 | 0 | 0 | 0 | 0
2011 | US | NPCC | - | New York | 7a11 | All Other Derates |  | 0 | 0 | 0 | -5.3291e-15 | -5.3291e-15 | -5.3291e-15 | -5.3291e-15 | -5.3291e-15 | -5.3291e-15 | -5.3291e-15 | -5.3291e-15
2011 | US | NPCC | - | New York | 7a12 | Energy Only |  | 0 | 0 | 0 | 0 | 0 | 0 | 0 | 0 | 0 | 0 | 0
2011 | US | NPCC | - | New York | 7b | Future, Other (Note: Enter the net expected value only) |  | 0 | 0 | 0 | 0 | 0 | 0 | 0 | 0 | 0 | 0 | 0
2011 | US | NPCC | - | New York | 7b1 | Wind Expected On-Peak |  | 0 | 0 | 0 | 0 | 0 | 0 | 0 | 0 | 0 | 0 | 0
2011 | US | NPCC | - | New York | 7b2 | Wind Derate On-Peak |  | 0 | 0 | 0 | 0 | 0 | 0 | 0 | 0 | 0 | 0 | 0
2011 | US | NPCC | - | New York | 7b3 | Solar Expected On-Peak |  | 0 | 0 | 0 | 0 | 0 | 0 | 0 | 0 | 0 | 0 | 0
2011 | US | NPCC | - | New York | 7b4 | Solar Derate On-Peak |  | 0 | 0 | 0 | 0 | 0 | 0 | 0 | 0 | 0 | 0 | 0
2011 | US | NPCC | - | New York | 7b5 | Hydro Expected On-Peak |  | 0 | 0 | 0 | 0 | 0 | 0 | 0 | 0 | 0 | 0 | 0
2011 | US | NPCC | - | New York | 7b6 | Hydro Derate On-Peak |  | 0 | 0 | 0 | 0 | 0 | 0 | 0 | 0 | 0 | 0 | 0
2011 | US | NPCC | - | New York | 7b7 | Biomass Expected On-Peak |  | 0 | 0 | 0 | 0 | 0 | 0 | 0 | 0 | 0 | 0 | 0
2011 | US | NPCC | - | New York | 7b8 | Biomass Derate On-Peak |  | 0 | 0 | 0 | 0 | 0 | 0 | 0 | 0 | 0 | 0 | 0
2011 | US | NPCC | - | New York | 7b9 | Transmission-Limited Resources |  | 0 | 0 | 0 | 0 | 0 | 0 | 0 | 0 | 0 | 0 | 0
2011 | US | NPCC | - | New York | 7b10 | Scheduled Outage - Maintenance |  | 0 | 0 | 0 | 0 | 0 | 0 | 0 | 0 | 0 | 0 | 0
2011 | US | NPCC | - | New York | 7b11 | All Other Derates |  | 0 | 0 | 0 | 0 | 0 | 0 | 0 | 0 | 0 | 0 | 0
2011 | US | NPCC | - | New York | 7b12 | Energy Only |  | 0 | 0 | 0 | 0 | 0 | 0 | 0 | 0 | 0 | 0 | 0
2011 | US | NPCC | - | New York | 8 | Conceptual (Note: Enter the net expected value only) |  | 12.48 | 32.47 | 1464.43 | 2242.01 | 2327.95 | 2474.95 | 2535.05 | 2535.05 | 2535.05 | 2535.05 | 2535.05
2011 | US | NPCC | - | New York | 8a1 | Wind Expected On-Peak |  | 12.48 | 32.47 | 114.43 | 191.01 | 276.95 | 423.95 | 484.05 | 484.05 | 484.05 | 484.05 | 484.05
2011 | US | NPCC | - | New York | 8a2 | Wind Derate On-Peak |  | 112.32 | 292.23 | 1029.87 | 1719.09 | 2492.55 | 3815.55 | 4356.45 | 4356.45 | 4356.45 | 4356.45 | 4356.45
2011 | US | NPCC | - | New York | 8a3 | Solar Expected On-Peak |  | 0 | 0 | 0 | 0 | 0 | 0 | 0 | 0 | 0 | 0 | 0
2011 | US | NPCC | - | New York | 8a4 | Solar Derate On-Peak |  | 0 | 0 | 0 | 0 | 0 | 0 | 0 | 0 | 0 | 0 | 0
2011 | US | NPCC | - | New York | 8a5 | Hydro Expected On-Peak |  | 0 | 0 | 0 | 0 | 0 | 0 | 0 | 0 | 0 | 0 | 0
2011 | US | NPCC | - | New York | 8a6 | Hydro Derate On-Peak |  | 0 | 0 | 0 | 0 | 0 | 0 | 0 | 0 | 0 | 0 | 0
2011 | US | NPCC | - | New York | 8a7 | Biomass Expected On-Peak |  | 0 | 0 | 0 | 0 | 0 | 0 | 0 | 0 | 0 | 0 | 0
2011 | US | NPCC | - | New York | 8a8 | Biomass Derate On-Peak |  | 0 | 0 | 0 | 0 | 0 | 0 | 0 | 0 | 0 | 0 | 0
2011 | US | NPCC | - | New York | 8a9 | All Other Derates |  | 0 | -2.8422e-14 | 8.5265e-14 | 8.5265e-14 | -1.4211e-13 | -1.4211e-13 | 1.9895e-13 | 1.9895e-13 | 1.9895e-13 | 1.9895e-13 | 1.9895e-13
2011 | US | NPCC | - | New York | 8a10 | Energy Only |  | 0 | 0 | 0 | 0 | 0 | 0 | 0 | 0 | 0 | 0 | 0
2011 | US | NPCC | - | New York | 9 | ANTICIPATED INTERNAL CAPACITY | 39459.7 | 39895.761 | 40640.463 | 42306.596 | 42360.196 | 43362.196 | 43362.196 | 43362.196 | 43362.196 | 43362.196 | 43362.196 | 43362.196
2011 | US | NPCC | - | New York | 10 | CAPACITY TRANSACTIONS - IMPORTS | 0 | 3373.7 | 3512.3 | 3507.4 | 3457.1 | 3457.1 | 3457.1 | 3457.1 | 3457.1 | 3457.1 | 3457.1 | 3457.1
2011 | US | NPCC | - | New York | 10a | Firm (Note: The sum of 10a1 and 10a2 must be ≤ 10a) | 0 | 1820.7 | 1959.3 | 1954.4 | 1904.1 | 1904.1 | 1904.1 | 1904.1 | 1904.1 | 1904.1 | 1904.1 | 1904.1
2011 | US | NPCC | - | New York | 10a1 | Full-Responsibility Purchases | 0 | 1820.7 | 1959.3 | 1954.1 | 1904.1 | 1904.1 | 1904.1 | 1904.1 | 1904.1 | 1904.1 | 1904.1 | 1904.1
2011 | US | NPCC | - | New York | 10a2 | Owned Capacity/Entitlement Located Outside the Region/Subregion | 0 | 0 | 0 | 0 | 0 | 0 | 0 | 0 | 0 | 0 | 0 | 0
2011 | US | NPCC | - | New York | 10b | Non-firm | 0 |  | 0 | 0 | 0 | 0 | 0 | 0 | 0 | 0 | 0 | 0
2011 | US | NPCC | - | New York | 10c | Expected (Note: The sum of 10c1 and 10c2 must be ≤ 10c) |  | 1553 | 1553 | 1553 | 1553 | 1553 | 1553 | 1553 | 1553 | 1553 | 1553 | 1553
2011 | US | NPCC | - | New York | 10c1 | Full-Responsibility Purchases |  | 1553 | 1553 | 1553 | 1553 | 1553 | 1553 | 1553 | 1553 | 1553 | 1553 | 1553
2011 | US | NPCC | - | New York | 10c2 | Owned Capacity/Entitlement Located Outside the Region/Subregion |  | 0 | 0 | 0 | 0 | 0 | 0 | 0 | 0 | 0 | 0 | 0
2011 | US | NPCC | - | New York | 10d | Provisional – transactions under study, but negotiations have not begun. |  | 0 | 0 | 0 | 0 | 0 | 0 | 0 | 0 | 0 | 0 | 0
2011 | US | NPCC | - | New York | 11 | CAPACITY TRANSACTIONS - EXPORTS | 0 | 0 | 0 | 0 | 0 | 0 | 0 | 0 | 0 | 0 | 0 | 0
2011 | US | NPCC | - | New York | 11a | Firm (Note: The sum of 11a1 and 11a2 must be ≤ 11a) | 0 | 0 | 0 | 0 | 0 | 0 | 0 | 0 | 0 | 0 | 0 | 0
2011 | US | NPCC | - | New York | 11a1 | Full-Responsibility Purchases | 0 | 0 | 0 | 0 | 0 | 0 | 0 | 0 | 0 | 0 | 0 | 0
2011 | US | NPCC | - | New York | 11a2 | Owned Capacity/Entitlement Located Outside the Region/Subregion | 0 | 0 | 0 | 0 | 0 | 0 | 0 | 0 | 0 | 0 | 0 | 0
2011 | US | NPCC | - | New York | 11b | Non-firm | 0 |  | 0 | 0 | 0 | 0 | 0 | 0 | 0 | 0 | 0 | 0
2011 | US | NPCC | - | New York | 11c | Expected (Note: The sum of 11c1 and 11c2 must be ≤ 11c) |  | 0 | 0 | 0 | 0 | 0 | 0 | 0 | 0 | 0 | 0 | 0
2011 | US | NPCC | - | New York | 11c1 | Full-Responsibility Purchases |  | 0 | 0 | 0 | 0 | 0 | 0 | 0 | 0 | 0 | 0 | 0
2011 | US | NPCC | - | New York | 11c2 | Owned Capacity/Entitlement Located Outside the Region/Subregion |  | 0 | 0 | 0 | 0 | 0 | 0 | 0 | 0 | 0 | 0 | 0
2011 | US | NPCC | - | New York | 11d | Provisional – transactions under study, but negotiations have not begun. |  | 0 | 0 | 0 | 0 | 0 | 0 | 0 | 0 | 0 | 0 | 0
2011 | US | NPCC | - | New York | 12 | EXISTING, CERTAIN CAPACITY & NET FIRM TRANSACTIONS | 39459.7 | 41126.941 | 41265.541 | 41260.641 | 41210.341 | 41210.341 | 41210.341 | 41210.341 | 41210.341 | 41210.341 | 41210.341 | 41210.341
2011 | US | NPCC | - | New York | 13 | ANTICIPATED CAPACITY RESOURCES |  | 43269.461 | 44152.763 | 45813.996 | 45817.296 | 46819.296 | 46819.296 | 46819.296 | 46819.296 | 46819.296 | 46819.296 | 46819.296
2011 | US | NPCC | - | New York | 14 | PROSPECTIVE CAPACITY RESOURCES |  | 43269.461 | 44152.763 | 45813.996 | 45817.296 | 46819.296 | 46819.296 | 46819.296 | 46819.296 | 46819.296 | 46819.296 | 46819.296
2011 | US | NPCC | - | New York | 15 | TOTAL POTENTIAL CAPACITY RESOURCES |  | 43281.941 | 44185.233 | 47278.426 | 48059.306 | 49147.246 | 49294.246 | 49354.346 | 49354.346 | 49354.346 | 49354.346 | 49354.346
2011 | US | NPCC | - | New York | 15a | ADJUSTED POTENTIAL CAPACITY RESOURCES |  | 43270.709 | 44156.01 | 45960.439 | 46041.497 | 47052.091 | 47066.791 | 47072.801 | 47072.801 | 47072.801 | 47072.801 | 47072.801
2011 | US | NPCC | - | New York | 16a | Confidence of Future, Other (7b), using reasonable judgement |  | 0.1 | 0.1 | 0.1 | 0.1 | 0.1 | 0.1 | 0.1 | 0.1 | 0.1 | 0.1 | 0.1
2011 | US | NPCC | - | New York | 16b | Net Future, Other Resources After Confidence Percentage Is Applied |  | 0 | 0 | 0 | 0 | 0 | 0 | 0 | 0 | 0 | 0 | 0
2011 | US | NPCC | - | New York | 16c | Confidence of Conceptual (8), using reasonable judgement |  | 0.1 | 0.1 | 0.1 | 0.1 | 0.1 | 0.1 | 0.1 | 0.1 | 0.1 | 0.1 | 0.1
2011 | US | NPCC | - | New York | 16d | Net Conceptual Resources After Confidence Percentage Is Applied |  | 1.248 | 3.247 | 146.443 | 224.201 | 232.795 | 247.495 | 253.505 | 253.505 | 253.505 | 253.505 | 253.505
2011 | US | NPCC | - | New York | 17 | Region/Subregion Target Reserve Margin |  | 15.5% | 15.5% | 15.5% | 15.5% | 15.5% | 15.5% | 15.5% | 15.5% | 15.5% | 15.5% | 15.5%
2011 | US | NPCC | - | New York | 18 | Existing Certain and Net Firm Transactions Reserve Margin |  | 25.72% | 24.36% | 23.41% | 22.62% | 22.37% | 22.11% | 21.51% | 20.53% | 19.34% | 18.19% | 17.1%
2011 | US | NPCC | - | New York | 19 | Anticipated Capacity Resources Reserve Margin |  | 32.27% | 33.06% | 37.03% | 36.32% | 39.02% | 38.73% | 38.04% | 36.94% | 35.58% | 34.28% | 33.04%
2011 | US | NPCC | - | New York | 20 | Prospective Capacity Resources Reserve Margin |  | 32.27% | 33.06% | 37.03% | 36.32% | 39.02% | 38.73% | 38.04% | 36.94% | 35.58% | 34.28% | 33.04%
2011 | US | NPCC | - | New York | 21 | Total Potential Resources Reserve Margin |  | 32.31% | 33.16% | 41.41% | 43% | 45.93% | 46.06% | 45.52% | 44.35% | 42.92% | 41.55% | 40.24%
2011 | US | NPCC | - | New York | 22 | Adjusted Potential Resources Reserve Margin |  | 32.28% | 33.07% | 37.47% | 36.99% | 39.71% | 39.46% | 38.79% | 37.68% | 36.31% | 35.01% | 33.76%
2011 | US | NPCC | - | New York | 23 | Total Baseline Installed Capacity | 161: 38565.89
2011 | US | NPCC | - | New York | 24 | Distributed or Other Capacity (Behind the Meter) < 1 MW
2011 | US | NPCC | - | New York | 25 | Distributed or Other Capacity (Behind the Meter) ≥ 1 MW
2011 | US | NPCC | - | New York | 26 | Capacity Total from EIA-860
2011 | CAN | NPCC | - | Ontario | 1 | Unrestricted Non-coincident Peak Demand | 25075 | 24799.3137 | 25254.6223 | 25326.5482 | 25375.3659 | 25370.2229 | 25403.6785 | 25622.564 | 25977.1962 | 26270.9648 | 26562.67 | 26932.3974
2011 | CAN | NPCC | - | Ontario | 1a | New Conservation (Energy Efficiency) |  | 1260.4782 | 1542.9373 | 2069.1161 | 2572.1868 | 3021.2967 | 3358.5957 | 3679.0122 | 3996.0493 | 4291.3484 | 4547.4256 | 4790.5214
2011 | CAN | NPCC | - | Ontario | 1b | Estimated Diversity |  | 0 | 0 | 0 | 0 | 0 | 0 | 0 | 0 | 0 | 0 | 0
2011 | CAN | NPCC | - | Ontario | 1c | Additions for non-member load (load served by non-registered LSE's in a region) |  | 0 | 0 | 0 | 0 | 0 | 0 | 0 | 0 | 0 | 0 | 0
2011 | CAN | NPCC | - | Ontario | 1d | Stand-by Load Under Contract (Normally served by behind the meter generation) |  | 0 | 0 | 0 | 0 | 0 | 0 | 0 | 0 | 0 | 0 | 0
2011 | CAN | NPCC | - | Ontario | 1e | Non-Controllable Demand-Side Demand Response |  | 0 | 0 | 0 | 0 | 0 | 0 | 0 | 0 | 0 | 0 | 0
2011 | CAN | NPCC | - | Ontario | 2 | Total Internal Demand | 25075 | 23538.8355 | 23711.685 | 23257.4321 | 22803.1792 | 22348.9262 | 22045.0828 | 21943.5518 | 21981.1469 | 21979.6164 | 22015.2445 | 22141.876
2011 | CAN | NPCC | - | Ontario | 2H1 | Load Forecast Uncertainty (Extreme Demand Factor)
2011 | CAN | NPCC | - | Ontario | 2H | Total Internal Demand |  | 0 | 0 | 0 | 0 | 0 | 0 | 0 | 0 | 0 | 0 | 0
2011 | CAN | NPCC | - | Ontario | 2a | Supply-Side Direct Control Load Management | 0 | 0 | 0 | 0 | 0 | 0 | 0 | 0 | 0 | 0 | 0 | 0
2011 | CAN | NPCC | - | Ontario | 2b | Supply-Side Contractually Interruptible (Curtailable) | 0 | 0 | 0 | 0 | 0 | 0 | 0 | 0 | 0 | 0 | 0 | 0
2011 | CAN | NPCC | - | Ontario | 2c | Supply-Side Critical Peak-Pricing (CPP) with Control | 0 | 0 | 0 | 0 | 0 | 0 | 0 | 0 | 0 | 0 | 0 | 0
2011 | CAN | NPCC | - | Ontario | 2d | Supply-Side Load as a Capacity Resource | 0 | 1165.5028 | 1319.2254 | 1479.9141 | 1584.1035 | 1586.1524 | 1588.7773 | 1591.4022 | 1594.0271 | 1596.6615 | 1599.119 | 1601.757
2011 | CAN | NPCC | - | Ontario | 3 | Net Internal Demand | 25075 | 22373.3327 | 22392.4596 | 21777.518 | 21219.0757 | 20762.7739 | 20456.3055 | 20352.1497 | 20387.1198 | 20382.9549 | 20416.1255 | 20540.1191
2011 | CAN | NPCC | - | Ontario | 4a | Demand Response used for Ancillary Services - Spinning Reserves | 0 | 0 | 0 | 0 | 0 | 0 | 0 | 0 | 0 | 0 | 0 | 0
2011 | CAN | NPCC | - | Ontario | 4b | Demand Response used for Ancillary Services - Non-Spinning Reserves | 0 | 0 | 0 | 0 | 0 | 0 | 0 | 0 | 0 | 0 | 0 | 0
2011 | CAN | NPCC | - | Ontario | 4c | Demand Response used for Regulation | 0 | 0 | 0 | 0 | 0 | 0 | 0 | 0 | 0 | 0 | 0 | 0
2011 | CAN | NPCC | - | Ontario | 4d | Demand Response used for Energy, Voluntary Services - Emergency | 0 | 0 | 0 | 0 | 0 | 0 | 0 | 0 | 0 | 0 | 0 | 0
2011 | CAN | NPCC | - | Ontario | 5 | TOTAL INTERNAL CAPACITY | 36732 | 38452.1172 | 39838.6284 | 41484.1215 | 41150.9608 | 41426.8599 | 42151.2885 | 42334.8915 | 41742.3229 | 42701.7739 | 43551.3508 | 43182.8088
2011 | CAN | NPCC | - | Ontario | 6 | EXISTING CAPACITY | 36732 | 36683.2059 | 36683.2059 | 36683.2059 | 36683.2059 | 36683.2059 | 36683.2059 | 36683.2059 | 36683.2059 | 36683.2059 | 36683.2059 | 36683.2059
2011 | CAN | NPCC | - | Ontario | 6a | Existing, Certain | 30329 | 31041.4588 | 31041.4588 | 31041.4588 | 31041.4588 | 31041.4588 | 31041.4588 | 31041.4588 | 31041.4588 | 31041.4588 | 31041.4588 | 31041.4588
2011 | CAN | NPCC | - | Ontario | 6a1 | Wind Expected On-Peak | 0 | 173.446 | 173.446 | 173.446 | 173.446 | 173.446 | 173.446 | 173.446 | 173.446 | 173.446 | 173.446 | 173.446
2011 | CAN | NPCC | - | Ontario | 6a2 | Solar Expected On-Peak | 0 | 0 | 0 | 0 | 0 | 0 | 0 | 0 | 0 | 0 | 0 | 0
2011 | CAN | NPCC | - | Ontario | 6a3 | Hydro Expected On-Peak | 0 | 5692.8152 | 5692.8152 | 5692.8152 | 5692.8152 | 5692.8152 | 5692.8152 | 5692.8152 | 5692.8152 | 5692.8152 | 5692.8152 | 5692.8152
2011 | CAN | NPCC | - | Ontario | 6a4 | Biomass Expected On-Peak | 0 | 46.6 | 46.6 | 46.6 | 46.6 | 46.6 | 46.6 | 46.6 | 46.6 | 46.6 | 46.6 | 46.6
2011 | CAN | NPCC | - | Ontario | 6b | Existing, Other (Note: Enter the net expected value only) | 0 | 0 | 0 | 0 | 0 | 0 | 0 | 0 | 0 | 0 | 0 | 0
2011 | CAN | NPCC | - | Ontario | 6b1 | Wind Derate On-Peak | 0 | 1160.754 | 1160.754 | 1160.754 | 1160.754 | 1160.754 | 1160.754 | 1160.754 | 1160.754 | 1160.754 | 1160.754 | 1160.754
2011 | CAN | NPCC | - | Ontario | 6b2 | Solar Derate On-Peak | 0 | 0 | 0 | 0 | 0 | 0 | 0 | 0 | 0 | 0 | 0 | 0
2011 | CAN | NPCC | - | Ontario | 6b3 | Hydro Derate On-Peak | 0 | 2131.2848 | 2131.2848 | 2131.2848 | 2131.2848 | 2131.2848 | 2131.2848 | 2131.2848 | 2131.2848 | 2131.2848 | 2131.2848 | 2131.2848
2011 | CAN | NPCC | - | Ontario | 6b4 | Biomass Derate On-Peak | 0 | 0 | 0.5 | 0.5 | 0.5 | 0.5 | 0.5 | 0.5 | 0.5 | 0.5 | 0.5 | 0.5
2011 | CAN | NPCC | - | Ontario | 6b5 | Transmission-Limited Resources | 0 | 0 | 0 | 0 | 0 | 0 | 0 | 0 | 0 | 0 | 0 | 0
2011 | CAN | NPCC | - | Ontario | 6b6 | All Other Derates | 0 | 2321.7083 | 2321.7083 | 2321.7083 | 2321.7083 | 2321.7083 | 2321.7083 | 2321.7083 | 2321.7083 | 2321.7083 | 2321.7083 | 2321.7083
2011 | CAN | NPCC | - | Ontario | 6b7 | Energy Only (Existing-Other) | 0 | 0 | 0 | 0 | 0 | 0 | 0 | 0 | 0 | 0 | 0 | 0
2011 | CAN | NPCC | - | Ontario | 6c | Existing, Inoperable (Note: Capacity reported on this line is not included in margin calculations) | 0 | 27.5 | 27.5 | 27.5 | 27.5 | 27.5 | 27.5 | 27.5 | 27.5 | 27.5 | 27.5 | 27.5
2011 | CAN | NPCC | - | Ontario | 6d | Total Supply-Side Demand Response | 0 | 0 | 0 | 0 | 0 | 0 | 0 | 0 | 0 | 0 | 0 | 0
2011 | CAN | NPCC | - | Ontario | 7 | FUTURE CAPACITY ADDITIONS |  | -782.8375 | -343.3449 | -305.5926 | -1752.6121 | -2015.135 | -3415.3191 | -4353.5031 | -5826.8782 | -7392.2438 | -6549.2863 | -8521.6483
2011 | CAN | NPCC | - | Ontario | 7a | Future, Planned (Note: Enter the net expected value only) |  | -782.8375 | -343.3449 | -305.5926 | -1752.6121 | -2015.135 | -3415.3191 | -4353.5031 | -5826.8782 | -7392.2438 | -6549.2863 | -8521.6483
2011 | CAN | NPCC | - | Ontario | 7a1 | Wind Expected On-Peak |  | 74.8226 | 218.2329 | 294.3682 | 339.8189 | 385.2696 | 430.7203 | 476.171 | 476.171 | 476.171 | 476.171 | 476.171
2011 | CAN | NPCC | - | Ontario | 7a2 | Wind Derate On-Peak |  | 500.736 | 1460.4817 | 1970.0028 | 2274.1728 | 2578.3427 | 2882.5127 | 3186.6827 | 3186.6827 | 3186.6827 | 3186.6827 | 3186.6827
2011 | CAN | NPCC | - | Ontario | 7a3 | Solar Expected On-Peak |  | 3.1399 | 25.7996 | 31.728 | 34.2683 | 36.8087 | 39.349 | 41.8893 | 41.8893 | 41.8893 | 41.8893 | 41.8893
2011 | CAN | NPCC | - | Ontario | 7a4 | Solar Derate On-Peak |  | 4.7099 | 38.6994 | 47.5919 | 51.4025 | 55.213 | 59.0235 | 62.834 | 62.834 | 62.834 | 62.834 | 62.834
2011 | CAN | NPCC | - | Ontario | 7a5 | Hydro Expected On-Peak |  | 14.2 | 14.2 | 14.2 | 14.2 | -24.3628 | 323.5372 | 323.5372 | 323.5372 | 323.5372 | 323.5372 | 323.5372
2011 | CAN | NPCC | - | Ontario | 7a6 | Hydro Derate On-Peak |  | 5.8 | 5.8 | 5.8 | 5.8 | -8.6372 | 133.4628 | 133.4628 | 133.4628 | 133.4628 | 133.4628 | 133.4628
2011 | CAN | NPCC | - | Ontario | 7a7 | Biomass Expected On-Peak |  | 0 | 15 | 55 | 85 | 296 | 296 | 296 | 296 | 296 | 258.5 | 243.5
2011 | CAN | NPCC | - | Ontario | 7a8 | Biomass Derate On-Peak |  | 0 | 0 | 0 | 0 | 0 | 0 | 0 | 0 | 0 | 0.5 | 0.5
2011 | CAN | NPCC | - | Ontario | 7a9 | Transmission-Limited Resources |  | -287 | -523 | -300 | -300 | -300 | -300 | -300 | -300 | -300 | -300 | -300
2011 | CAN | NPCC | - | Ontario | 7a10 | Scheduled Outage - Maintenance |  | -588 | -96 | -1194 | -1863 | -2074 | -3763 | -4574 | -5452 | -7952 | -7952 | -9539
2011 | CAN | NPCC | - | Ontario | 7a11 | All Other Derates |  | 0 | 55.5609 | 109.1993 | 141.8883 | 156.4437 | 156.6253 | 156.807 | 156.9886 | 179.1708 | 182.8327 | 197.0147
2011 | CAN | NPCC | - | Ontario | 7a12 | Energy Only |  | 0 | 0 | 0 | 0 | 0 | 0 | 0 | 0 | 0 | 0 | 0
2011 | CAN | NPCC | - | Ontario | 7b | Future, Other (Note: Enter the net expected value only) |  | 0 | 0 | 0 | 0 | 0 | 0 | 0 | 0 | 0 | 0 | 0
2011 | CAN | NPCC | - | Ontario | 7b1 | Wind Expected On-Peak |  | 0 | 0 | 0 | 0 | 0 | 0 | 0 | 0 | 0 | 0 | 0
2011 | CAN | NPCC | - | Ontario | 7b2 | Wind Derate On-Peak |  | 0 | 0 | 0 | 0 | 0 | 0 | 0 | 0 | 0 | 0 | 0
2011 | CAN | NPCC | - | Ontario | 7b3 | Solar Expected On-Peak |  | 0 | 0 | 0 | 0 | 0 | 0 | 0 | 0 | 0 | 0 | 0
2011 | CAN | NPCC | - | Ontario | 7b4 | Solar Derate On-Peak |  | 0 | 0 | 0 | 0 | 0 | 0 | 0 | 0 | 0 | 0 | 0
2011 | CAN | NPCC | - | Ontario | 7b5 | Hydro Expected On-Peak |  | 0 | 0 | 0 | 0 | 0 | 0 | 0 | 0 | 0 | 0 | 0
2011 | CAN | NPCC | - | Ontario | 7b6 | Hydro Derate On-Peak |  | 0 | 0 | 0 | 0 | 0 | 0 | 0 | 0 | 0 | 0 | 0
2011 | CAN | NPCC | - | Ontario | 7b7 | Biomass Expected On-Peak |  | 0 | 0 | 0 | 0 | 0 | 0 | 0 | 0 | 0 | 0 | 0
2011 | CAN | NPCC | - | Ontario | 7b8 | Biomass Derate On-Peak |  | 0 | 0 | 0 | 0 | 0 | 0 | 0 | 0 | 0 | 0 | 0
2011 | CAN | NPCC | - | Ontario | 7b9 | Transmission-Limited Resources |  | 0 | 0 | 0 | 0 | 0 | 0 | 0 | 0 | 0 | 0 | 0
2011 | CAN | NPCC | - | Ontario | 7b10 | Scheduled Outage - Maintenance |  | 0 | 0 | 0 | 0 | 0 | 0 | 0 | 0 | 0 | 0 | 0
2011 | CAN | NPCC | - | Ontario | 7b11 | All Other Derates |  | 0 | 0 | 0 | 0 | 0 | 0 | 0 | 0 | 0 | 0 | 0
2011 | CAN | NPCC | - | Ontario | 7b12 | Energy Only |  | 0 | 0 | 0 | 0 | 0 | 0 | 0 | 0 | 0 | 0 | 0
2011 | CAN | NPCC | - | Ontario | 8 | Conceptual (Note: Enter the net expected value only) |  | 6.7245 | 9.3889 | 29.6011 | 53.2893 | 144.0429 | 883.8123 | 1287.0507 | 2284.5196 | 3384.5196 | 2484.5196 | 4184.5196
2011 | CAN | NPCC | - | Ontario | 8a1 | Wind Expected On-Peak |  | 2.2818 | 4.4987 | 23.1448 | 37.3595 | 128.1132 | 167.8825 | 171.1209 | 268.5899 | 268.5899 | 268.5899 | 268.5899
2011 | CAN | NPCC | - | Ontario | 8a2 | Wind Derate On-Peak |  | 15.2706 | 30.1065 | 154.8922 | 250.0214 | 857.3728 | 1123.5215 | 1145.1936 | 1797.4861 | 1797.4861 | 1797.4861 | 1797.4861
2011 | CAN | NPCC | - | Ontario | 8a3 | Solar Expected On-Peak |  | 4.4427 | 4.8902 | 6.4562 | 15.9298 | 15.9298 | 15.9298 | 15.9298 | 15.9298 | 15.9298 | 15.9298 | 15.9298
2011 | CAN | NPCC | - | Ontario | 8a4 | Solar Derate On-Peak |  | 6.6641 | 7.3354 | 9.6844 | 23.8947 | 23.8947 | 23.8947 | 23.8947 | 23.8947 | 23.8947 | 23.8947 | 23.8947
2011 | CAN | NPCC | - | Ontario | 8a5 | Hydro Expected On-Peak |  | 0 | 0 | 0 | 0 | 0 | 0 | 0 | 0 | 0 | 0 | 0
2011 | CAN | NPCC | - | Ontario | 8a6 | Hydro Derate On-Peak |  | 0 | 0 | 0 | 0 | 0 | 0 | 0 | 0 | 0 | 0 | 0
2011 | CAN | NPCC | - | Ontario | 8a7 | Biomass Expected On-Peak |  | 0 | 0 | 0 | 0 | 0 | 0 | 0 | 0 | 0 | 0 | 0
2011 | CAN | NPCC | - | Ontario | 8a8 | Biomass Derate On-Peak |  | 0 | 0 | 0 | 0 | 0 | 0 | 0 | 0 | 0 | 0 | 0
2011 | CAN | NPCC | - | Ontario | 8a9 | All Other Derates |  | 13.3282 | 27.9989 | 47.3676 | 95.157 | 142.9463 | 190.7357 | 238.525 | 286.3143 | 334.1037 | 381.893 | 429.6823
2011 | CAN | NPCC | - | Ontario | 8a10 | Energy Only |  | 0 | 0 | 0 | 0 | 0 | 0 | 0 | 0 | 0 | 0 | 0
2011 | CAN | NPCC | - | Ontario | 9 | ANTICIPATED INTERNAL CAPACITY | 30329 | 30258.6213 | 30698.1139 | 30735.8662 | 29288.8467 | 29026.3238 | 27626.1397 | 26687.9557 | 25214.5806 | 23649.215 | 24492.1725 | 22519.8105
2011 | CAN | NPCC | - | Ontario | 10 | CAPACITY TRANSACTIONS - IMPORTS | 0 | 0 | 0 | 0 | 0 | 0 | 0 | 0 | 0 | 0 | 0 | 0
2011 | CAN | NPCC | - | Ontario | 10a | Firm (Note: The sum of 10a1 and 10a2 must be ≤ 10a) | 0 | 0 | 0 | 0 | 0 | 0 | 0 | 0 | 0 | 0 | 0 | 0
2011 | CAN | NPCC | - | Ontario | 10a1 | Full-Responsibility Purchases | 0 | 0 | 0 | 0 | 0 | 0 | 0 | 0 | 0 | 0 | 0 | 0
2011 | CAN | NPCC | - | Ontario | 10a2 | Owned Capacity/Entitlement Located Outside the Region/Subregion | 0 | 0 | 0 | 0 | 0 | 0 | 0 | 0 | 0 | 0 | 0 | 0
2011 | CAN | NPCC | - | Ontario | 10b | Non-firm | 0 |  | 0 | 0 | 0 | 0 | 0 | 0 | 0 | 0 | 0 | 0
2011 | CAN | NPCC | - | Ontario | 10c | Expected (Note: The sum of 10c1 and 10c2 must be ≤ 10c) |  | 0 | 0 | 0 | 0 | 0 | 0 | 0 | 0 | 0 | 0 | 0
2011 | CAN | NPCC | - | Ontario | 10c1 | Full-Responsibility Purchases |  | 0 | 0 | 0 | 0 | 0 | 0 | 0 | 0 | 0 | 0 | 0
2011 | CAN | NPCC | - | Ontario | 10c2 | Owned Capacity/Entitlement Located Outside the Region/Subregion |  | 0 | 0 | 0 | 0 | 0 | 0 | 0 | 0 | 0 | 0 | 0
2011 | CAN | NPCC | - | Ontario | 10d | Provisional – transactions under study, but negotiations have not begun. |  | 0 | 0 | 0 | 0 | 0 | 0 | 0 | 0 | 0 | 0 | 0
2011 | CAN | NPCC | - | Ontario | 11 | CAPACITY TRANSACTIONS - EXPORTS | 0 | 0 | 0 | 0 | 0 | 0 | 0 | 0 | 0 | 0 | 0 | 0
2011 | CAN | NPCC | - | Ontario | 11a | Firm (Note: The sum of 11a1 and 11a2 must be ≤ 11a) | 0 | 0 | 0 | 0 | 0 | 0 | 0 | 0 | 0 | 0 | 0 | 0
2011 | CAN | NPCC | - | Ontario | 11a1 | Full-Responsibility Purchases | 0 | 0 | 0 | 0 | 0 | 0 | 0 | 0 | 0 | 0 | 0 | 0
2011 | CAN | NPCC | - | Ontario | 11a2 | Owned Capacity/Entitlement Located Outside the Region/Subregion | 0 | 0 | 0 | 0 | 0 | 0 | 0 | 0 | 0 | 0 | 0 | 0
2011 | CAN | NPCC | - | Ontario | 11b | Non-firm | 0 |  | 0 | 0 | 0 | 0 | 0 | 0 | 0 | 0 | 0 | 0
2011 | CAN | NPCC | - | Ontario | 11c | Expected (Note: The sum of 11c1 and 11c2 must be ≤ 11c) |  | 0 | 0 | 0 | 0 | 0 | 0 | 0 | 0 | 0 | 0 | 0
2011 | CAN | NPCC | - | Ontario | 11c1 | Full-Responsibility Purchases |  | 0 | 0 | 0 | 0 | 0 | 0 | 0 | 0 | 0 | 0 | 0
2011 | CAN | NPCC | - | Ontario | 11c2 | Owned Capacity/Entitlement Located Outside the Region/Subregion |  | 0 | 0 | 0 | 0 | 0 | 0 | 0 | 0 | 0 | 0 | 0
2011 | CAN | NPCC | - | Ontario | 11d | Provisional – transactions under study, but negotiations have not begun. |  | 0 | 0 | 0 | 0 | 0 | 0 | 0 | 0 | 0 | 0 | 0
2011 | CAN | NPCC | - | Ontario | 12 | EXISTING, CERTAIN CAPACITY & NET FIRM TRANSACTIONS | 30329 | 31041.4588 | 31041.4588 | 31041.4588 | 31041.4588 | 31041.4588 | 31041.4588 | 31041.4588 | 31041.4588 | 31041.4588 | 31041.4588 | 31041.4588
2011 | CAN | NPCC | - | Ontario | 13 | ANTICIPATED CAPACITY RESOURCES |  | 30258.6213 | 30698.1139 | 30735.8662 | 29288.8467 | 29026.3238 | 27626.1397 | 26687.9557 | 25214.5806 | 23649.215 | 24492.1725 | 22519.8105
2011 | CAN | NPCC | - | Ontario | 14 | PROSPECTIVE CAPACITY RESOURCES |  | 30258.6213 | 30698.1139 | 30735.8662 | 29288.8467 | 29026.3238 | 27626.1397 | 26687.9557 | 25214.5806 | 23649.215 | 24492.1725 | 22519.8105
2011 | CAN | NPCC | - | Ontario | 15 | TOTAL POTENTIAL CAPACITY RESOURCES |  | 30265.3459 | 30707.5028 | 30765.4673 | 29342.136 | 29170.3667 | 28509.952 | 27975.0063 | 27499.1002 | 27033.7346 | 26976.6921 | 26704.3301
2011 | CAN | NPCC | - | Ontario | 15a | ADJUSTED POTENTIAL CAPACITY RESOURCES |  | 30265.3459 | 30707.5028 | 30765.4673 | 29342.136 | 29170.3667 | 28509.952 | 27975.0063 | 27499.1002 | 27033.7346 | 26976.6921 | 26704.3301
2011 | CAN | NPCC | - | Ontario | 16a | Confidence of Future, Other (7b), using reasonable judgement |  | 0 | 0 | 0 | 0 | 0 | 0 | 0 | 0 | 0 | 0 | 0
2011 | CAN | NPCC | - | Ontario | 16b | Net Future, Other Resources After Confidence Percentage Is Applied |  | 0 | 0 | 0 | 0 | 0 | 0 | 0 | 0 | 0 | 0 | 0
2011 | CAN | NPCC | - | Ontario | 16c | Confidence of Conceptual (8), using reasonable judgement | [11 empty] | 1 | bar: 161 to 169
2011 | CAN | NPCC | - | Ontario | 16d | Net Conceptual Resources After Confidence Percentage Is Applied |  | 6.7245 | 9.3889 | 29.6011 | 53.2893 | 144.0429 | 883.8123 | 1287.0507 | 2284.5196 | 3384.5196 | 2484.5196 | 4184.5196
2011 | CAN | NPCC | - | Ontario | 17 | Region/Subregion Target Reserve Margin |  | 21.3% | 21.8% | 18.7% | 18.7% | 19.8% | 20% | 20% | 20% | 20% | 20% | 20%
2011 | CAN | NPCC | - | Ontario | 18 | Existing Certain and Net Firm Transactions Reserve Margin |  | 31.87% | 30.91% | 33.47% | 36.13% | 38.89% | 40.81% | 41.46% | 41.22% | 41.23% | 41% | 40.19%
2011 | CAN | NPCC | - | Ontario | 19 | Anticipated Capacity Resources Reserve Margin |  | 28.55% | 29.46% | 32.16% | 28.44% | 29.88% | 25.32% | 21.62% | 14.71% | 7.596% | 11.25% | 11.25%
2011 | CAN | NPCC | - | Ontario | 20 | Prospective Capacity Resources Reserve Margin |  | 28.55% | 29.46% | 32.16% | 28.44% | 29.88% | 25.32% | 21.62% | 14.71% | 7.596% | 11.25% | 11.25%
2011 | CAN | NPCC | - | Ontario | 21 | Total Potential Resources Reserve Margin |  | 28.58% | 29.5% | 32.28% | 28.68% | 30.52% | 29.33% | 27.49% | 25.1% | 22.99% | 22.54% | 20.61%
2011 | CAN | NPCC | - | Ontario | 22 | Adjusted Potential Resources Reserve Margin |  | 28.58% | 29.5% | 32.28% | 28.68% | 30.52% | 29.33% | 27.49% | 25.1% | 22.99% | 22.54% | 20.61%
2011 | CAN | NPCC | - | Ontario | 23 | Total Baseline Installed Capacity | 161: 30329
2011 | CAN | NPCC | - | Ontario | 24 | Distributed or Other Capacity (Behind the Meter) < 1 MW
2011 | CAN | NPCC | - | Ontario | 25 | Distributed or Other Capacity (Behind the Meter) ≥ 1 MW
2011 | CAN | NPCC | - | Ontario | 26 | Capacity Total from EIA-860
2011 | CAN | NPCC | - | Quebec | 1 | Unrestricted Non-coincident Peak Demand | 22092 | 20929.5418 | 21158.8765 | 21007.0362 | 20961.2511 | 21169.0903 | 21283.1092 | 21371.0576 | 21564.0957 | 21862.0487 | 21854.0352 | 21853.9229
2011 | CAN | NPCC | - | Quebec | 1a | New Conservation (Energy Efficiency) |  | 0 | 0 | 0 | 0 | 0 | 0 | 0 | 0 | 0 | 0 | 0
2011 | CAN | NPCC | - | Quebec | 1b | Estimated Diversity |  | 0 | 0 | 0 | 0 | 0 | 0 | 0 | 0 | 0 | 0 | 0
2011 | CAN | NPCC | - | Quebec | 1c | Additions for non-member load (load served by non-registered LSE's in a region) |  | 0 | 0 | 0 | 0 | 0 | 0 | 0 | 0 | 0 | 0 | 0
2011 | CAN | NPCC | - | Quebec | 1d | Stand-by Load Under Contract (Normally served by behind the meter generation) |  | 0 | 0 | 0 | 0 | 0 | 0 | 0 | 0 | 0 | 0 | 0
2011 | CAN | NPCC | - | Quebec | 1e | Non-Controllable Demand-Side Demand Response |  | 0 | 0 | 0 | 0 | 0 | 0 | 0 | 0 | 0 | 0 | 0
2011 | CAN | NPCC | - | Quebec | 2 | Total Internal Demand | 22092 | 20929.5418 | 21158.8765 | 21007.0362 | 20961.2511 | 21169.0903 | 21283.1092 | 21371.0576 | 21564.0957 | 21862.0487 | 21854.0352 | 21853.9229
2011 | CAN | NPCC | - | Quebec | 2H1 | Load Forecast Uncertainty (Extreme Demand Factor)
2011 | CAN | NPCC | - | Quebec | 2H | Total Internal Demand |  | 0 | 0 | 0 | 0 | 0 | 0 | 0 | 0 | 0 | 0 | 0
2011 | CAN | NPCC | - | Quebec | 2a | Supply-Side Direct Control Load Management | 0 | 0 | 0 | 0 | 0 | 0 | 0 | 0 | 0 | 0 | 0 | 0
2011 | CAN | NPCC | - | Quebec | 2b | Supply-Side Contractually Interruptible (Curtailable) | 0 | 0 | 0 | 0 | 0 | 0 | 0 | 0 | 0 | 0 | 0 | 0
2011 | CAN | NPCC | - | Quebec | 2c | Supply-Side Critical Peak-Pricing (CPP) with Control | 0 | 0 | 0 | 0 | 0 | 0 | 0 | 0 | 0 | 0 | 0 | 0
2011 | CAN | NPCC | - | Quebec | 2d | Supply-Side Load as a Capacity Resource | 0 | 0 | 0 | 0 | 0 | 0 | 0 | 0 | 0 | 0 | 0 | 0
2011 | CAN | NPCC | - | Quebec | 3 | Net Internal Demand | 22092 | 20929.5418 | 21158.8765 | 21007.0362 | 20961.2511 | 21169.0903 | 21283.1092 | 21371.0576 | 21564.0957 | 21862.0487 | 21854.0352 | 21853.9229
2011 | CAN | NPCC | - | Quebec | 4a | Demand Response used for Ancillary Services - Spinning Reserves | 0 | 0 | 0 | 0 | 0 | 0 | 0 | 0 | 0 | 0 | 0 | 0
2011 | CAN | NPCC | - | Quebec | 4b | Demand Response used for Ancillary Services - Non-Spinning Reserves | 0 | 0 | 0 | 0 | 0 | 0 | 0 | 0 | 0 | 0 | 0 | 0
2011 | CAN | NPCC | - | Quebec | 4c | Demand Response used for Regulation | 0 | 0 | 0 | 0 | 0 | 0 | 0 | 0 | 0 | 0 | 0 | 0
2011 | CAN | NPCC | - | Quebec | 4d | Demand Response used for Energy, Voluntary Services - Emergency | 0 | 0 | 0 | 0 | 0 | 0 | 0 | 0 | 0 | 0 | 0 | 0
2011 | CAN | NPCC | - | Quebec | 5 | TOTAL INTERNAL CAPACITY | 42434.1441 | 43500.13 | 44462.83 | 45162.73 | 45759.63 | 46595.23 | 46839.23 | 47687.73 | 47687.73 | 47687.73 | 47977.73 | 47977.73
2011 | CAN | NPCC | - | Quebec | 6 | EXISTING CAPACITY | 161: 42434.1441; 161: 42211.03
2011 | CAN | NPCC | - | Quebec | 6a | Existing, Certain | 161: 32460.7741; 161: 32389.7054
2011 | CAN | NPCC | - | Quebec | 6a1 | Wind Expected On-Peak | 161: 0; 161: 0
2011 | CAN | NPCC | - | Quebec | 6a2 | Solar Expected On-Peak | 161: 0; 161: 0
2011 | CAN | NPCC | - | Quebec | 6a3 | Hydro Expected On-Peak | 161: 29724.7271; 161: 31678.8254
2011 | CAN | NPCC | - | Quebec | 6a4 | Biomass Expected On-Peak | 161: 140; 161: 0
2011 | CAN | NPCC | - | Quebec | 6b | Existing, Other (Note: Enter the net expected value only) | 161: 0; 161: 0
2011 | CAN | NPCC | - | Quebec | 6b1 | Wind Derate On-Peak | 161: 195; 161: 681.35
2011 | CAN | NPCC | - | Quebec | 6b2 | Solar Derate On-Peak | 161: 0; 161: 0
2011 | CAN | NPCC | - | Quebec | 6b3 | Hydro Derate On-Peak | 161: 8810.87; 161: 7338.9746
2011 | CAN | NPCC | - | Quebec | 6b4 | Biomass Derate On-Peak | 161: 0; 161: 0
2011 | CAN | NPCC | - | Quebec | 6b5 | Transmission-Limited Resources | 161: 0; 161: 0
2011 | CAN | NPCC | - | Quebec | 6b6 | All Other Derates | 161: 460.5; 161: 1294
2011 | CAN | NPCC | - | Quebec | 6b7 | Energy Only (Existing-Other) | 161: 0; 161: 0
2011 | CAN | NPCC | - | Quebec | 6c | Existing, Inoperable (Note: Capacity reported on this line is not included in margin calculations) | 161: 507; 161: 507
2011 | CAN | NPCC | - | Quebec | 6d | Total Supply-Side Demand Response | 0 | 0 | 0 | 0 | 0 | 0 | 0 | 0 | 0 | 0 | 0 | 0
2011 | CAN | NPCC | - | Quebec | 7 | FUTURE CAPACITY ADDITIONS |  | 891 | 1046.7 | 1097.1 | 1759.8 | 2199.8 | 2443.8 | 3292.3 | 3292.3 | 3292.3 | 3582.3 | 3582.3
2011 | CAN | NPCC | - | Quebec | 7a | Future, Planned (Note: Enter the net expected value only) |  | 891 | 1046.7 | 1097.1 | 1759.8 | 2199.8 | 2443.8 | 3292.3 | 3292.3 | 3292.3 | 3582.3 | 3582.3
2011 | CAN | NPCC | - | Quebec | 7a1 | Wind Expected On-Peak |  | 0 | 0 | 0 | 0 | 0 | 0 | 0 | 0 | 0 | 0 | 0
2011 | CAN | NPCC | - | Quebec | 7a2 | Wind Derate On-Peak |  | 398.1 | 1205.1 | 1854.6 | 2270.8 | 2666.4 | 2666.4 | 2666.4 | 2666.4 | 2666.4 | 2666.4 | 2666.4
2011 | CAN | NPCC | - | Quebec | 7a3 | Solar Expected On-Peak |  | 0 | 0 | 0 | 0 | 0 | 0 | 0 | 0 | 0 | 0 | 0
2011 | CAN | NPCC | - | Quebec | 7a4 | Solar Derate On-Peak |  | 0 | 0 | 0 | 0 | 0 | 0 | 0 | 0 | 0 | 0 | 0
2011 | CAN | NPCC | - | Quebec | 7a5 | Hydro Expected On-Peak |  | 891 | 1001.8 | 1052.2 | 1714.9 | 2154.9 | 2410.9 | 2752.4 | 2752.4 | 2752.4 | 3042.4 | 3042.4
2011 | CAN | NPCC | - | Quebec | 7a6 | Hydro Derate On-Peak |  | 0 | 0 | 0 | 0 | 0 | 0 | 0 | 0 | 0 | 0 | 0
2011 | CAN | NPCC | - | Quebec | 7a7 | Biomass Expected On-Peak |  | 0 | 52 | 52 | 52 | 52 | 52 | 52 | 52 | 52 | 52 | 52
2011 | CAN | NPCC | - | Quebec | 7a8 | Biomass Derate On-Peak |  | 0 | 0 | 0 | 0 | 0 | 0 | 0 | 0 | 0 | 0 | 0
2011 | CAN | NPCC | - | Quebec | 7a9 | Transmission-Limited Resources |  | 0 | 0 | 0 | 0 | 0 | 0 | 0 | 0 | 0 | 0 | 0
2011 | CAN | NPCC | - | Quebec | 7a10 | Scheduled Outage - Maintenance |  | 0 | 0 | 0 | 0 | 0 | 0 | 0 | 0 | 0 | 0 | 0
2011 | CAN | NPCC | - | Quebec | 7a11 | All Other Derates |  | 0 | 1.1369e-13 | 2.2737e-13 | 25 | 25 | 25 | 25 | 25 | 25 | 25 | 25
2011 | CAN | NPCC | - | Quebec | 7a12 | Energy Only |  | 0 | 0 | 0 | 0 | 0 | 0 | 0 | 0 | 0 | 0 | 0
2011 | CAN | NPCC | - | Quebec | 7b | Future, Other (Note: Enter the net expected value only) |  | 0 | 0 | 0 | 0 | 0 | 0 | 0 | 0 | 0 | 0 | 0
2011 | CAN | NPCC | - | Quebec | 7b1 | Wind Expected On-Peak |  | 0 | 0 | 0 | 0 | 0 | 0 | 0 | 0 | 0 | 0 | 0
2011 | CAN | NPCC | - | Quebec | 7b2 | Wind Derate On-Peak |  | 0 | 0 | 0 | 0 | 0 | 0 | 0 | 0 | 0 | 0 | 0
2011 | CAN | NPCC | - | Quebec | 7b3 | Solar Expected On-Peak |  | 0 | 0 | 0 | 0 | 0 | 0 | 0 | 0 | 0 | 0 | 0
2011 | CAN | NPCC | - | Quebec | 7b4 | Solar Derate On-Peak |  | 0 | 0 | 0 | 0 | 0 | 0 | 0 | 0 | 0 | 0 | 0
2011 | CAN | NPCC | - | Quebec | 7b5 | Hydro Expected On-Peak |  | 0 | 0 | 0 | 0 | 0 | 0 | 0 | 0 | 0 | 0 | 0
2011 | CAN | NPCC | - | Quebec | 7b6 | Hydro Derate On-Peak |  | 0 | 0 | 0 | 0 | 0 | 0 | 0 | 0 | 0 | 0 | 0
2011 | CAN | NPCC | - | Quebec | 7b7 | Biomass Expected On-Peak |  | 0 | 0 | 0 | 0 | 0 | 0 | 0 | 0 | 0 | 0 | 0
2011 | CAN | NPCC | - | Quebec | 7b8 | Biomass Derate On-Peak |  | 0 | 0 | 0 | 0 | 0 | 0 | 0 | 0 | 0 | 0 | 0
2011 | CAN | NPCC | - | Quebec | 7b9 | Transmission-Limited Resources |  | 0 | 0 | 0 | 0 | 0 | 0 | 0 | 0 | 0 | 0 | 0
2011 | CAN | NPCC | - | Quebec | 7b10 | Scheduled Outage - Maintenance |  | 0 | 0 | 0 | 0 | 0 | 0 | 0 | 0 | 0 | 0 | 0
2011 | CAN | NPCC | - | Quebec | 7b11 | All Other Derates |  | 0 | 0 | 0 | 0 | 0 | 0 | 0 | 0 | 0 | 0 | 0
2011 | CAN | NPCC | - | Quebec | 7b12 | Energy Only |  | 0 | 0 | 0 | 0 | 0 | 0 | 0 | 0 | 0 | 0 | 0
2011 | CAN | NPCC | - | Quebec | 8 | Conceptual (Note: Enter the net expected value only) |  | 0 | 0 | 0 | 0 | 0 | 0 | 0 | 0 | 0 | 0 | 0
2011 | CAN | NPCC | - | Quebec | 8a1 | Wind Expected On-Peak |  | 0 | 0 | 0 | 0 | 0 | 0 | 0 | 0 | 0 | 0 | 0
2011 | CAN | NPCC | - | Quebec | 8a2 | Wind Derate On-Peak |  | 0 | 0 | 0 | 0 | 0 | 0 | 0 | 0 | 0 | 0 | 0
2011 | CAN | NPCC | - | Quebec | 8a3 | Solar Expected On-Peak |  | 0 | 0 | 0 | 0 | 0 | 0 | 0 | 0 | 0 | 0 | 0
2011 | CAN | NPCC | - | Quebec | 8a4 | Solar Derate On-Peak |  | 0 | 0 | 0 | 0 | 0 | 0 | 0 | 0 | 0 | 0 | 0
2011 | CAN | NPCC | - | Quebec | 8a5 | Hydro Expected On-Peak |  | 0 | 0 | 0 | 0 | 0 | 0 | 0 | 0 | 0 | 0 | 0
2011 | CAN | NPCC | - | Quebec | 8a6 | Hydro Derate On-Peak |  | 0 | 0 | 0 | 0 | 0 | 0 | 0 | 0 | 0 | 0 | 0
2011 | CAN | NPCC | - | Quebec | 8a7 | Biomass Expected On-Peak |  | 0 | 0 | 0 | 0 | 0 | 0 | 0 | 0 | 0 | 0 | 0
2011 | CAN | NPCC | - | Quebec | 8a8 | Biomass Derate On-Peak |  | 0 | 0 | 0 | 0 | 0 | 0 | 0 | 0 | 0 | 0 | 0
2011 | CAN | NPCC | - | Quebec | 8a9 | All Other Derates |  | 0 | 0 | 0 | 0 | 0 | 0 | 0 | 0 | 0 | 0 | 0
2011 | CAN | NPCC | - | Quebec | 8a10 | Energy Only |  | 0 | 0 | 0 | 0 | 0 | 0 | 0 | 0 | 0 | 0 | 0
2011 | CAN | NPCC | - | Quebec | 9 | ANTICIPATED INTERNAL CAPACITY | 32460.7741 | 33280.7054 | 33436.4054 | 33486.8054 | 34149.5054 | 34589.5054 | 34833.5054 | 35682.0054 | 35682.0054 | 35682.0054 | 35972.0054 | 35972.0054
2011 | CAN | NPCC | - | Quebec | 10 | CAPACITY TRANSACTIONS - IMPORTS | 0 | 0 | 0 | 0 | 0 | 0 | 0 | 0 | 0 | 0 | 0 | 0
2011 | CAN | NPCC | - | Quebec | 10a | Firm (Note: The sum of 10a1 and 10a2 must be ≤ 10a) | 0 | 0 | 0 | 0 | 0 | 0 | 0 | 0 | 0 | 0 | 0 | 0
2011 | CAN | NPCC | - | Quebec | 10a1 | Full-Responsibility Purchases | 0 | 0 | 0 | 0 | 0 | 0 | 0 | 0 | 0 | 0 | 0 | 0
2011 | CAN | NPCC | - | Quebec | 10a2 | Owned Capacity/Entitlement Located Outside the Region/Subregion | 0 | 0 | 0 | 0 | 0 | 0 | 0 | 0 | 0 | 0 | 0 | 0
2011 | CAN | NPCC | - | Quebec | 10b | Non-firm | 0 |  | 0 | 0 | 0 | 0 | 0 | 0 | 0 | 0 | 0 | 0
2011 | CAN | NPCC | - | Quebec | 10c | Expected (Note: The sum of 10c1 and 10c2 must be ≤ 10c) |  | 0 | 0 | 0 | 0 | 0 | 0 | 0 | 0 | 0 | 0 | 0
2011 | CAN | NPCC | - | Quebec | 10c1 | Full-Responsibility Purchases |  | 0 | 0 | 0 | 0 | 0 | 0 | 0 | 0 | 0 | 0 | 0
2011 | CAN | NPCC | - | Quebec | 10c2 | Owned Capacity/Entitlement Located Outside the Region/Subregion |  | 0 | 0 | 0 | 0 | 0 | 0 | 0 | 0 | 0 | 0 | 0
2011 | CAN | NPCC | - | Quebec | 10d | Provisional – transactions under study, but negotiations have not begun. |  | 0 | 0 | 0 | 0 | 0 | 0 | 0 | 0 | 0 | 0 | 0
2011 | CAN | NPCC | - | Quebec | 11 | CAPACITY TRANSACTIONS - EXPORTS | 0 | 1661 | 1574 | 1521 | 1866 | 1866 | 1866 | 1866 | 1866 | 1866 | 1866 | 1866
2011 | CAN | NPCC | - | Quebec | 11a | Firm (Note: The sum of 11a1 and 11a2 must be ≤ 11a) | 0 | 1661 | 0 | 0 | 0 | 0 | 0 | 0 | 0 | 0 | 0 | 0
2011 | CAN | NPCC | - | Quebec | 11a1 | Full-Responsibility Purchases | 0 | 1661 | 0 | 0 | 0 | 0 | 0 | 0 | 0 | 0 | 0 | 0
2011 | CAN | NPCC | - | Quebec | 11a2 | Owned Capacity/Entitlement Located Outside the Region/Subregion | 0 | 0 | 0 | 0 | 0 | 0 | 0 | 0 | 0 | 0 | 0 | 0
2011 | CAN | NPCC | - | Quebec | 11b | Non-firm | 0 |  | 0 | 0 | 0 | 0 | 0 | 0 | 0 | 0 | 0 | 0
2011 | CAN | NPCC | - | Quebec | 11c | Expected (Note: The sum of 11c1 and 11c2 must be ≤ 11c) |  | 0 | 1574 | 1521 | 1866 | 1866 | 1866 | 1866 | 1866 | 1866 | 1866 | 1866
2011 | CAN | NPCC | - | Quebec | 11c1 | Full-Responsibility Purchases |  | 0 | 1574 | 1521 | 1866 | 1866 | 1866 | 1866 | 1866 | 1866 | 1866 | 1866
2011 | CAN | NPCC | - | Quebec | 11c2 | Owned Capacity/Entitlement Located Outside the Region/Subregion |  | 0 | 0 | 0 | 0 | 0 | 0 | 0 | 0 | 0 | 0 | 0
2011 | CAN | NPCC | - | Quebec | 11d | Provisional – transactions under study, but negotiations have not begun. |  | 0 | 0 | 0 | 0 | 0 | 0 | 0 | 0 | 0 | 0 | 0
2011 | CAN | NPCC | - | Quebec | 12 | EXISTING, CERTAIN CAPACITY & NET FIRM TRANSACTIONS | 32460.7741 | 30728.7054 | 32389.7054 | 32389.7054 | 32389.7054 | 32389.7054 | 32389.7054 | 32389.7054 | 32389.7054 | 32389.7054 | 32389.7054 | 32389.7054
2011 | CAN | NPCC | - | Quebec | 13 | ANTICIPATED CAPACITY RESOURCES |  | 31619.7054 | 31862.4054 | 31965.8054 | 32283.5054 | 32723.5054 | 32967.5054 | 33816.0054 | 33816.0054 | 33816.0054 | 34106.0054 | 34106.0054
2011 | CAN | NPCC | - | Quebec | 14 | PROSPECTIVE CAPACITY RESOURCES |  | 31619.7054 | 31862.4054 | 31965.8054 | 32283.5054 | 32723.5054 | 32967.5054 | 33816.0054 | 33816.0054 | 33816.0054 | 34106.0054 | 34106.0054
2011 | CAN | NPCC | - | Quebec | 15 | TOTAL POTENTIAL CAPACITY RESOURCES |  | 31619.7054 | 31862.4054 | 31965.8054 | 32283.5054 | 32723.5054 | 32967.5054 | 33816.0054 | 33816.0054 | 33816.0054 | 34106.0054 | 34106.0054
2011 | CAN | NPCC | - | Quebec | 15a | ADJUSTED POTENTIAL CAPACITY RESOURCES |  | 31619.7054 | 31862.4054 | 31965.8054 | 32283.5054 | 32723.5054 | 32967.5054 | 33816.0054 | 33816.0054 | 33816.0054 | 34106.0054 | 34106.0054
2011 | CAN | NPCC | - | Quebec | 16a | Confidence of Future, Other (7b), using reasonable judgement |  | 0 | 0 | 0 | 0 | 0 | 0 | 0 | 0 | 0 | 0 | 0
2011 | CAN | NPCC | - | Quebec | 16b | Net Future, Other Resources After Confidence Percentage Is Applied |  | 0 | 0 | 0 | 0 | 0 | 0 | 0 | 0 | 0 | 0 | 0
2011 | CAN | NPCC | - | Quebec | 16c | Confidence of Conceptual (8), using reasonable judgement |  | 0 | 0 | 0 | 0 | 0 | 0 | 0 | 0 | 0 | 0 | 0
2011 | CAN | NPCC | - | Quebec | 16d | Net Conceptual Resources After Confidence Percentage Is Applied |  | 0 | 0 | 0 | 0 | 0 | 0 | 0 | 0 | 0 | 0 | 0
2011 | CAN | NPCC | - | Quebec | 17 | Region/Subregion Target Reserve Margin |  | 9.7% | 9.8% | 11.6% | 11.6% | 11.6% | 11.6% | 11.6% | 11.6% | 11.6% | 11.6% | 11.6%
2011 | CAN | NPCC | - | Quebec | 18 | Existing Certain and Net Firm Transactions Reserve Margin |  | 46.82% | 53.08% | 54.19% | 54.52% | 53% | 52.19% | 51.56% | 50.2% | 48.15% | 48.21% | 48.21%
2011 | CAN | NPCC | - | Quebec | 19 | Anticipated Capacity Resources Reserve Margin |  | 51.08% | 50.59% | 52.17% | 54.02% | 54.58% | 54.9% | 58.23% | 56.82% | 54.68% | 56.06% | 56.06%
2011 | CAN | NPCC | - | Quebec | 20 | Prospective Capacity Resources Reserve Margin |  | 51.08% | 50.59% | 52.17% | 54.02% | 54.58% | 54.9% | 58.23% | 56.82% | 54.68% | 56.06% | 56.06%
2011 | CAN | NPCC | - | Quebec | 21 | Total Potential Resources Reserve Margin |  | 51.08% | 50.59% | 52.17% | 54.02% | 54.58% | 54.9% | 58.23% | 56.82% | 54.68% | 56.06% | 56.06%
2011 | CAN | NPCC | - | Quebec | 22 | Adjusted Potential Resources Reserve Margin |  | 51.08% | 50.59% | 52.17% | 54.02% | 54.58% | 54.9% | 58.23% | 56.82% | 54.68% | 56.06% | 56.06%
2011 | CAN | NPCC | - | Quebec | 23 | Total Baseline Installed Capacity | 161: 42434.1441
2011 | CAN | NPCC | - | Quebec | 24 | Distributed or Other Capacity (Behind the Meter) < 1 MW
2011 | CAN | NPCC | - | Quebec | 25 | Distributed or Other Capacity (Behind the Meter) ≥ 1 MW
2011 | CAN | NPCC | - | Quebec | 26 | Capacity Total from EIA-860
2011 | US | RF | - | PJM | 1 | Unrestricted Non-coincident Peak Demand | 136465.117 | 148941 | 158603 | 162489 | 164772 | 166506 | 167847 | 169443 | 171067 | 172780 | 174458 | 176060
2011 | US | RF | - | PJM | 1a | New Conservation (Energy Efficiency) |  | 170 | 386 | 563 | 563 | 563 | 563 | 563 | 563 | 563 | 563 | 563
2011 | US | RF | - | PJM | 1b | Estimated Diversity |  | 0 | 0 | 0 | 0 | 0 | 0 | 0 | 0 | 0 | 0 | 0
2011 | US | RF | - | PJM | 1c | Additions for non-member load (load served by non-registered LSE's in a region) |  | 0 | 0 | 0 | 0 | 0 | 0 | 0 | 0 | 0 | 0 | 0
2011 | US | RF | - | PJM | 1d | Stand-by Load Under Contract (Normally served by behind the meter generation) |  | 0 | 0 | 0 | 0 | 0 | 0 | 0 | 0 | 0 | 0 | 0
2011 | US | RF | - | PJM | 1e | Non-Controllable Demand-Side Demand Response |  | 0 | 0 | 0 | 0 | 0 | 0 | 0 | 0 | 0 | 0 | 0
2011 | US | RF | - | PJM | 2 | Total Internal Demand | 136465.117 | 148941 | 158603 | 162489 | 164772 | 166506 | 167847 | 169443 | 171067 | 172780 | 174458 | 176060
2011 | US | RF | - | PJM | 2H1 | Load Forecast Uncertainty (Extreme Demand Factor) |  | 1.061 | 1.061 | 1.061 | 1.061 | 1.061 | 1.061 | 1.061 | 1.061 | 1.061 | 1.061 | 1.061
2011 | US | RF | - | PJM | 2H | Total Internal Demand |  | 158026.401 | 168277.783 | 172400.829 | 174823.092 | 176662.866 | 178085.667 | 179779.023 | 181502.087 | 183319.58 | 185099.938 | 186799.66
2011 | US | RF | - | PJM | 2a | Supply-Side Direct Control Load Management | 0 | 0 | 0 | 0 | 0 | 0 | 0 | 0 | 0 | 0 | 0 | 0
2011 | US | RF | - | PJM | 2b | Supply-Side Contractually Interruptible (Curtailable) | 1323 | 0 | 0 | 0 | 0 | 0 | 0 | 0 | 0 | 0 | 0 | 0
2011 | US | RF | - | PJM | 2c | Supply-Side Critical Peak-Pricing (CPP) with Control | 0 | 0 | 0 | 0 | 0 | 0 | 0 | 0 | 0 | 0 | 0 | 0
2011 | US | RF | - | PJM | 2d | Supply-Side Load as a Capacity Resource | 0 | 11826 | 11826 | 11826 | 11826 | 11826 | 11826 | 11826 | 11826 | 11826 | 11826 | 11826
2011 | US | RF | - | PJM | 3 | Net Internal Demand | 135142.117 | 137341 | 151780 | 153510 | 155793 | 157527 | 158868 | 160464 | 162088 | 163801 | 165479 | 167081
2011 | US | RF | - | PJM | 4a | Demand Response used for Ancillary Services - Spinning Reserves | 0 | 0 | 0 | 0 | 0 | 0 | 0 | 0 | 0 | 0 | 0 | 0
2011 | US | RF | - | PJM | 4b | Demand Response used for Ancillary Services - Non-Spinning Reserves | 0 | 0 | 0 | 0 | 0 | 0 | 0 | 0 | 0 | 0 | 0 | 0
2011 | US | RF | - | PJM | 4c | Demand Response used for Regulation | 0 | 0 | 0 | 0 | 0 | 0 | 0 | 0 | 0 | 0 | 0 | 0
2011 | US | RF | - | PJM | 4d | Demand Response used for Energy, Voluntary Services - Emergency | 0 | 0 | 0 | 0 | 0 | 0 | 0 | 0 | 0 | 0 | 0 | 0
2011 | US | RF | - | PJM | 5 | TOTAL INTERNAL CAPACITY | 176470 | 196799.339 | 201708.159 | 205738.019 | 206316.079 | 207325.939 | 207705.799 | 208085.659 | 208465.519 | 208845.379 | 209225.239 | 209605.099
2011 | US | RF | - | PJM | 6 | EXISTING CAPACITY | 161: 176470; 161: 196585.8
2011 | US | RF | - | PJM | 6a | Existing, Certain | 161: 165747; 161: 180405.6
2011 | US | RF | - | PJM | 6a1 | Wind Expected On-Peak | 161: 511; 161: 669.5
2011 | US | RF | - | PJM | 6a2 | Solar Expected On-Peak | 161: 0; 161: 12.2
2011 | US | RF | - | PJM | 6a3 | Hydro Expected On-Peak | 161: 2226; 161: 2622.5
2011 | US | RF | - | PJM | 6a4 | Biomass Expected On-Peak | 161: 727; 161: 879.3
2011 | US | RF | - | PJM | 6b | Existing, Other (Note: Enter the net expected value only) | 161: 0; 161: 0
2011 | US | RF | - | PJM | 6b1 | Wind Derate On-Peak | 161: 3582; 161: 4272.7
2011 | US | RF | - | PJM | 6b2 | Solar Derate On-Peak | 161: 0; 161: 20
2011 | US | RF | - | PJM | 6b3 | Hydro Derate On-Peak | 161: 0; 161: 9
2011 | US | RF | - | PJM | 6b4 | Biomass Derate On-Peak | 161: 0; 161: 0.4
2011 | US | RF | - | PJM | 6b5 | Transmission-Limited Resources | 161: 0; 161: 0
2011 | US | RF | - | PJM | 6b6 | All Other Derates | 161: 5818; 161: 278.1
2011 | US | RF | - | PJM | 6b7 | Energy Only (Existing-Other) | 161: 0; 161: 0
2011 | US | RF | - | PJM | 6c | Existing, Inoperable (Note: Capacity reported on this line is not included in margin calculations) | 161: 0; 161: 0
2011 | US | RF | - | PJM | 6d | Total Supply-Side Demand Response | 1323 | 11600 | 6823 | 8979 | 8979 | 8979 | 8979 | 8979 | 8979 | 8979 | 8979 | 8979
2011 | US | RF | - | PJM | 7 | FUTURE CAPACITY ADDITIONS |  | 74.139 | 7826.749 | 8723.749 | 8883.349 | 9469.849 | 9469.849 | 9469.849 | 9469.849 | 9469.849 | 9469.849 | 9469.849
2011 | US | RF | - | PJM | 7a | Future, Planned (Note: Enter the net expected value only) |  | 74.139 | 7826.749 | 8723.749 | 8883.349 | 9469.849 | 9469.849 | 9469.849 | 9469.849 | 9469.849 | 9469.849 | 9469.849
2011 | US | RF | - | PJM | 7a1 | Wind Expected On-Peak |  | 0 | 328.58 | 452.58 | 462.28 | 468.78 | 468.78 | 468.78 | 468.78 | 468.78 | 468.78 | 468.78
2011 | US | RF | - | PJM | 7a2 | Wind Derate On-Peak |  | 0 | 1420.42 | 1986.42 | 2025.02 | 2068.52 | 2068.52 | 2068.52 | 2068.52 | 2068.52 | 2068.52 | 2068.52
2011 | US | RF | - | PJM | 7a3 | Solar Expected On-Peak |  | 26.339 | 95.969 | 114.969 | 114.969 | 114.969 | 114.969 | 114.969 | 114.969 | 114.969 | 114.969 | 114.969
2011 | US | RF | - | PJM | 7a4 | Solar Derate On-Peak |  | 46 | 159.93 | 190.93 | 190.93 | 190.93 | 190.93 | 190.93 | 190.93 | 190.93 | 190.93 | 190.93
2011 | US | RF | - | PJM | 7a5 | Hydro Expected On-Peak |  | 24 | 26.6 | 26.6 | 176.5 | 176.5 | 176.5 | 176.5 | 176.5 | 176.5 | 176.5 | 176.5
2011 | US | RF | - | PJM | 7a6 | Hydro Derate On-Peak |  | 0 | 0 | 0 | 0 | 0 | 0 | 0 | 0 | 0 | 0 | 0
2011 | US | RF | - | PJM | 7a7 | Biomass Expected On-Peak |  | 4.8 | 67.9 | 67.9 | 67.9 | 67.9 | 67.9 | 67.9 | 67.9 | 67.9 | 67.9 | 67.9
2011 | US | RF | - | PJM | 7a8 | Biomass Derate On-Peak |  | 0 | 1 | 1 | 1 | 1 | 1 | 1 | 1 | 1 | 1 | 1
2011 | US | RF | - | PJM | 7a9 | Transmission-Limited Resources |  | 0 | 0 | 0 | 0 | 0 | 0 | 0 | 0 | 0 | 0 | 0
2011 | US | RF | - | PJM | 7a10 | Scheduled Outage - Maintenance |  | 0 | 0 | 0 | 0 | 0 | 0 | 0 | 0 | 0 | 0 | 0
2011 | US | RF | - | PJM | 7a11 | All Other Derates |  | 93.4 | 491.26 | 871.12 | 1250.98 | 1630.84 | 2010.7 | 2390.56 | 2770.42 | 3150.28 | 3530.14 | 3910
2011 | US | RF | - | PJM | 7a12 | Energy Only |  | 0 | 0 | 0 | 0 | 0 | 0 | 0 | 0 | 0 | 0 | 0
2011 | US | RF | - | PJM | 7b | Future, Other (Note: Enter the net expected value only) |  | 0 | 0 | 0 | 0 | 0 | 0 | 0 | 0 | 0 | 0 | 0
2011 | US | RF | - | PJM | 7b1 | Wind Expected On-Peak |  | 0 | 0 | 0 | 0 | 0 | 0 | 0 | 0 | 0 | 0 | 0
2011 | US | RF | - | PJM | 7b2 | Wind Derate On-Peak |  | 0 | 0 | 0 | 0 | 0 | 0 | 0 | 0 | 0 | 0 | 0
2011 | US | RF | - | PJM | 7b3 | Solar Expected On-Peak |  | 0 | 0 | 0 | 0 | 0 | 0 | 0 | 0 | 0 | 0 | 0
2011 | US | RF | - | PJM | 7b4 | Solar Derate On-Peak |  | 0 | 0 | 0 | 0 | 0 | 0 | 0 | 0 | 0 | 0 | 0
2011 | US | RF | - | PJM | 7b5 | Hydro Expected On-Peak |  | 0 | 0 | 0 | 0 | 0 | 0 | 0 | 0 | 0 | 0 | 0
2011 | US | RF | - | PJM | 7b6 | Hydro Derate On-Peak |  | 0 | 0 | 0 | 0 | 0 | 0 | 0 | 0 | 0 | 0 | 0
2011 | US | RF | - | PJM | 7b7 | Biomass Expected On-Peak |  | 0 | 0 | 0 | 0 | 0 | 0 | 0 | 0 | 0 | 0 | 0
2011 | US | RF | - | PJM | 7b8 | Biomass Derate On-Peak |  | 0 | 0 | 0 | 0 | 0 | 0 | 0 | 0 | 0 | 0 | 0
2011 | US | RF | - | PJM | 7b9 | Transmission-Limited Resources |  | 0 | 0 | 0 | 0 | 0 | 0 | 0 | 0 | 0 | 0 | 0
2011 | US | RF | - | PJM | 7b10 | Scheduled Outage - Maintenance |  | 0 | 0 | 0 | 0 | 0 | 0 | 0 | 0 | 0 | 0 | 0
2011 | US | RF | - | PJM | 7b11 | All Other Derates |  | 0 | 0 | 0 | 0 | 0 | 0 | 0 | 0 | 0 | 0 | 0
2011 | US | RF | - | PJM | 7b12 | Energy Only |  | 0 | 0 | 0 | 0 | 0 | 0 | 0 | 0 | 0 | 0 | 0
2011 | US | RF | - | PJM | 8 | Conceptual (Note: Enter the net expected value only) |  | 2442.66 | 7662.1 | 11269.67 | 18081.57 | 23737.57 | 24452.57 | 26092.57 | 26092.57 | 27692.57 | 27692.57 | 27692.57
2011 | US | RF | - | PJM | 8a1 | Wind Expected On-Peak |  | 0 | 636.44 | 1414.52 | 2462.12 | 4666.52 | 4711.52 | 4711.52 | 4711.52 | 4711.52 | 4711.52 | 4711.52
2011 | US | RF | - | PJM | 8a2 | Wind Derate On-Peak |  | 0 | 3314.91 | 7538.83 | 13884.73 | 19110.33 | 19413.33 | 19413.33 | 19413.33 | 19413.33 | 19413.33 | 19413.33
2011 | US | RF | - | PJM | 8a3 | Solar Expected On-Peak |  | 39.76 | 866.36 | 1139.25 | 1146.85 | 1192.45 | 1192.45 | 1192.45 | 1192.45 | 1192.45 | 1192.45 | 1192.45
2011 | US | RF | - | PJM | 8a4 | Solar Derate On-Peak |  | 68.88 | 1388.177 | 1833.787 | 1846.187 | 1920.587 | 1920.587 | 1920.587 | 1920.587 | 1920.587 | 1920.587 | 1920.587
2011 | US | RF | - | PJM | 8a5 | Hydro Expected On-Peak |  | 0 | 13.4 | 72.5 | 184.5 | 196.5 | 196.5 | 196.5 | 196.5 | 196.5 | 196.5 | 196.5
2011 | US | RF | - | PJM | 8a6 | Hydro Derate On-Peak |  | 0 | 0.6 | 0.6 | 0.6 | 0.6 | 0.6 | 0.6 | 0.6 | 0.6 | 0.6 | 0.6
2011 | US | RF | - | PJM | 8a7 | Biomass Expected On-Peak |  | 205.5 | 283.5 | 336.5 | 449 | 449 | 449 | 449 | 449 | 449 | 449 | 449
2011 | US | RF | - | PJM | 8a8 | Biomass Derate On-Peak |  | 0 | 0 | 0 | 2 | 2 | 2 | 2 | 2 | 2 | 2 | 2
2011 | US | RF | - | PJM | 8a9 | All Other Derates |  | 167.76 | 2945.314 | 6619.088 | 10327.662 | 14174.036 | 18020.41 | 21866.784 | 25713.158 | 29559.532 | 33405.906 | 37252.28
2011 | US | RF | - | PJM | 8a10 | Energy Only |  | 0 | 0 | 0 | 0 | 0 | 0 | 0 | 0 | 0 | 0 | 0
2011 | US | RF | - | PJM | 9 | ANTICIPATED INTERNAL CAPACITY | 167070 | 192079.739 | 195055.349 | 198108.349 | 198267.949 | 198854.449 | 198854.449 | 198854.449 | 198854.449 | 198854.449 | 198854.449 | 198854.449
2011 | US | RF | - | PJM | 10 | CAPACITY TRANSACTIONS - IMPORTS | 2500 | 3858 | 4012 | 4768 | 4768 | 4768 | 4768 | 4768 | 4768 | 4768 | 4768 | 4768
2011 | US | RF | - | PJM | 10a | Firm (Note: The sum of 10a1 and 10a2 must be ≤ 10a) | 2500 | 3858 | 4012 | 4768 | 4768 | 4768 | 4768 | 4768 | 4768 | 4768 | 4768 | 4768
2011 | US | RF | - | PJM | 10a1 | Full-Responsibility Purchases | 2400 | 0 | 0 | 0 | 0 | 0 | 0 | 0 | 0 | 0 | 0 | 0
2011 | US | RF | - | PJM | 10a2 | Owned Capacity/Entitlement Located Outside the Region/Subregion | 100 | 0 | 0 | 0 | 0 | 0 | 0 | 0 | 0 | 0 | 0 | 0
2011 | US | RF | - | PJM | 10b | Non-firm | 0 |  | 0 | 0 | 0 | 0 | 0 | 0 | 0 | 0 | 0 | 0
2011 | US | RF | - | PJM | 10c | Expected (Note: The sum of 10c1 and 10c2 must be ≤ 10c) |  | 0 | 0 | 0 | 0 | 0 | 0 | 0 | 0 | 0 | 0 | 0
2011 | US | RF | - | PJM | 10c1 | Full-Responsibility Purchases |  | 0 | 0 | 0 | 0 | 0 | 0 | 0 | 0 | 0 | 0 | 0
2011 | US | RF | - | PJM | 10c2 | Owned Capacity/Entitlement Located Outside the Region/Subregion |  | 0 | 0 | 0 | 0 | 0 | 0 | 0 | 0 | 0 | 0 | 0
2011 | US | RF | - | PJM | 10d | Provisional – transactions under study, but negotiations have not begun. |  | 0 | 0 | 0 | 0 | 0 | 0 | 0 | 0 | 0 | 0 | 0
2011 | US | RF | - | PJM | 11 | CAPACITY TRANSACTIONS - EXPORTS | 600 | 2598 | 2643 | 2632 | 2632 | 2632 | 2632 | 2632 | 2632 | 2632 | 2632 | 2632
2011 | US | RF | - | PJM | 11a | Firm (Note: The sum of 11a1 and 11a2 must be ≤ 11a) | 600 | 2598 | 2643 | 2632 | 2632 | 2632 | 2632 | 2632 | 2632 | 2632 | 2632 | 2632
2011 | US | RF | - | PJM | 11a1 | Full-Responsibility Purchases | 600 | 0 | 0 | 0 | 0 | 0 | 0 | 0 | 0 | 0 | 0 | 0
2011 | US | RF | - | PJM | 11a2 | Owned Capacity/Entitlement Located Outside the Region/Subregion | 0 | 0 | 0 | 0 | 0 | 0 | 0 | 0 | 0 | 0 | 0 | 0
2011 | US | RF | - | PJM | 11b | Non-firm | 0 |  | 0 | 0 | 0 | 0 | 0 | 0 | 0 | 0 | 0 | 0
2011 | US | RF | - | PJM | 11c | Expected (Note: The sum of 11c1 and 11c2 must be ≤ 11c) |  | 0 | 0 | 0 | 0 | 0 | 0 | 0 | 0 | 0 | 0 | 0
2011 | US | RF | - | PJM | 11c1 | Full-Responsibility Purchases |  | 0 | 0 | 0 | 0 | 0 | 0 | 0 | 0 | 0 | 0 | 0
2011 | US | RF | - | PJM | 11c2 | Owned Capacity/Entitlement Located Outside the Region/Subregion |  | 0 | 0 | 0 | 0 | 0 | 0 | 0 | 0 | 0 | 0 | 0
2011 | US | RF | - | PJM | 11d | Provisional – transactions under study, but negotiations have not begun. |  | 0 | 0 | 0 | 0 | 0 | 0 | 0 | 0 | 0 | 0 | 0
2011 | US | RF | - | PJM | 12 | EXISTING, CERTAIN CAPACITY & NET FIRM TRANSACTIONS | 168970 | 193265.6 | 188597.6 | 191520.6 | 191520.6 | 191520.6 | 191520.6 | 191520.6 | 191520.6 | 191520.6 | 191520.6 | 191520.6
2011 | US | RF | - | PJM | 13 | ANTICIPATED CAPACITY RESOURCES |  | 193339.739 | 196424.349 | 200244.349 | 200403.949 | 200990.449 | 200990.449 | 200990.449 | 200990.449 | 200990.449 | 200990.449 | 200990.449
2011 | US | RF | - | PJM | 14 | PROSPECTIVE CAPACITY RESOURCES |  | 193339.739 | 196424.349 | 200244.349 | 200403.949 | 200990.449 | 200990.449 | 200990.449 | 200990.449 | 200990.449 | 200990.449 | 200990.449
2011 | US | RF | - | PJM | 15 | TOTAL POTENTIAL CAPACITY RESOURCES |  | 195782.399 | 204086.449 | 211514.019 | 218485.519 | 224728.019 | 225443.019 | 227083.019 | 227083.019 | 228683.019 | 228683.019 | 228683.019
2011 | US | RF | - | PJM | 15a | ADJUSTED POTENTIAL CAPACITY RESOURCES |  | 194194.67 | 199106.084 | 203309.6992 | 204544.6285 | 206141.5017 | 206296.6567 | 206522.0738 | 206391.611 | 206722.811 | 206722.811 | 206722.811
2011 | US | RF | - | PJM | 16a | Confidence of Future, Other (7b), using reasonable judgement |  | 0 | 0 | 0 | 0 | 0 | 0 | 0 | 0 | 0 | 0 | 0
2011 | US | RF | - | PJM | 16b | Net Future, Other Resources After Confidence Percentage Is Applied |  | 0 | 0 | 0 | 0 | 0 | 0 | 0 | 0 | 0 | 0 | 0
2011 | US | RF | - | PJM | 16c | Confidence of Conceptual (8), using reasonable judgement |  | 0.35 | 0.35 | 0.272 | 0.229 | 0.217 | 0.217 | 0.212 | 0.207 | 0.207 | 0.207 | 0.207
2011 | US | RF | - | PJM | 16d | Net Conceptual Resources After Confidence Percentage Is Applied |  | 854.931 | 2681.735 | 3065.3502 | 4140.6795 | 5151.0527 | 5306.2077 | 5531.6248 | 5401.162 | 5732.362 | 5732.362 | 5732.362
2011 | US | RF | - | PJM | 17 | Region/Subregion Target Reserve Margin |  | 15% | 15% | 15% | 15% | 15% | 15% | 15% | 15% | 15% | 15% | 15%
2011 | US | RF | - | PJM | 18 | Existing Certain and Net Firm Transactions Reserve Margin |  | 29.76% | 18.91% | 17.87% | 16.23% | 15.02% | 14.1% | 13.03% | 11.96% | 10.85% | 9.78% | 8.781%
2011 | US | RF | - | PJM | 19 | Anticipated Capacity Resources Reserve Margin |  | 29.81% | 23.85% | 23.24% | 21.63% | 20.71% | 19.75% | 18.62% | 17.49% | 16.33% | 15.21% | 14.16%
2011 | US | RF | - | PJM | 20 | Prospective Capacity Resources Reserve Margin |  | 29.81% | 23.85% | 23.24% | 21.63% | 20.71% | 19.75% | 18.62% | 17.49% | 16.33% | 15.21% | 14.16%
2011 | US | RF | - | PJM | 21 | Total Potential Resources Reserve Margin |  | 31.45% | 28.68% | 30.17% | 32.6% | 34.97% | 34.31% | 34.02% | 32.75% | 32.36% | 31.08% | 29.89%
2011 | US | RF | - | PJM | 22 | Adjusted Potential Resources Reserve Margin |  | 30.38% | 25.54% | 25.12% | 24.14% | 23.8% | 22.91% | 21.88% | 20.65% | 19.65% | 18.49% | 17.42%
2011 | US | RF | - | PJM | 23 | Total Baseline Installed Capacity | 161: 175147
2011 | US | RF | - | PJM | 24 | Distributed or Other Capacity (Behind the Meter) < 1 MW
2011 | US | RF | - | PJM | 25 | Distributed or Other Capacity (Behind the Meter) ≥ 1 MW
2011 | US | RF | - | PJM | 26 | Capacity Total from EIA-860
2011 | US | SERC | - | SERC-E | 1 | Unrestricted Non-coincident Peak Demand | 42812 | 43177 | 44053 | 44948 | 45694 | 46324 | 46965 | 47490 | 48164 | 48850 | 49620 | 50410
2011 | US | SERC | - | SERC-E | 1a | New Conservation (Energy Efficiency) |  | 277 | 358 | 438 | 530 | 616 | 708 | 805 | 898 | 994 | 1093 | 1152
2011 | US | SERC | - | SERC-E | 1b | Estimated Diversity |  | 0 | 0 | 0 | 0 | 0 | 0 | 0 | 0 | 0 | 0 | 0
2011 | US | SERC | - | SERC-E | 1c | Additions for non-member load (load served by non-registered LSE's in a region) |  | 242 | 244 | 246 | 250 | 252 | 255 | 258 | 263 | 266 | 270 | 275
2011 | US | SERC | - | SERC-E | 1d | Stand-by Load Under Contract (Normally served by behind the meter generation) |  | 107 | 107 | 107 | 107 | 107 | 107 | 107 | 107 | 107 | 107 | 107
2011 | US | SERC | - | SERC-E | 1e | Non-Controllable Demand-Side Demand Response |  | 0 | 0 | 0 | 0 | 0 | 0 | 0 | 0 | 0 | 0 | 0
2011 | US | SERC | - | SERC-E | 2 | Total Internal Demand | 42812 | 43249 | 44046 | 44863 | 45521 | 46067 | 46619 | 47050 | 47636 | 48229 | 48904 | 49640
2011 | US | SERC | - | SERC-E | 2H1 | Load Forecast Uncertainty (Extreme Demand Factor) |  | 1.06 | 1.06 | 1.06 | 1.06 | 1.06 | 1.06 | 1.06 | 1.06 | 1.06 | 1.06 | 1.06
2011 | US | SERC | - | SERC-E | 2H | Total Internal Demand |  | 45843.94 | 46688.76 | 47554.78 | 48252.26 | 48831.02 | 49416.14 | 49873 | 50494.16 | 51122.74 | 51838.24 | 52618.4
2011 | US | SERC | - | SERC-E | 2a | Supply-Side Direct Control Load Management | 298 | 611 | 860 | 939 | 987 | 1031 | 1069 | 1099 | 1120 | 1135 | 1147 | 1156
2011 | US | SERC | - | SERC-E | 2b | Supply-Side Contractually Interruptible (Curtailable) | 398 | 995 | 995 | 995 | 995 | 995 | 995 | 995 | 995 | 995 | 995 | 995
2011 | US | SERC | - | SERC-E | 2c | Supply-Side Critical Peak-Pricing (CPP) with Control | 0 | 0 | 0 | 0 | 0 | 0 | 0 | 0 | 0 | 0 | 0 | 0
2011 | US | SERC | - | SERC-E | 2d | Supply-Side Load as a Capacity Resource | 89 | 89 | 89 | 89 | 89 | 89 | 89 | 89 | 89 | 89 | 89 | 89
2011 | US | SERC | - | SERC-E | 3 | Net Internal Demand | 42027 | 41554 | 42102 | 42840 | 43450 | 43952 | 44466 | 44867 | 45432 | 46010 | 46673 | 47400
2011 | US | SERC | - | SERC-E | 4a | Demand Response used for Ancillary Services - Spinning Reserves | 601 | 601 | 601 | 601 | 601 | 601 | 601 | 601 | 601 | 601 | 601 | 601
2011 | US | SERC | - | SERC-E | 4b | Demand Response used for Ancillary Services - Non-Spinning Reserves | 237 | 237 | 237 | 237 | 237 | 237 | 237 | 237 | 237 | 237 | 237 | 237
2011 | US | SERC | - | SERC-E | 4c | Demand Response used for Regulation | 0 | 0 | 0 | 0 | 0 | 0 | 0 | 0 | 0 | 0 | 0 | 0
2011 | US | SERC | - | SERC-E | 4d | Demand Response used for Energy, Voluntary Services - Emergency | 519 | 535 | 581 | 608 | 608 | 608 | 608 | 608 | 608 | 608 | 608 | 608
2011 | US | SERC | - | SERC-E | 5 | TOTAL INTERNAL CAPACITY | 50922.865 | 52395.365 | 54043.365 | 55155.865 | 55234.865 | 53906.865 | 54971.865 | 55001.865 | 55022.865 | 55944.865 | 55956.865 | 55839.865
2011 | US | SERC | - | SERC-E | 6 | EXISTING CAPACITY | 50922.865 | 51873.365 | 52245.365 | 52324.365 | 52382.365 | 52450.365 | 52398.365 | 52428.365 | 52449.365 | 52254.365 | 52266.365 | 52149.365
2011 | US | SERC | - | SERC-E | 6a | Existing, Certain | 50022.765 | 50063.265 | 50187.965 | 50187.965 | 50197.965 | 50221.965 | 50131.965 | 50131.965 | 50131.965 | 49921.965 | 49921.965 | 49795.965
2011 | US | SERC | - | SERC-E | 6a1 | Wind Expected On-Peak | 0 | 0 | 0 | 0 | 0 | 0 | 0 | 0 | 0 | 0 | 0 | 0
2011 | US | SERC | - | SERC-E | 6a2 | Solar Expected On-Peak | 0 | 15.5 | 15.5 | 15.5 | 15.5 | 15.5 | 15.5 | 15.5 | 15.5 | 15.5 | 15.5 | 15.5
2011 | US | SERC | - | SERC-E | 6a3 | Hydro Expected On-Peak | 3006.24 | 3006.24 | 3007.94 | 3007.94 | 3007.94 | 3007.94 | 3007.94 | 3007.94 | 3007.94 | 3007.94 | 3007.94 | 3007.94
2011 | US | SERC | - | SERC-E | 6a4 | Biomass Expected On-Peak | 21.2 | 21.2 | 21.2 | 21.2 | 21.2 | 21.2 | 21.2 | 21.2 | 21.2 | 21.2 | 21.2 | 21.2
2011 | US | SERC | - | SERC-E | 6b | Existing, Other (Note: Enter the net expected value only) | 0 | 0 | 0 | 0 | 0 | 0 | 0 | 0 | 0 | 0 | 0 | 0
2011 | US | SERC | - | SERC-E | 6b1 | Wind Derate On-Peak | 0 | 0 | 0 | 0 | 0 | 0 | 0 | 0 | 0 | 0 | 0 | 0
2011 | US | SERC | - | SERC-E | 6b2 | Solar Derate On-Peak | 0 | 0 | 0 | 0 | 0 | 0 | 0 | 0 | 0 | 0 | 0 | 0
2011 | US | SERC | - | SERC-E | 6b3 | Hydro Derate On-Peak | 0 | 0 | 0 | 0 | 0 | 0 | 0 | 0 | 0 | 0 | 0 | 0
2011 | US | SERC | - | SERC-E | 6b4 | Biomass Derate On-Peak | 0 | 0 | 0 | 0 | 0 | 0 | 0 | 0 | 0 | 0 | 0 | 0
2011 | US | SERC | - | SERC-E | 6b5 | Transmission-Limited Resources | 0 | 0 | 0 | 0 | 0 | 0 | 0 | 0 | 0 | 0 | 0 | 0
2011 | US | SERC | - | SERC-E | 6b6 | All Other Derates | 0 | 0 | 0 | 0 | 0 | 0 | 0 | 0 | 0 | 0 | 0 | 0
2011 | US | SERC | - | SERC-E | 6b7 | Energy Only (Existing-Other) | 0 | 0 | 0 | 0 | 0 | 0 | 0 | 0 | 0 | 0 | 0 | 0
2011 | US | SERC | - | SERC-E | 6c | Existing, Inoperable (Note: Capacity reported on this line is not included in margin calculations) | 115.1 | 115.1 | 113.4 | 113.4 | 113.4 | 113.4 | 113.4 | 113.4 | 113.4 | 113.4 | 113.4 | 113.4
2011 | US | SERC | - | SERC-E | 6d | Total Supply-Side Demand Response | 785 | 1695 | 1944 | 2023 | 2071 | 2115 | 2153 | 2183 | 2204 | 2219 | 2231 | 2240
2011 | US | SERC | - | SERC-E | 7 | FUTURE CAPACITY ADDITIONS | 0 | 522 | 1798 | 2831.5 | 2852.5 | 1456.5 | 2573.5 | 2573.5 | 2573.5 | 3690.5 | 3690.5 | 3690.5
2011 | US | SERC | - | SERC-E | 7a | Future, Planned (Note: Enter the net expected value only) | 0 | 522 | 1798 | 2831.5 | 2852.5 | 1456.5 | 2573.5 | 2573.5 | 2573.5 | 3690.5 | 3690.5 | 3690.5
2011 | US | SERC | - | SERC-E | 7a1 | Wind Expected On-Peak | 0 | 0 | 0 | 0 | 0 | 0 | 0 | 0 | 0 | 0 | 0 | 0
2011 | US | SERC | - | SERC-E | 7a2 | Wind Derate On-Peak | 0 | 0 | 0 | 0 | 0 | 0 | 0 | 0 | 0 | 0 | 0 | 0
2011 | US | SERC | - | SERC-E | 7a3 | Solar Expected On-Peak | 0 | 0 | 0 | 0 | 0 | 0 | 0 | 0 | 0 | 0 | 0 | 0
2011 | US | SERC | - | SERC-E | 7a4 | Solar Derate On-Peak | 0 | 0 | 0 | 0 | 0 | 0 | 0 | 0 | 0 | 0 | 0 | 0
2011 | US | SERC | - | SERC-E | 7a5 | Hydro Expected On-Peak | 0 | 0 | 0 | 0 | 0 | 0 | 0 | 0 | 0 | 0 | 0 | 0
2011 | US | SERC | - | SERC-E | 7a6 | Hydro Derate On-Peak | 0 | 0 | 0 | 0 | 0 | 0 | 0 | 0 | 0 | 0 | 0 | 0
2011 | US | SERC | - | SERC-E | 7a7 | Biomass Expected On-Peak | 0 | 0 | 0 | 0 | 0 | 0 | 0 | 0 | 0 | 0 | 0 | 0
2011 | US | SERC | - | SERC-E | 7a8 | Biomass Derate On-Peak | 0 | 0 | 0 | 0 | 0 | 0 | 0 | 0 | 0 | 0 | 0 | 0
2011 | US | SERC | - | SERC-E | 7a9 | Transmission-Limited Resources | 0 | 0 | 0 | 0 | 0 | 0 | 0 | 0 | 0 | 0 | 0 | 0
2011 | US | SERC | - | SERC-E | 7a10 | Scheduled Outage - Maintenance | 0 | 0 | 0 | 0 | 0 | 0 | 0 | 0 | 0 | 0 | 0 | 0
2011 | US | SERC | - | SERC-E | 7a11 | All Other Derates | 0 | 0 | 0 | 0 | 0 | 0 | 0 | 0 | 0 | 0 | 0 | 0
2011 | US | SERC | - | SERC-E | 7a12 | Energy Only | 0 | 0 | 0 | 0 | 0 | 0 | 0 | 0 | 0 | 0 | 0 | 0
2011 | US | SERC | - | SERC-E | 7b | Future, Other (Note: Enter the net expected value only) | 0 | 0 | 0 | 0 | 0 | 0 | 0 | 0 | 0 | 0 | 0 | 0
2011 | US | SERC | - | SERC-E | 7b1 | Wind Expected On-Peak | 0 | 0 | 0 | 0 | 0 | 0 | 0 | 0 | 0 | 0 | 0 | 0
2011 | US | SERC | - | SERC-E | 7b2 | Wind Derate On-Peak | 0 | 0 | 0 | 0 | 0 | 0 | 0 | 0 | 0 | 0 | 0 | 0
2011 | US | SERC | - | SERC-E | 7b3 | Solar Expected On-Peak | 0 | 0 | 0 | 0 | 0 | 0 | 0 | 0 | 0 | 0 | 0 | 0
2011 | US | SERC | - | SERC-E | 7b4 | Solar Derate On-Peak | 0 | 0 | 0 | 0 | 0 | 0 | 0 | 0 | 0 | 0 | 0 | 0
2011 | US | SERC | - | SERC-E | 7b5 | Hydro Expected On-Peak | 0 | 0 | 0 | 0 | 0 | 0 | 0 | 0 | 0 | 0 | 0 | 0
2011 | US | SERC | - | SERC-E | 7b6 | Hydro Derate On-Peak | 0 | 0 | 0 | 0 | 0 | 0 | 0 | 0 | 0 | 0 | 0 | 0
2011 | US | SERC | - | SERC-E | 7b7 | Biomass Expected On-Peak | 0 | 0 | 0 | 0 | 0 | 0 | 0 | 0 | 0 | 0 | 0 | 0
2011 | US | SERC | - | SERC-E | 7b8 | Biomass Derate On-Peak | 0 | 0 | 0 | 0 | 0 | 0 | 0 | 0 | 0 | 0 | 0 | 0
2011 | US | SERC | - | SERC-E | 7b9 | Transmission-Limited Resources | 0 | 0 | 0 | 0 | 0 | 0 | 0 | 0 | 0 | 0 | 0 | 0
2011 | US | SERC | - | SERC-E | 7b10 | Scheduled Outage - Maintenance | 0 | 0 | 0 | 0 | 0 | 0 | 0 | 0 | 0 | 0 | 0 | 0
2011 | US | SERC | - | SERC-E | 7b11 | All Other Derates | 0 | 0 | 0 | 0 | 0 | 0 | 0 | 0 | 0 | 0 | 0 | 0
2011 | US | SERC | - | SERC-E | 7b12 | Energy Only | 0 | 0 | 0 | 0 | 0 | 0 | 0 | 0 | 0 | 0 | 0 | 0
2011 | US | SERC | - | SERC-E | 8 | Conceptual (Note: Enter the net expected value only) | 0 | 0 | 20 | 20 | 20 | 20 | 146 | 146 | 674 | 850 | 850 | 850
2011 | US | SERC | - | SERC-E | 8a1 | Wind Expected On-Peak | 0 | 0 | 0 | 0 | 0 | 0 | 0 | 0 | 0 | 0 | 0 | 0
2011 | US | SERC | - | SERC-E | 8a2 | Wind Derate On-Peak | 0 | 0 | 0 | 0 | 0 | 0 | 0 | 0 | 0 | 0 | 0 | 0
2011 | US | SERC | - | SERC-E | 8a3 | Solar Expected On-Peak | 0 | 0 | 0 | 0 | 0 | 0 | 0 | 0 | 0 | 0 | 0 | 0
2011 | US | SERC | - | SERC-E | 8a4 | Solar Derate On-Peak | 0 | 0 | 0 | 0 | 0 | 0 | 0 | 0 | 0 | 0 | 0 | 0
2011 | US | SERC | - | SERC-E | 8a5 | Hydro Expected On-Peak | 0 | 0 | 0 | 0 | 0 | 0 | 0 | 0 | 0 | 0 | 0 | 0
2011 | US | SERC | - | SERC-E | 8a6 | Hydro Derate On-Peak | 0 | 0 | 0 | 0 | 0 | 0 | 0 | 0 | 0 | 0 | 0 | 0
2011 | US | SERC | - | SERC-E | 8a7 | Biomass Expected On-Peak | 0 | 0 | 20 | 20 | 20 | 20 | 20 | 20 | 20 | 20 | 20 | 20
2011 | US | SERC | - | SERC-E | 8a8 | Biomass Derate On-Peak | 0 | 0 | 0 | 0 | 0 | 0 | 0 | 0 | 0 | 0 | 0 | 0
2011 | US | SERC | - | SERC-E | 8a9 | All Other Derates | 0 | 0 | 0 | 0 | 0 | 0 | 0 | 0 | 0 | 0 | 0 | 0
2011 | US | SERC | - | SERC-E | 8a10 | Energy Only | 0 | 0 | 0 | 0 | 0 | 0 | 0 | 0 | 0 | 0 | 0 | 0
2011 | US | SERC | - | SERC-E | 9 | ANTICIPATED INTERNAL CAPACITY | 50807.765 | 52280.265 | 53929.965 | 55042.465 | 55121.465 | 53793.465 | 54858.465 | 54888.465 | 54909.465 | 55831.465 | 55843.465 | 55726.465
2011 | US | SERC | - | SERC-E | 10 | CAPACITY TRANSACTIONS - IMPORTS | 1630 | 1318 | 1600 | 1584 | 1358 | 1380 | 1288 | 1335 | 1345 | 1441 | 1305 | 1305
2011 | US | SERC | - | SERC-E | 10a | Firm (Note: The sum of 10a1 and 10a2 must be ≤ 10a) | 1555 | 1318 | 1600 | 1584 | 1358 | 1380 | 1288 | 1335 | 1345 | 1441 | 1305 | 1305
2011 | US | SERC | - | SERC-E | 10a1 | Full-Responsibility Purchases | 133 | 119 | 130 | 138 | 0 | 0 | 0 | 0 | 0 | 0 | 0 | 0
2011 | US | SERC | - | SERC-E | 10a2 | Owned Capacity/Entitlement Located Outside the Region/Subregion | 0 | 0 | 0 | 0 | 0 | 0 | 0 | 0 | 0 | 0 | 0 | 0
2011 | US | SERC | - | SERC-E | 10b | Non-firm | 75 | 0 | 0 | 0 | 0 | 0 | 0 | 0 | 0 | 0 | 0 | 0
2011 | US | SERC | - | SERC-E | 10c | Expected (Note: The sum of 10c1 and 10c2 must be ≤ 10c) | 0 | 0 | 0 | 0 | 0 | 0 | 0 | 0 | 0 | 0 | 0 | 0
2011 | US | SERC | - | SERC-E | 10c1 | Full-Responsibility Purchases | 0 | 0 | 0 | 0 | 0 | 0 | 0 | 0 | 0 | 0 | 0 | 0
2011 | US | SERC | - | SERC-E | 10c2 | Owned Capacity/Entitlement Located Outside the Region/Subregion | 0 | 0 | 0 | 0 | 0 | 0 | 0 | 0 | 0 | 0 | 0 | 0
2011 | US | SERC | - | SERC-E | 10d | Provisional – transactions under study, but negotiations have not begun. | 0 | 0 | 0 | 0 | 0 | 0 | 0 | 0 | 0 | 0 | 0 | 0
2011 | US | SERC | - | SERC-E | 11 | CAPACITY TRANSACTIONS - EXPORTS | 50 | 50 | 100 | 100 | 150 | 150 | 150 | 150 | 150 | 150 | 150 | 150
2011 | US | SERC | - | SERC-E | 11a | Firm (Note: The sum of 11a1 and 11a2 must be ≤ 11a) | 0 | 0 | 100 | 100 | 150 | 150 | 150 | 150 | 150 | 150 | 150 | 150
2011 | US | SERC | - | SERC-E | 11a1 | Full-Responsibility Purchases | 0 | 0 | 0 | 0 | 0 | 0 | 0 | 0 | 0 | 0 | 0 | 0
2011 | US | SERC | - | SERC-E | 11a2 | Owned Capacity/Entitlement Located Outside the Region/Subregion | 0 | 0 | 0 | 0 | 0 | 0 | 0 | 0 | 0 | 0 | 0 | 0
2011 | US | SERC | - | SERC-E | 11b | Non-firm | 50 | 50 | 0 | 0 | 0 | 0 | 0 | 0 | 0 | 0 | 0 | 0
2011 | US | SERC | - | SERC-E | 11c | Expected (Note: The sum of 11c1 and 11c2 must be ≤ 11c) | 0 | 0 | 0 | 0 | 0 | 0 | 0 | 0 | 0 | 0 | 0 | 0
2011 | US | SERC | - | SERC-E | 11c1 | Full-Responsibility Purchases | 0 | 0 | 0 | 0 | 0 | 0 | 0 | 0 | 0 | 0 | 0 | 0
2011 | US | SERC | - | SERC-E | 11c2 | Owned Capacity/Entitlement Located Outside the Region/Subregion | 0 | 0 | 0 | 0 | 0 | 0 | 0 | 0 | 0 | 0 | 0 | 0
2011 | US | SERC | - | SERC-E | 11d | Provisional – transactions under study, but negotiations have not begun. | 0 | 0 | 0 | 0 | 0 | 0 | 0 | 0 | 0 | 0 | 0 | 0
2011 | US | SERC | - | SERC-E | 12 | EXISTING, CERTAIN CAPACITY & NET FIRM TRANSACTIONS | 52362.765 | 53076.265 | 53631.965 | 53694.965 | 53476.965 | 53566.965 | 53422.965 | 53499.965 | 53530.965 | 53431.965 | 53307.965 | 53190.965
2011 | US | SERC | - | SERC-E | 13 | ANTICIPATED CAPACITY RESOURCES |  | 53598.265 | 55429.965 | 56526.465 | 56329.465 | 55023.465 | 55996.465 | 56073.465 | 56104.465 | 57122.465 | 56998.465 | 56881.465
2011 | US | SERC | - | SERC-E | 14 | PROSPECTIVE CAPACITY RESOURCES |  | 53598.265 | 55429.965 | 56526.465 | 56329.465 | 55023.465 | 55996.465 | 56073.465 | 56104.465 | 57122.465 | 56998.465 | 56881.465
2011 | US | SERC | - | SERC-E | 15 | TOTAL POTENTIAL CAPACITY RESOURCES |  | 53598.265 | 55449.965 | 56546.465 | 56349.465 | 55043.465 | 56142.465 | 56219.465 | 56778.465 | 57972.465 | 57848.465 | 57731.465
2011 | US | SERC | - | SERC-E | 15a | ADJUSTED POTENTIAL CAPACITY RESOURCES |  | 53598.265 | 55429.965 | 56526.465 | 56329.465 | 55023.465 | 55996.465 | 56073.465 | 56104.465 | 57122.465 | 56998.465 | 56881.465
2011 | US | SERC | - | SERC-E | 16a | Confidence of Future, Other (7b), using reasonable judgement |  | 0 | 0 | 0 | 0 | 0 | 0 | 0 | 0 | 0 | 0 | 0
2011 | US | SERC | - | SERC-E | 16b | Net Future, Other Resources After Confidence Percentage Is Applied |  | 0 | 0 | 0 | 0 | 0 | 0 | 0 | 0 | 0 | 0 | 0
2011 | US | SERC | - | SERC-E | 16c | Confidence of Conceptual (8), using reasonable judgement |  | 0 | 0 | 0 | 0 | 0 | 0 | 0 | 0 | 0 | 0 | 0
2011 | US | SERC | - | SERC-E | 16d | Net Conceptual Resources After Confidence Percentage Is Applied |  | 0 | 0 | 0 | 0 | 0 | 0 | 0 | 0 | 0 | 0 | 0
2011 | US | SERC | - | SERC-E | 17 | Region/Subregion Target Reserve Margin |  | 15% | 15% | 15% | 15% | 15% | 15% | 15% | 15% | 15% | 15% | 15%
2011 | US | SERC | - | SERC-E | 18 | Existing Certain and Net Firm Transactions Reserve Margin |  | 22.72% | 21.76% | 19.69% | 17.48% | 16.28% | 14.59% | 13.71% | 12.38% | 10.79% | 9.005% | 7.153%
2011 | US | SERC | - | SERC-E | 19 | Anticipated Capacity Resources Reserve Margin |  | 23.93% | 25.85% | 26% | 23.74% | 19.44% | 20.12% | 19.18% | 17.78% | 18.44% | 16.55% | 14.59%
2011 | US | SERC | - | SERC-E | 20 | Prospective Capacity Resources Reserve Margin |  | 23.93% | 25.85% | 26% | 23.74% | 19.44% | 20.12% | 19.18% | 17.78% | 18.44% | 16.55% | 14.59%
2011 | US | SERC | - | SERC-E | 21 | Total Potential Resources Reserve Margin |  | 23.93% | 25.89% | 26.04% | 23.79% | 19.49% | 20.43% | 19.49% | 19.19% | 20.2% | 18.29% | 16.3%
2011 | US | SERC | - | SERC-E | 22 | Adjusted Potential Resources Reserve Margin |  | 23.93% | 25.85% | 26% | 23.74% | 19.44% | 20.12% | 19.18% | 17.78% | 18.44% | 16.55% | 14.59%
2011 | US | SERC | - | SERC-E | 23 | Total Baseline Installed Capacity | 161: 50137.865
2011 | US | SERC | - | SERC-E | 24 | Distributed or Other Capacity (Behind the Meter) < 1 MW
2011 | US | SERC | - | SERC-E | 25 | Distributed or Other Capacity (Behind the Meter) ≥ 1 MW
2011 | US | SERC | - | SERC-E | 26 | Capacity Total from EIA-860
2011 | US | SERC | - | SERC-N | 1 | Unrestricted Non-coincident Peak Demand | 46701 | 46968 | 47041 | 47504 | 48242 | 48659 | 49375 | 49887 | 50451 | 51229 | 52008 | 52482
2011 | US | SERC | - | SERC-N | 1a | New Conservation (Energy Efficiency) | 0 | 122 | 118 | 145 | 192 | 222 | 250 | 272 | 289 | 292 | 290 | 293
2011 | US | SERC | - | SERC-N | 1b | Estimated Diversity | 0 | 0 | 0 | 0 | 0 | 0 | 0 | 0 | 0 | 0 | 0 | 0
2011 | US | SERC | - | SERC-N | 1c | Additions for non-member load (load served by non-registered LSE's in a region) | 0 | 0 | 0 | 0 | 0 | 0 | 0 | 0 | 0 | 0 | 0 | 0
2011 | US | SERC | - | SERC-N | 1d | Stand-by Load Under Contract (Normally served by behind the meter generation) | 0 | 0 | 0 | 0 | 0 | 0 | 0 | 0 | 0 | 0 | 0 | 0
2011 | US | SERC | - | SERC-N | 1e | Non-Controllable Demand-Side Demand Response | 0 | 0 | 0 | 0 | 0 | 0 | 0 | 0 | 0 | 0 | 0 | 0
2011 | US | SERC | - | SERC-N | 2 | Total Internal Demand | 46701 | 46846 | 46923 | 47359 | 48050 | 48437 | 49125 | 49615 | 50162 | 50937 | 51718 | 52189
2011 | US | SERC | - | SERC-N | 2H1 | Load Forecast Uncertainty (Extreme Demand Factor) | 1 | 1.06 | 1.06 | 1.06 | 1.06 | 1.06 | 1.06 | 1.06 | 1.06 | 1.06 | 1.06 | 1.06
2011 | US | SERC | - | SERC-N | 2H | Total Internal Demand | 46701 | 49656.76 | 49738.38 | 50200.54 | 50933 | 51343.22 | 52072.5 | 52591.9 | 53171.72 | 53993.22 | 54821.08 | 55320.34 | 55320.34
2011 | US | SERC | - | SERC-N | 2a | Supply-Side Direct Control Load Management | 179 | 170 | 186 | 198 | 204 | 223 | 246 | 265 | 269 | 268 | 267 | 269
2011 | US | SERC | - | SERC-N | 2b | Supply-Side Contractually Interruptible (Curtailable) | 246 | 1029 | 1102 | 1106 | 1109 | 1086 | 1085 | 1085 | 1085 | 1086 | 1086 | 1086
2011 | US | SERC | - | SERC-N | 2c | Supply-Side Critical Peak-Pricing (CPP) with Control | 0 | 0 | 0 | 0 | 0 | 0 | 0 | 0 | 0 | 0 | 0 | 0
2011 | US | SERC | - | SERC-N | 2d | Supply-Side Load as a Capacity Resource | 0 | 716 | 1208 | 1372 | 1513 | 1657 | 1795 | 1926 | 2051 | 2173 | 2292 | 2339
2011 | US | SERC | - | SERC-N | 3 | Net Internal Demand | 46276 | 44931 | 44427 | 44683 | 45224 | 45471 | 45999 | 46339 | 46757 | 47410 | 48073 | 48495
2011 | US | SERC | - | SERC-N | 4a | Demand Response used for Ancillary Services - Spinning Reserves | 0 | 0 | 0 | 0 | 0 | 0 | 0 | 0 | 0 | 0 | 0 | 0
2011 | US | SERC | - | SERC-N | 4b | Demand Response used for Ancillary Services - Non-Spinning Reserves | 0 | 0 | 0 | 0 | 0 | 0 | 0 | 0 | 0 | 0 | 0 | 0
2011 | US | SERC | - | SERC-N | 4c | Demand Response used for Regulation | 0 | 0 | 0 | 0 | 0 | 0 | 0 | 0 | 0 | 0 | 0 | 0
2011 | US | SERC | - | SERC-N | 4d | Demand Response used for Energy, Voluntary Services - Emergency | 0 | 0 | 1 | 2 | 2 | 3 | 3 | 4 | 5 | 5 | 5 | 5
2011 | US | SERC | - | SERC-N | 5 | TOTAL INTERNAL CAPACITY | 56798.54 | 60174.54 | 61708.54 | 62448.54 | 61902.54 | 60010.54 | 59354.54 | 59504.54 | 58427.54 | 58549.54 | 59927.54 | 59976.54
2011 | US | SERC | - | SERC-N | 6 | EXISTING CAPACITY | 56798.54 | 60174.54 | 60830.54 | 61020.54 | 61192.54 | 61416.54 | 61557.54 | 61707.54 | 61836.54 | 61958.54 | 62076.54 | 62125.54
2011 | US | SERC | - | SERC-N | 6a | Existing, Certain | 55158.54 | 56973.54 | 56798.54 | 56464.54 | 56480.54 | 56494.54 | 56498.54 | 56498.54 | 56498.54 | 56498.54 | 56498.54 | 56498.54
2011 | US | SERC | - | SERC-N | 6a1 | Wind Expected On-Peak | 152.1 | 152.1 | 152.1 | 152.1 | 152.1 | 152.1 | 152.1 | 152.1 | 152.1 | 152.1 | 152.1 | 152.1
2011 | US | SERC | - | SERC-N | 6a2 | Solar Expected On-Peak | 0 | 0 | 0 | 0 | 0 | 0 | 0 | 0 | 0 | 0 | 0 | 0
2011 | US | SERC | - | SERC-N | 6a3 | Hydro Expected On-Peak | 5007.2 | 5033.2 | 5080.2 | 5098.2 | 5114.2 | 5128.2 | 5132.2 | 5132.2 | 5132.2 | 5132.2 | 5132.2 | 5132.2
2011 | US | SERC | - | SERC-N | 6a4 | Biomass Expected On-Peak | 16.8 | 16.8 | 16.8 | 16.8 | 16.8 | 16.8 | 16.8 | 16.8 | 16.8 | 16.8 | 16.8 | 16.8
2011 | US | SERC | - | SERC-N | 6b | Existing, Other (Note: Enter the net expected value only) | 515 | 515 | 525 | 525 | 528 | 563 | 942 | 942 | 942 | 942 | 942 | 942
2011 | US | SERC | - | SERC-N | 6b1 | Wind Derate On-Peak | 132 | 132 | 132 | 132 | 132 | 132 | 132 | 132 | 132 | 132 | 132 | 132
2011 | US | SERC | - | SERC-N | 6b2 | Solar Derate On-Peak | 0 | 0 | 0 | 0 | 0 | 0 | 0 | 0 | 0 | 0 | 0 | 0
2011 | US | SERC | - | SERC-N | 6b3 | Hydro Derate On-Peak | 0 | 0 | 0 | 0 | 0 | 0 | 0 | 0 | 0 | 0 | 0 | 0
2011 | US | SERC | - | SERC-N | 6b4 | Biomass Derate On-Peak | 0 | 0 | 0 | 0 | 0 | 0 | 0 | 0 | 0 | 0 | 0 | 0
2011 | US | SERC | - | SERC-N | 6b5 | Transmission-Limited Resources | 0 | 0 | 0 | 0 | 0 | 0 | 0 | 0 | 0 | 0 | 0 | 0
2011 | US | SERC | - | SERC-N | 6b6 | All Other Derates | 0 | 0 | 10 | 10 | 13 | 48 | 69 | 69 | 69 | 69 | 69 | 69
2011 | US | SERC | - | SERC-N | 6b7 | Energy Only (Existing-Other) | 501 | 501 | 501 | 501 | 501 | 501 | 501 | 501 | 501 | 501 | 501 | 501
2011 | US | SERC | - | SERC-N | 6c | Existing, Inoperable (Note: Capacity reported on this line is not included in margin calculations) | 568 | 639 | 869 | 1213 | 1213 | 1213 | 790 | 790 | 790 | 790 | 790 | 790
2011 | US | SERC | - | SERC-N | 6d | Total Supply-Side Demand Response | 425 | 1915 | 2496 | 2676 | 2826 | 2966 | 3126 | 3276 | 3405 | 3527 | 3645 | 3694
2011 | US | SERC | - | SERC-N | 7 | FUTURE CAPACITY ADDITIONS | 0 | 0 | 878 | 1428 | 710 | -1406 | -2203 | -2203 | -3409 | -3409 | -2149 | -2149
2011 | US | SERC | - | SERC-N | 7a | Future, Planned (Note: Enter the net expected value only) | 0 | 0 | 878 | 1428 | 710 | -1406 | -2203 | -2203 | -3409 | -3409 | -2149 | -2149
2011 | US | SERC | - | SERC-N | 7a1 | Wind Expected On-Peak | 0 | 0 | 0 | 0 | 0 | 0 | 0 | 0 | 0 | 0 | 0 | 0
2011 | US | SERC | - | SERC-N | 7a2 | Wind Derate On-Peak | 0 | 0 | 0 | 0 | 0 | 0 | 0 | 0 | 0 | 0 | 0 | 0
2011 | US | SERC | - | SERC-N | 7a3 | Solar Expected On-Peak | 0 | 0 | 0 | 0 | 0 | 0 | 0 | 0 | 0 | 0 | 0 | 0
2011 | US | SERC | - | SERC-N | 7a4 | Solar Derate On-Peak | 0 | 0 | 0 | 0 | 0 | 0 | 0 | 0 | 0 | 0 | 0 | 0
2011 | US | SERC | - | SERC-N | 7a5 | Hydro Expected On-Peak | 0 | 0 | 0 | 2 | 2 | 2 | 2 | 2 | 2 | 2 | 2 | 2
2011 | US | SERC | - | SERC-N | 7a6 | Hydro Derate On-Peak | 0 | 0 | 0 | 0 | 0 | 0 | 0 | 0 | 0 | 0 | 0 | 0
2011 | US | SERC | - | SERC-N | 7a7 | Biomass Expected On-Peak | 0 | 0 | 0 | 0 | 0 | 0 | 0 | 0 | 0 | 0 | 0 | 0
2011 | US | SERC | - | SERC-N | 7a8 | Biomass Derate On-Peak | 0 | 0 | 0 | 0 | 0 | 0 | 0 | 0 | 0 | 0 | 0 | 0
2011 | US | SERC | - | SERC-N | 7a9 | Transmission-Limited Resources | 0 | 0 | 0 | 0 | 0 | 0 | 0 | 0 | 0 | 0 | 0 | 0
2011 | US | SERC | - | SERC-N | 7a10 | Scheduled Outage - Maintenance | 0 | 0 | 0 | 0 | 0 | 0 | 0 | 0 | 0 | 0 | 0 | 0
2011 | US | SERC | - | SERC-N | 7a11 | All Other Derates | 0 | 0 | 0 | 0 | 0 | 0 | 0 | 0 | 0 | 0 | 0 | 0
2011 | US | SERC | - | SERC-N | 7a12 | Energy Only | 0 | 0 | 0 | 0 | 0 | 0 | 0 | 0 | 0 | 0 | 0 | 0
2011 | US | SERC | - | SERC-N | 7b | Future, Other (Note: Enter the net expected value only) | 0 | 0 | 0 | 0 | 0 | 0 | 0 | 0 | 0 | 0 | 0 | 0
2011 | US | SERC | - | SERC-N | 7b1 | Wind Expected On-Peak | 0 | 0 | 0 | 0 | 0 | 0 | 0 | 0 | 0 | 0 | 0 | 0
2011 | US | SERC | - | SERC-N | 7b2 | Wind Derate On-Peak | 0 | 0 | 0 | 0 | 0 | 0 | 0 | 0 | 0 | 0 | 0 | 0
2011 | US | SERC | - | SERC-N | 7b3 | Solar Expected On-Peak | 0 | 0 | 0 | 0 | 0 | 0 | 0 | 0 | 0 | 0 | 0 | 0
2011 | US | SERC | - | SERC-N | 7b4 | Solar Derate On-Peak | 0 | 0 | 0 | 0 | 0 | 0 | 0 | 0 | 0 | 0 | 0 | 0
2011 | US | SERC | - | SERC-N | 7b5 | Hydro Expected On-Peak | 0 | 0 | 0 | 0 | 0 | 0 | 0 | 0 | 0 | 0 | 0 | 0
2011 | US | SERC | - | SERC-N | 7b6 | Hydro Derate On-Peak | 0 | 0 | 0 | 0 | 0 | 0 | 0 | 0 | 0 | 0 | 0 | 0
2011 | US | SERC | - | SERC-N | 7b7 | Biomass Expected On-Peak | 0 | 0 | 0 | 0 | 0 | 0 | 0 | 0 | 0 | 0 | 0 | 0
2011 | US | SERC | - | SERC-N | 7b8 | Biomass Derate On-Peak | 0 | 0 | 0 | 0 | 0 | 0 | 0 | 0 | 0 | 0 | 0 | 0
2011 | US | SERC | - | SERC-N | 7b9 | Transmission-Limited Resources | 0 | 0 | 0 | 0 | 0 | 0 | 0 | 0 | 0 | 0 | 0 | 0
2011 | US | SERC | - | SERC-N | 7b10 | Scheduled Outage - Maintenance | 0 | 0 | 0 | 0 | 0 | 0 | 0 | 0 | 0 | 0 | 0 | 0
2011 | US | SERC | - | SERC-N | 7b11 | All Other Derates | 0 | 0 | 0 | 0 | 0 | 0 | 0 | 0 | 0 | 0 | 0 | 0
2011 | US | SERC | - | SERC-N | 7b12 | Energy Only | 0 | 0 | 0 | 0 | 0 | 0 | 0 | 0 | 0 | 0 | 0 | 0
2011 | US | SERC | - | SERC-N | 8 | Conceptual (Note: Enter the net expected value only) | 0 | 0 | 0 | 0 | 0 | 0 | 0 | 185 | 185 | 825 | 825 | 825
2011 | US | SERC | - | SERC-N | 8a1 | Wind Expected On-Peak | 0 | 0 | 0 | 0 | 0 | 0 | 0 | 0 | 0 | 0 | 0 | 0
2011 | US | SERC | - | SERC-N | 8a2 | Wind Derate On-Peak | 0 | 0 | 0 | 0 | 0 | 0 | 0 | 0 | 0 | 0 | 0 | 0
2011 | US | SERC | - | SERC-N | 8a3 | Solar Expected On-Peak | 0 | 0 | 0 | 0 | 0 | 0 | 0 | 0 | 0 | 0 | 0 | 0
2011 | US | SERC | - | SERC-N | 8a4 | Solar Derate On-Peak | 0 | 0 | 0 | 0 | 0 | 0 | 0 | 0 | 0 | 0 | 0 | 0
2011 | US | SERC | - | SERC-N | 8a5 | Hydro Expected On-Peak | 0 | 0 | 0 | 0 | 0 | 0 | 0 | 0 | 0 | 0 | 0 | 0
2011 | US | SERC | - | SERC-N | 8a6 | Hydro Derate On-Peak | 0 | 0 | 0 | 0 | 0 | 0 | 0 | 0 | 0 | 0 | 0 | 0
2011 | US | SERC | - | SERC-N | 8a7 | Biomass Expected On-Peak | 0 | 0 | 0 | 0 | 0 | 0 | 0 | 0 | 0 | 0 | 0 | 0
2011 | US | SERC | - | SERC-N | 8a8 | Biomass Derate On-Peak | 0 | 0 | 0 | 0 | 0 | 0 | 0 | 0 | 0 | 0 | 0 | 0
2011 | US | SERC | - | SERC-N | 8a9 | All Other Derates | 0 | 0 | 0 | 0 | 0 | 0 | 0 | 0 | 0 | 0 | 0 | 0
2011 | US | SERC | - | SERC-N | 8a10 | Energy Only | 0 | 0 | 0 | 0 | 0 | 0 | 0 | 0 | 0 | 0 | 0 | 0
2011 | US | SERC | - | SERC-N | 9 | ANTICIPATED INTERNAL CAPACITY | 55583.54 | 58888.54 | 60172.54 | 60568.54 | 60016.54 | 58054.54 | 57421.54 | 57571.54 | 56494.54 | 56616.54 | 57994.54 | 58043.54
2011 | US | SERC | - | SERC-N | 10 | CAPACITY TRANSACTIONS - IMPORTS | 1382 | 1908.95 | 2867.95 | 2283.95 | 2283.95 | 2321.95 | 2321.95 | 2321.95 | 2321.95 | 2321.95 | 2321.95 | 2321.8
2011 | US | SERC | - | SERC-N | 10a | Firm (Note: The sum of 10a1 and 10a2 must be ≤ 10a) | 1126 | 1449.15 | 1599.15 | 928.15 | 928.15 | 932.15 | 932.15 | 932.15 | 932.15 | 932.15 | 932.15 | 932
2011 | US | SERC | - | SERC-N | 10a1 | Full-Responsibility Purchases | 0 | 0 | 0 | 0 | 0 | 0 | 0 | 0 | 0 | 0 | 0 | 0
2011 | US | SERC | - | SERC-N | 10a2 | Owned Capacity/Entitlement Located Outside the Region/Subregion | 0 | 0 | 128 | 128 | 128 | 128 | 128 | 128 | 128 | 128 | 128 | 128
2011 | US | SERC | - | SERC-N | 10b | Non-firm | 256 | 459.8 | 1268.8 | 1355.8 | 1355.8 | 1389.8 | 1389.8 | 1389.8 | 1389.8 | 1389.8 | 1389.8 | 1389.8
2011 | US | SERC | - | SERC-N | 10c | Expected (Note: The sum of 10c1 and 10c2 must be ≤ 10c) | 0 | 0 | 0 | 0 | 0 | 0 | 0 | 0 | 0 | 0 | 0 | 0
2011 | US | SERC | - | SERC-N | 10c1 | Full-Responsibility Purchases | 0 | 0 | 0 | 0 | 0 | 0 | 0 | 0 | 0 | 0 | 0 | 0
2011 | US | SERC | - | SERC-N | 10c2 | Owned Capacity/Entitlement Located Outside the Region/Subregion | 0 | 0 | 0 | 0 | 0 | 0 | 0 | 0 | 0 | 0 | 0 | 0
2011 | US | SERC | - | SERC-N | 10d | Provisional – transactions under study, but negotiations have not begun. | 0 | 0 | 0 | 0 | 0 | 0 | 0 | 0 | 0 | 0 | 0 | 0
2011 | US | SERC | - | SERC-N | 11 | CAPACITY TRANSACTIONS - EXPORTS | 611 | 1146 | 1146 | 470 | 470 | 470 | 470 | 470 | 470 | 470 | 470 | 470
2011 | US | SERC | - | SERC-N | 11a | Firm (Note: The sum of 11a1 and 11a2 must be ≤ 11a) | 558 | 1093 | 1093 | 417 | 417 | 417 | 417 | 417 | 417 | 417 | 417 | 417
2011 | US | SERC | - | SERC-N | 11a1 | Full-Responsibility Purchases | 0 | 0 | 0 | 0 | 0 | 0 | 0 | 0 | 0 | 0 | 0 | 0
2011 | US | SERC | - | SERC-N | 11a2 | Owned Capacity/Entitlement Located Outside the Region/Subregion | 128 | 324 | 324 | 324 | 324 | 324 | 324 | 324 | 324 | 324 | 324 | 324
2011 | US | SERC | - | SERC-N | 11b | Non-firm | 53 | 53 | 53 | 53 | 53 | 53 | 53 | 53 | 53 | 53 | 53 | 53
2011 | US | SERC | - | SERC-N | 11c | Expected (Note: The sum of 11c1 and 11c2 must be ≤ 11c) | 0 | 0 | 0 | 0 | 0 | 0 | 0 | 0 | 0 | 0 | 0 | 0
2011 | US | SERC | - | SERC-N | 11c1 | Full-Responsibility Purchases | 0 | 0 | 0 | 0 | 0 | 0 | 0 | 0 | 0 | 0 | 0 | 0
2011 | US | SERC | - | SERC-N | 11c2 | Owned Capacity/Entitlement Located Outside the Region/Subregion | 0 | 0 | 0 | 0 | 0 | 0 | 0 | 0 | 0 | 0 | 0 | 0
2011 | US | SERC | - | SERC-N | 11d | Provisional – transactions under study, but negotiations have not begun. | 0 | 0 | 0 | 0 | 0 | 0 | 0 | 0 | 0 | 0 | 0 | 0
2011 | US | SERC | - | SERC-N | 12 | EXISTING, CERTAIN CAPACITY & NET FIRM TRANSACTIONS | 56151.54 | 59244.69 | 59800.69 | 59651.69 | 59817.69 | 59975.69 | 60139.69 | 60289.69 | 60418.69 | 60540.69 | 60658.69 | 60707.54
2011 | US | SERC | - | SERC-N | 13 | ANTICIPATED CAPACITY RESOURCES |  | 59244.69 | 60678.69 | 61079.69 | 60527.69 | 58569.69 | 57936.69 | 58086.69 | 57009.69 | 57131.69 | 58509.69 | 58558.54
2011 | US | SERC | - | SERC-N | 14 | PROSPECTIVE CAPACITY RESOURCES |  | 59759.69 | 61203.69 | 61604.69 | 61055.69 | 59132.69 | 58878.69 | 59028.69 | 57951.69 | 58073.69 | 59451.69 | 59500.54
2011 | US | SERC | - | SERC-N | 15 | TOTAL POTENTIAL CAPACITY RESOURCES |  | 59759.69 | 61203.69 | 61604.69 | 61055.69 | 59132.69 | 58878.69 | 59213.69 | 58136.69 | 58898.69 | 60276.69 | 60325.54
2011 | US | SERC | - | SERC-N | 15a | ADJUSTED POTENTIAL CAPACITY RESOURCES |  | 59759.69 | 61203.69 | 61604.69 | 61055.69 | 59132.69 | 58878.69 | 59028.69 | 57951.69 | 58073.69 | 59451.69 | 59500.54
2011 | US | SERC | - | SERC-N | 16a | Confidence of Future, Other (7b), using reasonable judgement |  | 0 | 0 | 0 | 0 | 0 | 0 | 0 | 0 | 0 | 0 | 0
2011 | US | SERC | - | SERC-N | 16b | Net Future, Other Resources After Confidence Percentage Is Applied |  | 0 | 0 | 0 | 0 | 0 | 0 | 0 | 0 | 0 | 0 | 0
2011 | US | SERC | - | SERC-N | 16c | Confidence of Conceptual (8), using reasonable judgement |  | 0 | 0 | 0 | 0 | 0 | 0 | 0 | 0 | 0 | 0 | 0
2011 | US | SERC | - | SERC-N | 16d | Net Conceptual Resources After Confidence Percentage Is Applied |  | 0 | 0 | 0 | 0 | 0 | 0 | 0 | 0 | 0 | 0 | 0
2011 | US | SERC | - | SERC-N | 17 | Region/Subregion Target Reserve Margin |  | 15% | 15% | 15% | 15% | 15% | 15% | 15% | 15% | 15% | 15% | 15%
2011 | US | SERC | - | SERC-N | 18 | Existing Certain and Net Firm Transactions Reserve Margin |  | 26.47% | 27.44% | 25.96% | 24.49% | 23.82% | 22.42% | 21.52% | 20.45% | 18.85% | 17.29% | 16.32%
2011 | US | SERC | - | SERC-N | 19 | Anticipated Capacity Resources Reserve Margin |  | 26.47% | 29.32% | 28.97% | 25.97% | 20.92% | 17.94% | 17.07% | 13.65% | 12.16% | 13.13% | 12.2%
2011 | US | SERC | - | SERC-N | 20 | Prospective Capacity Resources Reserve Margin |  | 27.57% | 30.43% | 30.08% | 27.07% | 22.08% | 19.85% | 18.97% | 15.53% | 14.01% | 14.95% | 14.01%
2011 | US | SERC | - | SERC-N | 21 | Total Potential Resources Reserve Margin |  | 27.57% | 30.43% | 30.08% | 27.07% | 22.08% | 19.85% | 19.35% | 15.9% | 15.63% | 16.55% | 15.59%
2011 | US | SERC | - | SERC-N | 22 | Adjusted Potential Resources Reserve Margin |  | 27.57% | 30.43% | 30.08% | 27.07% | 22.08% | 19.85% | 18.97% | 15.53% | 14.01% | 14.95% | 14.01%
2011 | US | SERC | - | SERC-N | 23 | Total Baseline Installed Capacity | 161: 56373.54
2011 | US | SERC | - | SERC-N | 24 | Distributed or Other Capacity (Behind the Meter) < 1 MW
2011 | US | SERC | - | SERC-N | 25 | Distributed or Other Capacity (Behind the Meter) ≥ 1 MW
2011 | US | SERC | - | SERC-N | 26 | Capacity Total from EIA-860
2011 | US | SERC | - | SERC-SE | 1 | Unrestricted Non-coincident Peak Demand | 49518 | 49406 | 50564 | 51744 | 52693 | 53476 | 54314 | 55075 | 55694 | 56617 | 57444 | 58466
2011 | US | SERC | - | SERC-SE | 1a | New Conservation (Energy Efficiency) | 0 | 92 | 94 | 95 | 97 | 98 | 99 | 101 | 102 | 104 | 105 | 107
2011 | US | SERC | - | SERC-SE | 1b | Estimated Diversity | 0 | 0 | 0 | 0 | 0 | 0 | 0 | 0 | 0 | 0 | 0 | 0
2011 | US | SERC | - | SERC-SE | 1c | Additions for non-member load (load served by non-registered LSE's in a region) | 0 | 0 | 0 | 0 | 0 | 0 | 0 | 0 | 0 | 0 | 0 | 0
2011 | US | SERC | - | SERC-SE | 1d | Stand-by Load Under Contract (Normally served by behind the meter generation) | 0 | 0 | 0 | 0 | 0 | 0 | 0 | 0 | 0 | 0 | 0 | 0
2011 | US | SERC | - | SERC-SE | 1e | Non-Controllable Demand-Side Demand Response | 0 | 0 | 0 | 0 | 0 | 0 | 0 | 0 | 0 | 0 | 0 | 0
2011 | US | SERC | - | SERC-SE | 2 | Total Internal Demand | 49518 | 49314 | 50470 | 51649 | 52596 | 53378 | 54215 | 54974 | 55592 | 56513 | 57339 | 58359
2011 | US | SERC | - | SERC-SE | 2H1 | Load Forecast Uncertainty (Extreme Demand Factor) | 1 | 1.06 | 1.06 | 1.06 | 1.06 | 1.06 | 1.06 | 1.06 | 1.06 | 1.06 | 1.06 | 1.06
2011 | US | SERC | - | SERC-SE | 2H | Total Internal Demand | 49518 | 52272.84 | 53498.2 | 54747.94 | 55751.76 | 56580.68 | 57467.9 | 58272.44 | 58927.52 | 59903.78 | 60779.34 | 61860.54
2011 | US | SERC | - | SERC-SE | 2a | Supply-Side Direct Control Load Management | 338 | 371 | 490 | 580 | 674 | 767 | 861 | 870 | 878 | 885 | 892 | 897
2011 | US | SERC | - | SERC-SE | 2b | Supply-Side Contractually Interruptible (Curtailable) | 1236 | 1241 | 1242 | 1242 | 1242 | 1321 | 1321 | 1321 | 1306 | 1306 | 1306 | 1306
2011 | US | SERC | - | SERC-SE | 2c | Supply-Side Critical Peak-Pricing (CPP) with Control | 0 | 0 | 0 | 0 | 0 | 0 | 0 | 0 | 0 | 0 | 0 | 0
2011 | US | SERC | - | SERC-SE | 2d | Supply-Side Load as a Capacity Resource | 92 | 92 | 96 | 100 | 103 | 105 | 107 | 109 | 111 | 112 | 113 | 114
2011 | US | SERC | - | SERC-SE | 3 | Net Internal Demand | 47852 | 47610 | 48642 | 49727 | 50577 | 51185 | 51926 | 52674 | 53297 | 54210 | 55028 | 56042
2011 | US | SERC | - | SERC-SE | 4a | Demand Response used for Ancillary Services - Spinning Reserves | 0 | 0 | 0 | 0 | 0 | 0 | 0 | 0 | 0 | 0 | 0 | 0
2011 | US | SERC | - | SERC-SE | 4b | Demand Response used for Ancillary Services - Non-Spinning Reserves | 0 | 0 | 0 | 0 | 0 | 0 | 0 | 0 | 0 | 0 | 0 | 0
2011 | US | SERC | - | SERC-SE | 4c | Demand Response used for Regulation | 0 | 0 | 0 | 0 | 0 | 0 | 0 | 0 | 0 | 0 | 0 | 0
2011 | US | SERC | - | SERC-SE | 4d | Demand Response used for Energy, Voluntary Services - Emergency | 0 | 253 | 253 | 253 | 253 | 253 | 253 | 253 | 253 | 253 | 253 | 253
2011 | US | SERC | - | SERC-SE | 5 | TOTAL INTERNAL CAPACITY | 65947.73 | 66060.33 | 67513.33 | 68429.53 | 68986.45 | 68849.53 | 71394.53 | 72505.53 | 72492.53 | 72488.53 | 72480.53 | 72486.53
2011 | US | SERC | - | SERC-SE | 6 | EXISTING CAPACITY | 65947.73 | 66060.33 | 66208.33 | 66284.83 | 66381.75 | 66555.83 | 66651.83 | 66662.83 | 66649.83 | 66645.83 | 66653.83 | 66659.83
2011 | US | SERC | - | SERC-SE | 6a | Existing, Certain | 60992.73 | 61055.33 | 60457.33 | 61332.83 | 61137.75 | 61137.83 | 61137.83 | 61137.83 | 61129.83 | 61117.83 | 61117.83 | 61117.83
2011 | US | SERC | - | SERC-SE | 6a1 | Wind Expected On-Peak | 0 | 0 | 0 | 0 | 0 | 0 | 0 | 0 | 0 | 0 | 0 | 0
2011 | US | SERC | - | SERC-SE | 6a2 | Solar Expected On-Peak | 1 | 2 | 2 | 2 | 2 | 2 | 2 | 2 | 2 | 2 | 2 | 2
2011 | US | SERC | - | SERC-SE | 6a3 | Hydro Expected On-Peak | 3347.8 | 3350.28 | 3350.28 | 3350.28 | 3350.2 | 3350.28 | 3350.28 | 3350.28 | 3350.28 | 3350.28 | 3350.28 | 3350.28
2011 | US | SERC | - | SERC-SE | 6a4 | Biomass Expected On-Peak | 0 | 0 | 0 | 0 | 0 | 0 | 0 | 0 | 0 | 0 | 0 | 0
2011 | US | SERC | - | SERC-SE | 6b | Existing, Other (Note: Enter the net expected value only) | 3289 | 3301 | 3923 | 3030 | 3225 | 3225 | 3225 | 3225 | 3225 | 3225 | 3225 | 3225
2011 | US | SERC | - | SERC-SE | 6b1 | Wind Derate On-Peak | 0 | 0 | 0 | 0 | 0 | 0 | 0 | 0 | 0 | 0 | 0 | 0
2011 | US | SERC | - | SERC-SE | 6b2 | Solar Derate On-Peak | 0 | 0 | 0 | 0 | 0 | 0 | 0 | 0 | 0 | 0 | 0 | 0
2011 | US | SERC | - | SERC-SE | 6b3 | Hydro Derate On-Peak | 0 | 0 | 0 | 0 | 0 | 0 | 0 | 0 | 0 | 0 | 0 | 0
2011 | US | SERC | - | SERC-SE | 6b4 | Biomass Derate On-Peak | 0 | 0 | 0 | 0 | 0 | 0 | 0 | 0 | 0 | 0 | 0 | 0
2011 | US | SERC | - | SERC-SE | 6b5 | Transmission-Limited Resources | 0 | 0 | 0 | 0 | 0 | 0 | 0 | 0 | 0 | 0 | 0 | 0
2011 | US | SERC | - | SERC-SE | 6b6 | All Other Derates | 0 | 0 | 0 | 0 | 0 | 0 | 0 | 0 | 0 | 0 | 0 | 0
2011 | US | SERC | - | SERC-SE | 6b7 | Energy Only (Existing-Other) | 0 | 0 | 0 | 0 | 0 | 0 | 0 | 0 | 0 | 0 | 0 | 0
2011 | US | SERC | - | SERC-SE | 6c | Existing, Inoperable (Note: Capacity reported on this line is not included in margin calculations) | 0 | 0 | 0 | 0 | 0 | 0 | 0 | 0 | 0 | 0 | 0 | 0
2011 | US | SERC | - | SERC-SE | 6d | Total Supply-Side Demand Response | 1666 | 1704 | 1828 | 1922 | 2019 | 2193 | 2289 | 2300 | 2295 | 2303 | 2311 | 2317
2011 | US | SERC | - | SERC-SE | 7 | FUTURE CAPACITY ADDITIONS | 0 | 0 | 1305 | 2144.7 | 2604.7 | 2293.7 | 4742.7 | 5842.7 | 5842.7 | 5842.7 | 5826.7 | 5826.7
2011 | US | SERC | - | SERC-SE | 7a | Future, Planned (Note: Enter the net expected value only) | 0 | 0 | 1305 | 2144.7 | 2706.7 | 2432.7 | 4881.7 | 5981.7 | 5981.7 | 5981.7 | 5981.7 | 5981.7
2011 | US | SERC | - | SERC-SE | 7a1 | Wind Expected On-Peak | 0 | 0 | 0 | 0 | 0 | 0 | 0 | 0 | 0 | 0 | 0 | 0
2011 | US | SERC | - | SERC-SE | 7a2 | Wind Derate On-Peak | 0 | 0 | 0 | 0 | 0 | 0 | 0 | 0 | 0 | 0 | 0 | 0
2011 | US | SERC | - | SERC-SE | 7a3 | Solar Expected On-Peak | 0 | 0 | 0 | 0 | 0 | 0 | 0 | 0 | 0 | 0 | 0 | 0
2011 | US | SERC | - | SERC-SE | 7a4 | Solar Derate On-Peak | 0 | 0 | 0 | 0 | 0 | 0 | 0 | 0 | 0 | 0 | 0 | 0
2011 | US | SERC | - | SERC-SE | 7a5 | Hydro Expected On-Peak | 0 | 0 | 0 | 0 | 0 | 0 | 0 | 0 | 0 | 0 | 0 | 0
2011 | US | SERC | - | SERC-SE | 7a6 | Hydro Derate On-Peak | 0 | 0 | 0 | 0 | 0 | 0 | 0 | 0 | 0 | 0 | 0 | 0
2011 | US | SERC | - | SERC-SE | 7a7 | Biomass Expected On-Peak | 0 | 0 | 50 | 50 | 146 | 146 | 146 | 146 | 146 | 146 | 146 | 146
2011 | US | SERC | - | SERC-SE | 7a8 | Biomass Derate On-Peak | 0 | 0 | 0 | 0 | 0 | 0 | 0 | 0 | 0 | 0 | 0 | 0
2011 | US | SERC | - | SERC-SE | 7a9 | Transmission-Limited Resources | 0 | 0 | 0 | 0 | 0 | 0 | 0 | 0 | 0 | 0 | 0 | 0
2011 | US | SERC | - | SERC-SE | 7a10 | Scheduled Outage - Maintenance | 0 | 0 | 0 | 0 | 0 | 0 | 0 | 0 | 0 | 0 | 0 | 0
2011 | US | SERC | - | SERC-SE | 7a11 | All Other Derates | 0 | 0 | 0 | 0 | 0 | 0 | 0 | 0 | 0 | 0 | 0 | 0
2011 | US | SERC | - | SERC-SE | 7a12 | Energy Only | 0 | 0 | 0 | 0 | 0 | 0 | 0 | 0 | 0 | 0 | 0 | 0
2011 | US | SERC | - | SERC-SE | 7b | Future, Other (Note: Enter the net expected value only) | 0 | 0 | 0 | 0 | -102 | -139 | -139 | -139 | -139 | -139 | -155 | -155
2011 | US | SERC | - | SERC-SE | 7b1 | Wind Expected On-Peak | 0 | 0 | 0 | 0 | 0 | 0 | 0 | 0 | 0 | 0 | 0 | 0
2011 | US | SERC | - | SERC-SE | 7b2 | Wind Derate On-Peak | 0 | 0 | 0 | 0 | 0 | 0 | 0 | 0 | 0 | 0 | 0 | 0
2011 | US | SERC | - | SERC-SE | 7b3 | Solar Expected On-Peak | 0 | 0 | 0 | 0 | 0 | 0 | 0 | 0 | 0 | 0 | 0 | 0
2011 | US | SERC | - | SERC-SE | 7b4 | Solar Derate On-Peak | 0 | 0 | 0 | 0 | 0 | 0 | 0 | 0 | 0 | 0 | 0 | 0
2011 | US | SERC | - | SERC-SE | 7b5 | Hydro Expected On-Peak | 0 | 0 | 0 | 0 | 0 | 0 | 0 | 0 | 0 | 0 | 0 | 0
2011 | US | SERC | - | SERC-SE | 7b6 | Hydro Derate On-Peak | 0 | 0 | 0 | 0 | 0 | 0 | 0 | 0 | 0 | 0 | 0 | 0
2011 | US | SERC | - | SERC-SE | 7b7 | Biomass Expected On-Peak | 0 | 0 | 0 | 0 | 0 | 0 | 0 | 0 | 0 | 0 | 0 | 0
2011 | US | SERC | - | SERC-SE | 7b8 | Biomass Derate On-Peak | 0 | 0 | 0 | 0 | 0 | 0 | 0 | 0 | 0 | 0 | 0 | 0
2011 | US | SERC | - | SERC-SE | 7b9 | Transmission-Limited Resources | 0 | 0 | 0 | 0 | 0 | 0 | 0 | 0 | 0 | 0 | 0 | 0
2011 | US | SERC | - | SERC-SE | 7b10 | Scheduled Outage - Maintenance | 0 | 0 | 0 | 0 | 0 | 0 | 0 | 0 | 0 | 0 | 0 | 0
2011 | US | SERC | - | SERC-SE | 7b11 | All Other Derates | 0 | 0 | 0 | 0 | -102 | -139 | -139 | -139 | -139 | -139 | -155 | -155
2011 | US | SERC | - | SERC-SE | 7b12 | Energy Only | 0 | 0 | 0 | 0 | 0 | 0 | 0 | 0 | 0 | 0 | 0 | 0
2011 | US | SERC | - | SERC-SE | 8 | Conceptual (Note: Enter the net expected value only) | 0 | 32.3 | 38.7 | 755.7 | 855.7 | 855.7 | 2255.7 | 2255.7 | 2349.2 | 2442.7 | 2442.7 | 2442.7
2011 | US | SERC | - | SERC-SE | 8a1 | Wind Expected On-Peak | 0 | 0 | 0 | 0 | 0 | 0 | 0 | 0 | 0 | 0 | 0 | 0
2011 | US | SERC | - | SERC-SE | 8a2 | Wind Derate On-Peak | 0 | 0 | 0 | 0 | 0 | 0 | 0 | 0 | 0 | 0 | 0 | 0
2011 | US | SERC | - | SERC-SE | 8a3 | Solar Expected On-Peak | 0 | 0 | 0 | 0 | 0 | 0 | 0 | 0 | 0 | 0 | 0 | 0
2011 | US | SERC | - | SERC-SE | 8a4 | Solar Derate On-Peak | 0 | 0 | 0 | 0 | 0 | 0 | 0 | 0 | 0 | 0 | 0 | 0
2011 | US | SERC | - | SERC-SE | 8a5 | Hydro Expected On-Peak | 0 | 0 | 0 | 0 | 0 | 0 | 0 | 0 | 0 | 0 | 0 | 0
2011 | US | SERC | - | SERC-SE | 8a6 | Hydro Derate On-Peak | 0 | 0 | 0 | 0 | 0 | 0 | 0 | 0 | 0 | 0 | 0 | 0
2011 | US | SERC | - | SERC-SE | 8a7 | Biomass Expected On-Peak | 0 | 2.3 | 2.3 | 106.3 | 206.3 | 206.3 | 206.3 | 206.3 | 206.3 | 206.3 | 206.3 | 206.3
2011 | US | SERC | - | SERC-SE | 8a8 | Biomass Derate On-Peak | 0 | 0 | 0 | 0 | 0 | 0 | 0 | 0 | 0 | 0 | 0 | 0
2011 | US | SERC | - | SERC-SE | 8a9 | All Other Derates | 0 | 0 | 0 | 0 | 0 | 0 | 0 | 0 | 0 | 0 | 0 | 0
2011 | US | SERC | - | SERC-SE | 8a10 | Energy Only | 0 | 0 | 0 | 0 | 0 | 0 | 0 | 0 | 0 | 0 | 0 | 0
2011 | US | SERC | - | SERC-SE | 9 | ANTICIPATED INTERNAL CAPACITY | 62658.73 | 62759.33 | 63590.33 | 65399.53 | 65863.45 | 65763.53 | 68308.53 | 69419.53 | 69406.53 | 69402.53 | 69410.53 | 69416.53
2011 | US | SERC | - | SERC-SE | 10 | CAPACITY TRANSACTIONS - IMPORTS | 730 | 732 | 848 | 848 | 898 | 898 | 898 | 823 | 823 | 823 | 823 | 823
2011 | US | SERC | - | SERC-SE | 10a | Firm (Note: The sum of 10a1 and 10a2 must be ≤ 10a) | 730 | 732 | 848 | 848 | 898 | 898 | 898 | 823 | 823 | 823 | 823 | 823
2011 | US | SERC | - | SERC-SE | 10a1 | Full-Responsibility Purchases | 0 | 0 | 0 | 0 | 0 | 0 | 0 | 0 | 0 | 0 | 0 | 0
2011 | US | SERC | - | SERC-SE | 10a2 | Owned Capacity/Entitlement Located Outside the Region/Subregion | 125 | 125 | 141 | 141 | 141 | 141 | 141 | 141 | 141 | 141 | 141 | 141
2011 | US | SERC | - | SERC-SE | 10b | Non-firm | 0 | 0 | 0 | 0 | 0 | 0 | 0 | 0 | 0 | 0 | 0 | 0
2011 | US | SERC | - | SERC-SE | 10c | Expected (Note: The sum of 10c1 and 10c2 must be ≤ 10c) | 0 | 0 | 0 | 0 | 0 | 0 | 0 | 0 | 0 | 0 | 0 | 0
2011 | US | SERC | - | SERC-SE | 10c1 | Full-Responsibility Purchases | 0 | 0 | 0 | 0 | 0 | 0 | 0 | 0 | 0 | 0 | 0 | 0
2011 | US | SERC | - | SERC-SE | 10c2 | Owned Capacity/Entitlement Located Outside the Region/Subregion | 0 | 0 | 0 | 0 | 0 | 0 | 0 | 0 | 0 | 0 | 0 | 0
2011 | US | SERC | - | SERC-SE | 10d | Provisional – transactions under study, but negotiations have not begun. | 0 | 0 | 0 | 0 | 0 | 0 | 0 | 0 | 0 | 0 | 0 | 0
2011 | US | SERC | - | SERC-SE | 11 | CAPACITY TRANSACTIONS - EXPORTS | 2289 | 2208 | 2490 | 2610 | 2384 | 2406 | 2517 | 2667 | 1537 | 1633 | 1497 | 1497
2011 | US | SERC | - | SERC-SE | 11a | Firm (Note: The sum of 11a1 and 11a2 must be ≤ 11a) | 2289 | 2208 | 2490 | 2610 | 2384 | 2406 | 2517 | 2667 | 1537 | 1633 | 1497 | 1497
2011 | US | SERC | - | SERC-SE | 11a1 | Full-Responsibility Purchases | 133 | 119 | 130 | 138 | 0 | 0 | 0 | 0 | 0 | 0 | 0 | 0
2011 | US | SERC | - | SERC-SE | 11a2 | Owned Capacity/Entitlement Located Outside the Region/Subregion | 0 | 0 | 0 | 0 | 0 | 0 | 0 | 0 | 0 | 0 | 0 | 0
2011 | US | SERC | - | SERC-SE | 11b | Non-firm | 0 | 0 | 0 | 0 | 0 | 0 | 0 | 0 | 0 | 0 | 0 | 0
2011 | US | SERC | - | SERC-SE | 11c | Expected (Note: The sum of 11c1 and 11c2 must be ≤ 11c) | 0 | 0 | 0 | 0 | 0 | 0 | 0 | 0 | 0 | 0 | 0 | 0
2011 | US | SERC | - | SERC-SE | 11c1 | Full-Responsibility Purchases | 0 | 0 | 0 | 0 | 0 | 0 | 0 | 0 | 0 | 0 | 0 | 0
2011 | US | SERC | - | SERC-SE | 11c2 | Owned Capacity/Entitlement Located Outside the Region/Subregion | 0 | 0 | 0 | 0 | 0 | 0 | 0 | 0 | 0 | 0 | 0 | 0
2011 | US | SERC | - | SERC-SE | 11d | Provisional – transactions under study, but negotiations have not begun. | 0 | 0 | 0 | 0 | 0 | 0 | 0 | 0 | 0 | 0 | 0 | 0
2011 | US | SERC | - | SERC-SE | 12 | EXISTING, CERTAIN CAPACITY & NET FIRM TRANSACTIONS | 61099.73 | 61283.33 | 60643.33 | 61492.83 | 61670.75 | 61822.83 | 61807.83 | 61593.83 | 62710.83 | 62610.83 | 62754.83 | 62760.83
2011 | US | SERC | - | SERC-SE | 13 | ANTICIPATED CAPACITY RESOURCES |  | 61283.33 | 61948.33 | 63637.53 | 64377.45 | 64255.53 | 66689.53 | 67575.53 | 68692.53 | 68592.53 | 68736.53 | 68742.53
2011 | US | SERC | - | SERC-SE | 14 | PROSPECTIVE CAPACITY RESOURCES |  | 64584.33 | 65871.33 | 66667.53 | 67500.45 | 67341.53 | 69775.53 | 70661.53 | 71778.53 | 71678.53 | 71806.53 | 71812.53
2011 | US | SERC | - | SERC-SE | 15 | TOTAL POTENTIAL CAPACITY RESOURCES |  | 64616.63 | 65910.03 | 67423.23 | 68356.15 | 68197.23 | 72031.23 | 72917.23 | 74127.73 | 74121.23 | 74249.23 | 74255.23
2011 | US | SERC | - | SERC-SE | 15a | ADJUSTED POTENTIAL CAPACITY RESOURCES |  | 64584.33 | 65871.33 | 66667.53 | 67500.45 | 67341.53 | 69775.53 | 70661.53 | 71778.53 | 71678.53 | 71806.53 | 71812.53
2011 | US | SERC | - | SERC-SE | 16a | Confidence of Future, Other (7b), using reasonable judgement |  | 0 | 0 | 0 | 0 | 0 | 0 | 0 | 0 | 0 | 0 | 0
2011 | US | SERC | - | SERC-SE | 16b | Net Future, Other Resources After Confidence Percentage Is Applied |  | 0 | 0 | 0 | -102 | -139 | -139 | -139 | -139 | -139 | -155 | -155
2011 | US | SERC | - | SERC-SE | 16c | Confidence of Conceptual (8), using reasonable judgement |  | 0 | 0 | 0 | 0 | 0 | 0 | 0 | 0 | 0 | 0 | 0
2011 | US | SERC | - | SERC-SE | 16d | Net Conceptual Resources After Confidence Percentage Is Applied |  | 0 | 0 | 0 | 0 | 0 | 0 | 0 | 0 | 0 | 0 | 0
2011 | US | SERC | - | SERC-SE | 17 | Region/Subregion Target Reserve Margin |  | 15% | 15% | 15% | 15% | 15% | 15% | 15% | 15% | 15% | 15% | 15%
2011 | US | SERC | - | SERC-SE | 18 | Existing Certain and Net Firm Transactions Reserve Margin |  | 24.27% | 20.16% | 19.06% | 17.25% | 15.82% | 14.01% | 12.04% | 12.81% | 10.79% | 9.445% | 7.543%
2011 | US | SERC | - | SERC-SE | 19 | Anticipated Capacity Resources Reserve Margin |  | 24.27% | 22.74% | 23.21% | 22.4% | 20.38% | 23.01% | 22.92% | 23.57% | 21.37% | 19.88% | 17.79%
2011 | US | SERC | - | SERC-SE | 20 | Prospective Capacity Resources Reserve Margin |  | 30.97% | 30.52% | 29.08% | 28.34% | 26.16% | 28.7% | 28.54% | 29.12% | 26.84% | 25.23% | 23.05%
2011 | US | SERC | - | SERC-SE | 21 | Total Potential Resources Reserve Margin |  | 31.03% | 30.59% | 30.54% | 29.96% | 27.76% | 32.86% | 32.64% | 33.34% | 31.16% | 29.49% | 27.24%
2011 | US | SERC | - | SERC-SE | 22 | Adjusted Potential Resources Reserve Margin |  | 30.97% | 30.52% | 29.08% | 28.34% | 26.16% | 28.7% | 28.54% | 29.12% | 26.84% | 25.23% | 23.05%
2011 | US | SERC | - | SERC-SE | 23 | Total Baseline Installed Capacity | 161: 64281.73
2011 | US | SERC | - | SERC-SE | 24 | Distributed or Other Capacity (Behind the Meter) < 1 MW
2011 | US | SERC | - | SERC-SE | 25 | Distributed or Other Capacity (Behind the Meter) ≥ 1 MW
2011 | US | SERC | - | SERC-SE | 26 | Capacity Total from EIA-860
2011 | US | SERC | - | SERC-W | 1 | Unrestricted Non-coincident Peak Demand | 25027 | 25011 | 25465 | 25775 | 26044 | 26391 | 26724 | 27063 | 27402 | 27775 | 28064 | 28385
2011 | US | SERC | - | SERC-W | 1a | New Conservation (Energy Efficiency) | 0 | 0 | 0 | 0 | 0 | 0 | 0 | 0 | 0 | 0 | 0 | 0
2011 | US | SERC | - | SERC-W | 1b | Estimated Diversity | 0 | 459 | 460 | 459 | 460 | 482 | 488 | 485 | 478 | 481 | 478 | 502
2011 | US | SERC | - | SERC-W | 1c | Additions for non-member load (load served by non-registered LSE's in a region) | 0 | 549 | 583 | 596 | 886 | 897 | 901 | 889 | 882 | 910 | 934 | 926
2011 | US | SERC | - | SERC-W | 1d | Stand-by Load Under Contract (Normally served by behind the meter generation) | 0 | 0 | 0 | 0 | 0 | 0 | 0 | 0 | 0 | 0 | 0 | 0
2011 | US | SERC | - | SERC-W | 1e | Non-Controllable Demand-Side Demand Response | 0 | 0 | 0 | 0 | 0 | 0 | 0 | 0 | 0 | 0 | 0 | 0
2011 | US | SERC | - | SERC-W | 2 | Total Internal Demand | 25027 | 25101 | 25588 | 25912 | 26470 | 26806 | 27137 | 27467 | 27806 | 28204 | 28520 | 28809
2011 | US | SERC | - | SERC-W | 2H1 | Load Forecast Uncertainty (Extreme Demand Factor) | 1 | 1.06 | 1.06 | 1.06 | 1.06 | 1.06 | 1.06 | 1.06 | 1.06 | 1.06 | 1.06 | 1.06
2011 | US | SERC | - | SERC-W | 2H | Total Internal Demand | 25027 | 26607.06 | 27123.28 | 27466.72 | 28058.2 | 28414.36 | 28765.22 | 29115.02 | 29474.36 | 29896.24 | 30231.2 | 30537.54
2011 | US | SERC | - | SERC-W | 2a | Supply-Side Direct Control Load Management | 0 | 0 | 0 | 0 | 0 | 0 | 0 | 0 | 0 | 0 | 0 | 0
2011 | US | SERC | - | SERC-W | 2b | Supply-Side Contractually Interruptible (Curtailable) | 286 | 873 | 907 | 915 | 916 | 947 | 950 | 954 | 957 | 961 | 961 | 969
2011 | US | SERC | - | SERC-W | 2c | Supply-Side Critical Peak-Pricing (CPP) with Control | 0 | 0 | 0 | 0 | 0 | 0 | 0 | 0 | 0 | 0 | 0 | 0
2011 | US | SERC | - | SERC-W | 2d | Supply-Side Load as a Capacity Resource | 0 | 0 | 0 | 0 | 0 | 0 | 0 | 0 | 0 | 0 | 0 | 0
2011 | US | SERC | - | SERC-W | 3 | Net Internal Demand | 24741 | 24228 | 24681 | 24997 | 25554 | 25859 | 26187 | 26513 | 26849 | 27243 | 27559 | 27840
2011 | US | SERC | - | SERC-W | 4a | Demand Response used for Ancillary Services - Spinning Reserves | 0 | 0 | 0 | 0 | 0 | 0 | 0 | 0 | 0 | 0 | 0 | 0
2011 | US | SERC | - | SERC-W | 4b | Demand Response used for Ancillary Services - Non-Spinning Reserves | 0 | 0 | 0 | 0 | 0 | 0 | 0 | 0 | 0 | 0 | 0 | 0
2011 | US | SERC | - | SERC-W | 4c | Demand Response used for Regulation | 0 | 0 | 0 | 0 | 0 | 0 | 0 | 0 | 0 | 0 | 0 | 0
2011 | US | SERC | - | SERC-W | 4d | Demand Response used for Energy, Voluntary Services - Emergency | 0 | 0 | 0 | 0 | 0 | 0 | 0 | 0 | 0 | 0 | 0 | 0
2011 | US | SERC | - | SERC-W | 5 | TOTAL INTERNAL CAPACITY | 39312.5 | 40811.3 | 43011.3 | 43043.3 | 43094.3 | 43271.3 | 43274.3 | 43278.3 | 43761.3 | 43834.3 | 43834.3 | 43842.3
2011 | US | SERC | - | SERC-W | 6 | EXISTING CAPACITY | 39312.5 | 40811.3 | 42944.3 | 42952.3 | 42953.3 | 43130.3 | 43133.3 | 43137.3 | 43620.3 | 43693.3 | 43693.3 | 43701.3
2011 | US | SERC | - | SERC-W | 6a | Existing, Certain | 34632.3 | 35139.8 | 34676.8 | 34488.8 | 34155.8 | 33631.8 | 33540.8 | 32722.8 | 32147.8 | 31700.8 | 31644.8 | 31220.8
2011 | US | SERC | - | SERC-W | 6a1 | Wind Expected On-Peak | 0 | 0 | 0 | 0 | 0 | 0 | 0 | 0 | 0 | 0 | 0 | 0
2011 | US | SERC | - | SERC-W | 6a2 | Solar Expected On-Peak | 0 | 0 | 0 | 0 | 0 | 0 | 0 | 0 | 0 | 0 | 0 | 0
2011 | US | SERC | - | SERC-W | 6a3 | Hydro Expected On-Peak | 266 | 266 | 266 | 266 | 266 | 266 | 266 | 266 | 266 | 266 | 266 | 266
2011 | US | SERC | - | SERC-W | 6a4 | Biomass Expected On-Peak | 0 | 0 | 0 | 0 | 0 | 0 | 0 | 0 | 0 | 0 | 0 | 0
2011 | US | SERC | - | SERC-W | 6b | Existing, Other (Note: Enter the net expected value only) | 3139.2 | 3543.5 | 6105.5 | 6293.5 | 6626.5 | 7296.5 | 7387.5 | 8205.5 | 9260.5 | 9776.5 | 9832.5 | 10256.5
2011 | US | SERC | - | SERC-W | 6b1 | Wind Derate On-Peak | 0 | 0 | 0 | 0 | 0 | 0 | 0 | 0 | 0 | 0 | 0 | 0
2011 | US | SERC | - | SERC-W | 6b2 | Solar Derate On-Peak | 0 | 0 | 0 | 0 | 0 | 0 | 0 | 0 | 0 | 0 | 0 | 0
2011 | US | SERC | - | SERC-W | 6b3 | Hydro Derate On-Peak | 0 | 0 | 0 | 0 | 0 | 0 | 0 | 0 | 0 | 0 | 0 | 0
2011 | US | SERC | - | SERC-W | 6b4 | Biomass Derate On-Peak | 0 | 0 | 0 | 0 | 0 | 0 | 0 | 0 | 0 | 0 | 0 | 0
2011 | US | SERC | - | SERC-W | 6b5 | Transmission-Limited Resources | 0 | 0 | 0 | 0 | 0 | 0 | 0 | 0 | 0 | 0 | 0 | 0
2011 | US | SERC | - | SERC-W | 6b6 | All Other Derates | 0 | 0 | 0 | 0 | 0 | 0 | 0 | 0 | 0 | 0 | 0 | 0
2011 | US | SERC | - | SERC-W | 6b7 | Energy Only (Existing-Other) | 1223.5 | 1280.5 | 1094.5 | 1094.5 | 1194.5 | 1194.5 | 1194.5 | 1194.5 | 1194.5 | 1194.5 | 1194.5 | 1194.5
2011 | US | SERC | - | SERC-W | 6c | Existing, Inoperable (Note: Capacity reported on this line is not included in margin calculations) | 1255 | 1255 | 1255 | 1255 | 1255 | 1255 | 1255 | 1255 | 1255 | 1255 | 1255 | 1255
2011 | US | SERC | - | SERC-W | 6d | Total Supply-Side Demand Response | 286 | 873 | 907 | 915 | 916 | 947 | 950 | 954 | 957 | 961 | 961 | 969
2011 | US | SERC | - | SERC-W | 7 | FUTURE CAPACITY ADDITIONS | 0 | 0 | 67 | 91 | 141 | 141 | 141 | 141 | 141 | 141 | 141 | 141
2011 | US | SERC | - | SERC-W | 7a | Future, Planned (Note: Enter the net expected value only) | 0 | 0 | 67 | 91 | 141 | 141 | 141 | 141 | 141 | 141 | 141 | 141
2011 | US | SERC | - | SERC-W | 7a1 | Wind Expected On-Peak | 0 | 0 | 0 | 0 | 0 | 0 | 0 | 0 | 0 | 0 | 0 | 0
2011 | US | SERC | - | SERC-W | 7a2 | Wind Derate On-Peak | 0 | 0 | 0 | 0 | 0 | 0 | 0 | 0 | 0 | 0 | 0 | 0
2011 | US | SERC | - | SERC-W | 7a3 | Solar Expected On-Peak | 0 | 0 | 0 | 0 | 0 | 0 | 0 | 0 | 0 | 0 | 0 | 0
2011 | US | SERC | - | SERC-W | 7a4 | Solar Derate On-Peak | 0 | 0 | 0 | 0 | 0 | 0 | 0 | 0 | 0 | 0 | 0 | 0
2011 | US | SERC | - | SERC-W | 7a5 | Hydro Expected On-Peak | 0 | 0 | 0 | 24 | 24 | 24 | 24 | 24 | 24 | 24 | 24 | 24
2011 | US | SERC | - | SERC-W | 7a6 | Hydro Derate On-Peak | 0 | 0 | 0 | 0 | 0 | 0 | 0 | 0 | 0 | 0 | 0 | 0
2011 | US | SERC | - | SERC-W | 7a7 | Biomass Expected On-Peak | 0 | 0 | 0 | 0 | 50 | 50 | 50 | 50 | 50 | 50 | 50 | 50
2011 | US | SERC | - | SERC-W | 7a8 | Biomass Derate On-Peak | 0 | 0 | 0 | 0 | 0 | 0 | 0 | 0 | 0 | 0 | 0 | 0
2011 | US | SERC | - | SERC-W | 7a9 | Transmission-Limited Resources | 0 | 0 | 0 | 0 | 0 | 0 | 0 | 0 | 0 | 0 | 0 | 0
2011 | US | SERC | - | SERC-W | 7a10 | Scheduled Outage - Maintenance | 0 | 0 | 0 | 0 | 0 | 0 | 0 | 0 | 0 | 0 | 0 | 0
2011 | US | SERC | - | SERC-W | 7a11 | All Other Derates | 0 | 0 | 0 | 0 | 0 | 0 | 0 | 0 | 0 | 0 | 0 | 0
2011 | US | SERC | - | SERC-W | 7a12 | Energy Only | 0 | 0 | 0 | 0 | 0 | 0 | 0 | 0 | 0 | 0 | 0 | 0
2011 | US | SERC | - | SERC-W | 7b | Future, Other (Note: Enter the net expected value only) | 0 | 0 | 0 | 0 | 0 | 0 | 0 | 0 | 0 | 0 | 0 | 0
2011 | US | SERC | - | SERC-W | 7b1 | Wind Expected On-Peak | 0 | 0 | 0 | 0 | 0 | 0 | 0 | 0 | 0 | 0 | 0 | 0
2011 | US | SERC | - | SERC-W | 7b2 | Wind Derate On-Peak | 0 | 0 | 0 | 0 | 0 | 0 | 0 | 0 | 0 | 0 | 0 | 0
2011 | US | SERC | - | SERC-W | 7b3 | Solar Expected On-Peak | 0 | 0 | 0 | 0 | 0 | 0 | 0 | 0 | 0 | 0 | 0 | 0
2011 | US | SERC | - | SERC-W | 7b4 | Solar Derate On-Peak | 0 | 0 | 0 | 0 | 0 | 0 | 0 | 0 | 0 | 0 | 0 | 0
2011 | US | SERC | - | SERC-W | 7b5 | Hydro Expected On-Peak | 0 | 0 | 0 | 0 | 0 | 0 | 0 | 0 | 0 | 0 | 0 | 0
2011 | US | SERC | - | SERC-W | 7b6 | Hydro Derate On-Peak | 0 | 0 | 0 | 0 | 0 | 0 | 0 | 0 | 0 | 0 | 0 | 0
2011 | US | SERC | - | SERC-W | 7b7 | Biomass Expected On-Peak | 0 | 0 | 0 | 0 | 0 | 0 | 0 | 0 | 0 | 0 | 0 | 0
2011 | US | SERC | - | SERC-W | 7b8 | Biomass Derate On-Peak | 0 | 0 | 0 | 0 | 0 | 0 | 0 | 0 | 0 | 0 | 0 | 0
2011 | US | SERC | - | SERC-W | 7b9 | Transmission-Limited Resources | 0 | 0 | 0 | 0 | 0 | 0 | 0 | 0 | 0 | 0 | 0 | 0
2011 | US | SERC | - | SERC-W | 7b10 | Scheduled Outage - Maintenance | 0 | 0 | 0 | 0 | 0 | 0 | 0 | 0 | 0 | 0 | 0 | 0
2011 | US | SERC | - | SERC-W | 7b11 | All Other Derates | 0 | 0 | 0 | 0 | 0 | 0 | 0 | 0 | 0 | 0 | 0 | 0
2011 | US | SERC | - | SERC-W | 7b12 | Energy Only | 0 | 0 | 0 | 0 | 0 | 0 | 0 | 0 | 0 | 0 | 0 | 0
2011 | US | SERC | - | SERC-W | 8 | Conceptual (Note: Enter the net expected value only) | 0 | 0 | 0 | 10 | 710 | 1490 | 1671 | 1726 | 2381 | 3131 | 3281 | 4031
2011 | US | SERC | - | SERC-W | 8a1 | Wind Expected On-Peak | 0 | 0 | 0 | 0 | 0 | 2.5 | 5 | 7.5 | 10 | 10 | 10 | 10
2011 | US | SERC | - | SERC-W | 8a2 | Wind Derate On-Peak | 0 | 0 | 0 | 0 | 0 | 47.5 | 95 | 142.5 | 190 | 190 | 190 | 190
2011 | US | SERC | - | SERC-W | 8a3 | Solar Expected On-Peak | 0 | 0 | 0 | 0 | 0 | 0 | 0 | 0 | 0 | 0 | 0 | 0
2011 | US | SERC | - | SERC-W | 8a4 | Solar Derate On-Peak | 0 | 0 | 0 | 0 | 0 | 0 | 0 | 0 | 0 | 0 | 0 | 0
2011 | US | SERC | - | SERC-W | 8a5 | Hydro Expected On-Peak | 0 | 0 | 0 | 0 | 0 | 0 | 0 | 0 | 0 | 50 | 100 | 150
2011 | US | SERC | - | SERC-W | 8a6 | Hydro Derate On-Peak | 0 | 0 | 0 | 0 | 0 | 0 | 0 | 0 | 0 | 0 | 0 | 0
2011 | US | SERC | - | SERC-W | 8a7 | Biomass Expected On-Peak | 0 | 0 | 0 | 10 | 110 | 210 | 310 | 410 | 510 | 610 | 710 | 810
2011 | US | SERC | - | SERC-W | 8a8 | Biomass Derate On-Peak | 0 | 0 | 0 | 0 | 0 | 0 | 0 | 0 | 0 | 0 | 0 | 0
2011 | US | SERC | - | SERC-W | 8a9 | All Other Derates | 0 | 0 | 0 | 0 | 0 | 0 | 0 | 0 | 0 | 0 | 0 | 0
2011 | US | SERC | - | SERC-W | 8a10 | Energy Only | 0 | 0 | 0 | 0 | 0 | 0 | 0 | 0 | 0 | 0 | 0 | 0
2011 | US | SERC | - | SERC-W | 9 | ANTICIPATED INTERNAL CAPACITY | 34918.3 | 36012.8 | 35650.8 | 35494.8 | 35212.8 | 34719.8 | 34631.8 | 33817.8 | 33245.8 | 32802.8 | 32746.8 | 32330.8
2011 | US | SERC | - | SERC-W | 10 | CAPACITY TRANSACTIONS - IMPORTS | 1233 | 1510 | 1199 | 1149 | 1149 | 1149 | 300 | 300 | 300 | 300 | 300 | 0
2011 | US | SERC | - | SERC-W | 10a | Firm (Note: The sum of 10a1 and 10a2 must be ≤ 10a) | 1223 | 1349 | 1199 | 1149 | 1149 | 1149 | 300 | 300 | 300 | 300 | 300 | 0
2011 | US | SERC | - | SERC-W | 10a1 | Full-Responsibility Purchases | 0 | 0 | 0 | 0 | 0 | 0 | 0 | 0 | 0 | 0 | 0 | 0
2011 | US | SERC | - | SERC-W | 10a2 | Owned Capacity/Entitlement Located Outside the Region/Subregion | 0 | 0 | 0 | 0 | 0 | 0 | 0 | 0 | 0 | 0 | 0 | 0
2011 | US | SERC | - | SERC-W | 10b | Non-firm | 10 | 11 | 0 | 0 | 0 | 0 | 0 | 0 | 0 | 0 | 0 | 0
2011 | US | SERC | - | SERC-W | 10c | Expected (Note: The sum of 10c1 and 10c2 must be ≤ 10c) | 0 | 150 | 0 | 0 | 0 | 0 | 0 | 0 | 0 | 0 | 0 | 0
2011 | US | SERC | - | SERC-W | 10c1 | Full-Responsibility Purchases | 0 | 0 | 0 | 0 | 0 | 0 | 0 | 0 | 0 | 0 | 0 | 0
2011 | US | SERC | - | SERC-W | 10c2 | Owned Capacity/Entitlement Located Outside the Region/Subregion | 0 | 0 | 0 | 0 | 0 | 0 | 0 | 0 | 0 | 0 | 0 | 0
2011 | US | SERC | - | SERC-W | 10d | Provisional – transactions under study, but negotiations have not begun. | 0 | 0 | 0 | 0 | 0 | 0 | 0 | 0 | 0 | 0 | 0 | 0
2011 | US | SERC | - | SERC-W | 11 | CAPACITY TRANSACTIONS - EXPORTS | 2244 | 2319 | 2055 | 2055 | 2055 | 2055 | 2055 | 2055 | 2055 | 2055 | 2055 | 2055
2011 | US | SERC | - | SERC-W | 11a | Firm (Note: The sum of 11a1 and 11a2 must be ≤ 11a) | 2159 | 2158 | 2055 | 2055 | 2055 | 2055 | 2055 | 2055 | 2055 | 2055 | 2055 | 2055
2011 | US | SERC | - | SERC-W | 11a1 | Full-Responsibility Purchases | 1022 | 1022 | 1022 | 1022 | 1022 | 1022 | 1022 | 1022 | 1022 | 1022 | 1022 | 1022
2011 | US | SERC | - | SERC-W | 11a2 | Owned Capacity/Entitlement Located Outside the Region/Subregion | 198 | 198 | 214 | 214 | 214 | 214 | 214 | 214 | 214 | 214 | 214 | 214
2011 | US | SERC | - | SERC-W | 11b | Non-firm | 85 | 11 | 0 | 0 | 0 | 0 | 0 | 0 | 0 | 0 | 0 | 0
2011 | US | SERC | - | SERC-W | 11c | Expected (Note: The sum of 11c1 and 11c2 must be ≤ 11c) | 0 | 150 | 0 | 0 | 0 | 0 | 0 | 0 | 0 | 0 | 0 | 0
2011 | US | SERC | - | SERC-W | 11c1 | Full-Responsibility Purchases | 0 | 0 | 0 | 0 | 0 | 0 | 0 | 0 | 0 | 0 | 0 | 0
2011 | US | SERC | - | SERC-W | 11c2 | Owned Capacity/Entitlement Located Outside the Region/Subregion | 0 | 0 | 0 | 0 | 0 | 0 | 0 | 0 | 0 | 0 | 0 | 0
2011 | US | SERC | - | SERC-W | 11d | Provisional – transactions under study, but negotiations have not begun. | 0 | 0 | 0 | 0 | 0 | 0 | 0 | 0 | 0 | 0 | 0 | 0
2011 | US | SERC | - | SERC-W | 12 | EXISTING, CERTAIN CAPACITY & NET FIRM TRANSACTIONS | 33982.3 | 35203.8 | 34727.8 | 34497.8 | 34165.8 | 33672.8 | 32735.8 | 31921.8 | 31349.8 | 30906.8 | 30850.8 | 30134.8
2011 | US | SERC | - | SERC-W | 13 | ANTICIPATED CAPACITY RESOURCES |  | 35203.8 | 34794.8 | 34588.8 | 34306.8 | 33813.8 | 32876.8 | 32062.8 | 31490.8 | 31047.8 | 30991.8 | 30275.8
2011 | US | SERC | - | SERC-W | 14 | PROSPECTIVE CAPACITY RESOURCES |  | 38747.3 | 40900.3 | 40882.3 | 40933.3 | 41110.3 | 40264.3 | 40268.3 | 40751.3 | 40824.3 | 40824.3 | 40532.3
2011 | US | SERC | - | SERC-W | 15 | TOTAL POTENTIAL CAPACITY RESOURCES |  | 38747.3 | 40900.3 | 40892.3 | 41643.3 | 42600.3 | 41935.3 | 41994.3 | 43132.3 | 43955.3 | 44105.3 | 44563.3
2011 | US | SERC | - | SERC-W | 15a | ADJUSTED POTENTIAL CAPACITY RESOURCES |  | 38747.3 | 40900.3 | 40882.3 | 40933.3 | 41110.3 | 40264.3 | 40268.3 | 40751.3 | 40824.3 | 40824.3 | 40532.3
2011 | US | SERC | - | SERC-W | 16a | Confidence of Future, Other (7b), using reasonable judgement |  | 0 | 0 | 0 | 0 | 0 | 0 | 0 | 0 | 0 | 0 | 0
2011 | US | SERC | - | SERC-W | 16b | Net Future, Other Resources After Confidence Percentage Is Applied |  | 0 | 0 | 0 | 0 | 0 | 0 | 0 | 0 | 0 | 0 | 0
2011 | US | SERC | - | SERC-W | 16c | Confidence of Conceptual (8), using reasonable judgement |  | 0 | 0 | 0 | 0 | 0 | 0 | 0 | 0 | 0 | 0 | 0
2011 | US | SERC | - | SERC-W | 16d | Net Conceptual Resources After Confidence Percentage Is Applied |  | 0 | 0 | 0 | 0 | 0 | 0 | 0 | 0 | 0 | 0 | 0
2011 | US | SERC | - | SERC-W | 17 | Region/Subregion Target Reserve Margin |  | 15% | 15% | 15% | 15% | 15% | 15% | 15% | 15% | 15% | 15% | 15%
2011 | US | SERC | - | SERC-W | 18 | Existing Certain and Net Firm Transactions Reserve Margin |  | 40.25% | 35.72% | 33.13% | 29.07% | 25.62% | 20.63% | 16.22% | 12.74% | 9.583% | 8.173% | 4.602%
2011 | US | SERC | - | SERC-W | 19 | Anticipated Capacity Resources Reserve Margin |  | 40.25% | 35.98% | 33.49% | 29.61% | 26.14% | 21.15% | 16.73% | 13.25% | 10.08% | 8.667% | 5.091%
2011 | US | SERC | - | SERC-W | 20 | Prospective Capacity Resources Reserve Margin |  | 54.37% | 59.84% | 57.77% | 54.64% | 53.36% | 48.37% | 46.61% | 46.56% | 44.75% | 43.14% | 40.69%
2011 | US | SERC | - | SERC-W | 21 | Total Potential Resources Reserve Margin |  | 54.37% | 59.84% | 57.81% | 57.32% | 58.92% | 54.53% | 52.89% | 55.12% | 55.85% | 54.65% | 54.69%
2011 | US | SERC | - | SERC-W | 22 | Adjusted Potential Resources Reserve Margin |  | 54.37% | 59.84% | 57.77% | 54.64% | 53.36% | 48.37% | 46.61% | 46.56% | 44.75% | 43.14% | 40.69%
2011 | US | SERC | - | SERC-W | 23 | Total Baseline Installed Capacity | 161: 39026.5
2011 | US | SERC | - | SERC-W | 24 | Distributed or Other Capacity (Behind the Meter) < 1 MW
2011 | US | SERC | - | SERC-W | 25 | Distributed or Other Capacity (Behind the Meter) ≥ 1 MW
2011 | US | SERC | - | SERC-W | 26 | Capacity Total from EIA-860
2011 | US | SPP | - | SPP | 1 | Unrestricted Non-coincident Peak Demand | 53076.6219 | 53297.4648 | 53967.7453 | 55577.0133 | 56039.5244 | 56167.3677 | 56855.5255 | 57767.1955 | 58407.1228 | 58390.4416 | 59011.059 | 59670.4342
2011 | US | SPP | - | SPP | 1a | New Conservation (Energy Efficiency) |  | 153.1002 | 199.3933 | 211.7622 | 234.0452 | 249.0504 | 264.2663 | 277.8596 | 291.4879 | 297.7767 | 300.1625 | 282.2231
2011 | US | SPP | - | SPP | 1b | Estimated Diversity |  | 57.7552 | 57.1055 | 55.7678 | 55.5382 | 60.628 | 60.2556 | 62.4546 | 64.1129 | 64.8231 | 64.8576 | 64.4698
2011 | US | SPP | - | SPP | 1c | Additions for non-member load (load served by non-registered LSE's in a region) |  | 0 | 0 | 0 | 0 | 0 | 0 | 0 | 0 | 0 | 0 | 0
2011 | US | SPP | - | SPP | 1d | Stand-by Load Under Contract (Normally served by behind the meter generation) |  | 0 | 0 | 0 | 0 | 0 | 0 | 0 | 0 | 0 | 0 | 0
2011 | US | SPP | - | SPP | 1e | Non-Controllable Demand-Side Demand Response |  | 3 | 79 | 160 | 265 | 302 | 337 | 352 | 370 | 372 | 375 | 376
2011 | US | SPP | - | SPP | 2 | Total Internal Demand | 53076.6219 | 53083.6094 | 53632.2466 | 55149.4833 | 55484.941 | 55555.6893 | 56194.0036 | 57074.8813 | 57681.522 | 57655.8418 | 58271.039 | 58947.7414
2011 | US | SPP | - | SPP | 2H1 | Load Forecast Uncertainty (Extreme Demand Factor)
2011 | US | SPP | - | SPP | 2H | Total Internal Demand |  | 0 | 0 | 0 | 0 | 0 | 0 | 0 | 0 | 0 | 0 | 0
2011 | US | SPP | - | SPP | 2a | Supply-Side Direct Control Load Management | 68 | 162.465 | 187.265 | 197.265 | 206.265 | 219.265 | 232.265 | 242.265 | 251.265 | 259.265 | 267.265 | 275.265
2011 | US | SPP | - | SPP | 2b | Supply-Side Contractually Interruptible (Curtailable) | 1064.5681 | 1132.991 | 1103.2702 | 1144.9765 | 1133.4605 | 1068.1984 | 1078.1984 | 1342.1984 | 1303.1984 | 1265.1984 | 1181.492 | 1141.492
2011 | US | SPP | - | SPP | 2c | Supply-Side Critical Peak-Pricing (CPP) with Control | 2 | 5 | 5 | 5 | 5 | 5 | 5 | 5 | 5 | 5 | 5 | 5
2011 | US | SPP | - | SPP | 2d | Supply-Side Load as a Capacity Resource | 0 | 0 | 0 | 0 | 0 | 0 | 0 | 0 | 0 | 0 | 0 | 0
2011 | US | SPP | - | SPP | 3 | Net Internal Demand | 51942.0538 | 51783.1534 | 52336.7114 | 53802.2417 | 54140.2155 | 54263.2259 | 54878.5401 | 55485.4179 | 56122.0586 | 56126.3784 | 56817.282 | 57525.9844
2011 | US | SPP | - | SPP | 4a | Demand Response used for Ancillary Services - Spinning Reserves | 0 | 0 | 0 | 0 | 0 | 0 | 0 | 0 | 0 | 0 | 0 | 0
2011 | US | SPP | - | SPP | 4b | Demand Response used for Ancillary Services - Non-Spinning Reserves | 0 | 0 | 0 | 0 | 0 | 0 | 0 | 0 | 0 | 0 | 0 | 0
2011 | US | SPP | - | SPP | 4c | Demand Response used for Regulation | 0 | 0 | 0 | 0 | 0 | 0 | 0 | 0 | 0 | 0 | 0 | 0
2011 | US | SPP | - | SPP | 4d | Demand Response used for Energy, Voluntary Services - Emergency | 0 | 0 | 0 | 0 | 0 | 0 | 0 | 0 | 0 | 0 | 0 | 0
2011 | US | SPP | - | SPP | 5 | TOTAL INTERNAL CAPACITY | 72685.2539 | 75833.575 | 76371.3543 | 78001.4606 | 78278.8446 | 78985.1225 | 79339.9775 | 80737.2285 | 81087.7845 | 81391.2845 | 81526.578 | 82078.578
2011 | US | SPP | - | SPP | 6 | EXISTING CAPACITY | 72685.2539 | 75808.575 | 75803.6543 | 75855.3606 | 75852.8446 | 75800.5825 | 75823.5825 | 76097.5825 | 76067.5825 | 76037.5825 | 75961.876 | 75929.876
2011 | US | SPP | - | SPP | 6a | Existing, Certain | 62460.4159 | 65090.2321 | 65090.2321 | 65090.2321 | 65090.2321 | 65090.2321 | 65090.2321 | 65090.2321 | 65090.2321 | 65090.2321 | 65090.2321 | 65090.2321
2011 | US | SPP | - | SPP | 6a1 | Wind Expected On-Peak | 280.062 | 259.862 | 259.862 | 259.862 | 259.862 | 259.862 | 259.862 | 259.862 | 259.862 | 259.862 | 259.862 | 259.862
2011 | US | SPP | - | SPP | 6a2 | Solar Expected On-Peak | 66 | 66 | 66 | 66 | 66 | 66 | 66 | 66 | 66 | 66 | 66 | 66
2011 | US | SPP | - | SPP | 6a3 | Hydro Expected On-Peak | 2722.74 | 2649.558 | 2649.558 | 2649.558 | 2649.558 | 2649.558 | 2649.558 | 2649.558 | 2649.558 | 2649.558 | 2649.558 | 2649.558
2011 | US | SPP | - | SPP | 6a4 | Biomass Expected On-Peak | 8.2 | 11.24 | 11.24 | 11.24 | 11.24 | 11.24 | 11.24 | 11.24 | 11.24 | 11.24 | 11.24 | 11.24
2011 | US | SPP | - | SPP | 6b | Existing, Other (Note: Enter the net expected value only) | 4661.4 | 4417.92 | 4417.92 | 4417.92 | 4417.92 | 4417.92 | 4417.92 | 4417.92 | 4417.92 | 4417.92 | 4417.92 | 4417.92
2011 | US | SPP | - | SPP | 6b1 | Wind Derate On-Peak | 3135.4 | 3135.4 | 3135.4 | 3135.4 | 3135.4 | 3135.4 | 3135.4 | 3135.4 | 3135.4 | 3135.4 | 3135.4 | 3135.4
2011 | US | SPP | - | SPP | 6b2 | Solar Derate On-Peak | 0 | 0 | 0 | 0 | 0 | 0 | 0 | 0 | 0 | 0 | 0 | 0
2011 | US | SPP | - | SPP | 6b3 | Hydro Derate On-Peak | 141.22 | 112 | 112 | 112 | 112 | 112 | 112 | 112 | 112 | 112 | 112 | 112
2011 | US | SPP | - | SPP | 6b4 | Biomass Derate On-Peak | 0 | 0 | 0 | 0 | 0 | 0 | 0 | 0 | 0 | 0 | 0 | 0
2011 | US | SPP | - | SPP | 6b5 | Transmission-Limited Resources | 0 | 0 | 0 | 0 | 0 | 0 | 0 | 0 | 0 | 0 | 0 | 0
2011 | US | SPP | - | SPP | 6b6 | All Other Derates | 387 | 1388.367 | 1388.367 | 1388.367 | 1388.367 | 1388.367 | 1388.367 | 1388.367 | 1388.367 | 1388.367 | 1388.367 | 1388.367
2011 | US | SPP | - | SPP | 6b7 | Energy Only (Existing-Other) | 34 | 729.952 | 729.952 | 729.952 | 729.952 | 729.952 | 729.952 | 729.952 | 729.952 | 729.952 | 729.952 | 729.952
2011 | US | SPP | - | SPP | 6c | Existing, Inoperable (Note: Capacity reported on this line is not included in margin calculations) | 765.25 | 364.2 | 364.2 | 364.2 | 364.2 | 364.2 | 364.2 | 364.2 | 364.2 | 364.2 | 364.2 | 364.2
2011 | US | SPP | - | SPP | 6d | Total Supply-Side Demand Response | 1134.5681 | 1300.456 | 1295.5352 | 1347.2415 | 1344.7255 | 1292.4634 | 1315.4634 | 1589.4634 | 1559.4634 | 1529.4634 | 1453.757 | 1421.757
2011 | US | SPP | - | SPP | 7 | FUTURE CAPACITY ADDITIONS |  | 22.5 | 303.2 | 1434.6 | 1714.5 | 2473.04 | 2804.895 | 3928.146 | 4308.702 | 4642.202 | 4853.202 | 5437.202
2011 | US | SPP | - | SPP | 7a | Future, Planned (Note: Enter the net expected value only) |  | 22.5 | 299.2 | 1430.6 | 1710.5 | 2469.04 | 2800.895 | 3924.146 | 4304.702 | 4638.202 | 4849.202 | 5433.202
2011 | US | SPP | - | SPP | 7a1 | Wind Expected On-Peak |  | 0 | 31 | 75.4 | 75.4 | 75.4 | 75.4 | 75.4 | 75.4 | 75.4 | 75.4 | 75.4
2011 | US | SPP | - | SPP | 7a2 | Wind Derate On-Peak |  | 0 | 224 | 671 | 671 | 671 | 671 | 671 | 671 | 671 | 671 | 671
2011 | US | SPP | - | SPP | 7a3 | Solar Expected On-Peak |  | 0 | 5 | 5 | 5 | 7.5 | 7.5 | 7.5 | 7.5 | 7.5 | 7.5 | 7.5
2011 | US | SPP | - | SPP | 7a4 | Solar Derate On-Peak |  | 0 | 0 | 0 | 0 | 0 | 0 | 0 | 0 | 0 | 0 | 0
2011 | US | SPP | - | SPP | 7a5 | Hydro Expected On-Peak |  | 0 | 6 | 12 | 14 | 14 | 14 | 14 | 14 | 14 | 14 | 14
2011 | US | SPP | - | SPP | 7a6 | Hydro Derate On-Peak |  | 0 | 0 | 0 | 0 | 0 | 0 | 0 | 0 | 0 | 0 | 0
2011 | US | SPP | - | SPP | 7a7 | Biomass Expected On-Peak |  | 0 | 6 | 6 | 6 | 9 | 9 | 9 | 9 | 9 | 9 | 9
2011 | US | SPP | - | SPP | 7a8 | Biomass Derate On-Peak |  | 0 | 0 | 0 | 0 | 0 | 0 | 0 | 0 | 0 | 0 | 0
2011 | US | SPP | - | SPP | 7a9 | Transmission-Limited Resources |  | 0 | 0 | 0 | 0 | 0 | 0 | 0 | 0 | 0 | 0 | 0
2011 | US | SPP | - | SPP | 7a10 | Scheduled Outage - Maintenance |  | 0 | 0 | 0 | 0 | 0 | 0 | 0 | 0 | 0 | 0 | 0
2011 | US | SPP | - | SPP | 7a11 | All Other Derates |  | 2.5 | -47.5 | -47.5 | -44.6 | -35.56 | -65.725 | -82.514 | -71.958 | -110.458 | -154.458 | -154.458
2011 | US | SPP | - | SPP | 7a12 | Energy Only |  | 2.5 | 2.5 | 2.5 | 5.4 | 14.44 | 20.275 | 24.486 | 35.042 | 42.542 | 42.542 | 42.542
2011 | US | SPP | - | SPP | 7b | Future, Other (Note: Enter the net expected value only) |  | 0 | 4 | 4 | 4 | 4 | 4 | 4 | 4 | 4 | 4 | 4
2011 | US | SPP | - | SPP | 7b1 | Wind Expected On-Peak |  | 0 | 4 | 4 | 4 | 4 | 4 | 4 | 4 | 4 | 4 | 4
2011 | US | SPP | - | SPP | 7b2 | Wind Derate On-Peak |  | 0 | 40.5 | 40.5 | 40.5 | 40.5 | 40.5 | 40.5 | 40.5 | 40.5 | 40.5 | 40.5
2011 | US | SPP | - | SPP | 7b3 | Solar Expected On-Peak |  | 0 | 0 | 0 | 0 | 0 | 0 | 0 | 0 | 0 | 0 | 0
2011 | US | SPP | - | SPP | 7b4 | Solar Derate On-Peak |  | 0 | 0 | 0 | 0 | 0 | 0 | 0 | 0 | 0 | 0 | 0
2011 | US | SPP | - | SPP | 7b5 | Hydro Expected On-Peak |  | 0 | 0 | 0 | 0 | 0 | 0 | 0 | 0 | 0 | 0 | 0
2011 | US | SPP | - | SPP | 7b6 | Hydro Derate On-Peak |  | 0 | 0 | 0 | 0 | 0 | 0 | 0 | 0 | 0 | 0 | 0
2011 | US | SPP | - | SPP | 7b7 | Biomass Expected On-Peak |  | 0 | 0 | 0 | 0 | 0 | 0 | 0 | 0 | 0 | 0 | 0
2011 | US | SPP | - | SPP | 7b8 | Biomass Derate On-Peak |  | 0 | 0 | 0 | 0 | 0 | 0 | 0 | 0 | 0 | 0 | 0
2011 | US | SPP | - | SPP | 7b9 | Transmission-Limited Resources |  | 0 | 0 | 0 | 0 | 0 | 0 | 0 | 0 | 0 | 0 | 0
2011 | US | SPP | - | SPP | 7b10 | Scheduled Outage - Maintenance |  | 0 | 0 | 0 | 0 | 0 | 0 | 0 | 0 | 0 | 0 | 0
2011 | US | SPP | - | SPP | 7b11 | All Other Derates |  | 0 | 0 | 0 | 0 | 0 | 0 | 0 | 0 | 0 | 0 | 0
2011 | US | SPP | - | SPP | 7b12 | Energy Only |  | 0 | 0 | 0 | 0 | 0 | 0 | 0 | 0 | 0 | 0 | 0
2011 | US | SPP | - | SPP | 8 | Conceptual (Note: Enter the net expected value only) |  | 0 | 50 | 203.8 | 2368.8 | 2385.8 | 4320.8 | 9540.8 | 9553.4 | 9553.4 | 9575.9 | 9785.9
2011 | US | SPP | - | SPP | 8a1 | Wind Expected On-Peak |  | 0 | 0 | 0 | 0 | 7 | 1942 | 1952 | 1964.6 | 1964.6 | 1987.1 | 1987.1
2011 | US | SPP | - | SPP | 8a2 | Wind Derate On-Peak |  | 0 | 0 | 0 | 0 | 248 | 19517 | 19617 | 19743 | 19743 | 19968 | 19968
2011 | US | SPP | - | SPP | 8a3 | Solar Expected On-Peak |  | 0 | 50 | 50 | 50 | 60 | 60 | 60 | 60 | 60 | 60 | 60
2011 | US | SPP | - | SPP | 8a4 | Solar Derate On-Peak |  | 0 | 50 | 50 | 50 | 60 | 60 | 60 | 60 | 60 | 60 | 60
2011 | US | SPP | - | SPP | 8a5 | Hydro Expected On-Peak |  | 0 | 0 | 20.6 | 20.6 | 20.6 | 20.6 | 20.6 | 20.6 | 20.6 | 20.6 | 20.6
2011 | US | SPP | - | SPP | 8a6 | Hydro Derate On-Peak |  | 0 | 0 | 20.6 | 20.6 | 20.6 | 20.6 | 20.6 | 20.6 | 20.6 | 20.6 | 20.6
2011 | US | SPP | - | SPP | 8a7 | Biomass Expected On-Peak |  | 0 | 0 | 0 | 0 | 0 | 0 | 0 | 0 | 0 | 0 | 0
2011 | US | SPP | - | SPP | 8a8 | Biomass Derate On-Peak |  | 0 | 0 | 0 | 0 | 0 | 0 | 0 | 0 | 0 | 0 | 0
2011 | US | SPP | - | SPP | 8a9 | All Other Derates |  | 0 | 100 | 374.4 | 2680.6 | 2841.8 | 3003 | 8374.2 | 8535.4 | 8696.6 | 8857.8 | 9229
2011 | US | SPP | - | SPP | 8a10 | Energy Only |  | 0 | 0 | 66.2 | 66.2 | 66.2 | 66.2 | 354.2 | 354.2 | 354.2 | 354.2 | 354.2
2011 | US | SPP | - | SPP | 9 | ANTICIPATED INTERNAL CAPACITY | 63594.9839 | 66413.188 | 66684.9673 | 67868.0736 | 68145.4576 | 68851.7355 | 69206.5905 | 70603.8415 | 70954.3975 | 71257.8975 | 71393.191 | 71945.191
2011 | US | SPP | - | SPP | 10 | CAPACITY TRANSACTIONS - IMPORTS | 5130.8 | 5155.1 | 5496 | 5537.1 | 5523 | 4528.6 | 4503.8 | 4423.5 | 4429.7 | 4436.6 | 4464.3 | 4483.4
2011 | US | SPP | - | SPP | 10a | Firm (Note: The sum of 10a1 and 10a2 must be ≤ 10a) | 5036.8 | 5020.5 | 5458.5 | 5505.8 | 5491.7 | 4497.3 | 4472.5 | 4392.2 | 4398.4 | 4405.3 | 4433 | 4452.1
2011 | US | SPP | - | SPP | 10a1 | Full-Responsibility Purchases | 3360.1 | 3316.2 | 3545.2 | 3604.1 | 3580.9 | 2863.9 | 2830.9 | 2777.9 | 2774.9 | 2772.9 | 2790.9 | 2798.9
2011 | US | SPP | - | SPP | 10a2 | Owned Capacity/Entitlement Located Outside the Region/Subregion | 929.5 | 1028 | 1030 | 1032 | 1034 | 803 | 803 | 803 | 803 | 803 | 803 | 803
2011 | US | SPP | - | SPP | 10b | Non-firm | 94 |  | 0 | 0 | 0 | 0 | 0 | 0 | 0 | 0 | 0 | 0
2011 | US | SPP | - | SPP | 10c | Expected (Note: The sum of 10c1 and 10c2 must be ≤ 10c) |  | 134.6 | 37.5 | 31.3 | 31.3 | 31.3 | 31.3 | 31.3 | 31.3 | 31.3 | 31.3 | 31.3
2011 | US | SPP | - | SPP | 10c1 | Full-Responsibility Purchases |  | 134.6 | 37.5 | 31.3 | 31.3 | 31.3 | 31.3 | 31.3 | 31.3 | 31.3 | 31.3 | 31.3
2011 | US | SPP | - | SPP | 10c2 | Owned Capacity/Entitlement Located Outside the Region/Subregion |  | 0 | 0 | 0 | 0 | 0 | 0 | 0 | 0 | 0 | 0 | 0
2011 | US | SPP | - | SPP | 10d | Provisional – transactions under study, but negotiations have not begun. |  | 0 | 0 | 0 | 0 | 0 | 0 | 0 | 0 | 0 | 0 | 0
2011 | US | SPP | - | SPP | 11 | CAPACITY TRANSACTIONS - EXPORTS | 4160.3 | 4044 | 4247 | 4179 | 3955 | 4204 | 3870 | 3732 | 3730 | 3554 | 3556 | 3559
2011 | US | SPP | - | SPP | 11a | Firm (Note: The sum of 11a1 and 11a2 must be ≤ 11a) | 4160.3 | 4044 | 4247 | 4179 | 3955 | 4204 | 3870 | 3732 | 3730 | 3554 | 3556 | 3559
2011 | US | SPP | - | SPP | 11a1 | Full-Responsibility Purchases | 2278 | 2299 | 2494 | 2466 | 2436 | 2488 | 2229 | 2224 | 2219 | 2214 | 2214 | 2214
2011 | US | SPP | - | SPP | 11a2 | Owned Capacity/Entitlement Located Outside the Region/Subregion | 66 | 66 | 66 | 66 | 66 | 266 | 266 | 266 | 266 | 266 | 266 | 266
2011 | US | SPP | - | SPP | 11b | Non-firm | 0 |  | 0 | 0 | 0 | 0 | 0 | 0 | 0 | 0 | 0 | 0
2011 | US | SPP | - | SPP | 11c | Expected (Note: The sum of 11c1 and 11c2 must be ≤ 11c) |  | 0 | 0 | 0 | 0 | 0 | 0 | 0 | 0 | 0 | 0 | 0
2011 | US | SPP | - | SPP | 11c1 | Full-Responsibility Purchases |  | 0 | 0 | 0 | 0 | 0 | 0 | 0 | 0 | 0 | 0 | 0
2011 | US | SPP | - | SPP | 11c2 | Owned Capacity/Entitlement Located Outside the Region/Subregion |  | 0 | 0 | 0 | 0 | 0 | 0 | 0 | 0 | 0 | 0 | 0
2011 | US | SPP | - | SPP | 11d | Provisional – transactions under study, but negotiations have not begun. |  | 0 | 0 | 0 | 0 | 0 | 0 | 0 | 0 | 0 | 0 | 0
2011 | US | SPP | - | SPP | 12 | EXISTING, CERTAIN CAPACITY & NET FIRM TRANSACTIONS | 64471.4839 | 67367.188 | 67597.2673 | 67764.2736 | 67971.6576 | 66675.9955 | 67008.1955 | 67339.8955 | 67318.0955 | 67470.9955 | 67420.989 | 67405.089
2011 | US | SPP | - | SPP | 13 | ANTICIPATED CAPACITY RESOURCES |  | 67524.288 | 67933.9673 | 69226.1736 | 69713.4576 | 69176.3355 | 69840.3905 | 71295.3415 | 71654.0975 | 72140.4975 | 72301.491 | 72869.591
2011 | US | SPP | - | SPP | 14 | PROSPECTIVE CAPACITY RESOURCES |  | 71942.208 | 72352.6873 | 73644.8936 | 74132.1776 | 73595.0555 | 74259.1105 | 75714.0615 | 76072.8175 | 76559.2175 | 76720.211 | 77288.311
2011 | US | SPP | - | SPP | 15 | TOTAL POTENTIAL CAPACITY RESOURCES |  | 71942.208 | 72405.8873 | 73851.8936 | 76504.1776 | 75984.0555 | 78583.1105 | 85258.0615 | 85629.4175 | 86115.8175 | 86299.311 | 87077.411
2011 | US | SPP | - | SPP | 15a | ADJUSTED POTENTIAL CAPACITY RESOURCES |  | 71942.208 | 72357.6873 | 73665.2736 | 74369.0576 | 73833.6355 | 74691.1905 | 76668.1415 | 77028.1575 | 77514.5575 | 77677.801 | 78266.901
2011 | US | SPP | - | SPP | 16a | Confidence of Future, Other (7b), using reasonable judgement |  | 0.2 | 0.2 | 0.2 | 0.2 | 0.2 | 0.2 | 0.2 | 0.2 | 0.2 | 0.2 | 0.2
2011 | US | SPP | - | SPP | 16b | Net Future, Other Resources After Confidence Percentage Is Applied |  | 0 | 0.8 | 0.8 | 0.8 | 0.8 | 0.8 | 0.8 | 0.8 | 0.8 | 0.8 | 0.8
2011 | US | SPP | - | SPP | 16c | Confidence of Conceptual (8), using reasonable judgement |  | 0.1 | 0.1 | 0.1 | 0.1 | 0.1 | 0.1 | 0.1 | 0.1 | 0.1 | 0.1 | 0.1
2011 | US | SPP | - | SPP | 16d | Net Conceptual Resources After Confidence Percentage Is Applied |  | 0 | 5 | 20.38 | 236.88 | 238.58 | 432.08 | 954.08 | 955.34 | 955.34 | 957.59 | 978.59
2011 | US | SPP | - | SPP | 17 | Region/Subregion Target Reserve Margin |  | 13.6% | 13.6% | 13.6% | 13.6% | 13.6% | 13.6% | 13.6% | 13.6% | 13.6% | 13.6% | 13.6%
2011 | US | SPP | - | SPP | 18 | Existing Certain and Net Firm Transactions Reserve Margin |  | 26.91% | 26.04% | 22.87% | 22.5% | 20.02% | 19.24% | 17.99% | 16.71% | 17.02% | 15.7% | 14.35%
2011 | US | SPP | - | SPP | 19 | Anticipated Capacity Resources Reserve Margin |  | 27.2% | 26.67% | 25.52% | 25.64% | 24.52% | 24.28% | 24.92% | 24.22% | 25.12% | 24.08% | 23.62%
2011 | US | SPP | - | SPP | 20 | Prospective Capacity Resources Reserve Margin |  | 35.53% | 34.91% | 33.54% | 33.61% | 32.47% | 32.15% | 32.66% | 31.88% | 32.79% | 31.66% | 31.11%
2011 | US | SPP | - | SPP | 21 | Total Potential Resources Reserve Margin |  | 35.53% | 35% | 33.91% | 37.88% | 36.77% | 39.84% | 49.38% | 48.45% | 49.36% | 48.1% | 47.72%
2011 | US | SPP | - | SPP | 22 | Adjusted Potential Resources Reserve Margin |  | 35.53% | 34.91% | 33.57% | 34.03% | 32.9% | 32.92% | 34.33% | 33.54% | 34.44% | 33.3% | 32.77%
2011 | US | SPP | - | SPP | 23 | Total Baseline Installed Capacity | 161: 71550.6859
2011 | US | SPP | - | SPP | 24 | Distributed or Other Capacity (Behind the Meter) < 1 MW
2011 | US | SPP | - | SPP | 25 | Distributed or Other Capacity (Behind the Meter) ≥ 1 MW
2011 | US | SPP | - | SPP | 8a9 | All Other Derates
2010 | US | TRE | - | ERCOT | S01a | New Conservation (Energy Efficiency) | 0 | 242 | 242 | 242 | 242 | 242 | 242 | 242 | 242 | 242 | 242
2010 | US | TRE | - | ERCOT | S01b | Estimated Diversity | 0 | 0 | 0 | 0 | 0 | 0 | 0 | 0 | 0 | 0 | 0
2010 | US | TRE | - | ERCOT | S01c | Additions for non-member load (load served by non-registered LSE's in a region) | 0 | 0 | 0 | 0 | 0 | 0 | 0 | 0 | 0 | 0 | 0
2010 | US | TRE | - | ERCOT | S01d | Stand-by Load Under Contract (Normally served by behind the meter generation) | 0 | 0 | 0 | 0 | 0 | 0 | 0 | 0 | 0 | 0 | 0
2010 | US | TRE | - | ERCOT | S02 | Total Internal Demand | 63517.9408 | 63810 | 64964 | 66416 | 68023 | 69209 | 70275 | 71134 | 72388 | 73414 | 74467
2010 | US | TRE | - | ERCOT | S02a | Direct Control Load Management | 0 | 0 | 0 | 0 | 0 | 0 | 0 | 0 | 0 | 0 | 0
2010 | US | TRE | - | ERCOT | S02b | Contractually Interruptible (Curtailable) | 0 | 336 | 369.6 | 406.56 | 447.216 | 491.9376 | 541.1314 | 595.2445 | 654.7689 | 720.2458 | 792.2704
2010 | US | TRE | - | ERCOT | S02c | Critical Peak-Pricing (CPP) with Control | 0 | 0 | 0 | 0 | 0 | 0 | 0 | 0 | 0 | 0 | 0
2010 | US | TRE | - | ERCOT | S02d | Load as a Capacity Resource | 0 | 1062 | 1062 | 1062 | 1062 | 1062 | 1062 | 1062 | 1062 | 1062 | 1062
2010 | US | TRE | - | ERCOT | S03 | Net Internal Demand = 2-2a-2b-2c-2d | 63517.9408 | 62412 | 63532.4 | 64947.44 | 66513.784 | 67655.0624 | 68671.8686 | 69476.7555 | 70671.2311 | 71631.7542 | 72612.7296
2010 | US | TRE | - | ERCOT | S04a | Demand Response used for Reserves - Spinning | 0 | 0 | 0 | 0 | 0 | 0 | 0 | 0 | 0 | 0 | 0
2010 | US | TRE | - | ERCOT | S04b | Demand Response used for Reserves - Non-Spinning | 0 | 0 | 0 | 0 | 0 | 0 | 0 | 0 | 0 | 0 | 0
2010 | US | TRE | - | ERCOT | S04c | Demand Response used for Regulation | 0 | 0 | 0 | 0 | 0 | 0 | 0 | 0 | 0 | 0 | 0
2010 | US | TRE | - | ERCOT | S04d | Demand Response used for Energy, Voluntary - Emergency | 0 | 0 | 0 | 0 | 0 | 0 | 0 | 0 | 0 | 0 | 0
2010 | US | TRE | - | ERCOT | S05 | TOTAL INTERNAL CAPACITY = 6+7 | 86981 | 95155.705 | 93367.705 | 95162.705 | 96404.705 | 97160.705 | 98046.705 | 98046.705 | 98046.705 | 98046.705 | 98046.705
2010 | US | TRE | - | ERCOT | S06 | EXISTING CAPACITY = 6a+6b+6c | 86981 | 95065.705 | 95065.705 | 95065.705 | 95065.705 | 95065.705 | 95065.705 | 95065.705 | 95065.705 | 95065.705 | 95065.705
2010 | US | TRE | - | ERCOT | S06a | Existing, Certain | 75488 | 74826.889 | 74826.889 | 74826.889 | 74826.889 | 74826.889 | 74826.889 | 74826.889 | 74826.889 | 74826.889 | 74826.889
2010 | US | TRE | - | ERCOT | S06a1 | Wind Expected On-Peak | 745 | 793.092 | 793.092 | 793.092 | 793.092 | 793.092 | 793.092 | 793.092 | 793.092 | 793.092 | 793.092
2010 | US | TRE | - | ERCOT | S06a2 | Solar Expected On-Peak | 0 | 0 | 0 | 0 | 0 | 0 | 0 | 0 | 0 | 0 | 0
2010 | US | TRE | - | ERCOT | S06a3 | Hydro Expected On-Peak | 0 | 0 | 0 | 0 | 0 | 0 | 0 | 0 | 0 | 0 | 0
2010 | US | TRE | - | ERCOT | S06a4 | Biomass Expected On-Peak | 89 | 90.5 | 90.5 | 90.5 | 90.5 | 90.5 | 90.5 | 90.5 | 90.5 | 90.5 | 90.5
2010 | US | TRE | - | ERCOT | S06a5 | Load as a Capacity Resource Expected On-Peak (Load Management Programs) | 0 | 0 | 0 | 0 | 0 | 0 | 0 | 0 | 0 | 0 | 0
2010 | US | TRE | - | ERCOT | S06b | Existing, Other | 0 | 8894.908 | 8894.908 | 8894.908 | 8894.908 | 8894.908 | 8894.908 | 8894.908 | 8894.908 | 8894.908 | 8894.908
2010 | US | TRE | - | ERCOT | S06b1 | Wind Derate On-Peak | 7795 | 8322.908 | 8322.908 | 8322.908 | 8322.908 | 8322.908 | 8322.908 | 8322.908 | 8322.908 | 8322.908 | 8322.908
2010 | US | TRE | - | ERCOT | S06b2 | Solar Derate On-Peak | 0 | 0 | 0 | 0 | 0 | 0 | 0 | 0 | 0 | 0 | 0
2010 | US | TRE | - | ERCOT | S06b3 | Hydro Derate On-Peak | 586 | 572 | 572 | 572 | 572 | 572 | 572 | 572 | 572 | 572 | 572
2010 | US | TRE | - | ERCOT | S06b4 | Biomass Derate On-Peak | 0 | 0 | 0 | 0 | 0 | 0 | 0 | 0 | 0 | 0 | 0
2010 | US | TRE | - | ERCOT | S06b5 | Load as a Capacity Resource Derate On-Peak (Load Management Programs) | 0 | 0 | 0 | 0 | 0 | 0 | 0 | 0 | 0 | 0 | 0
2010 | US | TRE | - | ERCOT | S06b7 | Transmission-Limited Resources | 0 | 0 | 0 | 0 | 0 | 0 | 0 | 0 | 0 | 0 | 0
2010 | US | TRE | - | ERCOT | S06b8 | All Other Derates | 0 | 0 | 0 | 0 | 0 | 0 | 0 | 0 | 0 | 0 | 0
2010 | US | TRE | - | ERCOT | S06b9 | Energy Only | 0 | 0 | 0 | 0 | 0 | 0 | 0 | 0 | 0 | 0 | 0
2010 | US | TRE | - | ERCOT | S06c | Existing, Inoperable (Note: Not used in margin calculations) | 3112 | 2449 | 2449 | 2449 | 2449 | 2449 | 2449 | 2449 | 2449 | 2449 | 2449
2010 | US | TRE | - | ERCOT | S07 | FUTURE CAPACITY ADDITIONS = 7a+7b | 0 | 90 | -2015.724 | -357.674 | 343.83 | 1099.83 | 1770.362 | 1770.362 | 1770.362 | 1770.362 | 1770.362
2010 | US | TRE | - | ERCOT | S07a | Future, Planned | 0 | 0 | -2105.724 | -447.674 | 253.83 | 1009.83 | 1680.362 | 1680.362 | 1680.362 | 1680.362 | 1680.362
2010 | US | TRE | - | ERCOT | S07a1 | Wind Expected On-Peak | 0 | 0 | 30.276 | 43.326 | 94.83 | 94.83 | 115.362 | 115.362 | 115.362 | 115.362 | 115.362
2010 | US | TRE | - | ERCOT | S07a2 | Wind Derate On-Peak | 0 | 0 | 317.724 | 454.674 | 995.17 | 995.17 | 1210.638 | 1210.638 | 1210.638 | 1210.638 | 1210.638
2010 | US | TRE | - | ERCOT | S07a3 | Solar Expected On-Peak | 0 | 0 | 0 | 0 | 0 | 0 | 0 | 0 | 0 | 0 | 0
2010 | US | TRE | - | ERCOT | S07a4 | Solar Derate On-Peak | 0 | 0 | 0 | 0 | 0 | 0 | 0 | 0 | 0 | 0 | 0
2010 | US | TRE | - | ERCOT | S07a5 | Hydro Expected On-Peak | 0 | 0 | 0 | 0 | 0 | 0 | 0 | 0 | 0 | 0 | 0
2010 | US | TRE | - | ERCOT | S07a6 | Hydro Derate On-Peak | 0 | 0 | 0 | 0 | 0 | 0 | 0 | 0 | 0 | 0 | 0
2010 | US | TRE | - | ERCOT | S07a7 | Biomass Expected On-Peak | 0 | 0 | 45 | 145 | 145 | 145 | 145 | 145 | 145 | 145 | 145
2010 | US | TRE | - | ERCOT | S07a8 | Biomass Derate On-Peak | 0 | 0 | 0 | 0 | 0 | 0 | 0 | 0 | 0 | 0 | 0
2010 | US | TRE | - | ERCOT | S07a9 | Demand Response Expected On-Peak (Load Management Programs) | 0 | 0 | 0 | 0 | 0 | 0 | 0 | 0 | 0 | 0 | 0
2010 | US | TRE | - | ERCOT | S07a10 | Demand Response Derate On-Peak (Load Management Programs) | 0 | 0 | 0 | 0 | 0 | 0 | 0 | 0 | 0 | 0 | 0
2010 | US | TRE | - | ERCOT | S07a11 | Transmission-Limited Resources | 0 | 0 | 0 | 0 | 0 | 0 | 0 | 0 | 0 | 0 | 0
2010 | US | TRE | - | ERCOT | S07a12 | Scheduled Outage - Maintenance | 0 | 0 | 0 | 0 | 0 | 0 | 0 | 0 | 0 | 0 | 0
2010 | US | TRE | - | ERCOT | S07a13 | All Other Derates | 0 | 0 | 0 | 0 | 0 | 0 | 0 | 0 | 0 | 0 | 0
2010 | US | TRE | - | ERCOT | S07a14 | Energy Only | 0 | 0 | 0 | 0 | 0 | 0 | 0 | 0 | 0 | 0 | 0
2010 | US | TRE | - | ERCOT | S07b | Future, Other | 0 | 90 | 90 | 90 | 90 | 90 | 90 | 90 | 90 | 90 | 90
2010 | US | TRE | - | ERCOT | S07b1 | Wind Expected On-Peak | 0 | 0 | 0 | 0 | 0 | 0 | 0 | 0 | 0 | 0 | 0
2010 | US | TRE | - | ERCOT | S07b2 | Wind Derate On-Peak | 0 | 0 | 0 | 0 | 0 | 0 | 0 | 0 | 0 | 0 | 0
2010 | US | TRE | - | ERCOT | S07b3 | Solar Expected On-Peak | 0 | 0 | 0 | 0 | 0 | 0 | 0 | 0 | 0 | 0 | 0
2010 | US | TRE | - | ERCOT | S07b4 | Solar Derate On-Peak | 0 | 0 | 0 | 0 | 0 | 0 | 0 | 0 | 0 | 0 | 0
2010 | US | TRE | - | ERCOT | S07b5 | Hydro Expected On-Peak | 0 | 0 | 0 | 0 | 0 | 0 | 0 | 0 | 0 | 0 | 0
2010 | US | TRE | - | ERCOT | S07b6 | Hydro Derate On-Peak | 0 | 0 | 0 | 0 | 0 | 0 | 0 | 0 | 0 | 0 | 0
2010 | US | TRE | - | ERCOT | S07b7 | Biomass Expected On-Peak | 0 | 0 | 0 | 0 | 0 | 0 | 0 | 0 | 0 | 0 | 0
2010 | US | TRE | - | ERCOT | S07b8 | Biomass Derate On-Peak | 0 | 0 | 0 | 0 | 0 | 0 | 0 | 0 | 0 | 0 | 0
2010 | US | TRE | - | ERCOT | S07b9 | Transmission-Limited Resources | 0 | 0 | 0 | 0 | 0 | 0 | 0 | 0 | 0 | 0 | 0
2010 | US | TRE | - | ERCOT | S07b10 | Scheduled Outage - Maintenance | 0 | 0 | 0 | 0 | 0 | 0 | 0 | 0 | 0 | 0 | 0
2010 | US | TRE | - | ERCOT | S07b11 | All Other Derates | 0 | 0 | 0 | 0 | 0 | 0 | 0 | 0 | 0 | 0 | 0
2010 | US | TRE | - | ERCOT | S07b12 | Energy Only | 0 | 224 | -6 | -6 | -6 | -6 | -6 | -6 | -6 | -6 | -6
2010 | US | TRE | - | ERCOT | S08 | Conceptual | 0 | 132.4945 | 4842.0098 | 10061.2732 | 15094.6132 | 15751.2262 | 23744.7262 | 23744.7262 | 23744.7262 | 24444.7262 | 24444.7262
2010 | US | TRE | - | ERCOT | S08a1 | Wind Expected On-Peak | 0 | 119.4945 | 1890.0098 | 3033.2732 | 4061.6132 | 4718.2262 | 4761.7262 | 4761.7262 | 4761.7262 | 4761.7262 | 4761.7262
2010 | US | TRE | - | ERCOT | S08a2 | Wind Derate On-Peak | 0 | 1254.0055 | 8436.3902 | 14253.3268 | 25044.9868 | 29087.3738 | 29543.8738 | 29543.8738 | 29543.8738 | 29543.8738 | 29543.8738
2010 | US | TRE | - | ERCOT | S08a3 | Solar Expected On-Peak | 0 | 0 | 549 | 549 | 549 | 549 | 549 | 549 | 549 | 549 | 549
2010 | US | TRE | - | ERCOT | S08a4 | Solar Derate On-Peak | 0 | 0 | 0 | 0 | 0 | 0 | 0 | 0 | 0 | 0 | 0
2010 | US | TRE | - | ERCOT | S08a5 | Hydro Expected On-Peak | 0 | 0 | 0 | 0 | 0 | 0 | 0 | 0 | 0 | 0 | 0
2010 | US | TRE | - | ERCOT | S08a6 | Hydro Derate On-Peak | 0 | 0 | 0 | 0 | 0 | 0 | 0 | 0 | 0 | 0 | 0
2010 | US | TRE | - | ERCOT | S08a7 | Biomass Expected On-Peak | 0 | 0 | 50 | 50 | 50 | 50 | 50 | 50 | 50 | 50 | 50
2010 | US | TRE | - | ERCOT | S08a8 | Biomass Derate On-Peak | 0 | 0 | 0 | 0 | 0 | 0 | 0 | 0 | 0 | 0 | 0
2010 | US | TRE | - | ERCOT | S08a9 | All Other Derates | 0 | 0 | 0 | 0 | 0 | 0 | 0 | 0 | 0 | 0 | 0
2010 | US | TRE | - | ERCOT | S08a10 | Energy Only | 0 | 0 | 0 | 0 | 0 | 0 | 0 | 0 | 0 | 0 | 0
2010 | US | TRE | - | ERCOT | S09 | ANTICIPATED INTERNAL CAPACITY = 6a+7a | 75488 | 74826.889 | 72721.165 | 74379.215 | 75080.719 | 75836.719 | 76507.251 | 76507.251 | 76507.251 | 76507.251 | 76507.251
2010 | US | TRE | - | ERCOT | S10 | CAPACITY TRANSACTIONS - IMPORTS = 10a+10b+10c+10d | 812 | 601 | 601 | 601 | 601 | 601 | 601 | 601 | 601 | 601 | 601
2010 | US | TRE | - | ERCOT | S10a | Firm (Note: The sum of 10a1 and 10a2 must be <= 10a) | 812 | 601 | 601 | 601 | 601 | 601 | 601 | 601 | 601 | 601 | 601
2010 | US | TRE | - | ERCOT | S10a1 | Full-Responsibility Purchases | 0 | 0 | 0 | 0 | 0 | 0 | 0 | 0 | 0 | 0 | 0
2010 | US | TRE | - | ERCOT | S10a2 | Owned Capacity/Entitlement Located Outside the Region/Subregion | 0 | 0 | 0 | 0 | 0 | 0 | 0 | 0 | 0 | 0 | 0
2010 | US | TRE | - | ERCOT | S10b | Non-firm | 0 | 0 | 0 | 0 | 0 | 0 | 0 | 0 | 0 | 0 | 0
2010 | US | TRE | - | ERCOT | S10c | Expected (Note: The sum of 10c1 and 10c2 must be <= 10c) | 0 | 0 | 0 | 0 | 0 | 0 | 0 | 0 | 0 | 0 | 0
2010 | US | TRE | - | ERCOT | S10c1 | Full-Responsibility Purchases | 0 | 0 | 0 | 0 | 0 | 0 | 0 | 0 | 0 | 0 | 0
2010 | US | TRE | - | ERCOT | S10c2 | Owned Capacity/Entitlement Located Outside the Region/Subregion | 0 | 0 | 0 | 0 | 0 | 0 | 0 | 0 | 0 | 0 | 0
2010 | US | TRE | - | ERCOT | S10d | Provisional – transactions under study, but negotiations have not begun. | 0 | 0 | 0 | 0 | 0 | 0 | 0 | 0 | 0 | 0 | 0
2010 | US | TRE | - | ERCOT | S11 | CAPACITY TRANSACTIONS - EXPORTS = 11a+11b+11c+11d | 20 | 247 | 247 | 247 | 247 | 247 | 247 | 247 | 247 | 247 | 247
2010 | US | TRE | - | ERCOT | S11a | Firm (Note: The sum of 11a1 and 11a2 must be <= 11a) | 20 | 247 | 247 | 247 | 247 | 247 | 247 | 247 | 247 | 247 | 247
2010 | US | TRE | - | ERCOT | S11a1 | Full-Responsibility Purchases | 0 | 0 | 0 | 0 | 0 | 0 | 0 | 0 | 0 | 0 | 0
2010 | US | TRE | - | ERCOT | S11a2 | Owned Capacity/Entitlement Located Outside the Region/Subregion | 0 | 0 | 0 | 0 | 0 | 0 | 0 | 0 | 0 | 0 | 0
2010 | US | TRE | - | ERCOT | S11b | Non-firm | 0 | 0 | 0 | 0 | 0 | 0 | 0 | 0 | 0 | 0 | 0
2010 | US | TRE | - | ERCOT | S11c | Expected (Note: The sum of 11c1 and 11c2 must be <= 11c) | 0 | 0 | 0 | 0 | 0 | 0 | 0 | 0 | 0 | 0 | 0
2010 | US | TRE | - | ERCOT | S11c1 | Full-Responsibility Purchases | 0 | 0 | 0 | 0 | 0 | 0 | 0 | 0 | 0 | 0 | 0
2010 | US | TRE | - | ERCOT | S11c2 | Owned Capacity/Entitlement Located Outside the Region/Subregion | 0 | 0 | 0 | 0 | 0 | 0 | 0 | 0 | 0 | 0 | 0
2010 | US | TRE | - | ERCOT | S11d | Provisional – transactions under study, but negotiations have not begun. | 0 | 0 | 0 | 0 | 0 | 0 | 0 | 0 | 0 | 0 | 0
2010 | US | TRE | - | ERCOT | S12 | EXISTING, CERTAIN CAPACITY & NET FIRM TRANSACTIONS = 6a+Net Firm Transactions | 76280 | 75180.889 | 75180.889 | 75180.889 | 75180.889 | 75180.889 | 75180.889 | 75180.889 | 75180.889 | 75180.889 | 75180.889
2010 | US | TRE | - | ERCOT | S13 | ANTICIPATED CAPACITY RESOURCES = 12+7a+Net Expected Transactions | 0 | 75180.889 | 73075.165 | 74733.215 | 75434.719 | 76190.719 | 76861.251 | 76861.251 | 76861.251 | 76861.251 | 76861.251
2010 | US | TRE | - | ERCOT | S14 | PROSPECTIVE CAPACITY RESOURCES = 13+6b+16b | 0 | 84163.997 | 82058.273 | 83716.323 | 84417.827 | 85173.827 | 85844.359 | 85844.359 | 85844.359 | 85844.359 | 85844.359
2010 | US | TRE | - | ERCOT | S15 | TOTAL POTENTIAL CAPACITY RESOURCES = 13+6b+7b+8+Net Provisional Transactions | 0 | 84298.2915 | 86902.0828 | 93779.3962 | 99514.2402 | 100926.8532 | 109590.8852 | 109590.8852 | 109590.8852 | 110290.8852 | 110290.8852
2010 | US | TRE | - | ERCOT | S15a | ADJUSTED POTENTIAL CAPACITY RESOURCES = 13+6b+16b+16d+Net Provisional Transactions | 0 | 84193.1458 | 83123.5152 | 85929.8031 | 87738.6419 | 88639.0968 | 91068.1988 | 91068.1988 | 91068.1988 | 91222.1988 | 91222.1988
2010 | US | TRE | - | ERCOT | S16a | Confidence of Future, Other (7b), using reasonable judgement | 0 | 0.98 | 0.98 | 0.98 | 0.98 | 0.98 | 0.98 | 0.98 | 0.98 | 0.98 | 0.98
2010 | US | TRE | - | ERCOT | S16b | Net Future, Other Resources After Confidence Percentage Is Applied = 7b*16a | 0 | 88.2 | 88.2 | 88.2 | 88.2 | 88.2 | 88.2 | 88.2 | 88.2 | 88.2 | 88.2
2010 | US | TRE | - | ERCOT | S16c | Confidence of Conceptual (8), using reasonable judgement | 0 | 0.22 | 0.22 | 0.22 | 0.22 | 0.22 | 0.22 | 0.22 | 0.22 | 0.22 | 0.22
2010 | US | TRE | - | ERCOT | S16d | Net Conceptual Resources After Confidence Percentage Is Applied = 8*16c | 0 | 29.1488 | 1065.2422 | 2213.4801 | 3320.8149 | 3465.2698 | 5223.8398 | 5223.8398 | 5223.8398 | 5377.8398 | 5377.8398
2010 | US | TRE | - | ERCOT | S17 | Region/Subregion Target Reserve Margin | 0 | 0.125 | 0.125 | 0.125 | 0.125 | 0.125 | 0.125 | 0.125 | 0.125 | 0.125 | 0.125
2010 | US | TRE | - | ERCOT | S18 | Existing Certain and Net Firm Transactions Reserve Margin = (12-3)/3 | 0 | 0.20459 | 0.18335 | 0.15757 | 0.13031 | 0.11124 | 0.094784 | 0.082101 | 0.063812 | 0.049547 | 0.035368
2010 | US | TRE | - | ERCOT | S19 | Anticipated Capacity Resources Reserve Margin = (13-3)/3 | 0 | 0.20459 | 0.1502 | 0.15067 | 0.13412 | 0.12616 | 0.11925 | 0.10629 | 0.087589 | 0.073005 | 0.058509
2010 | US | TRE | - | ERCOT | S20 | Prospective Capacity Resources Reserve Margin = (14-3)/3 | 0 | 0.34852 | 0.2916 | 0.28899 | 0.26918 | 0.25894 | 0.25007 | 0.23558 | 0.2147 | 0.19841 | 0.18222
2010 | US | TRE | - | ERCOT | S21 | Total Potential Resources Reserve Margin = (15-3)/3 | 0 | 0.35067 | 0.36784 | 0.44393 | 0.49614 | 0.49179 | 0.59586 | 0.57737 | 0.55071 | 0.53969 | 0.51889
2010 | US | TRE | - | ERCOT | S22 | Adjusted Potential Resources Reserve Margin = (15a-3)/3 | 0 | 0.34899 | 0.30836 | 0.32307 | 0.3191 | 0.31016 | 0.32614 | 0.31077 | 0.28862 | 0.27349 | 0.25628
2010 | US | TRE | - | ERCOT | S23 | Total Baseline Installed Capacity | 86981 | 0 | 0 | 0 | 0 | 0 | 0 | 0 | 0 | 0 | 0
2011 | US | TRE | - | ERCOT | 1 | Unrestricted Non-coincident Peak Demand | 65776.3264 | 63898 | 65665 | 67757.36 | 70540.28 | 72591.098 | 74197.702 | 75364.972 | 76653.664 | 77865.932 | 79274.384 | 80536
2011 | US | TRE | - | ERCOT | 1a | New Conservation (Energy Efficiency) |  | 128 | 259 | 395 | 536 | 681 | 829 | 980 | 1133 | 1289 | 1448 | 1609
2011 | US | TRE | - | ERCOT | 1b | Estimated Diversity |  | 0 | 0 | 0 | 0 | 0 | 0 | 0 | 0 | 0 | 0 | 0
2011 | US | TRE | - | ERCOT | 1c | Additions for non-member load (load served by non-registered LSE's in a region) |  | 0 | 0 | 0 | 0 | 0 | 0 | 0 | 0 | 0 | 0 | 0
2011 | TL | WECC | - | WECC | 1 | Unrestricted Coincident Peak Demand | 147732.4326 | 148333.7 | 150822.8 | 154341.8 | 157371.09 | 160906 | 164003.5 | 167151.9 | 170090 | 173389 | 176516.3 | 178304.7
2011 | TL | WECC | - | WECC | 1a | New Conservation (Energy Efficiency) |  | 680 | 1198 | 1574 | 1945 | 2307 | 2664 | 3011 | 3337 | 3649 | 3936 | 3661
2011 | TL | WECC | - | WECC | 1b | Estimated Diversity |  | 0 | 0 | 0 | 0 | 0 | 0 | 0 | 0 | 0 | 0 | 0
2011 | TL | WECC | - | WECC | 1c | Additions for non-member load (load served by non-registered LSE's in a region) |  | 0 | 0 | 0 | 0 | 0 | 0 | 0 | 0 | 0 | 0 | 0
2011 | TL | WECC | - | WECC | 1d | Stand-by Load Under Contract (Normally served by behind the meter generation) |  | 2060 | 2097 | 2135 | 2173 | 2213 | 2254 | 2296 | 2340 | 2385 | 2431 | 2479
2011 | TL | WECC | - | WECC | 1e | Non-Controllable Demand-Side Demand Response |  | 0 | 0 | 0 | 0 | 0 | 0 | 0 | 0 | 0 | 0 | 0
2011 | TL | WECC | - | WECC | 2 | Total Internal Demand | 147732.4326 | 149713.7 | 151721.8 | 154902.8 | 157599.09 | 160812 | 163593.5 | 166436.9 | 169093 | 172125 | 175011.3 | 177122.7
2011 | TL | WECC | - | WECC | 2H1 | Load Forecast Uncertainty (Extreme Demand Factor)
2011 | TL | WECC | - | WECC | 2H | Total Internal Demand |  | 0 | 0 | 0 | 0 | 0 | 0 | 0 | 0 | 0 | 0 | 0
2011 | TL | WECC | - | WECC | 2a | Supply-Side Direct Control Load Management | 1102 | 1932 | 2029 | 2122 | 2186 | 2183 | 2202 | 2193 | 2092 | 2083 | 2075 | 2068
2011 | TL | WECC | - | WECC | 2b | Supply-Side Contractually Interruptible (Curtailable) | 972 | 1697 | 1817 | 1905 | 1965 | 1973 | 1974 | 1927 | 1981 | 2032 | 2083 | 1839
2011 | TL | WECC | - | WECC | 2c | Supply-Side Critical Peak-Pricing (CPP) with Control | 0 | 3 | 3 | 13 | 16 | 19 | 20 | 21 | 23 | 23 | 23 | 23
2011 | TL | WECC | - | WECC | 2d | Supply-Side Load as a Capacity Resource | 387 | 797 | 1180 | 1340 | 1223 | 1236 | 1250 | 1263 | 1276 | 1290 | 1300 | 1300
2011 | TL | WECC | - | WECC | 3 | Net Internal Demand | 145271.4326 | 145284.7 | 146692.8 | 149522.8 | 152209.09 | 155401 | 158147.5 | 161032.9 | 163721 | 166697 | 169530.3 | 171892.7
2011 | TL | WECC | - | WECC | 4a | Demand Response used for Ancillary Services - Spinning Reserves | 0 | 560 | 564 | 578 | 593 | 604 | 618 | 627 | 640 | 648 | 661 | 470
2011 | TL | WECC | - | WECC | 4b | Demand Response used for Ancillary Services - Non-Spinning Reserves | 0 | 847 | 688 | 703 | 714 | 720 | 729 | 738 | 746 | 754 | 762 | 480
2011 | TL | WECC | - | WECC | 4c | Demand Response used for Regulation | 0 | 25 | 25 | 30 | 35 | 40 | 45 | 45 | 50 | 50 | 55 | 55
2011 | TL | WECC | - | WECC | 4d | Demand Response used for Energy, Voluntary Services - Emergency | 0 | 2677 | 2698 | 2743 | 2791 | 2839 | 2858 | 2907 | 2959 | 3009 | 3063 | 3116
2011 | TL | WECC | - | WECC | 5 | TOTAL INTERNAL CAPACITY | 237591 | 251896 | 272446 | 290774 | 306820 | 313313 | 319037 | 319556 | 318234 | 318909 | 318511 | 318298
2011 | TL | WECC | - | WECC | 6 | EXISTING CAPACITY | 237591 | 245951 | 246551 | 246902 | 246912 | 246933 | 246968 | 246926 | 246894 | 246950 | 247003 | 246752
2011 | TL | WECC | - | WECC | 6a | Existing, Certain | 182577.7567 | 195939 | 195939 | 195939 | 195939 | 195939 | 195939 | 195939 | 195939 | 195939 | 195939 | 195939
2011 | TL | WECC | - | WECC | 6a1 | Wind Expected On-Peak | 1546.9658 | 3488 | 3488 | 3488 | 3488 | 3488 | 3488 | 3488 | 3488 | 3488 | 3488 | 3488
2011 | TL | WECC | - | WECC | 6a2 | Solar Expected On-Peak | 387.3754 | 603 | 603 | 603 | 603 | 603 | 603 | 603 | 603 | 603 | 603 | 603
2011 | TL | WECC | - | WECC | 6a3 | Hydro Expected On-Peak | 36587.6294 | 48563 | 48563 | 48563 | 48563 | 48563 | 48563 | 48563 | 48563 | 48563 | 48563 | 48563
2011 | TL | WECC | - | WECC | 6a4 | Biomass Expected On-Peak | 1064.7861 | 1127 | 1127 | 1127 | 1127 | 1127 | 1127 | 1127 | 1127 | 1127 | 1127 | 1127
2011 | TL | WECC | - | WECC | 6b | Existing, Other (Note: Enter the net expected value only) | 0 | 0 | 0 | 0 | 0 | 0 | 0 | 0 | 0 | 0 | 0 | 0
2011 | TL | WECC | - | WECC | 6b1 | Wind Derate On-Peak | 11195.0342 | 9311 | 9311 | 9311 | 9311 | 9311 | 9311 | 9311 | 9311 | 9311 | 9311 | 9311
2011 | TL | WECC | - | WECC | 6b2 | Solar Derate On-Peak | 273.6246 | 58 | 58 | 58 | 58 | 58 | 58 | 58 | 58 | 58 | 58 | 58
2011 | TL | WECC | - | WECC | 6b3 | Hydro Derate On-Peak | 31881.3706 | 20883 | 20883 | 20883 | 20883 | 20883 | 20883 | 20883 | 20883 | 20883 | 20883 | 20883
2011 | TL | WECC | - | WECC | 6b4 | Biomass Derate On-Peak | 453.2139 | 409 | 409 | 409 | 409 | 409 | 409 | 409 | 409 | 409 | 409 | 409
2011 | TL | WECC | - | WECC | 6b5 | Transmission-Limited Resources | 0 | 0 | 0 | 0 | 0 | 0 | 0 | 0 | 0 | 0 | 0 | 0
2011 | TL | WECC | - | WECC | 6b6 | All Other Derates | 8749 | 7018 | 7018 | 7018 | 7018 | 7018 | 7018 | 7018 | 7018 | 7018 | 7018 | 7018
2011 | TL | WECC | - | WECC | 6b7 | Energy Only (Existing-Other) | 0 | 0 | 0 | 0 | 0 | 0 | 0 | 0 | 0 | 0 | 0 | 0
2011 | TL | WECC | - | WECC | 6c | Existing, Inoperable (Note: Capacity reported on this line is not included in margin calculations) | 0 | 7904 | 7904 | 7904 | 7904 | 7904 | 7904 | 7904 | 7904 | 7904 | 7904 | 7904
2011 | TL | WECC | - | WECC | 6d | Total Supply-Side Demand Response | 2461 | 4429 | 5029 | 5380 | 5390 | 5411 | 5446 | 5404 | 5372 | 5428 | 5481 | 5230
2011 | TL | WECC | - | WECC | 7 | FUTURE CAPACITY ADDITIONS |  | 5355 | 23391 | 38245 | 50690 | 55839 | 63884 | 64061 | 62589 | 62442 | 59792 | 59771
2011 | TL | WECC | - | WECC | 7a | Future, Planned (Note: Enter the net expected value only) |  | 5355 | 23391 | 38245 | 50690 | 55839 | 63884 | 64061 | 62589 | 62442 | 59792 | 59771
2011 | TL | WECC | - | WECC | 7a1 | Wind Expected On-Peak |  | 1354 | 7262 | 10326 | 11398 | 14254 | 15734 | 15727 | 15728 | 15666 | 14487 | 14445
2011 | TL | WECC | - | WECC | 7a2 | Wind Derate On-Peak |  | 420 | 1652 | 3316 | 6285 | 6179 | 4799 | 5210 | 5409 | 5679 | 6858 | 6900
2011 | TL | WECC | - | WECC | 7a3 | Solar Expected On-Peak |  | 1782 | 8002 | 17593 | 24925 | 25766 | 27593 | 27603 | 27609 | 27614 | 26616 | 26615
2011 | TL | WECC | - | WECC | 7a4 | Solar Derate On-Peak |  | 89 | 371 | 367 | 437 | 1365 | 388 | 378 | 372 | 367 | 1365 | 1366
2011 | TL | WECC | - | WECC | 7a5 | Hydro Expected On-Peak |  | 35 | 342 | 516 | 537 | 560 | 602 | 609 | 620 | 619 | 564 | 568
2011 | TL | WECC | - | WECC | 7a6 | Hydro Derate On-Peak |  | 68 | 416 | 1895 | 2485 | 2991 | 2949 | 2942 | 2931 | 3432 | 3487 | 3483
2011 | TL | WECC | - | WECC | 7a7 | Biomass Expected On-Peak |  | 60 | 130 | 531 | 569 | 574 | 531 | 541 | 541 | 541 | 574 | 554
2011 | TL | WECC | - | WECC | 7a8 | Biomass Derate On-Peak |  | 13 | 65 | 49 | 11 | 6 | 49 | 39 | 39 | 39 | 6 | 26
2011 | TL | WECC | - | WECC | 7a9 | Transmission-Limited Resources |  | 0 | 0 | 0 | 0 | 0 | 0 | 0 | 0 | 0 | 0 | 0
2011 | TL | WECC | - | WECC | 7a10 | Scheduled Outage - Maintenance |  | 0 | 0 | 0 | 0 | 0 | 0 | 0 | 0 | 0 | 0 | 0
2011 | TL | WECC | - | WECC | 7a11 | All Other Derates |  | 0 | 0 | 0 | 0 | 0 | 0 | 0 | 0 | 0 | 0 | 0
2011 | TL | WECC | - | WECC | 7a12 | Energy Only |  | 0 | 0 | 0 | 0 | 0 | 0 | 0 | 0 | 0 | 0 | 0
2011 | TL | WECC | - | WECC | 7b | Future, Other (Note: Enter the net expected value only) |  | 0 | 0 | 0 | 0 | 0 | 0 | 0 | 0 | 0 | 0 | 0
2011 | TL | WECC | - | WECC | 7b1 | Wind Expected On-Peak |  | 0 | 0 | 0 | 0 | 0 | 0 | 0 | 0 | 0 | 0 | 0
2011 | TL | WECC | - | WECC | 7b2 | Wind Derate On-Peak |  | 0 | 0 | 0 | 0 | 0 | 0 | 0 | 0 | 0 | 0 | 0
2011 | TL | WECC | - | WECC | 7b3 | Solar Expected On-Peak |  | 0 | 0 | 0 | 0 | 0 | 0 | 0 | 0 | 0 | 0 | 0
2011 | TL | WECC | - | WECC | 7b4 | Solar Derate On-Peak |  | 0 | 0 | 0 | 0 | 0 | 0 | 0 | 0 | 0 | 0 | 0
2011 | TL | WECC | - | WECC | 7b5 | Hydro Expected On-Peak |  | 0 | 0 | 0 | 0 | 0 | 0 | 0 | 0 | 0 | 0 | 0
2011 | TL | WECC | - | WECC | 7b6 | Hydro Derate On-Peak |  | 0 | 0 | 0 | 0 | 0 | 0 | 0 | 0 | 0 | 0 | 0
2011 | TL | WECC | - | WECC | 7b7 | Biomass Expected On-Peak |  | 0 | 0 | 0 | 0 | 0 | 0 | 0 | 0 | 0 | 0 | 0
2011 | TL | WECC | - | WECC | 7b8 | Biomass Derate On-Peak |  | 0 | 0 | 0 | 0 | 0 | 0 | 0 | 0 | 0 | 0 | 0
2011 | TL | WECC | - | WECC | 7b9 | Transmission-Limited Resources |  | 0 | 0 | 0 | 0 | 0 | 0 | 0 | 0 | 0 | 0 | 0
2011 | TL | WECC | - | WECC | 7b10 | Scheduled Outage - Maintenance |  | 0 | 0 | 0 | 0 | 0 | 0 | 0 | 0 | 0 | 0 | 0
2011 | TL | WECC | - | WECC | 7b11 | All Other Derates |  | 0 | 0 | 0 | 0 | 0 | 0 | 0 | 0 | 0 | 0 | 0
2011 | TL | WECC | - | WECC | 7b12 | Energy Only |  | 0 | 0 | 0 | 0 | 0 | 0 | 0 | 0 | 0 | 0 | 0
2011 | TL | WECC | - | WECC | 8 | Conceptual (Note: Enter the net expected value only) |  | 77 | 447 | 1614 | 3099 | 3610 | 5973 | 6696 | 7976 | 9866 | 10086 | 10224
2011 | TL | WECC | - | WECC | 8a1 | Wind Expected On-Peak |  | 5 | 73 | 100 | 305 | 240 | 274 | 326 | 460 | 675 | 964 | 1010
2011 | TL | WECC | - | WECC | 8a2 | Wind Derate On-Peak |  | 97 | 888 | 1666 | 1563 | 2128 | 3577 | 4376 | 5693 | 6009 | 6071 | 6325
2011 | TL | WECC | - | WECC | 8a3 | Solar Expected On-Peak |  | 1 | 66 | 352 | 512 | 285 | 1409 | 1455 | 1464 | 1482 | 304 | 301
2011 | TL | WECC | - | WECC | 8a4 | Solar Derate On-Peak |  | 1 | 2 | 166 | 402 | 1439 | 315 | 289 | 317 | 299 | 1477 | 1480
2011 | TL | WECC | - | WECC | 8a5 | Hydro Expected On-Peak |  | 0 | 0 | 100 | 100 | 100 | 130 | 130 | 130 | 1130 | 1131 | 1131
2011 | TL | WECC | - | WECC | 8a6 | Hydro Derate On-Peak |  | 0 | 0 | 0 | 0 | 0 | 49 | 49 | 49 | 49 | 48 | 48
2011 | TL | WECC | - | WECC | 8a7 | Biomass Expected On-Peak |  | 0 | 0 | 0 | 8 | 57 | 8 | 8 | 8 | 8 | 57 | 8
2011 | TL | WECC | - | WECC | 8a8 | Biomass Derate On-Peak |  | 0 | 0 | 0 | 0 | 41 | 90 | 90 | 90 | 90 | 41 | 90
2011 | TL | WECC | - | WECC | 8a9 | All Other Derates |  | 0 | 0 | 0 | 0 | 0 | 0 | 0 | 0 | 0 | 0 | 0
2011 | TL | WECC | - | WECC | 8a10 | Energy Only |  | 0 | 0 | 0 | 0 | 0 | 0 | 0 | 0 | 0 | 0 | 0
2011 | TL | WECC | - | WECC | 9 | ANTICIPATED INTERNAL CAPACITY | 185038.7567 | 205723 | 224359 | 239564 | 252019 | 257189 | 265269 | 265404 | 263900 | 263809 | 261212 | 260940
2011 | TL | WECC | - | WECC | 10 | CAPACITY TRANSACTIONS - IMPORTS | 0 | 0 | 0 | 0 | 0 | 0 | 0 | 0 | 0 | 0 | 0 | 0
2011 | TL | WECC | - | WECC | 10a | Firm (Note: The sum of 10a1 and 10a2 must be ≤ 10a) |  | 0 | 0 | 0 | 0 | 0 | 0 | 0 | 0 | 0 | 0 | 0
2011 | TL | WECC | - | WECC | 10a1 | Full-Responsibility Purchases |  | 0 | 0 | 0 | 0 | 0 | 0 | 0 | 0 | 0 | 0 | 0
2011 | TL | WECC | - | WECC | 10a2 | Owned Capacity/Entitlement Located Outside the Region/Subregion |  | 0 | 0 | 0 | 0 | 0 | 0 | 0 | 0 | 0 | 0 | 0
2011 | TL | WECC | - | WECC | 10b | Non-firm | 0 |  | 0 | 0 | 0 | 0 | 0 | 0 | 0 | 0 | 0 | 0
2011 | TL | WECC | - | WECC | 10c | Expected (Note: The sum of 10c1 and 10c2 must be ≤ 10c) |  | 0 | 0 | 0 | 0 | 0 | 0 | 0 | 0 | 0 | 0 | 0
2011 | TL | WECC | - | WECC | 10c1 | Full-Responsibility Purchases |  | 0 | 0 | 0 | 0 | 0 | 0 | 0 | 0 | 0 | 0 | 0
2011 | TL | WECC | - | WECC | 10c2 | Owned Capacity/Entitlement Located Outside the Region/Subregion |  | 0 | 0 | 0 | 0 | 0 | 0 | 0 | 0 | 0 | 0 | 0
2011 | TL | WECC | - | WECC | 10d | Provisional – transactions under study, but negotiations have not begun. |  | 0 | 0 | 0 | 0 | 0 | 0 | 0 | 0 | 0 | 0 | 0
2011 | TL | WECC | - | WECC | 11 | CAPACITY TRANSACTIONS - EXPORTS | 0 | 0 | 0 | 0 | 0 | 0 | 0 | 0 | 0 | 0 | 0 | 0
2011 | TL | WECC | - | WECC | 11a | Firm (Note: The sum of 11a1 and 11a2 must be ≤ 11a) |  | 0 | 0 | 0 | 0 | 0 | 0 | 0 | 0 | 0 | 0 | 0
2011 | TL | WECC | - | WECC | 11a1 | Full-Responsibility Purchases |  | 0 | 0 | 0 | 0 | 0 | 0 | 0 | 0 | 0 | 0 | 0
2011 | TL | WECC | - | WECC | 11a2 | Owned Capacity/Entitlement Located Outside the Region/Subregion |  | 0 | 0 | 0 | 0 | 0 | 0 | 0 | 0 | 0 | 0 | 0
2011 | TL | WECC | - | WECC | 11b | Non-firm | 0 |  | 0 | 0 | 0 | 0 | 0 | 0 | 0 | 0 | 0 | 0
2011 | TL | WECC | - | WECC | 11c | Expected (Note: The sum of 11c1 and 11c2 must be ≤ 11c) |  | 0 | 0 | 0 | 0 | 0 | 0 | 0 | 0 | 0 | 0 | 0
2011 | TL | WECC | - | WECC | 11c1 | Full-Responsibility Purchases |  | 0 | 0 | 0 | 0 | 0 | 0 | 0 | 0 | 0 | 0 | 0
2011 | TL | WECC | - | WECC | 11c2 | Owned Capacity/Entitlement Located Outside the Region/Subregion |  | 0 | 0 | 0 | 0 | 0 | 0 | 0 | 0 | 0 | 0 | 0
2011 | TL | WECC | - | WECC | 11d | Provisional – transactions under study, but negotiations have not begun. |  | 0 | 0 | 0 | 0 | 0 | 0 | 0 | 0 | 0 | 0 | 0
2011 | TL | WECC | - | WECC | 12 | EXISTING, CERTAIN CAPACITY & NET FIRM TRANSACTIONS | 185038.7567 | 200368 | 200968 | 201319 | 201329 | 201350 | 201385 | 201343 | 201311 | 201367 | 201420 | 201169
2011 | TL | WECC | - | WECC | 13 | ANTICIPATED CAPACITY RESOURCES |  | 205723 | 224359 | 239564 | 252019 | 257189 | 265269 | 265404 | 263900 | 263809 | 261212 | 260940
2011 | TL | WECC | - | WECC | 14 | PROSPECTIVE CAPACITY RESOURCES |  | 205723 | 224359 | 239564 | 252019 | 257189 | 265269 | 265404 | 263900 | 263809 | 261212 | 260940
2011 | TL | WECC | - | WECC | 15 | TOTAL POTENTIAL CAPACITY RESOURCES |  | 205800 | 224806 | 241178 | 255118 | 260799 | 271242 | 272100 | 271876 | 273675 | 271298 | 271164
2011 | TL | WECC | - | WECC | 15a | ADJUSTED POTENTIAL CAPACITY RESOURCES |  | 205800 | 224806 | 241178 | 255118 | 260799 | 271242 | 272100 | 271876 | 273675 | 271298 | 271164
2011 | TL | WECC | - | WECC | 16a | Confidence of Future, Other (7b), using reasonable judgement |  | 0 | 0 | 0 | 0 | 0 | 0 | 0 | 0 | 0 | 0 | 0
2011 | TL | WECC | - | WECC | 16b | Net Future, Other Resources After Confidence Percentage Is Applied |  | 0 | 0 | 0 | 0 | 0 | 0 | 0 | 0 | 0 | 0 | 0
2011 | TL | WECC | - | WECC | 16c | Confidence of Conceptual (8), using reasonable judgement | [11 empty] | 1 | bar: 161 to 169
2011 | TL | WECC | - | WECC | 16d | Net Conceptual Resources After Confidence Percentage Is Applied |  | 77 | 447 | 1614 | 3099 | 3610 | 5973 | 6696 | 7976 | 9866 | 10086 | 10224
2011 | TL | WECC | - | WECC | 17 | Region/Subregion Target Reserve Margin |  | 14.2% | 14.2% | 14.2% | 14.2% | 14.2% | 14.2% | 14.2% | 14.2% | 14.2% | 14.2% | 14.2%
2011 | TL | WECC | - | WECC | 18 | Existing Certain and Net Firm Transactions Reserve Margin |  | 33.83% | 32.46% | 29.96% | 27.75% | 25.21% | 23.1% | 20.97% | 19.05% | 16.99% | 15.09% | 13.58%
2011 | TL | WECC | - | WECC | 19 | Anticipated Capacity Resources Reserve Margin |  | 37.41% | 47.88% | 54.65% | 59.91% | 59.93% | 62.15% | 59.46% | 56.07% | 53.27% | 49.25% | 47.32%
2011 | TL | WECC | - | WECC | 20 | Prospective Capacity Resources Reserve Margin |  | 37.41% | 47.88% | 54.65% | 59.91% | 59.93% | 62.15% | 59.46% | 56.07% | 53.27% | 49.25% | 47.32%
2011 | TL | WECC | - | WECC | 21 | Total Potential Resources Reserve Margin |  | 37.46% | 48.17% | 55.7% | 61.88% | 62.18% | 65.8% | 63.49% | 60.78% | 59% | 55.02% | 53.09%
2011 | TL | WECC | - | WECC | 22 | Adjusted Potential Resources Reserve Margin |  | 37.46% | 48.17% | 55.7% | 61.88% | 62.18% | 65.8% | 63.49% | 60.78% | 59% | 55.02% | 53.09%
2011 | TL | WECC | - | WECC | 23 | Total Baseline Installed Capacity | 161: 235130
2011 | TL | WECC | - | WECC | 24 | Distributed or Other Capacity (Behind the Meter) < 1 MW
2011 | TL | WECC | - | WECC | 25 | Distributed or Other Capacity (Behind the Meter) ≥ 1 MW
2011 | TL | WECC | - | WECC | 26 | Capacity Total from EIA-860
2011 | CAN | WECC | - | AB | 1 | Unrestricted Coincident Peak Demand | 9343 | 9632 | 10412 | 11049 | 11581 | 12111 | 12552 | 13178 | 13595 | 14008 | 14405 | 14795
2011 | CAN | WECC | - | AB | 1a | New Conservation (Energy Efficiency) |  | 0 | 0 | 0 | 0 | 0 | 0 | 0 | 0 | 0 | 0 | 0
2011 | CAN | WECC | - | AB | 1b | Estimated Diversity |  | 0 | 0 | 0 | 0 | 0 | 0 | 0 | 0 | 0 | 0 | 0
2011 | CAN | WECC | - | AB | 1c | Additions for non-member load (load served by non-registered LSE's in a region) |  | 0 | 0 | 0 | 0 | 0 | 0 | 0 | 0 | 0 | 0 | 0
2011 | CAN | WECC | - | AB | 1d | Stand-by Load Under Contract (Normally served by behind the meter generation) |  | 0 | 0 | 0 | 0 | 0 | 0 | 0 | 0 | 0 | 0 | 0
2011 | CAN | WECC | - | AB | 1e | Non-Controllable Demand-Side Demand Response |  | 0 | 0 | 0 | 0 | 0 | 0 | 0 | 0 | 0 | 0 | 0
2011 | CAN | WECC | - | AB | 2 | Total Internal Demand | 9343 | 9632 | 10412 | 11049 | 11581 | 12111 | 12552 | 13178 | 13595 | 14008 | 14405 | 14795
2011 | CAN | WECC | - | AB | 2H1 | Load Forecast Uncertainty (Extreme Demand Factor)
2011 | CAN | WECC | - | AB | 2H | Total Internal Demand |  | 0 | 0 | 0 | 0 | 0 | 0 | 0 | 0 | 0 | 0 | 0
2011 | CAN | WECC | - | AB | 2a | Supply-Side Direct Control Load Management | 53 | 53 | 53 | 53 | 53 | 53 | 53 | 53 | 53 | 53 | 53 | 53
2011 | CAN | WECC | - | AB | 2b | Supply-Side Contractually Interruptible (Curtailable) | 0 | 0 | 0 | 0 | 0 | 0 | 0 | 0 | 0 | 0 | 0 | 0
2011 | CAN | WECC | - | AB | 2c | Supply-Side Critical Peak-Pricing (CPP) with Control | 0 | 0 | 0 | 0 | 0 | 0 | 0 | 0 | 0 | 0 | 0 | 0
2011 | CAN | WECC | - | AB | 2d | Supply-Side Load as a Capacity Resource | 0 | 0 | 0 | 0 | 0 | 0 | 0 | 0 | 0 | 0 | 0 | 0
2011 | CAN | WECC | - | AB | 3 | Net Internal Demand | 9290 | 9579 | 10359 | 10996 | 11528 | 12058 | 12499 | 13125 | 13542 | 13955 | 14352 | 14742
2011 | CAN | WECC | - | AB | 4a | Demand Response used for Ancillary Services - Spinning Reserves | 0 | 0 | 0 | 0 | 0 | 0 | 0 | 0 | 0 | 0 | 0 | 0
2011 | CAN | WECC | - | AB | 4b | Demand Response used for Ancillary Services - Non-Spinning Reserves | 0 | 0 | 0 | 0 | 0 | 0 | 0 | 0 | 0 | 0 | 0 | 0
2011 | CAN | WECC | - | AB | 4c | Demand Response used for Regulation | 0 | 0 | 0 | 0 | 0 | 0 | 0 | 0 | 0 | 0 | 0 | 0
2011 | CAN | WECC | - | AB | 4d | Demand Response used for Energy, Voluntary Services - Emergency | 0 | 0 | 0 | 0 | 0 | 0 | 0 | 0 | 0 | 0 | 0 | 0
2011 | CAN | WECC | - | AB | 5 | TOTAL INTERNAL CAPACITY | 13364 | 14449 | 15858 | 16457 | 16929 | 17609 | 18154 | 18154 | 18154 | 18154 | 18154 | 18154
2011 | CAN | WECC | - | AB | 6 | EXISTING CAPACITY | 13364 | 13812 | 13812 | 13812 | 13812 | 13812 | 13812 | 13812 | 13812 | 13812 | 13812 | 13812
2011 | CAN | WECC | - | AB | 6a | Existing, Certain | 11272 | 11314 | 11314 | 11314 | 11314 | 11314 | 11314 | 11314 | 11314 | 11314 | 11314 | 11314
2011 | CAN | WECC | - | AB | 6a1 | Wind Expected On-Peak | 195 | 8 | 8 | 8 | 8 | 8 | 8 | 8 | 8 | 8 | 8 | 8
2011 | CAN | WECC | - | AB | 6a2 | Solar Expected On-Peak | 0 | 0 | 0 | 0 | 0 | 0 | 0 | 0 | 0 | 0 | 0 | 0
2011 | CAN | WECC | - | AB | 6a3 | Hydro Expected On-Peak | 311 | 394 | 394 | 394 | 394 | 394 | 394 | 394 | 394 | 394 | 394 | 394
2011 | CAN | WECC | - | AB | 6a4 | Biomass Expected On-Peak | 177 | 323 | 323 | 323 | 323 | 323 | 323 | 323 | 323 | 323 | 323 | 323
2011 | CAN | WECC | - | AB | 6b | Existing, Other (Note: Enter the net expected value only) | 0 | 0 | 0 | 0 | 0 | 0 | 0 | 0 | 0 | 0 | 0 | 0
2011 | CAN | WECC | - | AB | 6b1 | Wind Derate On-Peak | 745 | 932 | 932 | 932 | 932 | 932 | 932 | 932 | 932 | 932 | 932 | 932
2011 | CAN | WECC | - | AB | 6b2 | Solar Derate On-Peak | 0 | 0 | 0 | 0 | 0 | 0 | 0 | 0 | 0 | 0 | 0 | 0
2011 | CAN | WECC | - | AB | 6b3 | Hydro Derate On-Peak | 573 | 490 | 490 | 490 | 490 | 490 | 490 | 490 | 490 | 490 | 490 | 490
2011 | CAN | WECC | - | AB | 6b4 | Biomass Derate On-Peak | 147 | 1 | 1 | 1 | 1 | 1 | 1 | 1 | 1 | 1 | 1 | 1
2011 | CAN | WECC | - | AB | 6b5 | Transmission-Limited Resources | 0 | 0 | 0 | 0 | 0 | 0 | 0 | 0 | 0 | 0 | 0 | 0
2011 | CAN | WECC | - | AB | 6b6 | All Other Derates | 574 | 1022 | 1022 | 1022 | 1022 | 1022 | 1022 | 1022 | 1022 | 1022 | 1022 | 1022
2011 | CAN | WECC | - | AB | 6b7 | Energy Only (Existing-Other) | 0 | 0 | 0 | 0 | 0 | 0 | 0 | 0 | 0 | 0 | 0 | 0
2011 | CAN | WECC | - | AB | 6c | Existing, Inoperable (Note: Capacity reported on this line is not included in margin calculations) | 0 | 0 | 0 | 0 | 0 | 0 | 0 | 0 | 0 | 0 | 0 | 0
2011 | CAN | WECC | - | AB | 6d | Total Supply-Side Demand Response | 53 | 53 | 53 | 53 | 53 | 53 | 53 | 53 | 53 | 53 | 53 | 53
2011 | CAN | WECC | - | AB | 7 | FUTURE CAPACITY ADDITIONS |  | 635 | 1316 | 1640 | 1871 | 2099 | 2592 | 2608 | 2628 | 2625 | 2591 | 2564
2011 | CAN | WECC | - | AB | 7a | Future, Planned (Note: Enter the net expected value only) |  | 635 | 1316 | 1640 | 1871 | 2099 | 2592 | 2608 | 2628 | 2625 | 2591 | 2564
2011 | CAN | WECC | - | AB | 7a1 | Wind Expected On-Peak |  | 0 | 324 | 447 | 521 | 603 | 653 | 667 | 687 | 699 | 650 | 623
2011 | CAN | WECC | - | AB | 7a2 | Wind Derate On-Peak |  | 0 | 709 | 984 | 1210 | 1677 | 1727 | 1713 | 1693 | 1681 | 1730 | 1757
2011 | CAN | WECC | - | AB | 7a3 | Solar Expected On-Peak |  | 0 | 0 | 0 | 0 | 0 | 0 | 0 | 0 | 0 | 0 | 0
2011 | CAN | WECC | - | AB | 7a4 | Solar Derate On-Peak |  | 0 | 0 | 0 | 0 | 0 | 0 | 0 | 0 | 0 | 0 | 0
2011 | CAN | WECC | - | AB | 7a5 | Hydro Expected On-Peak |  | 0 | 0 | 0 | 0 | 0 | 0 | 0 | 0 | 0 | 0 | 0
2011 | CAN | WECC | - | AB | 7a6 | Hydro Derate On-Peak |  | 0 | 0 | 0 | 0 | 0 | 0 | 0 | 0 | 0 | 0 | 0
2011 | CAN | WECC | - | AB | 7a7 | Biomass Expected On-Peak |  | 15 | 31 | 61 | 46 | 61 | 59 | 61 | 61 | 46 | 61 | 61
2011 | CAN | WECC | - | AB | 7a8 | Biomass Derate On-Peak |  | 2 | 21 | 21 | 36 | 21 | 23 | 21 | 21 | 36 | 21 | 21
2011 | CAN | WECC | - | AB | 7a9 | Transmission-Limited Resources |  | 0 | 0 | 0 | 0 | 0 | 0 | 0 | 0 | 0 | 0 | 0
2011 | CAN | WECC | - | AB | 7a10 | Scheduled Outage - Maintenance |  | 0 | 0 | 0 | 0 | 0 | 0 | 0 | 0 | 0 | 0 | 0
2011 | CAN | WECC | - | AB | 7a11 | All Other Derates |  | 0 | 0 | 0 | 0 | 0 | 0 | 0 | 0 | 0 | 0 | 0
2011 | CAN | WECC | - | AB | 7a12 | Energy Only |  | 0 | 0 | 0 | 0 | 0 | 0 | 0 | 0 | 0 | 0 | 0
2011 | CAN | WECC | - | AB | 7b | Future, Other (Note: Enter the net expected value only) |  | 0 | 0 | 0 | 0 | 0 | 0 | 0 | 0 | 0 | 0 | 0
2011 | CAN | WECC | - | AB | 7b1 | Wind Expected On-Peak |  | 0 | 0 | 0 | 0 | 0 | 0 | 0 | 0 | 0 | 0 | 0
2011 | CAN | WECC | - | AB | 7b2 | Wind Derate On-Peak |  | 0 | 0 | 0 | 0 | 0 | 0 | 0 | 0 | 0 | 0 | 0
2011 | CAN | WECC | - | AB | 7b3 | Solar Expected On-Peak |  | 0 | 0 | 0 | 0 | 0 | 0 | 0 | 0 | 0 | 0 | 0
2011 | CAN | WECC | - | AB | 7b4 | Solar Derate On-Peak |  | 0 | 0 | 0 | 0 | 0 | 0 | 0 | 0 | 0 | 0 | 0
2011 | CAN | WECC | - | AB | 7b5 | Hydro Expected On-Peak |  | 0 | 0 | 0 | 0 | 0 | 0 | 0 | 0 | 0 | 0 | 0
2011 | CAN | WECC | - | AB | 7b6 | Hydro Derate On-Peak |  | 0 | 0 | 0 | 0 | 0 | 0 | 0 | 0 | 0 | 0 | 0
2011 | CAN | WECC | - | AB | 7b7 | Biomass Expected On-Peak |  | 0 | 0 | 0 | 0 | 0 | 0 | 0 | 0 | 0 | 0 | 0
2011 | CAN | WECC | - | AB | 7b8 | Biomass Derate On-Peak |  | 0 | 0 | 0 | 0 | 0 | 0 | 0 | 0 | 0 | 0 | 0
2011 | CAN | WECC | - | AB | 7b9 | Transmission-Limited Resources |  | 0 | 0 | 0 | 0 | 0 | 0 | 0 | 0 | 0 | 0 | 0
2011 | CAN | WECC | - | AB | 7b10 | Scheduled Outage - Maintenance |  | 0 | 0 | 0 | 0 | 0 | 0 | 0 | 0 | 0 | 0 | 0
2011 | CAN | WECC | - | AB | 7b11 | All Other Derates |  | 0 | 0 | 0 | 0 | 0 | 0 | 0 | 0 | 0 | 0 | 0
2011 | CAN | WECC | - | AB | 7b12 | Energy Only |  | 0 | 0 | 0 | 0 | 0 | 0 | 0 | 0 | 0 | 0 | 0
2011 | CAN | WECC | - | AB | 8 | Conceptual (Note: Enter the net expected value only) |  | 15 | 15 | 315 | 315 | 354 | 354 | 354 | 354 | 1354 | 1498 | 1642
2011 | CAN | WECC | - | AB | 8a1 | Wind Expected On-Peak |  | 0 | 0 | 0 | 0 | 0 | 0 | 0 | 0 | 0 | 0 | 0
2011 | CAN | WECC | - | AB | 8a2 | Wind Derate On-Peak |  | 0 | 0 | 0 | 0 | 0 | 0 | 0 | 0 | 0 | 0 | 0
2011 | CAN | WECC | - | AB | 8a3 | Solar Expected On-Peak |  | 0 | 0 | 0 | 0 | 0 | 0 | 0 | 0 | 0 | 0 | 0
2011 | CAN | WECC | - | AB | 8a4 | Solar Derate On-Peak |  | 0 | 0 | 0 | 0 | 0 | 0 | 0 | 0 | 0 | 0 | 0
2011 | CAN | WECC | - | AB | 8a5 | Hydro Expected On-Peak |  | 0 | 0 | 100 | 100 | 100 | 100 | 100 | 100 | 1100 | 1100 | 1100
2011 | CAN | WECC | - | AB | 8a6 | Hydro Derate On-Peak |  | 0 | 0 | 0 | 0 | 0 | 0 | 0 | 0 | 0 | 0 | 0
2011 | CAN | WECC | - | AB | 8a7 | Biomass Expected On-Peak |  | 0 | 0 | 0 | 0 | 0 | 0 | 0 | 0 | 0 | 0 | 0
2011 | CAN | WECC | - | AB | 8a8 | Biomass Derate On-Peak |  | 0 | 0 | 0 | 0 | 0 | 0 | 0 | 0 | 0 | 0 | 0
2011 | CAN | WECC | - | AB | 8a9 | All Other Derates |  | 0 | 0 | 0 | 0 | 0 | 0 | 0 | 0 | 0 | 0 | 0
2011 | CAN | WECC | - | AB | 8a10 | Energy Only |  | 0 | 0 | 0 | 0 | 0 | 0 | 0 | 0 | 0 | 0 | 0
2011 | CAN | WECC | - | AB | 9 | ANTICIPATED INTERNAL CAPACITY | 11325 | 12002 | 12683 | 13007 | 13238 | 13466 | 13959 | 13975 | 13995 | 13992 | 13958 | 13931
2011 | CAN | WECC | - | AB | 10 | CAPACITY TRANSACTIONS - IMPORTS | 315 | 739 | 800 | 800 | 800 | 800 | 800 | 800 | 800 | 800 | 800 | 800
2011 | CAN | WECC | - | AB | 10a | Firm (Note: The sum of 10a1 and 10a2 must be ≤ 10a) |  | 739 | 800 | 800 | 800 | 800 | 800 | 800 | 800 | 800 | 800 | 800
2011 | CAN | WECC | - | AB | 10a1 | Full-Responsibility Purchases |  | 0 | 0 | 0 | 0 | 0 | 0 | 0 | 0 | 0 | 0 | 0
2011 | CAN | WECC | - | AB | 10a2 | Owned Capacity/Entitlement Located Outside the Region/Subregion |  | 0 | 0 | 0 | 0 | 0 | 0 | 0 | 0 | 0 | 0 | 0
2011 | CAN | WECC | - | AB | 10b | Non-firm | 0 |  | 0 | 0 | 0 | 0 | 0 | 0 | 0 | 0 | 0 | 0
2011 | CAN | WECC | - | AB | 10c | Expected (Note: The sum of 10c1 and 10c2 must be ≤ 10c) |  | 0 | 0 | 0 | 0 | 0 | 0 | 0 | 0 | 0 | 0 | 0
2011 | CAN | WECC | - | AB | 10c1 | Full-Responsibility Purchases |  | 0 | 0 | 0 | 0 | 0 | 0 | 0 | 0 | 0 | 0 | 0
2011 | CAN | WECC | - | AB | 10c2 | Owned Capacity/Entitlement Located Outside the Region/Subregion |  | 0 | 0 | 0 | 0 | 0 | 0 | 0 | 0 | 0 | 0 | 0
2011 | CAN | WECC | - | AB | 10d | Provisional – transactions under study, but negotiations have not begun. |  | 0 | 0 | 0 | 0 | 0 | 0 | 0 | 0 | 0 | 0 | 0
2011 | CAN | WECC | - | AB | 11 | CAPACITY TRANSACTIONS - EXPORTS | 0 | 0 | 0 | 0 | 0 | 0 | 0 | 0 | 0 | 0 | 0 | 0
2011 | CAN | WECC | - | AB | 11a | Firm (Note: The sum of 11a1 and 11a2 must be ≤ 11a) |  | 0 | 0 | 0 | 0 | 0 | 0 | 0 | 0 | 0 | 0 | 0
2011 | CAN | WECC | - | AB | 11a1 | Full-Responsibility Purchases |  | 0 | 0 | 0 | 0 | 0 | 0 | 0 | 0 | 0 | 0 | 0
2011 | CAN | WECC | - | AB | 11a2 | Owned Capacity/Entitlement Located Outside the Region/Subregion |  | 0 | 0 | 0 | 0 | 0 | 0 | 0 | 0 | 0 | 0 | 0
2011 | CAN | WECC | - | AB | 11b | Non-firm | 0 |  | 0 | 0 | 0 | 0 | 0 | 0 | 0 | 0 | 0 | 0
2011 | CAN | WECC | - | AB | 11c | Expected (Note: The sum of 11c1 and 11c2 must be ≤ 11c) |  | 0 | 0 | 0 | 0 | 0 | 0 | 0 | 0 | 0 | 0 | 0
2011 | CAN | WECC | - | AB | 11c1 | Full-Responsibility Purchases |  | 0 | 0 | 0 | 0 | 0 | 0 | 0 | 0 | 0 | 0 | 0
2011 | CAN | WECC | - | AB | 11c2 | Owned Capacity/Entitlement Located Outside the Region/Subregion |  | 0 | 0 | 0 | 0 | 0 | 0 | 0 | 0 | 0 | 0 | 0
2011 | CAN | WECC | - | AB | 11d | Provisional – transactions under study, but negotiations have not begun. |  | 0 | 0 | 0 | 0 | 0 | 0 | 0 | 0 | 0 | 0 | 0
2011 | CAN | WECC | - | AB | 12 | EXISTING, CERTAIN CAPACITY & NET FIRM TRANSACTIONS | 11325 | 12106 | 12167 | 12167 | 12167 | 12167 | 12167 | 12167 | 12167 | 12167 | 12167 | 12167
2011 | CAN | WECC | - | AB | 13 | ANTICIPATED CAPACITY RESOURCES |  | 12741 | 13483 | 13807 | 14038 | 14266 | 14759 | 14775 | 14795 | 14792 | 14758 | 14731
2011 | CAN | WECC | - | AB | 14 | PROSPECTIVE CAPACITY RESOURCES |  | 12741 | 13483 | 13807 | 14038 | 14266 | 14759 | 14775 | 14795 | 14792 | 14758 | 14731
2011 | CAN | WECC | - | AB | 15 | TOTAL POTENTIAL CAPACITY RESOURCES |  | 12756 | 13498 | 14122 | 14353 | 14620 | 15113 | 15129 | 15149 | 16146 | 16256 | 16373
2011 | CAN | WECC | - | AB | 15a | ADJUSTED POTENTIAL CAPACITY RESOURCES |  | 12756 | 13498 | 14122 | 14353 | 14620 | 15113 | 15129 | 15149 | 16146 | 16256 | 16373
2011 | CAN | WECC | - | AB | 16a | Confidence of Future, Other (7b), using reasonable judgement |  | 0 | 0 | 0 | 0 | 0 | 0 | 0 | 0 | 0 | 0 | 0
2011 | CAN | WECC | - | AB | 16b | Net Future, Other Resources After Confidence Percentage Is Applied |  | 0 | 0 | 0 | 0 | 0 | 0 | 0 | 0 | 0 | 0 | 0
2011 | CAN | WECC | - | AB | 16c | Confidence of Conceptual (8), using reasonable judgement | [11 empty] | 1 | bar: 161 to 169
2011 | CAN | WECC | - | AB | 16d | Net Conceptual Resources After Confidence Percentage Is Applied |  | 15 | 15 | 315 | 315 | 354 | 354 | 354 | 354 | 1354 | 1498 | 1642
2011 | CAN | WECC | - | AB | 17 | Region/Subregion Target Reserve Margin |  | 12.3% | 12.3% | 12.3% | 12.3% | 12.3% | 12.3% | 12.3% | 12.3% | 12.3% | 12.3% | 12.3%
2011 | CAN | WECC | - | AB | 18 | Existing Certain and Net Firm Transactions Reserve Margin |  | 25.69% | 16.86% | 10.12% | 5.06% | 0.4624% | -3.067% | -7.672% | -10.5% | -13.14% | -15.54% | -17.76%
2011 | CAN | WECC | - | AB | 19 | Anticipated Capacity Resources Reserve Margin |  | 32.28% | 29.49% | 24.96% | 21.22% | 17.79% | 17.58% | 12.12% | 8.827% | 5.597% | 2.451% | -0.4326%
2011 | CAN | WECC | - | AB | 20 | Prospective Capacity Resources Reserve Margin |  | 32.28% | 29.49% | 24.96% | 21.22% | 17.79% | 17.58% | 12.12% | 8.827% | 5.597% | 2.451% | -0.4326%
2011 | CAN | WECC | - | AB | 21 | Total Potential Resources Reserve Margin |  | 32.43% | 29.64% | 27.81% | 23.94% | 20.72% | 20.4% | 14.8% | 11.43% | 15.26% | 12.85% | 10.67%
2011 | CAN | WECC | - | AB | 22 | Adjusted Potential Resources Reserve Margin |  | 32.43% | 29.64% | 27.81% | 23.94% | 20.72% | 20.4% | 14.8% | 11.43% | 15.26% | 12.85% | 10.67%
2011 | CAN | WECC | - | AB | 23 | Total Baseline Installed Capacity | 161: 13311
2011 | CAN | WECC | - | AB | 24 | Distributed or Other Capacity (Behind the Meter) < 1 MW
2011 | CAN | WECC | - | AB | 25 | Distributed or Other Capacity (Behind the Meter) ≥ 1 MW
2011 | CAN | WECC | - | AB | 26 | Capacity Total from EIA-860
2011 | US | WECC | - | BASN | 1 | Unrestricted Coincident Peak Demand | 12755 | 14274.1 | 14737.5 | 15098.3 | 15432.5 | 15701.3 | 15850.8 | 16101.3 | 16336.9 | 16633.1 | 16885.7 | 17109.7
2011 | US | WECC | - | BASN | 1a | New Conservation (Energy Efficiency) |  | 5 | 8 | 13 | 17 | 19 | 22 | 26 | 29 | 33 | 36 | 40
2011 | US | WECC | - | BASN | 1b | Estimated Diversity |  | 0 | 0 | 0 | 0 | 0 | 0 | 0 | 0 | 0 | 0 | 0
2011 | US | WECC | - | BASN | 1c | Additions for non-member load (load served by non-registered LSE's in a region) |  | 0 | 0 | 0 | 0 | 0 | 0 | 0 | 0 | 0 | 0 | 0
2011 | US | WECC | - | BASN | 1d | Stand-by Load Under Contract (Normally served by behind the meter generation) |  | 0 | 0 | 0 | 0 | 0 | 0 | 0 | 0 | 0 | 0 | 0
2011 | US | WECC | - | BASN | 1e | Non-Controllable Demand-Side Demand Response |  | 0 | 0 | 0 | 0 | 0 | 0 | 0 | 0 | 0 | 0 | 0
2011 | US | WECC | - | BASN | 2 | Total Internal Demand | 12755 | 14269.1 | 14729.5 | 15085.3 | 15415.5 | 15682.3 | 15828.8 | 16075.3 | 16307.9 | 16600.1 | 16849.7 | 17069.7
2011 | US | WECC | - | BASN | 2H1 | Load Forecast Uncertainty (Extreme Demand Factor)
2011 | US | WECC | - | BASN | 2H | Total Internal Demand |  | 0 | 0 | 0 | 0 | 0 | 0 | 0 | 0 | 0 | 0 | 0
2011 | US | WECC | - | BASN | 2a | Supply-Side Direct Control Load Management | 0 | 798 | 797 | 823 | 833 | 842 | 872 | 872 | 872 | 872 | 872 | 872
2011 | US | WECC | - | BASN | 2b | Supply-Side Contractually Interruptible (Curtailable) | 0 | 252 | 252 | 252 | 252 | 252 | 252 | 252 | 252 | 252 | 252 | 252
2011 | US | WECC | - | BASN | 2c | Supply-Side Critical Peak-Pricing (CPP) with Control | 0 | 0 | 0 | 0 | 0 | 0 | 0 | 0 | 0 | 0 | 0 | 0
2011 | US | WECC | - | BASN | 2d | Supply-Side Load as a Capacity Resource | 0 | 0 | 0 | 0 | 0 | 0 | 0 | 0 | 0 | 0 | 0 | 0
2011 | US | WECC | - | BASN | 3 | Net Internal Demand | 12755 | 13219.1 | 13680.5 | 14010.3 | 14330.5 | 14588.3 | 14704.8 | 14951.3 | 15183.9 | 15476.1 | 15725.7 | 15945.7
2011 | US | WECC | - | BASN | 4a | Demand Response used for Ancillary Services - Spinning Reserves | 0 | 0 | 0 | 0 | 0 | 0 | 0 | 0 | 0 | 0 | 0 | 0
2011 | US | WECC | - | BASN | 4b | Demand Response used for Ancillary Services - Non-Spinning Reserves | 0 | 0 | 0 | 0 | 0 | 0 | 0 | 0 | 0 | 0 | 0 | 0
2011 | US | WECC | - | BASN | 4c | Demand Response used for Regulation | 0 | 0 | 0 | 0 | 0 | 0 | 0 | 0 | 0 | 0 | 0 | 0
2011 | US | WECC | - | BASN | 4d | Demand Response used for Energy, Voluntary Services - Emergency | 0 | 85 | 65 | 65 | 65 | 65 | 35 | 35 | 35 | 35 | 35 | 35
2011 | US | WECC | - | BASN | 5 | TOTAL INTERNAL CAPACITY | 17117 | 19218 | 20338 | 20563 | 20573 | 20730 | 20778 | 20778 | 20778 | 20778 | 20778 | 20778
2011 | US | WECC | - | BASN | 6 | EXISTING CAPACITY | 17117 | 18453 | 18452 | 18478 | 18488 | 18497 | 18527 | 18527 | 18527 | 18527 | 18527 | 18527
2011 | US | WECC | - | BASN | 6a | Existing, Certain | 13479 | 14926 | 14926 | 14926 | 14926 | 14926 | 14926 | 14926 | 14926 | 14926 | 14926 | 14926
2011 | US | WECC | - | BASN | 6a1 | Wind Expected On-Peak | 42 | 515 | 515 | 515 | 515 | 515 | 515 | 515 | 515 | 515 | 515 | 515
2011 | US | WECC | - | BASN | 6a2 | Solar Expected On-Peak | 0 | 0 | 0 | 0 | 0 | 0 | 0 | 0 | 0 | 0 | 0 | 0
2011 | US | WECC | - | BASN | 6a3 | Hydro Expected On-Peak | 1044 | 1399 | 1399 | 1399 | 1399 | 1399 | 1399 | 1399 | 1399 | 1399 | 1399 | 1399
2011 | US | WECC | - | BASN | 6a4 | Biomass Expected On-Peak | 10 | 60 | 60 | 60 | 60 | 60 | 60 | 60 | 60 | 60 | 60 | 60
2011 | US | WECC | - | BASN | 6b | Existing, Other (Note: Enter the net expected value only) | 0 | 0 | 0 | 0 | 0 | 0 | 0 | 0 | 0 | 0 | 0 | 0
2011 | US | WECC | - | BASN | 6b1 | Wind Derate On-Peak | 1947 | 1494 | 1494 | 1494 | 1494 | 1494 | 1494 | 1494 | 1494 | 1494 | 1494 | 1494
2011 | US | WECC | - | BASN | 6b2 | Solar Derate On-Peak | 0 | 0 | 0 | 0 | 0 | 0 | 0 | 0 | 0 | 0 | 0 | 0
2011 | US | WECC | - | BASN | 6b3 | Hydro Derate On-Peak | 1278 | 923 | 923 | 923 | 923 | 923 | 923 | 923 | 923 | 923 | 923 | 923
2011 | US | WECC | - | BASN | 6b4 | Biomass Derate On-Peak | 50 | 17 | 17 | 17 | 17 | 17 | 17 | 17 | 17 | 17 | 17 | 17
2011 | US | WECC | - | BASN | 6b5 | Transmission-Limited Resources | 0 | 0 | 0 | 0 | 0 | 0 | 0 | 0 | 0 | 0 | 0 | 0
2011 | US | WECC | - | BASN | 6b6 | All Other Derates | 363 | 43 | 43 | 43 | 43 | 43 | 43 | 43 | 43 | 43 | 43 | 43
2011 | US | WECC | - | BASN | 6b7 | Energy Only (Existing-Other) | 0 | 0 | 0 | 0 | 0 | 0 | 0 | 0 | 0 | 0 | 0 | 0
2011 | US | WECC | - | BASN | 6c | Existing, Inoperable (Note: Capacity reported on this line is not included in margin calculations) | 0 | 0 | 0 | 0 | 0 | 0 | 0 | 0 | 0 | 0 | 0 | 0
2011 | US | WECC | - | BASN | 6d | Total Supply-Side Demand Response | 0 | 1050 | 1049 | 1075 | 1085 | 1094 | 1124 | 1124 | 1124 | 1124 | 1124 | 1124
2011 | US | WECC | - | BASN | 7 | FUTURE CAPACITY ADDITIONS |  | 546 | 1412 | 1504 | 1503 | 1602 | 1610 | 1609 | 1606 | 1606 | 1610 | 1614
2011 | US | WECC | - | BASN | 7a | Future, Planned (Note: Enter the net expected value only) |  | 546 | 1412 | 1504 | 1503 | 1602 | 1610 | 1609 | 1606 | 1606 | 1610 | 1614
2011 | US | WECC | - | BASN | 7a1 | Wind Expected On-Peak |  | 7 | 38 | 52 | 51 | 68 | 60 | 58 | 54 | 52 | 58 | 62
2011 | US | WECC | - | BASN | 7a2 | Wind Derate On-Peak |  | 205 | 460 | 567 | 568 | 551 | 559 | 561 | 565 | 567 | 561 | 557
2011 | US | WECC | - | BASN | 7a3 | Solar Expected On-Peak |  | 6 | 6 | 6 | 6 | 89 | 87 | 88 | 89 | 91 | 89 | 89
2011 | US | WECC | - | BASN | 7a4 | Solar Derate On-Peak |  | 14 | 14 | 14 | 14 | 80 | 82 | 81 | 80 | 78 | 80 | 80
2011 | US | WECC | - | BASN | 7a5 | Hydro Expected On-Peak |  | 0 | 0 | 0 | 0 | 0 | 0 | 0 | 0 | 0 | 0 | 0
2011 | US | WECC | - | BASN | 7a6 | Hydro Derate On-Peak |  | 0 | 0 | 0 | 0 | 0 | 0 | 0 | 0 | 0 | 0 | 0
2011 | US | WECC | - | BASN | 7a7 | Biomass Expected On-Peak |  | 0 | 3 | 3 | 3 | 3 | 3 | 3 | 3 | 3 | 3 | 3
2011 | US | WECC | - | BASN | 7a8 | Biomass Derate On-Peak |  | 0 | 0 | 0 | 0 | 0 | 0 | 0 | 0 | 0 | 0 | 0
2011 | US | WECC | - | BASN | 7a9 | Transmission-Limited Resources |  | 0 | 0 | 0 | 0 | 0 | 0 | 0 | 0 | 0 | 0 | 0
2011 | US | WECC | - | BASN | 7a10 | Scheduled Outage - Maintenance |  | 0 | 0 | 0 | 0 | 0 | 0 | 0 | 0 | 0 | 0 | 0
2011 | US | WECC | - | BASN | 7a11 | All Other Derates |  | 0 | 0 | 0 | 0 | 0 | 0 | 0 | 0 | 0 | 0 | 0
2011 | US | WECC | - | BASN | 7a12 | Energy Only |  | 0 | 0 | 0 | 0 | 0 | 0 | 0 | 0 | 0 | 0 | 0
2011 | US | WECC | - | BASN | 7b | Future, Other (Note: Enter the net expected value only) |  | 0 | 0 | 0 | 0 | 0 | 0 | 0 | 0 | 0 | 0 | 0
2011 | US | WECC | - | BASN | 7b1 | Wind Expected On-Peak |  | 0 | 0 | 0 | 0 | 0 | 0 | 0 | 0 | 0 | 0 | 0
2011 | US | WECC | - | BASN | 7b2 | Wind Derate On-Peak |  | 0 | 0 | 0 | 0 | 0 | 0 | 0 | 0 | 0 | 0 | 0
2011 | US | WECC | - | BASN | 7b3 | Solar Expected On-Peak |  | 0 | 0 | 0 | 0 | 0 | 0 | 0 | 0 | 0 | 0 | 0
2011 | US | WECC | - | BASN | 7b4 | Solar Derate On-Peak |  | 0 | 0 | 0 | 0 | 0 | 0 | 0 | 0 | 0 | 0 | 0
2011 | US | WECC | - | BASN | 7b5 | Hydro Expected On-Peak |  | 0 | 0 | 0 | 0 | 0 | 0 | 0 | 0 | 0 | 0 | 0
2011 | US | WECC | - | BASN | 7b6 | Hydro Derate On-Peak |  | 0 | 0 | 0 | 0 | 0 | 0 | 0 | 0 | 0 | 0 | 0
2011 | US | WECC | - | BASN | 7b7 | Biomass Expected On-Peak |  | 0 | 0 | 0 | 0 | 0 | 0 | 0 | 0 | 0 | 0 | 0
2011 | US | WECC | - | BASN | 7b8 | Biomass Derate On-Peak |  | 0 | 0 | 0 | 0 | 0 | 0 | 0 | 0 | 0 | 0 | 0
2011 | US | WECC | - | BASN | 7b9 | Transmission-Limited Resources |  | 0 | 0 | 0 | 0 | 0 | 0 | 0 | 0 | 0 | 0 | 0
2011 | US | WECC | - | BASN | 7b10 | Scheduled Outage - Maintenance |  | 0 | 0 | 0 | 0 | 0 | 0 | 0 | 0 | 0 | 0 | 0
2011 | US | WECC | - | BASN | 7b11 | All Other Derates |  | 0 | 0 | 0 | 0 | 0 | 0 | 0 | 0 | 0 | 0 | 0
2011 | US | WECC | - | BASN | 7b12 | Energy Only |  | 0 | 0 | 0 | 0 | 0 | 0 | 0 | 0 | 0 | 0 | 0
2011 | US | WECC | - | BASN | 8 | Conceptual (Note: Enter the net expected value only) |  | 24 | 24 | 86 | 716 | 716 | 1049 | 1049 | 1049 | 1186 | 1358 | 1476
2011 | US | WECC | - | BASN | 8a1 | Wind Expected On-Peak |  | 0 | 0 | 0 | 0 | 0 | 0 | 0 | 0 | 137 | 309 | 427
2011 | US | WECC | - | BASN | 8a2 | Wind Derate On-Peak |  | 0 | 0 | 0 | 0 | 0 | 0 | 0 | 0 | 143 | 271 | 453
2011 | US | WECC | - | BASN | 8a3 | Solar Expected On-Peak |  | 0 | 0 | 0 | 0 | 0 | 0 | 0 | 0 | 0 | 0 | 0
2011 | US | WECC | - | BASN | 8a4 | Solar Derate On-Peak |  | 0 | 0 | 0 | 0 | 0 | 0 | 0 | 0 | 0 | 0 | 0
2011 | US | WECC | - | BASN | 8a5 | Hydro Expected On-Peak |  | 0 | 0 | 0 | 0 | 0 | 30 | 30 | 30 | 30 | 30 | 30
2011 | US | WECC | - | BASN | 8a6 | Hydro Derate On-Peak |  | 0 | 0 | 0 | 0 | 0 | 49 | 49 | 49 | 49 | 49 | 49
2011 | US | WECC | - | BASN | 8a7 | Biomass Expected On-Peak |  | 0 | 0 | 0 | 0 | 0 | 0 | 0 | 0 | 0 | 0 | 0
2011 | US | WECC | - | BASN | 8a8 | Biomass Derate On-Peak |  | 0 | 0 | 0 | 0 | 0 | 0 | 0 | 0 | 0 | 0 | 0
2011 | US | WECC | - | BASN | 8a9 | All Other Derates |  | 0 | 0 | 0 | 0 | 0 | 0 | 0 | 0 | 0 | 0 | 0
2011 | US | WECC | - | BASN | 8a10 | Energy Only |  | 0 | 0 | 0 | 0 | 0 | 0 | 0 | 0 | 0 | 0 | 0
2011 | US | WECC | - | BASN | 9 | ANTICIPATED INTERNAL CAPACITY | 13479 | 16522 | 17387 | 17505 | 17514 | 17622 | 17660 | 17659 | 17656 | 17656 | 17660 | 17664
2011 | US | WECC | - | BASN | 10 | CAPACITY TRANSACTIONS - IMPORTS | 3481 | 3558 | 3934 | 4072 | 4303 | 4712 | 4293 | 4370 | 4657 | 4706 | 4758 | 4758
2011 | US | WECC | - | BASN | 10a | Firm (Note: The sum of 10a1 and 10a2 must be ≤ 10a) |  | 3558 | 3934 | 4072 | 4303 | 4712 | 3985 | 2715 | 2195 | 1908 | 1623 | 1623
2011 | US | WECC | - | BASN | 10a1 | Full-Responsibility Purchases |  | 0 | 0 | 0 | 0 | 0 | 0 | 0 | 0 | 0 | 0 | 0
2011 | US | WECC | - | BASN | 10a2 | Owned Capacity/Entitlement Located Outside the Region/Subregion |  | 0 | 0 | 0 | 0 | 0 | 0 | 0 | 0 | 0 | 0 | 0
2011 | US | WECC | - | BASN | 10b | Non-firm | 0 |  | 0 | 0 | 0 | 0 | 0 | 0 | 0 | 0 | 0 | 0
2011 | US | WECC | - | BASN | 10c | Expected (Note: The sum of 10c1 and 10c2 must be ≤ 10c) |  | 0 | 0 | 0 | 0 | 0 | 308 | 1655 | 2462 | 2798 | 3135 | 3135
2011 | US | WECC | - | BASN | 10c1 | Full-Responsibility Purchases |  | 0 | 0 | 0 | 0 | 0 | 0 | 0 | 0 | 0 | 0 | 0
2011 | US | WECC | - | BASN | 10c2 | Owned Capacity/Entitlement Located Outside the Region/Subregion |  | 0 | 0 | 0 | 0 | 0 | 0 | 0 | 0 | 0 | 0 | 0
2011 | US | WECC | - | BASN | 10d | Provisional – transactions under study, but negotiations have not begun. |  | 0 | 0 | 0 | 0 | 0 | 0 | 0 | 0 | 0 | 0 | 0
2011 | US | WECC | - | BASN | 11 | CAPACITY TRANSACTIONS - EXPORTS | 1431 | 3009 | 3009 | 3009 | 3009 | 3009 | 3009 | 3009 | 3009 | 3009 | 3009 | 3009
2011 | US | WECC | - | BASN | 11a | Firm (Note: The sum of 11a1 and 11a2 must be ≤ 11a) |  | 3009 | 3009 | 3009 | 3009 | 3009 | 3009 | 3009 | 3009 | 3009 | 3009 | 3009
2011 | US | WECC | - | BASN | 11a1 | Full-Responsibility Purchases |  | 0 | 0 | 0 | 0 | 0 | 0 | 0 | 0 | 0 | 0 | 0
2011 | US | WECC | - | BASN | 11a2 | Owned Capacity/Entitlement Located Outside the Region/Subregion |  | 3009 | 3009 | 3009 | 3009 | 3009 | 3009 | 3009 | 3009 | 3009 | 3009 | 3009
2011 | US | WECC | - | BASN | 11b | Non-firm | 0 |  | 0 | 0 | 0 | 0 | 0 | 0 | 0 | 0 | 0 | 0
2011 | US | WECC | - | BASN | 11c | Expected (Note: The sum of 11c1 and 11c2 must be ≤ 11c) |  | 0 | 0 | 0 | 0 | 0 | 0 | 0 | 0 | 0 | 0 | 0
2011 | US | WECC | - | BASN | 11c1 | Full-Responsibility Purchases |  | 0 | 0 | 0 | 0 | 0 | 0 | 0 | 0 | 0 | 0 | 0
2011 | US | WECC | - | BASN | 11c2 | Owned Capacity/Entitlement Located Outside the Region/Subregion |  | 0 | 0 | 0 | 0 | 0 | 0 | 0 | 0 | 0 | 0 | 0
2011 | US | WECC | - | BASN | 11d | Provisional – transactions under study, but negotiations have not begun. |  | 0 | 0 | 0 | 0 | 0 | 0 | 0 | 0 | 0 | 0 | 0
2011 | US | WECC | - | BASN | 12 | EXISTING, CERTAIN CAPACITY & NET FIRM TRANSACTIONS | 13479 | 16525 | 16900 | 17064 | 17305 | 17723 | 17026 | 15756 | 15236 | 14949 | 14664 | 14664
2011 | US | WECC | - | BASN | 13 | ANTICIPATED CAPACITY RESOURCES |  | 17071 | 18312 | 18568 | 18808 | 19325 | 18944 | 19020 | 19304 | 19353 | 19409 | 19413
2011 | US | WECC | - | BASN | 14 | PROSPECTIVE CAPACITY RESOURCES |  | 17071 | 18312 | 18568 | 18808 | 19325 | 18944 | 19020 | 19304 | 19353 | 19409 | 19413
2011 | US | WECC | - | BASN | 15 | TOTAL POTENTIAL CAPACITY RESOURCES |  | 17095 | 18336 | 18654 | 19524 | 20041 | 19993 | 20069 | 20353 | 20539 | 20767 | 20889
2011 | US | WECC | - | BASN | 15a | ADJUSTED POTENTIAL CAPACITY RESOURCES |  | 17095 | 18336 | 18654 | 19524 | 20041 | 19993 | 20069 | 20353 | 20539 | 20767 | 20889
2011 | US | WECC | - | BASN | 16a | Confidence of Future, Other (7b), using reasonable judgement |  | 0 | 0 | 0 | 0 | 0 | 0 | 0 | 0 | 0 | 0 | 0
2011 | US | WECC | - | BASN | 16b | Net Future, Other Resources After Confidence Percentage Is Applied |  | 0 | 0 | 0 | 0 | 0 | 0 | 0 | 0 | 0 | 0 | 0
2011 | US | WECC | - | BASN | 16c | Confidence of Conceptual (8), using reasonable judgement | [11 empty] | 1 | bar: 161 to 169
2011 | US | WECC | - | BASN | 16d | Net Conceptual Resources After Confidence Percentage Is Applied |  | 24 | 24 | 86 | 716 | 716 | 1049 | 1049 | 1049 | 1186 | 1358 | 1476
2011 | US | WECC | - | BASN | 17 | Region/Subregion Target Reserve Margin |  | 12.6% | 12.6% | 12.6% | 12.6% | 12.6% | 12.6% | 12.6% | 12.6% | 12.6% | 12.6% | 12.6%
2011 | US | WECC | - | BASN | 18 | Existing Certain and Net Firm Transactions Reserve Margin |  | 15.81% | 14.74% | 13.12% | 12.26% | 13.01% | 7.563% | -1.986% | -6.573% | -9.946% | -12.97% | -14.09%
2011 | US | WECC | - | BASN | 19 | Anticipated Capacity Resources Reserve Margin |  | 19.64% | 24.32% | 23.09% | 22.01% | 23.23% | 19.68% | 18.32% | 18.37% | 16.58% | 15.19% | 13.73%
2011 | US | WECC | - | BASN | 20 | Prospective Capacity Resources Reserve Margin |  | 19.64% | 24.32% | 23.09% | 22.01% | 23.23% | 19.68% | 18.32% | 18.37% | 16.58% | 15.19% | 13.73%
2011 | US | WECC | - | BASN | 21 | Total Potential Resources Reserve Margin |  | 19.8% | 24.48% | 23.66% | 26.65% | 27.79% | 26.31% | 24.84% | 24.8% | 23.73% | 23.25% | 22.37%
2011 | US | WECC | - | BASN | 22 | Adjusted Potential Resources Reserve Margin |  | 19.8% | 24.48% | 23.66% | 26.65% | 27.79% | 26.31% | 24.84% | 24.8% | 23.73% | 23.25% | 22.37%
2011 | US | WECC | - | BASN | 23 | Total Baseline Installed Capacity | 161: 17117
2011 | US | WECC | - | BASN | 24 | Distributed or Other Capacity (Behind the Meter) < 1 MW
2011 | US | WECC | - | BASN | 25 | Distributed or Other Capacity (Behind the Meter) ≥ 1 MW
2011 | US | WECC | - | BASN | 26 | Capacity Total from EIA-860
2011 | CAN | WECC | - | BC | 1 | Unrestricted Coincident Peak Demand | 7614 | 8403 | 8221 | 8217 | 8454 | 8612 | 8655 | 8701 | 8694 | 8663 | 8607 | 8690
2011 | CAN | WECC | - | BC | 1a | New Conservation (Energy Efficiency) |  | 0 | 0 | 0 | 0 | 0 | 0 | 0 | 0 | 0 | 0 | 0
2011 | CAN | WECC | - | BC | 1b | Estimated Diversity |  | 0 | 0 | 0 | 0 | 0 | 0 | 0 | 0 | 0 | 0 | 0
2011 | CAN | WECC | - | BC | 1c | Additions for non-member load (load served by non-registered LSE's in a region) |  | 0 | 0 | 0 | 0 | 0 | 0 | 0 | 0 | 0 | 0 | 0
2011 | CAN | WECC | - | BC | 1d | Stand-by Load Under Contract (Normally served by behind the meter generation) |  | 0 | 0 | 0 | 0 | 0 | 0 | 0 | 0 | 0 | 0 | 0
2011 | CAN | WECC | - | BC | 1e | Non-Controllable Demand-Side Demand Response |  | 0 | 0 | 0 | 0 | 0 | 0 | 0 | 0 | 0 | 0 | 0
2011 | CAN | WECC | - | BC | 2 | Total Internal Demand | 7614 | 8403 | 8221 | 8217 | 8454 | 8612 | 8655 | 8701 | 8694 | 8663 | 8607 | 8690
2011 | CAN | WECC | - | BC | 2H1 | Load Forecast Uncertainty (Extreme Demand Factor)
2011 | CAN | WECC | - | BC | 2H | Total Internal Demand |  | 0 | 0 | 0 | 0 | 0 | 0 | 0 | 0 | 0 | 0 | 0
2011 | CAN | WECC | - | BC | 2a | Supply-Side Direct Control Load Management | 0 | 53 | 53 | 53 | 53 | 53 | 53 | 53 | 53 | 53 | 53 | 53
2011 | CAN | WECC | - | BC | 2b | Supply-Side Contractually Interruptible (Curtailable) | 0 | 0 | 0 | 0 | 0 | 0 | 0 | 0 | 0 | 0 | 0 | 0
2011 | CAN | WECC | - | BC | 2c | Supply-Side Critical Peak-Pricing (CPP) with Control | 0 | 0 | 0 | 0 | 0 | 0 | 0 | 0 | 0 | 0 | 0 | 0
2011 | CAN | WECC | - | BC | 2d | Supply-Side Load as a Capacity Resource | 0 | 0 | 0 | 0 | 0 | 0 | 0 | 0 | 0 | 0 | 0 | 0
2011 | CAN | WECC | - | BC | 3 | Net Internal Demand | 7614 | 8350 | 8168 | 8164 | 8401 | 8559 | 8602 | 8648 | 8641 | 8610 | 8554 | 8637
2011 | CAN | WECC | - | BC | 4a | Demand Response used for Ancillary Services - Spinning Reserves | 0 | 0 | 0 | 0 | 0 | 0 | 0 | 0 | 0 | 0 | 0 | 0
2011 | CAN | WECC | - | BC | 4b | Demand Response used for Ancillary Services - Non-Spinning Reserves | 0 | 0 | 0 | 0 | 0 | 0 | 0 | 0 | 0 | 0 | 0 | 0
2011 | CAN | WECC | - | BC | 4c | Demand Response used for Regulation | 0 | 0 | 0 | 0 | 0 | 0 | 0 | 0 | 0 | 0 | 0 | 0
2011 | CAN | WECC | - | BC | 4d | Demand Response used for Energy, Voluntary Services - Emergency | 0 | 0 | 0 | 0 | 0 | 0 | 0 | 0 | 0 | 0 | 0 | 0
2011 | CAN | WECC | - | BC | 5 | TOTAL INTERNAL CAPACITY | 16072 | 17015 | 17133 | 17799 | 18579 | 19059 | 19059 | 19059 | 19059 | 19559 | 19559 | 19559
2011 | CAN | WECC | - | BC | 6 | EXISTING CAPACITY | 16072 | 16810 | 16810 | 16810 | 16810 | 16810 | 16810 | 16810 | 16810 | 16810 | 16810 | 16810
2011 | CAN | WECC | - | BC | 6a | Existing, Certain | 9083 | 11945 | 11945 | 11945 | 11945 | 11945 | 11945 | 11945 | 11945 | 11945 | 11945 | 11945
2011 | CAN | WECC | - | BC | 6a1 | Wind Expected On-Peak | 30 | 28 | 28 | 28 | 28 | 28 | 28 | 28 | 28 | 28 | 28 | 28
2011 | CAN | WECC | - | BC | 6a2 | Solar Expected On-Peak | 0 | 0 | 0 | 0 | 0 | 0 | 0 | 0 | 0 | 0 | 0 | 0
2011 | CAN | WECC | - | BC | 6a3 | Hydro Expected On-Peak | 7679 | 10049 | 10049 | 10049 | 10049 | 10049 | 10049 | 10049 | 10049 | 10049 | 10049 | 10049
2011 | CAN | WECC | - | BC | 6a4 | Biomass Expected On-Peak | 164 | 158 | 158 | 158 | 158 | 158 | 158 | 158 | 158 | 158 | 158 | 158
2011 | CAN | WECC | - | BC | 6b | Existing, Other (Note: Enter the net expected value only) | 0 | 0 | 0 | 0 | 0 | 0 | 0 | 0 | 0 | 0 | 0 | 0
2011 | CAN | WECC | - | BC | 6b1 | Wind Derate On-Peak | 117 | 119 | 119 | 119 | 119 | 119 | 119 | 119 | 119 | 119 | 119 | 119
2011 | CAN | WECC | - | BC | 6b2 | Solar Derate On-Peak | 0 | 0 | 0 | 0 | 0 | 0 | 0 | 0 | 0 | 0 | 0 | 0
2011 | CAN | WECC | - | BC | 6b3 | Hydro Derate On-Peak | 5834 | 3464 | 3464 | 3464 | 3464 | 3464 | 3464 | 3464 | 3464 | 3464 | 3464 | 3464
2011 | CAN | WECC | - | BC | 6b4 | Biomass Derate On-Peak | 9 | 15 | 15 | 15 | 15 | 15 | 15 | 15 | 15 | 15 | 15 | 15
2011 | CAN | WECC | - | BC | 6b5 | Transmission-Limited Resources | 0 | 0 | 0 | 0 | 0 | 0 | 0 | 0 | 0 | 0 | 0 | 0
2011 | CAN | WECC | - | BC | 6b6 | All Other Derates | 1029 | 1214 | 1214 | 1214 | 1214 | 1214 | 1214 | 1214 | 1214 | 1214 | 1214 | 1214
2011 | CAN | WECC | - | BC | 6b7 | Energy Only (Existing-Other) | 0 | 0 | 0 | 0 | 0 | 0 | 0 | 0 | 0 | 0 | 0 | 0
2011 | CAN | WECC | - | BC | 6c | Existing, Inoperable (Note: Capacity reported on this line is not included in margin calculations) | 0 | 0 | 0 | 0 | 0 | 0 | 0 | 0 | 0 | 0 | 0 | 0
2011 | CAN | WECC | - | BC | 6d | Total Supply-Side Demand Response | 0 | 53 | 53 | 53 | 53 | 53 | 53 | 53 | 53 | 53 | 53 | 53
2011 | CAN | WECC | - | BC | 7 | FUTURE CAPACITY ADDITIONS |  | 53 | 131 | 336 | 429 | 437 | 405 | 431 | 433 | 433 | 437 | 436
2011 | CAN | WECC | - | BC | 7a | Future, Planned (Note: Enter the net expected value only) |  | 53 | 131 | 336 | 429 | 437 | 405 | 431 | 433 | 433 | 437 | 436
2011 | CAN | WECC | - | BC | 7a1 | Wind Expected On-Peak |  | 35 | 44 | 136 | 175 | 179 | 174 | 173 | 175 | 175 | 179 | 178
2011 | CAN | WECC | - | BC | 7a2 | Wind Derate On-Peak |  | 145 | 136 | 458 | 599 | 595 | 600 | 601 | 599 | 599 | 595 | 596
2011 | CAN | WECC | - | BC | 7a3 | Solar Expected On-Peak |  | 0 | 0 | 0 | 0 | 0 | 0 | 0 | 0 | 0 | 0 | 0
2011 | CAN | WECC | - | BC | 7a4 | Solar Derate On-Peak |  | 0 | 0 | 0 | 0 | 0 | 0 | 0 | 0 | 0 | 0 | 0
2011 | CAN | WECC | - | BC | 7a5 | Hydro Expected On-Peak |  | 18 | 38 | 151 | 205 | 209 | 182 | 209 | 209 | 209 | 209 | 209
2011 | CAN | WECC | - | BC | 7a6 | Hydro Derate On-Peak |  | 7 | 56 | 195 | 741 | 1217 | 1244 | 1217 | 1217 | 1717 | 1717 | 1717
2011 | CAN | WECC | - | BC | 7a7 | Biomass Expected On-Peak |  | 0 | 16 | 24 | 24 | 24 | 24 | 24 | 24 | 24 | 24 | 24
2011 | CAN | WECC | - | BC | 7a8 | Biomass Derate On-Peak |  | 0 | 0 | 0 | 0 | 0 | 0 | 0 | 0 | 0 | 0 | 0
2011 | CAN | WECC | - | BC | 7a9 | Transmission-Limited Resources |  | 0 | 0 | 0 | 0 | 0 | 0 | 0 | 0 | 0 | 0 | 0
2011 | CAN | WECC | - | BC | 7a10 | Scheduled Outage - Maintenance |  | 0 | 0 | 0 | 0 | 0 | 0 | 0 | 0 | 0 | 0 | 0
2011 | CAN | WECC | - | BC | 7a11 | All Other Derates |  | 0 | 0 | 0 | 0 | 0 | 0 | 0 | 0 | 0 | 0 | 0
2011 | CAN | WECC | - | BC | 7a12 | Energy Only |  | 0 | 0 | 0 | 0 | 0 | 0 | 0 | 0 | 0 | 0 | 0
2011 | CAN | WECC | - | BC | 7b | Future, Other (Note: Enter the net expected value only) |  | 0 | 0 | 0 | 0 | 0 | 0 | 0 | 0 | 0 | 0 | 0
2011 | CAN | WECC | - | BC | 7b1 | Wind Expected On-Peak |  | 0 | 0 | 0 | 0 | 0 | 0 | 0 | 0 | 0 | 0 | 0
2011 | CAN | WECC | - | BC | 7b2 | Wind Derate On-Peak |  | 0 | 0 | 0 | 0 | 0 | 0 | 0 | 0 | 0 | 0 | 0
2011 | CAN | WECC | - | BC | 7b3 | Solar Expected On-Peak |  | 0 | 0 | 0 | 0 | 0 | 0 | 0 | 0 | 0 | 0 | 0
2011 | CAN | WECC | - | BC | 7b4 | Solar Derate On-Peak |  | 0 | 0 | 0 | 0 | 0 | 0 | 0 | 0 | 0 | 0 | 0
2011 | CAN | WECC | - | BC | 7b5 | Hydro Expected On-Peak |  | 0 | 0 | 0 | 0 | 0 | 0 | 0 | 0 | 0 | 0 | 0
2011 | CAN | WECC | - | BC | 7b6 | Hydro Derate On-Peak |  | 0 | 0 | 0 | 0 | 0 | 0 | 0 | 0 | 0 | 0 | 0
2011 | CAN | WECC | - | BC | 7b7 | Biomass Expected On-Peak |  | 0 | 0 | 0 | 0 | 0 | 0 | 0 | 0 | 0 | 0 | 0
2011 | CAN | WECC | - | BC | 7b8 | Biomass Derate On-Peak |  | 0 | 0 | 0 | 0 | 0 | 0 | 0 | 0 | 0 | 0 | 0
2011 | CAN | WECC | - | BC | 7b9 | Transmission-Limited Resources |  | 0 | 0 | 0 | 0 | 0 | 0 | 0 | 0 | 0 | 0 | 0
2011 | CAN | WECC | - | BC | 7b10 | Scheduled Outage - Maintenance |  | 0 | 0 | 0 | 0 | 0 | 0 | 0 | 0 | 0 | 0 | 0
2011 | CAN | WECC | - | BC | 7b11 | All Other Derates |  | 0 | 0 | 0 | 0 | 0 | 0 | 0 | 0 | 0 | 0 | 0
2011 | CAN | WECC | - | BC | 7b12 | Energy Only |  | 0 | 0 | 0 | 0 | 0 | 0 | 0 | 0 | 0 | 0 | 0
2011 | CAN | WECC | - | BC | 8 | Conceptual (Note: Enter the net expected value only) |  | 20 | 20 | 20 | 20 | 71 | 71 | 75 | 75 | 75 | 71 | 26
2011 | CAN | WECC | - | BC | 8a1 | Wind Expected On-Peak |  | 0 | 0 | 0 | 0 | 0 | 0 | 0 | 0 | 0 | 0 | 0
2011 | CAN | WECC | - | BC | 8a2 | Wind Derate On-Peak |  | 0 | 0 | 0 | 0 | 0 | 0 | 0 | 0 | 0 | 0 | 0
2011 | CAN | WECC | - | BC | 8a3 | Solar Expected On-Peak |  | 0 | 0 | 0 | 0 | 0 | 0 | 0 | 0 | 0 | 0 | 0
2011 | CAN | WECC | - | BC | 8a4 | Solar Derate On-Peak |  | 0 | 0 | 0 | 0 | 0 | 0 | 0 | 0 | 0 | 0 | 0
2011 | CAN | WECC | - | BC | 8a5 | Hydro Expected On-Peak |  | 0 | 0 | 0 | 0 | 0 | 0 | 0 | 0 | 0 | 0 | 0
2011 | CAN | WECC | - | BC | 8a6 | Hydro Derate On-Peak |  | 0 | 0 | 0 | 0 | 0 | 0 | 0 | 0 | 0 | 0 | 0
2011 | CAN | WECC | - | BC | 8a7 | Biomass Expected On-Peak |  | 0 | 0 | 0 | 0 | 45 | 45 | 49 | 49 | 49 | 45 | 0
2011 | CAN | WECC | - | BC | 8a8 | Biomass Derate On-Peak |  | 0 | 0 | 0 | 0 | 45 | 45 | 41 | 41 | 41 | 45 | 90
2011 | CAN | WECC | - | BC | 8a9 | All Other Derates |  | 0 | 0 | 0 | 0 | 0 | 0 | 0 | 0 | 0 | 0 | 0
2011 | CAN | WECC | - | BC | 8a10 | Energy Only |  | 0 | 0 | 0 | 0 | 0 | 0 | 0 | 0 | 0 | 0 | 0
2011 | CAN | WECC | - | BC | 9 | ANTICIPATED INTERNAL CAPACITY | 9083 | 12051 | 12129 | 12334 | 12427 | 12435 | 12403 | 12429 | 12431 | 12431 | 12435 | 12434
2011 | CAN | WECC | - | BC | 10 | CAPACITY TRANSACTIONS - IMPORTS | 0 | 581 | 301 | 800 | 800 | 800 | 685 | 800 | 800 | 800 | 800 | 800
2011 | CAN | WECC | - | BC | 10a | Firm (Note: The sum of 10a1 and 10a2 must be ≤ 10a) |  | 0 | 0 | 0 | 0 | 0 | 0 | 0 | 0 | 0 | 0 | 0
2011 | CAN | WECC | - | BC | 10a1 | Full-Responsibility Purchases |  | 0 | 0 | 0 | 0 | 0 | 0 | 0 | 0 | 0 | 0 | 0
2011 | CAN | WECC | - | BC | 10a2 | Owned Capacity/Entitlement Located Outside the Region/Subregion |  | 0 | 0 | 0 | 0 | 0 | 0 | 0 | 0 | 0 | 0 | 0
2011 | CAN | WECC | - | BC | 10b | Non-firm | 0 |  | 0 | 0 | 0 | 0 | 0 | 0 | 0 | 0 | 0 | 0
2011 | CAN | WECC | - | BC | 10c | Expected (Note: The sum of 10c1 and 10c2 must be ≤ 10c) |  | 0 | 0 | 0 | 0 | 0 | 0 | 0 | 0 | 0 | 0 | 0
2011 | CAN | WECC | - | BC | 10c1 | Full-Responsibility Purchases |  | 0 | 0 | 0 | 0 | 0 | 0 | 0 | 0 | 0 | 0 | 0
2011 | CAN | WECC | - | BC | 10c2 | Owned Capacity/Entitlement Located Outside the Region/Subregion |  | 0 | 0 | 0 | 0 | 0 | 0 | 0 | 0 | 0 | 0 | 0
2011 | CAN | WECC | - | BC | 10d | Provisional – transactions under study, but negotiations have not begun. |  | 581 | 301 | 800 | 800 | 800 | 685 | 800 | 800 | 800 | 800 | 800
2011 | CAN | WECC | - | BC | 11 | CAPACITY TRANSACTIONS - EXPORTS | 0 | 2091 | 2205 | 2349 | 2397 | 2287 | 2001 | 2055 | 2102 | 2125 | 2275 | 2275
2011 | CAN | WECC | - | BC | 11a | Firm (Note: The sum of 11a1 and 11a2 must be ≤ 11a) |  | 2091 | 2084 | 2057 | 1923 | 1732 | 1686 | 1557 | 1627 | 1655 | 1772 | 1772
2011 | CAN | WECC | - | BC | 11a1 | Full-Responsibility Purchases |  | 0 | 0 | 0 | 0 | 0 | 0 | 0 | 0 | 0 | 0 | 0
2011 | CAN | WECC | - | BC | 11a2 | Owned Capacity/Entitlement Located Outside the Region/Subregion |  | 0 | 0 | 0 | 0 | 0 | 0 | 0 | 0 | 0 | 0 | 0
2011 | CAN | WECC | - | BC | 11b | Non-firm | 0 |  | 0 | 0 | 0 | 0 | 0 | 0 | 0 | 0 | 0 | 0
2011 | CAN | WECC | - | BC | 11c | Expected (Note: The sum of 11c1 and 11c2 must be ≤ 11c) |  | 0 | 76 | 229 | 474 | 511 | 315 | 428 | 401 | 336 | 484 | 484
2011 | CAN | WECC | - | BC | 11c1 | Full-Responsibility Purchases |  | 0 | 0 | 0 | 0 | 0 | 0 | 0 | 0 | 0 | 0 | 0
2011 | CAN | WECC | - | BC | 11c2 | Owned Capacity/Entitlement Located Outside the Region/Subregion |  | 0 | 0 | 0 | 0 | 0 | 0 | 0 | 0 | 0 | 0 | 0
2011 | CAN | WECC | - | BC | 11d | Provisional – transactions under study, but negotiations have not begun. |  | 0 | 45 | 63 | 0 | 44 | 0 | 70 | 74 | 134 | 19 | 19
2011 | CAN | WECC | - | BC | 12 | EXISTING, CERTAIN CAPACITY & NET FIRM TRANSACTIONS | 9083 | 9907 | 9914 | 9941 | 10075 | 10266 | 10312 | 10441 | 10371 | 10343 | 10226 | 10226
2011 | CAN | WECC | - | BC | 13 | ANTICIPATED CAPACITY RESOURCES |  | 9960 | 9969 | 10048 | 10030 | 10192 | 10402 | 10444 | 10403 | 10440 | 10179 | 10178
2011 | CAN | WECC | - | BC | 14 | PROSPECTIVE CAPACITY RESOURCES |  | 9960 | 9969 | 10048 | 10030 | 10192 | 10402 | 10444 | 10403 | 10440 | 10179 | 10178
2011 | CAN | WECC | - | BC | 15 | TOTAL POTENTIAL CAPACITY RESOURCES |  | 10561 | 10245 | 10805 | 10850 | 11019 | 11158 | 11249 | 11204 | 11181 | 11031 | 10985
2011 | CAN | WECC | - | BC | 15a | ADJUSTED POTENTIAL CAPACITY RESOURCES |  | 10561 | 10245 | 10805 | 10850 | 11019 | 11158 | 11249 | 11204 | 11181 | 11031 | 10985
2011 | CAN | WECC | - | BC | 16a | Confidence of Future, Other (7b), using reasonable judgement |  | 0 | 0 | 0 | 0 | 0 | 0 | 0 | 0 | 0 | 0 | 0
2011 | CAN | WECC | - | BC | 16b | Net Future, Other Resources After Confidence Percentage Is Applied |  | 0 | 0 | 0 | 0 | 0 | 0 | 0 | 0 | 0 | 0 | 0
2011 | CAN | WECC | - | BC | 16c | Confidence of Conceptual (8), using reasonable judgement | [11 empty] | 1 | bar: 161 to 169
2011 | CAN | WECC | - | BC | 16d | Net Conceptual Resources After Confidence Percentage Is Applied |  | 20 | 20 | 20 | 20 | 71 | 71 | 75 | 75 | 75 | 71 | 26
2011 | CAN | WECC | - | BC | 17 | Region/Subregion Target Reserve Margin |  | 12.3% | 12.3% | 12.3% | 12.3% | 12.3% | 12.3% | 12.3% | 12.3% | 12.3% | 12.3% | 12.3%
2011 | CAN | WECC | - | BC | 18 | Existing Certain and Net Firm Transactions Reserve Margin |  | 17.9% | 20.59% | 20.98% | 19.17% | 19.21% | 19.15% | 20% | 19.29% | 19.39% | 18.81% | 17.68%
2011 | CAN | WECC | - | BC | 19 | Anticipated Capacity Resources Reserve Margin |  | 18.53% | 21.26% | 22.28% | 18.64% | 18.35% | 20.18% | 20.03% | 19.66% | 20.51% | 18.26% | 17.12%
2011 | CAN | WECC | - | BC | 20 | Prospective Capacity Resources Reserve Margin |  | 18.53% | 21.26% | 22.28% | 18.64% | 18.35% | 20.18% | 20.03% | 19.66% | 20.51% | 18.26% | 17.12%
2011 | CAN | WECC | - | BC | 21 | Total Potential Resources Reserve Margin |  | 25.68% | 24.62% | 31.5% | 28.34% | 27.95% | 28.92% | 29.28% | 28.87% | 29.07% | 28.16% | 26.41%
2011 | CAN | WECC | - | BC | 22 | Adjusted Potential Resources Reserve Margin |  | 25.68% | 24.62% | 31.5% | 28.34% | 27.95% | 28.92% | 29.28% | 28.87% | 29.07% | 28.16% | 26.41%
2011 | CAN | WECC | - | BC | 23 | Total Baseline Installed Capacity | 161: 16072
2011 | CAN | WECC | - | BC | 24 | Distributed or Other Capacity (Behind the Meter) < 1 MW
2011 | CAN | WECC | - | BC | 25 | Distributed or Other Capacity (Behind the Meter) ≥ 1 MW
2011 | CAN | WECC | - | BC | 26 | Capacity Total from EIA-860
2011 | US | WECC | - | CALN | 1 | Unrestricted Coincident Peak Demand | 26222.7594 | 24100.7 | 24556.4 | 24863.4 | 25265.8 | 25747.8 | 26473 | 26964.9 | 27461.5 | 27836.7 | 28249.2 | 28777.1
2011 | US | WECC | - | CALN | 1a | New Conservation (Energy Efficiency) |  | 201 | 401 | 509 | 630 | 736 | 830 | 924 | 1020 | 1114 | 1202 | 1306
2011 | US | WECC | - | CALN | 1b | Estimated Diversity |  | 0 | 0 | 0 | 0 | 0 | 0 | 0 | 0 | 0 | 0 | 0
2011 | US | WECC | - | CALN | 1c | Additions for non-member load (load served by non-registered LSE's in a region) |  | 0 | 0 | 0 | 0 | 0 | 0 | 0 | 0 | 0 | 0 | 0
2011 | US | WECC | - | CALN | 1d | Stand-by Load Under Contract (Normally served by behind the meter generation) |  | 1216 | 1253 | 1291 | 1329 | 1369 | 1410 | 1452 | 1496 | 1541 | 1587 | 1635
2011 | US | WECC | - | CALN | 1e | Non-Controllable Demand-Side Demand Response |  | 0 | 0 | 0 | 0 | 0 | 0 | 0 | 0 | 0 | 0 | 0
2011 | US | WECC | - | CALN | 2 | Total Internal Demand | 26222.7594 | 25115.7 | 25408.4 | 25645.4 | 25964.8 | 26380.8 | 27053 | 27492.9 | 27937.5 | 28263.7 | 28634.2 | 29106.1
2011 | US | WECC | - | CALN | 2H1 | Load Forecast Uncertainty (Extreme Demand Factor)
2011 | US | WECC | - | CALN | 2H | Total Internal Demand |  | 0 | 0 | 0 | 0 | 0 | 0 | 0 | 0 | 0 | 0 | 0
2011 | US | WECC | - | CALN | 2a | Supply-Side Direct Control Load Management | 108 | 278 | 300 | 300 | 300 | 300 | 300 | 301 | 301 | 301 | 301 | 301
2011 | US | WECC | - | CALN | 2b | Supply-Side Contractually Interruptible (Curtailable) | 27 | 122 | 126 | 127 | 126 | 126 | 125 | 124 | 123 | 123 | 122 | 122
2011 | US | WECC | - | CALN | 2c | Supply-Side Critical Peak-Pricing (CPP) with Control | 0 | 0 | 0 | 0 | 0 | 0 | 0 | 0 | 0 | 0 | 0 | 0
2011 | US | WECC | - | CALN | 2d | Supply-Side Load as a Capacity Resource | 169 | 458 | 472 | 484 | 494 | 503 | 514 | 524 | 534 | 545 | 555 | 555
2011 | US | WECC | - | CALN | 3 | Net Internal Demand | 25918.7594 | 24257.7 | 24510.4 | 24734.4 | 25044.8 | 25451.8 | 26114 | 26543.9 | 26979.5 | 27294.7 | 27656.2 | 28128.1
2011 | US | WECC | - | CALN | 4a | Demand Response used for Ancillary Services - Spinning Reserves | 0 | 1 | 1 | 3 | 3 | 3 | 3 | 3 | 3 | 3 | 3 | 3
2011 | US | WECC | - | CALN | 4b | Demand Response used for Ancillary Services - Non-Spinning Reserves | 0 | 92 | 0 | 0 | 1 | 1 | 1 | 1 | 1 | 1 | 1 | 1
2011 | US | WECC | - | CALN | 4c | Demand Response used for Regulation | 0 | 0 | 0 | 0 | 0 | 0 | 0 | 0 | 0 | 0 | 0 | 0
2011 | US | WECC | - | CALN | 4d | Demand Response used for Energy, Voluntary Services - Emergency | 0 | 1094 | 1111 | 1130 | 1150 | 1171 | 1191 | 1212 | 1234 | 1255 | 1278 | 1300
2011 | US | WECC | - | CALN | 5 | TOTAL INTERNAL CAPACITY | 35734.7412 | 37048 | 40643 | 43205 | 44718 | 46103 | 46513 | 46523 | 46532 | 46543 | 46552 | 46552
2011 | US | WECC | - | CALN | 6 | EXISTING CAPACITY | 35734.7412 | 36722 | 36762 | 36775 | 36784 | 36793 | 36803 | 36813 | 36822 | 36833 | 36842 | 36842
2011 | US | WECC | - | CALN | 6a | Existing, Certain | 29672.711 | 28791 | 28791 | 28791 | 28791 | 28791 | 28791 | 28791 | 28791 | 28791 | 28791 | 28791
2011 | US | WECC | - | CALN | 6a1 | Wind Expected On-Peak | 73.6403 | 300 | 300 | 300 | 300 | 300 | 300 | 300 | 300 | 300 | 300 | 300
2011 | US | WECC | - | CALN | 6a2 | Solar Expected On-Peak | 9.5784 | 7 | 7 | 7 | 7 | 7 | 7 | 7 | 7 | 7 | 7 | 7
2011 | US | WECC | - | CALN | 6a3 | Hydro Expected On-Peak | 6658.7001 | 5608 | 5608 | 5608 | 5608 | 5608 | 5608 | 5608 | 5608 | 5608 | 5608 | 5608
2011 | US | WECC | - | CALN | 6a4 | Biomass Expected On-Peak | 294.7922 | 240 | 240 | 240 | 240 | 240 | 240 | 240 | 240 | 240 | 240 | 240
2011 | US | WECC | - | CALN | 6b | Existing, Other (Note: Enter the net expected value only) | 0 | 0 | 0 | 0 | 0 | 0 | 0 | 0 | 0 | 0 | 0 | 0
2011 | US | WECC | - | CALN | 6b1 | Wind Derate On-Peak | 1101.3597 | 913 | 913 | 913 | 913 | 913 | 913 | 913 | 913 | 913 | 913 | 913
2011 | US | WECC | - | CALN | 6b2 | Solar Derate On-Peak | 0.57842 | 2 | 2 | 2 | 2 | 2 | 2 | 2 | 2 | 2 | 2 | 2
2011 | US | WECC | - | CALN | 6b3 | Hydro Derate On-Peak | 3472.2999 | 4523 | 4523 | 4523 | 4523 | 4523 | 4523 | 4523 | 4523 | 4523 | 4523 | 4523
2011 | US | WECC | - | CALN | 6b4 | Biomass Derate On-Peak | 16.7922 | 38 | 38 | 38 | 38 | 38 | 38 | 38 | 38 | 38 | 38 | 38
2011 | US | WECC | - | CALN | 6b5 | Transmission-Limited Resources | 0 | 0 | 0 | 0 | 0 | 0 | 0 | 0 | 0 | 0 | 0 | 0
2011 | US | WECC | - | CALN | 6b6 | All Other Derates | 1167 | 717 | 717 | 717 | 717 | 717 | 717 | 717 | 717 | 717 | 717 | 717
2011 | US | WECC | - | CALN | 6b7 | Energy Only (Existing-Other) | 0 | 0 | 0 | 0 | 0 | 0 | 0 | 0 | 0 | 0 | 0 | 0
2011 | US | WECC | - | CALN | 6c | Existing, Inoperable (Note: Capacity reported on this line is not included in margin calculations) | 0 | 880 | 880 | 880 | 880 | 880 | 880 | 880 | 880 | 880 | 880 | 880
2011 | US | WECC | - | CALN | 6d | Total Supply-Side Demand Response | 304 | 858 | 898 | 911 | 920 | 929 | 939 | 949 | 958 | 969 | 978 | 978
2011 | US | WECC | - | CALN | 7 | FUTURE CAPACITY ADDITIONS |  | 193 | 2836 | 4205 | 5320 | 6605 | 7237 | 7231 | 7229 | 7151 | 7030 | 7031
2011 | US | WECC | - | CALN | 7a | Future, Planned (Note: Enter the net expected value only) |  | 193 | 2836 | 4205 | 5320 | 6605 | 7237 | 7231 | 7229 | 7151 | 7030 | 7031
2011 | US | WECC | - | CALN | 7a1 | Wind Expected On-Peak |  | 14 | 106 | 122 | 96 | 122 | 154 | 147 | 145 | 134 | 147 | 146
2011 | US | WECC | - | CALN | 7a2 | Wind Derate On-Peak |  | 0 | 502 | 552 | 698 | 792 | 760 | 767 | 769 | 780 | 767 | 768
2011 | US | WECC | - | CALN | 7a3 | Solar Expected On-Peak |  | 122 | 629 | 999 | 1118 | 1221 | 1421 | 1422 | 1422 | 1355 | 1221 | 1223
2011 | US | WECC | - | CALN | 7a4 | Solar Derate On-Peak |  | 131 | 530 | 1360 | 1603 | 1600 | 1400 | 1399 | 1399 | 1466 | 1600 | 1598
2011 | US | WECC | - | CALN | 7a5 | Hydro Expected On-Peak |  | 0 | 3 | 3 | 3 | 3 | 3 | 3 | 3 | 3 | 3 | 3
2011 | US | WECC | - | CALN | 7a6 | Hydro Derate On-Peak |  | 0 | 11 | 11 | 11 | 11 | 11 | 11 | 11 | 11 | 11 | 11
2011 | US | WECC | - | CALN | 7a7 | Biomass Expected On-Peak |  | 8 | 8 | 8 | 8 | 8 | 8 | 8 | 8 | 8 | 8 | 8
2011 | US | WECC | - | CALN | 7a8 | Biomass Derate On-Peak |  | 2 | 2 | 302 | 302 | 302 | 302 | 302 | 302 | 302 | 302 | 302
2011 | US | WECC | - | CALN | 7a9 | Transmission-Limited Resources |  | 0 | 0 | 0 | 0 | 0 | 0 | 0 | 0 | 0 | 0 | 0
2011 | US | WECC | - | CALN | 7a10 | Scheduled Outage - Maintenance |  | 0 | 0 | 0 | 0 | 0 | 0 | 0 | 0 | 0 | 0 | 0
2011 | US | WECC | - | CALN | 7a11 | All Other Derates |  | 0 | 0 | 0 | 0 | 0 | 0 | 0 | 0 | 0 | 0 | 0
2011 | US | WECC | - | CALN | 7a12 | Energy Only |  | 0 | 0 | 0 | 0 | 0 | 0 | 0 | 0 | 0 | 0 | 0
2011 | US | WECC | - | CALN | 7b | Future, Other (Note: Enter the net expected value only) |  | 0 | 0 | 0 | 0 | 0 | 0 | 0 | 0 | 0 | 0 | 0
2011 | US | WECC | - | CALN | 7b1 | Wind Expected On-Peak |  | 0 | 0 | 0 | 0 | 0 | 0 | 0 | 0 | 0 | 0 | 0
2011 | US | WECC | - | CALN | 7b2 | Wind Derate On-Peak |  | 0 | 0 | 0 | 0 | 0 | 0 | 0 | 0 | 0 | 0 | 0
2011 | US | WECC | - | CALN | 7b3 | Solar Expected On-Peak |  | 0 | 0 | 0 | 0 | 0 | 0 | 0 | 0 | 0 | 0 | 0
2011 | US | WECC | - | CALN | 7b4 | Solar Derate On-Peak |  | 0 | 0 | 0 | 0 | 0 | 0 | 0 | 0 | 0 | 0 | 0
2011 | US | WECC | - | CALN | 7b5 | Hydro Expected On-Peak |  | 0 | 0 | 0 | 0 | 0 | 0 | 0 | 0 | 0 | 0 | 0
2011 | US | WECC | - | CALN | 7b6 | Hydro Derate On-Peak |  | 0 | 0 | 0 | 0 | 0 | 0 | 0 | 0 | 0 | 0 | 0
2011 | US | WECC | - | CALN | 7b7 | Biomass Expected On-Peak |  | 0 | 0 | 0 | 0 | 0 | 0 | 0 | 0 | 0 | 0 | 0
2011 | US | WECC | - | CALN | 7b8 | Biomass Derate On-Peak |  | 0 | 0 | 0 | 0 | 0 | 0 | 0 | 0 | 0 | 0 | 0
2011 | US | WECC | - | CALN | 7b9 | Transmission-Limited Resources |  | 0 | 0 | 0 | 0 | 0 | 0 | 0 | 0 | 0 | 0 | 0
2011 | US | WECC | - | CALN | 7b10 | Scheduled Outage - Maintenance |  | 0 | 0 | 0 | 0 | 0 | 0 | 0 | 0 | 0 | 0 | 0
2011 | US | WECC | - | CALN | 7b11 | All Other Derates |  | 0 | 0 | 0 | 0 | 0 | 0 | 0 | 0 | 0 | 0 | 0
2011 | US | WECC | - | CALN | 7b12 | Energy Only |  | 0 | 0 | 0 | 0 | 0 | 0 | 0 | 0 | 0 | 0 | 0
2011 | US | WECC | - | CALN | 8 | Conceptual (Note: Enter the net expected value only) |  | 13 | 33 | 32 | 32 | 32 | 33 | 153 | 515 | 514 | 512 | 512
2011 | US | WECC | - | CALN | 8a1 | Wind Expected On-Peak |  | 0 | 0 | 0 | 0 | 0 | 0 | 0 | 0 | 0 | 0 | 0
2011 | US | WECC | - | CALN | 8a2 | Wind Derate On-Peak |  | 0 | 0 | 0 | 0 | 0 | 0 | 0 | 200 | 200 | 200 | 200
2011 | US | WECC | - | CALN | 8a3 | Solar Expected On-Peak |  | 0 | 20 | 19 | 19 | 19 | 20 | 40 | 40 | 39 | 37 | 37
2011 | US | WECC | - | CALN | 8a4 | Solar Derate On-Peak |  | 0 | 0 | 1 | 1 | 1 | 0 | 0 | 0 | 1 | 3 | 3
2011 | US | WECC | - | CALN | 8a5 | Hydro Expected On-Peak |  | 0 | 0 | 0 | 0 | 0 | 0 | 0 | 0 | 0 | 0 | 0
2011 | US | WECC | - | CALN | 8a6 | Hydro Derate On-Peak |  | 0 | 0 | 0 | 0 | 0 | 0 | 0 | 0 | 0 | 0 | 0
2011 | US | WECC | - | CALN | 8a7 | Biomass Expected On-Peak |  | 0 | 0 | 0 | 0 | 0 | 0 | 0 | 0 | 0 | 0 | 0
2011 | US | WECC | - | CALN | 8a8 | Biomass Derate On-Peak |  | 0 | 0 | 0 | 0 | 0 | 0 | 0 | 0 | 0 | 0 | 0
2011 | US | WECC | - | CALN | 8a9 | All Other Derates |  | 0 | 0 | 0 | 0 | 0 | 0 | 0 | 0 | 0 | 0 | 0
2011 | US | WECC | - | CALN | 8a10 | Energy Only |  | 0 | 0 | 0 | 0 | 0 | 0 | 0 | 0 | 0 | 0 | 0
2011 | US | WECC | - | CALN | 9 | ANTICIPATED INTERNAL CAPACITY | 29976.711 | 29842 | 32525 | 33907 | 35031 | 36325 | 36967 | 36971 | 36978 | 36911 | 36799 | 36800
2011 | US | WECC | - | CALN | 10 | CAPACITY TRANSACTIONS - IMPORTS | 4954 | 4200 | 3982 | 4065 | 3791 | 3169 | 4200 | 4199 | 4200 | 3107 | 2608 | 2608
2011 | US | WECC | - | CALN | 10a | Firm (Note: The sum of 10a1 and 10a2 must be ≤ 10a) |  | 4200 | 3982 | 4065 | 3791 | 3169 | 4171 | 4199 | 4200 | 3107 | 2608 | 2608
2011 | US | WECC | - | CALN | 10a1 | Full-Responsibility Purchases |  | 0 | 0 | 0 | 0 | 0 | 0 | 0 | 0 | 0 | 0 | 0
2011 | US | WECC | - | CALN | 10a2 | Owned Capacity/Entitlement Located Outside the Region/Subregion |  | 0 | 0 | 0 | 0 | 0 | 0 | 0 | 0 | 0 | 0 | 0
2011 | US | WECC | - | CALN | 10b | Non-firm | 0 |  | 0 | 0 | 0 | 0 | 0 | 0 | 0 | 0 | 0 | 0
2011 | US | WECC | - | CALN | 10c | Expected (Note: The sum of 10c1 and 10c2 must be ≤ 10c) |  | 0 | 0 | 0 | 0 | 0 | 29 | 0 | 0 | 0 | 0 | 0
2011 | US | WECC | - | CALN | 10c1 | Full-Responsibility Purchases |  | 0 | 0 | 0 | 0 | 0 | 0 | 0 | 0 | 0 | 0 | 0
2011 | US | WECC | - | CALN | 10c2 | Owned Capacity/Entitlement Located Outside the Region/Subregion |  | 0 | 0 | 0 | 0 | 0 | 0 | 0 | 0 | 0 | 0 | 0
2011 | US | WECC | - | CALN | 10d | Provisional – transactions under study, but negotiations have not begun. |  | 0 | 0 | 0 | 0 | 0 | 0 | 0 | 0 | 0 | 0 | 0
2011 | US | WECC | - | CALN | 11 | CAPACITY TRANSACTIONS - EXPORTS | 1443 | 1536 | 1375 | 1453 | 1375 | 1352 | 1375 | 1375 | 1375 | 1375 | 1375 | 1375
2011 | US | WECC | - | CALN | 11a | Firm (Note: The sum of 11a1 and 11a2 must be ≤ 11a) |  | 1375 | 1375 | 1375 | 1375 | 1275 | 1375 | 1375 | 1375 | 1375 | 1375 | 1375
2011 | US | WECC | - | CALN | 11a1 | Full-Responsibility Purchases |  | 0 | 0 | 0 | 0 | 0 | 0 | 0 | 0 | 0 | 0 | 0
2011 | US | WECC | - | CALN | 11a2 | Owned Capacity/Entitlement Located Outside the Region/Subregion |  | 0 | 0 | 0 | 0 | 0 | 0 | 0 | 0 | 0 | 0 | 0
2011 | US | WECC | - | CALN | 11b | Non-firm | 0 |  | 0 | 0 | 0 | 0 | 0 | 0 | 0 | 0 | 0 | 0
2011 | US | WECC | - | CALN | 11c | Expected (Note: The sum of 11c1 and 11c2 must be ≤ 11c) |  | 0 | 0 | 0 | 0 | 77 | 0 | 0 | 0 | 0 | 0 | 0
2011 | US | WECC | - | CALN | 11c1 | Full-Responsibility Purchases |  | 0 | 0 | 0 | 0 | 0 | 0 | 0 | 0 | 0 | 0 | 0
2011 | US | WECC | - | CALN | 11c2 | Owned Capacity/Entitlement Located Outside the Region/Subregion |  | 0 | 0 | 0 | 0 | 0 | 0 | 0 | 0 | 0 | 0 | 0
2011 | US | WECC | - | CALN | 11d | Provisional – transactions under study, but negotiations have not begun. |  | 161 | 0 | 78 | 0 | 0 | 0 | 0 | 0 | 0 | 0 | 0
2011 | US | WECC | - | CALN | 12 | EXISTING, CERTAIN CAPACITY & NET FIRM TRANSACTIONS | 29976.711 | 32474 | 32296 | 32392 | 32127 | 31614 | 32526 | 32564 | 32574 | 31492 | 31002 | 31002
2011 | US | WECC | - | CALN | 13 | ANTICIPATED CAPACITY RESOURCES |  | 32667 | 35132 | 36597 | 37447 | 38142 | 39792 | 39795 | 39803 | 38643 | 38032 | 38033
2011 | US | WECC | - | CALN | 14 | PROSPECTIVE CAPACITY RESOURCES |  | 32667 | 35132 | 36597 | 37447 | 38142 | 39792 | 39795 | 39803 | 38643 | 38032 | 38033
2011 | US | WECC | - | CALN | 15 | TOTAL POTENTIAL CAPACITY RESOURCES |  | 32519 | 35165 | 36551 | 37479 | 38174 | 39825 | 39948 | 40318 | 39157 | 38544 | 38545
2011 | US | WECC | - | CALN | 15a | ADJUSTED POTENTIAL CAPACITY RESOURCES |  | 32519 | 35165 | 36551 | 37479 | 38174 | 39825 | 39948 | 40318 | 39157 | 38544 | 38545
2011 | US | WECC | - | CALN | 16a | Confidence of Future, Other (7b), using reasonable judgement |  | 0 | 0 | 0 | 0 | 0 | 0 | 0 | 0 | 0 | 0 | 0
2011 | US | WECC | - | CALN | 16b | Net Future, Other Resources After Confidence Percentage Is Applied |  | 0 | 0 | 0 | 0 | 0 | 0 | 0 | 0 | 0 | 0 | 0
2011 | US | WECC | - | CALN | 16c | Confidence of Conceptual (8), using reasonable judgement | [11 empty] | 1 | bar: 161 to 169
2011 | US | WECC | - | CALN | 16d | Net Conceptual Resources After Confidence Percentage Is Applied |  | 13 | 33 | 32 | 32 | 32 | 33 | 153 | 515 | 514 | 512 | 512
2011 | US | WECC | - | CALN | 17 | Region/Subregion Target Reserve Margin |  | 14.2% | 14.2% | 14.2% | 14.2% | 14.2% | 14.2% | 14.2% | 14.2% | 14.2% | 14.2% | 14.2%
2011 | US | WECC | - | CALN | 18 | Existing Certain and Net Firm Transactions Reserve Margin |  | 29.3% | 27.11% | 26.31% | 23.73% | 19.84% | 20.23% | 18.45% | 16.6% | 11.42% | 8.269% | 6.514%
2011 | US | WECC | - | CALN | 19 | Anticipated Capacity Resources Reserve Margin |  | 30.07% | 38.27% | 42.7% | 44.22% | 44.58% | 47.09% | 44.75% | 42.47% | 36.72% | 32.82% | 30.67%
2011 | US | WECC | - | CALN | 20 | Prospective Capacity Resources Reserve Margin |  | 30.07% | 38.27% | 42.7% | 44.22% | 44.58% | 47.09% | 44.75% | 42.47% | 36.72% | 32.82% | 30.67%
2011 | US | WECC | - | CALN | 21 | Total Potential Resources Reserve Margin |  | 29.48% | 38.4% | 42.52% | 44.35% | 44.7% | 47.21% | 45.3% | 44.31% | 38.54% | 34.61% | 32.43%
2011 | US | WECC | - | CALN | 22 | Adjusted Potential Resources Reserve Margin |  | 29.48% | 38.4% | 42.52% | 44.35% | 44.7% | 47.21% | 45.3% | 44.31% | 38.54% | 34.61% | 32.43%
2011 | US | WECC | - | CALN | 23 | Total Baseline Installed Capacity | 161: 35430.7412
2011 | US | WECC | - | CALN | 24 | Distributed or Other Capacity (Behind the Meter) < 1 MW
2011 | US | WECC | - | CALN | 25 | Distributed or Other Capacity (Behind the Meter) ≥ 1 MW
2011 | US | WECC | - | CALN | 26 | Capacity Total from EIA-860
2011 | US | WECC | - | CALS | 1 | Unrestricted Coincident Peak Demand | 35522.9305 | 32040.5 | 32730.6 | 33449.9 | 34174.5 | 34908.5 | 35624 | 36328.4 | 37059.8 | 37823 | 38797 | 39832
2011 | US | WECC | - | CALS | 1a | New Conservation (Energy Efficiency) |  | 208 | 411 | 567 | 724 | 878 | 1026 | 1170 | 1310 | 1444 | 1568 | 1713
2011 | US | WECC | - | CALS | 1b | Estimated Diversity |  | 0 | 0 | 0 | 0 | 0 | 0 | 0 | 0 | 0 | 0 | 0
2011 | US | WECC | - | CALS | 1c | Additions for non-member load (load served by non-registered LSE's in a region) |  | 0 | 0 | 0 | 0 | 0 | 0 | 0 | 0 | 0 | 0 | 0
2011 | US | WECC | - | CALS | 1d | Stand-by Load Under Contract (Normally served by behind the meter generation) |  | 828 | 828 | 828 | 828 | 828 | 828 | 828 | 828 | 828 | 828 | 828
2011 | US | WECC | - | CALS | 1e | Non-Controllable Demand-Side Demand Response |  | 0 | 0 | 0 | 0 | 0 | 0 | 0 | 0 | 0 | 0 | 0
2011 | US | WECC | - | CALS | 2 | Total Internal Demand | 35522.9305 | 32660.5 | 33147.6 | 33710.9 | 34278.5 | 34858.5 | 35426 | 35986.4 | 36577.8 | 37207 | 38057 | 38947
2011 | US | WECC | - | CALS | 2H1 | Load Forecast Uncertainty (Extreme Demand Factor)
2011 | US | WECC | - | CALS | 2H | Total Internal Demand |  | 0 | 0 | 0 | 0 | 0 | 0 | 0 | 0 | 0 | 0 | 0
2011 | US | WECC | - | CALS | 2a | Supply-Side Direct Control Load Management | 689 | 576 | 636 | 686 | 736 | 736 | 736 | 736 | 736 | 736 | 736 | 736
2011 | US | WECC | - | CALS | 2b | Supply-Side Contractually Interruptible (Curtailable) | 613 | 688 | 744 | 801 | 858 | 858 | 858 | 858 | 908 | 958 | 1008 | 1058
2011 | US | WECC | - | CALS | 2c | Supply-Side Critical Peak-Pricing (CPP) with Control | 0 | 3 | 3 | 13 | 16 | 19 | 20 | 21 | 23 | 23 | 23 | 23
2011 | US | WECC | - | CALS | 2d | Supply-Side Load as a Capacity Resource | 218 | 339 | 708 | 856 | 729 | 733 | 736 | 739 | 742 | 745 | 745 | 745
2011 | US | WECC | - | CALS | 3 | Net Internal Demand | 34002.9305 | 31054.5 | 31056.6 | 31354.9 | 31939.5 | 32512.5 | 33076 | 33632.4 | 34168.8 | 34745 | 35545 | 36385
2011 | US | WECC | - | CALS | 4a | Demand Response used for Ancillary Services - Spinning Reserves | 0 | 1 | 1 | 3 | 3 | 3 | 3 | 3 | 3 | 3 | 3 | 3
2011 | US | WECC | - | CALS | 4b | Demand Response used for Ancillary Services - Non-Spinning Reserves | 0 | 126 | 25 | 25 | 25 | 25 | 25 | 25 | 25 | 25 | 25 | 25
2011 | US | WECC | - | CALS | 4c | Demand Response used for Regulation | 0 | 0 | 0 | 0 | 0 | 0 | 0 | 0 | 0 | 0 | 0 | 0
2011 | US | WECC | - | CALS | 4d | Demand Response used for Energy, Voluntary Services - Emergency | 0 | 1498 | 1522 | 1548 | 1576 | 1603 | 1632 | 1660 | 1690 | 1719 | 1750 | 1781
2011 | US | WECC | - | CALS | 5 | TOTAL INTERNAL CAPACITY | 41632 | 44576 | 55360 | 66523 | 76137 | 79024 | 80867 | 80871 | 80926 | 80979 | 81029 | 81079
2011 | US | WECC | - | CALS | 6 | EXISTING CAPACITY | 41632 | 41975 | 42460 | 42725 | 42708 | 42715 | 42719 | 42723 | 42778 | 42831 | 42881 | 42931
2011 | US | WECC | - | CALS | 6a | Existing, Certain | 33365.4739 | 33827 | 33827 | 33827 | 33827 | 33827 | 33827 | 33827 | 33827 | 33827 | 33827 | 33827
2011 | US | WECC | - | CALS | 6a1 | Wind Expected On-Peak | 342.2775 | 3 | 3 | 3 | 3 | 3 | 3 | 3 | 3 | 3 | 3 | 3
2011 | US | WECC | - | CALS | 6a2 | Solar Expected On-Peak | 305.797 | 464 | 464 | 464 | 464 | 464 | 464 | 464 | 464 | 464 | 464 | 464
2011 | US | WECC | - | CALS | 6a3 | Hydro Expected On-Peak | 2590.0333 | 3210 | 3210 | 3210 | 3210 | 3210 | 3210 | 3210 | 3210 | 3210 | 3210 | 3210
2011 | US | WECC | - | CALS | 6a4 | Biomass Expected On-Peak | 126.3661 | 149 | 149 | 149 | 149 | 149 | 149 | 149 | 149 | 149 | 149 | 149
2011 | US | WECC | - | CALS | 6b | Existing, Other (Note: Enter the net expected value only) | 0 | 0 | 0 | 0 | 0 | 0 | 0 | 0 | 0 | 0 | 0 | 0
2011 | US | WECC | - | CALS | 6b1 | Wind Derate On-Peak | 1208.7225 | 1548 | 1548 | 1548 | 1548 | 1548 | 1548 | 1548 | 1548 | 1548 | 1548 | 1548
2011 | US | WECC | - | CALS | 6b2 | Solar Derate On-Peak | 168.203 | 10 | 10 | 10 | 10 | 10 | 10 | 10 | 10 | 10 | 10 | 10
2011 | US | WECC | - | CALS | 6b3 | Hydro Derate On-Peak | 1345.9667 | 726 | 726 | 726 | 726 | 726 | 726 | 726 | 726 | 726 | 726 | 726
2011 | US | WECC | - | CALS | 6b4 | Biomass Derate On-Peak | 112.6339 | 90 | 90 | 90 | 90 | 90 | 90 | 90 | 90 | 90 | 90 | 90
2011 | US | WECC | - | CALS | 6b5 | Transmission-Limited Resources | 0 | 0 | 0 | 0 | 0 | 0 | 0 | 0 | 0 | 0 | 0 | 0
2011 | US | WECC | - | CALS | 6b6 | All Other Derates | 3911 | 3867 | 3867 | 3867 | 3867 | 3867 | 3867 | 3867 | 3867 | 3867 | 3867 | 3867
2011 | US | WECC | - | CALS | 6b7 | Energy Only (Existing-Other) | 0 | 0 | 0 | 0 | 0 | 0 | 0 | 0 | 0 | 0 | 0 | 0
2011 | US | WECC | - | CALS | 6c | Existing, Inoperable (Note: Capacity reported on this line is not included in margin calculations) | 0 | 301 | 301 | 301 | 301 | 301 | 301 | 301 | 301 | 301 | 301 | 301
2011 | US | WECC | - | CALS | 6d | Total Supply-Side Demand Response | 1520 | 1606 | 2091 | 2356 | 2339 | 2346 | 2350 | 2354 | 2409 | 2462 | 2512 | 2562
2011 | US | WECC | - | CALS | 7 | FUTURE CAPACITY ADDITIONS |  | 418 | 3141 | 6585 | 7468 | 7883 | 9077 | 8894 | 8889 | 8866 | 8955 | 8812
2011 | US | WECC | - | CALS | 7a | Future, Planned (Note: Enter the net expected value only) |  | 418 | 3141 | 6585 | 7468 | 7883 | 9077 | 8894 | 8889 | 8866 | 8955 | 8812
2011 | US | WECC | - | CALS | 7a1 | Wind Expected On-Peak |  | 1 | 7 | 11 | 22 | 39 | 14 | 15 | 16 | 17 | 13 | 28
2011 | US | WECC | - | CALS | 7a2 | Wind Derate On-Peak |  | 817 | 4398 | 6594 | 8795 | 10308 | 10333 | 10482 | 10481 | 10480 | 10484 | 10469
2011 | US | WECC | - | CALS | 7a3 | Solar Expected On-Peak |  | 185 | 1203 | 3279 | 4048 | 4345 | 4549 | 4513 | 4503 | 4477 | 4570 | 4478
2011 | US | WECC | - | CALS | 7a4 | Solar Derate On-Peak |  | 1325 | 4973 | 10217 | 16718 | 17671 | 18297 | 18333 | 18343 | 18369 | 18276 | 18368
2011 | US | WECC | - | CALS | 7a5 | Hydro Expected On-Peak |  | 0 | 153 | 155 | 158 | 159 | 165 | 167 | 171 | 173 | 173 | 107
2011 | US | WECC | - | CALS | 7a6 | Hydro Derate On-Peak |  | 40 | 387 | 401 | 447 | 446 | 440 | 438 | 434 | 432 | 432 | 498
2011 | US | WECC | - | CALS | 7a7 | Biomass Expected On-Peak |  | 26 | 26 | 26 | 26 | 26 | 26 | 26 | 26 | 26 | 26 | 26
2011 | US | WECC | - | CALS | 7a8 | Biomass Derate On-Peak | [11 empty] | 1 | bar: 161 to 169
2011 | US | WECC | - | CALS | 7a9 | Transmission-Limited Resources |  | 0 | 0 | 0 | 0 | 0 | 0 | 0 | 0 | 0 | 0 | 0
2011 | US | WECC | - | CALS | 7a10 | Scheduled Outage - Maintenance |  | 0 | 0 | 0 | 0 | 0 | 0 | 0 | 0 | 0 | 0 | 0
2011 | US | WECC | - | CALS | 7a11 | All Other Derates |  | 0 | 0 | 0 | 0 | 0 | 0 | 0 | 0 | 0 | 0 | 0
2011 | US | WECC | - | CALS | 7a12 | Energy Only |  | 0 | 0 | 0 | 0 | 0 | 0 | 0 | 0 | 0 | 0 | 0
2011 | US | WECC | - | CALS | 7b | Future, Other (Note: Enter the net expected value only) |  | 0 | 0 | 0 | 0 | 0 | 0 | 0 | 0 | 0 | 0 | 0
2011 | US | WECC | - | CALS | 7b1 | Wind Expected On-Peak |  | 0 | 0 | 0 | 0 | 0 | 0 | 0 | 0 | 0 | 0 | 0
2011 | US | WECC | - | CALS | 7b2 | Wind Derate On-Peak |  | 0 | 0 | 0 | 0 | 0 | 0 | 0 | 0 | 0 | 0 | 0
2011 | US | WECC | - | CALS | 7b3 | Solar Expected On-Peak |  | 0 | 0 | 0 | 0 | 0 | 0 | 0 | 0 | 0 | 0 | 0
2011 | US | WECC | - | CALS | 7b4 | Solar Derate On-Peak |  | 0 | 0 | 0 | 0 | 0 | 0 | 0 | 0 | 0 | 0 | 0
2011 | US | WECC | - | CALS | 7b5 | Hydro Expected On-Peak |  | 0 | 0 | 0 | 0 | 0 | 0 | 0 | 0 | 0 | 0 | 0
2011 | US | WECC | - | CALS | 7b6 | Hydro Derate On-Peak |  | 0 | 0 | 0 | 0 | 0 | 0 | 0 | 0 | 0 | 0 | 0
2011 | US | WECC | - | CALS | 7b7 | Biomass Expected On-Peak |  | 0 | 0 | 0 | 0 | 0 | 0 | 0 | 0 | 0 | 0 | 0
2011 | US | WECC | - | CALS | 7b8 | Biomass Derate On-Peak |  | 0 | 0 | 0 | 0 | 0 | 0 | 0 | 0 | 0 | 0 | 0
2011 | US | WECC | - | CALS | 7b9 | Transmission-Limited Resources |  | 0 | 0 | 0 | 0 | 0 | 0 | 0 | 0 | 0 | 0 | 0
2011 | US | WECC | - | CALS | 7b10 | Scheduled Outage - Maintenance |  | 0 | 0 | 0 | 0 | 0 | 0 | 0 | 0 | 0 | 0 | 0
2011 | US | WECC | - | CALS | 7b11 | All Other Derates |  | 0 | 0 | 0 | 0 | 0 | 0 | 0 | 0 | 0 | 0 | 0
2011 | US | WECC | - | CALS | 7b12 | Energy Only |  | 0 | 0 | 0 | 0 | 0 | 0 | 0 | 0 | 0 | 0 | 0
2011 | US | WECC | - | CALS | 8 | Conceptual (Note: Enter the net expected value only) |  | 0 | 153 | 200 | 217 | 257 | 377 | 401 | 502 | 502 | 619 | 619
2011 | US | WECC | - | CALS | 8a1 | Wind Expected On-Peak |  | 0 | 0 | 0 | 0 | 0 | 0 | 0 | 0 | 0 | 0 | 0
2011 | US | WECC | - | CALS | 8a2 | Wind Derate On-Peak |  | 0 | 0 | 0 | 0 | 0 | 0 | 0 | 0 | 0 | 0 | 0
2011 | US | WECC | - | CALS | 8a3 | Solar Expected On-Peak |  | 0 | 0 | 0 | 0 | 0 | 0 | 0 | 0 | 0 | 0 | 0
2011 | US | WECC | - | CALS | 8a4 | Solar Derate On-Peak |  | 0 | 0 | 0 | 0 | 0 | 0 | 0 | 0 | 0 | 0 | 0
2011 | US | WECC | - | CALS | 8a5 | Hydro Expected On-Peak |  | 0 | 0 | 0 | 0 | 0 | 0 | 0 | 0 | 0 | 0 | 0
2011 | US | WECC | - | CALS | 8a6 | Hydro Derate On-Peak |  | 0 | 0 | 0 | 0 | 0 | 0 | 0 | 0 | 0 | 0 | 0
2011 | US | WECC | - | CALS | 8a7 | Biomass Expected On-Peak |  | 0 | 0 | 0 | 0 | 0 | 0 | 0 | 0 | 0 | 0 | 0
2011 | US | WECC | - | CALS | 8a8 | Biomass Derate On-Peak |  | 0 | 0 | 0 | 0 | 0 | 0 | 0 | 0 | 0 | 0 | 0
2011 | US | WECC | - | CALS | 8a9 | All Other Derates |  | 0 | 0 | 0 | 0 | 0 | 0 | 0 | 0 | 0 | 0 | 0
2011 | US | WECC | - | CALS | 8a10 | Energy Only |  | 0 | 0 | 0 | 0 | 0 | 0 | 0 | 0 | 0 | 0 | 0
2011 | US | WECC | - | CALS | 9 | ANTICIPATED INTERNAL CAPACITY | 34885.4739 | 35851 | 39059 | 42768 | 43634 | 44056 | 45254 | 45075 | 45125 | 45155 | 45294 | 45201
2011 | US | WECC | - | CALS | 10 | CAPACITY TRANSACTIONS - IMPORTS | 8529 | 12266 | 12665 | 11964 | 12422 | 13157 | 11657 | 11414 | 11438 | 11186 | 11422 | 11422
2011 | US | WECC | - | CALS | 10a | Firm (Note: The sum of 10a1 and 10a2 must be ≤ 10a) |  | 12266 | 12665 | 11964 | 12422 | 13157 | 11657 | 11414 | 11438 | 11186 | 11422 | 11422
2011 | US | WECC | - | CALS | 10a1 | Full-Responsibility Purchases |  | 0 | 0 | 0 | 0 | 0 | 0 | 0 | 0 | 0 | 0 | 0
2011 | US | WECC | - | CALS | 10a2 | Owned Capacity/Entitlement Located Outside the Region/Subregion |  | 4926 | 4926 | 4926 | 4926 | 4926 | 4926 | 4926 | 4926 | 4926 | 4926 | 4926
2011 | US | WECC | - | CALS | 10b | Non-firm | 0 |  | 0 | 0 | 0 | 0 | 0 | 0 | 0 | 0 | 0 | 0
2011 | US | WECC | - | CALS | 10c | Expected (Note: The sum of 10c1 and 10c2 must be ≤ 10c) |  | 0 | 0 | 0 | 0 | 0 | 0 | 0 | 0 | 0 | 0 | 0
2011 | US | WECC | - | CALS | 10c1 | Full-Responsibility Purchases |  | 0 | 0 | 0 | 0 | 0 | 0 | 0 | 0 | 0 | 0 | 0
2011 | US | WECC | - | CALS | 10c2 | Owned Capacity/Entitlement Located Outside the Region/Subregion |  | 0 | 0 | 0 | 0 | 0 | 0 | 0 | 0 | 0 | 0 | 0
2011 | US | WECC | - | CALS | 10d | Provisional – transactions under study, but negotiations have not begun. |  | 0 | 0 | 0 | 0 | 0 | 0 | 0 | 0 | 0 | 0 | 0
2011 | US | WECC | - | CALS | 11 | CAPACITY TRANSACTIONS - EXPORTS | 3238 | 0 | 28 | 0 | 25 | 318 | 0 | 468 | 1770 | 1960 | 533 | 533
2011 | US | WECC | - | CALS | 11a | Firm (Note: The sum of 11a1 and 11a2 must be ≤ 11a) |  | 0 | 28 | 0 | 25 | 318 | 0 | 468 | 1770 | 1960 | 533 | 533
2011 | US | WECC | - | CALS | 11a1 | Full-Responsibility Purchases |  | 0 | 0 | 0 | 0 | 0 | 0 | 0 | 0 | 0 | 0 | 0
2011 | US | WECC | - | CALS | 11a2 | Owned Capacity/Entitlement Located Outside the Region/Subregion |  | 0 | 0 | 0 | 0 | 0 | 0 | 0 | 0 | 0 | 0 | 0
2011 | US | WECC | - | CALS | 11b | Non-firm | 0 |  | 0 | 0 | 0 | 0 | 0 | 0 | 0 | 0 | 0 | 0
2011 | US | WECC | - | CALS | 11c | Expected (Note: The sum of 11c1 and 11c2 must be ≤ 11c) |  | 0 | 0 | 0 | 0 | 0 | 0 | 0 | 0 | 0 | 0 | 0
2011 | US | WECC | - | CALS | 11c1 | Full-Responsibility Purchases |  | 0 | 0 | 0 | 0 | 0 | 0 | 0 | 0 | 0 | 0 | 0
2011 | US | WECC | - | CALS | 11c2 | Owned Capacity/Entitlement Located Outside the Region/Subregion |  | 0 | 0 | 0 | 0 | 0 | 0 | 0 | 0 | 0 | 0 | 0
2011 | US | WECC | - | CALS | 11d | Provisional – transactions under study, but negotiations have not begun. |  | 0 | 0 | 0 | 0 | 0 | 0 | 0 | 0 | 0 | 0 | 0
2011 | US | WECC | - | CALS | 12 | EXISTING, CERTAIN CAPACITY & NET FIRM TRANSACTIONS | 34885.4739 | 47699 | 48555 | 48147 | 48563 | 49012 | 47834 | 47127 | 45904 | 45515 | 47228 | 47278
2011 | US | WECC | - | CALS | 13 | ANTICIPATED CAPACITY RESOURCES |  | 48117 | 51696 | 54732 | 56031 | 56895 | 56911 | 56021 | 54793 | 54381 | 56183 | 56090
2011 | US | WECC | - | CALS | 14 | PROSPECTIVE CAPACITY RESOURCES |  | 48117 | 51696 | 54732 | 56031 | 56895 | 56911 | 56021 | 54793 | 54381 | 56183 | 56090
2011 | US | WECC | - | CALS | 15 | TOTAL POTENTIAL CAPACITY RESOURCES |  | 48117 | 51849 | 54932 | 56248 | 57152 | 57288 | 56422 | 55295 | 54883 | 56802 | 56709
2011 | US | WECC | - | CALS | 15a | ADJUSTED POTENTIAL CAPACITY RESOURCES |  | 48117 | 51849 | 54932 | 56248 | 57152 | 57288 | 56422 | 55295 | 54883 | 56802 | 56709
2011 | US | WECC | - | CALS | 16a | Confidence of Future, Other (7b), using reasonable judgement |  | 0 | 0 | 0 | 0 | 0 | 0 | 0 | 0 | 0 | 0 | 0
2011 | US | WECC | - | CALS | 16b | Net Future, Other Resources After Confidence Percentage Is Applied |  | 0 | 0 | 0 | 0 | 0 | 0 | 0 | 0 | 0 | 0 | 0
2011 | US | WECC | - | CALS | 16c | Confidence of Conceptual (8), using reasonable judgement | [11 empty] | 1 | bar: 161 to 169
2011 | US | WECC | - | CALS | 16d | Net Conceptual Resources After Confidence Percentage Is Applied |  | 0 | 153 | 200 | 217 | 257 | 377 | 401 | 502 | 502 | 619 | 619
2011 | US | WECC | - | CALS | 17 | Region/Subregion Target Reserve Margin |  | 14.9% | 14.9% | 14.9% | 14.9% | 14.9% | 14.9% | 14.9% | 14.9% | 14.9% | 14.9% | 14.9%
2011 | US | WECC | - | CALS | 18 | Existing Certain and Net Firm Transactions Reserve Margin |  | 46.04% | 46.48% | 42.82% | 41.67% | 40.6% | 35.03% | 30.96% | 25.5% | 22.33% | 24.1% | 21.39%
2011 | US | WECC | - | CALS | 19 | Anticipated Capacity Resources Reserve Margin |  | 47.32% | 55.96% | 62.36% | 63.46% | 63.22% | 60.65% | 55.67% | 49.8% | 46.16% | 47.63% | 44.02%
2011 | US | WECC | - | CALS | 20 | Prospective Capacity Resources Reserve Margin |  | 47.32% | 55.96% | 62.36% | 63.46% | 63.22% | 60.65% | 55.67% | 49.8% | 46.16% | 47.63% | 44.02%
2011 | US | WECC | - | CALS | 21 | Total Potential Resources Reserve Margin |  | 47.32% | 56.42% | 62.95% | 64.09% | 63.95% | 61.71% | 56.79% | 51.17% | 47.51% | 49.26% | 45.61%
2011 | US | WECC | - | CALS | 22 | Adjusted Potential Resources Reserve Margin |  | 47.32% | 56.42% | 62.95% | 64.09% | 63.95% | 61.71% | 56.79% | 51.17% | 47.51% | 49.26% | 45.61%
2011 | US | WECC | - | CALS | 23 | Total Baseline Installed Capacity | 161: 40112
2011 | US | WECC | - | CALS | 24 | Distributed or Other Capacity (Behind the Meter) < 1 MW
2011 | US | WECC | - | CALS | 25 | Distributed or Other Capacity (Behind the Meter) ≥ 1 MW
2011 | US | WECC | - | CALS | 26 | Capacity Total from EIA-860
2011 | US | WECC | - | DSW | 1 | Unrestricted Coincident Peak Demand | 27877.93 | 28442.1 | 28683.6 | 29147.1 | 29855.1 | 30486.2 | 31144 | 31921.5 | 32701.7 | 33430.9 | 34172.7 | 34809
2011 | US | WECC | - | DSW | 1a | New Conservation (Energy Efficiency) |  | 150 | 194 | 230 | 260 | 294 | 320 | 361 | 391 | 420 | 441 | 489
2011 | US | WECC | - | DSW | 1b | Estimated Diversity |  | 0 | 0 | 0 | 0 | 0 | 0 | 0 | 0 | 0 | 0 | 0
2011 | US | WECC | - | DSW | 1c | Additions for non-member load (load served by non-registered LSE's in a region) |  | 0 | 0 | 0 | 0 | 0 | 0 | 0 | 0 | 0 | 0 | 0
2011 | US | WECC | - | DSW | 1d | Stand-by Load Under Contract (Normally served by behind the meter generation) |  | 16 | 16 | 16 | 16 | 16 | 16 | 16 | 16 | 16 | 16 | 16
2011 | US | WECC | - | DSW | 1e | Non-Controllable Demand-Side Demand Response |  | 0 | 0 | 0 | 0 | 0 | 0 | 0 | 0 | 0 | 0 | 0
2011 | US | WECC | - | DSW | 2 | Total Internal Demand | 27877.93 | 28308.1 | 28505.6 | 28933.1 | 29611.1 | 30208.2 | 30840 | 31576.5 | 32326.7 | 33026.9 | 33747.7 | 34336
2011 | US | WECC | - | DSW | 2H1 | Load Forecast Uncertainty (Extreme Demand Factor)
2011 | US | WECC | - | DSW | 2H | Total Internal Demand |  | 0 | 0 | 0 | 0 | 0 | 0 | 0 | 0 | 0 | 0 | 0
2011 | US | WECC | - | DSW | 2a | Supply-Side Direct Control Load Management | 99 | 75 | 80 | 86 | 92 | 92 | 92 | 92 | 0 | 0 | 0 | 0
2011 | US | WECC | - | DSW | 2b | Supply-Side Contractually Interruptible (Curtailable) | 234 | 385 | 423 | 431 | 428 | 435 | 435 | 435 | 438 | 438 | 438 | 143
2011 | US | WECC | - | DSW | 2c | Supply-Side Critical Peak-Pricing (CPP) with Control | 0 | 0 | 0 | 0 | 0 | 0 | 0 | 0 | 0 | 0 | 0 | 0
2011 | US | WECC | - | DSW | 2d | Supply-Side Load as a Capacity Resource | 0 | 0 | 0 | 0 | 0 | 0 | 0 | 0 | 0 | 0 | 0 | 0
2011 | US | WECC | - | DSW | 3 | Net Internal Demand | 27544.93 | 27848.1 | 28002.6 | 28416.1 | 29091.1 | 29681.2 | 30313 | 31049.5 | 31888.7 | 32588.9 | 33309.7 | 34193
2011 | US | WECC | - | DSW | 4a | Demand Response used for Ancillary Services - Spinning Reserves | 0 | 197 | 201 | 206 | 214 | 220 | 229 | 238 | 246 | 254 | 262 | 267
2011 | US | WECC | - | DSW | 4b | Demand Response used for Ancillary Services - Non-Spinning Reserves | 0 | 303 | 337 | 352 | 360 | 366 | 375 | 384 | 392 | 400 | 408 | 267
2011 | US | WECC | - | DSW | 4c | Demand Response used for Regulation | 0 | 0 | 0 | 0 | 0 | 0 | 0 | 0 | 0 | 0 | 0 | 0
2011 | US | WECC | - | DSW | 4d | Demand Response used for Energy, Voluntary Services - Emergency | 0 | 0 | 0 | 0 | 0 | 0 | 0 | 0 | 0 | 0 | 0 | 0
2011 | US | WECC | - | DSW | 5 | TOTAL INTERNAL CAPACITY | 40394 | 40687 | 42825 | 43677 | 43691 | 43698 | 43698 | 43698 | 43609 | 43609 | 43609 | 43314
2011 | US | WECC | - | DSW | 6 | EXISTING CAPACITY | 40394 | 39575 | 39618 | 39632 | 39635 | 39642 | 39642 | 39642 | 39553 | 39553 | 39553 | 39258
2011 | US | WECC | - | DSW | 6a | Existing, Certain | 37814.3878 | 37127 | 37127 | 37127 | 37127 | 37127 | 37127 | 37127 | 37127 | 37127 | 37127 | 37127
2011 | US | WECC | - | DSW | 6a1 | Wind Expected On-Peak | 146.53 | 25 | 25 | 25 | 25 | 25 | 25 | 25 | 25 | 25 | 25 | 25
2011 | US | WECC | - | DSW | 6a2 | Solar Expected On-Peak | 62.6 | 119 | 119 | 119 | 119 | 119 | 119 | 119 | 119 | 119 | 119 | 119
2011 | US | WECC | - | DSW | 6a3 | Hydro Expected On-Peak | 2352 | 1703 | 1703 | 1703 | 1703 | 1703 | 1703 | 1703 | 1703 | 1703 | 1703 | 1703
2011 | US | WECC | - | DSW | 6a4 | Biomass Expected On-Peak | 30.2578 | 57 | 57 | 57 | 57 | 57 | 57 | 57 | 57 | 57 | 57 | 57
2011 | US | WECC | - | DSW | 6b | Existing, Other (Note: Enter the net expected value only) | 0 | 0 | 0 | 0 | 0 | 0 | 0 | 0 | 0 | 0 | 0 | 0
2011 | US | WECC | - | DSW | 6b1 | Wind Derate On-Peak | 437.47 | 559 | 559 | 559 | 559 | 559 | 559 | 559 | 559 | 559 | 559 | 559
2011 | US | WECC | - | DSW | 6b2 | Solar Derate On-Peak | 107.4 | 51 | 51 | 51 | 51 | 51 | 51 | 51 | 51 | 51 | 51 | 51
2011 | US | WECC | - | DSW | 6b3 | Hydro Derate On-Peak | 710 | 1359 | 1359 | 1359 | 1359 | 1359 | 1359 | 1359 | 1359 | 1359 | 1359 | 1359
2011 | US | WECC | - | DSW | 6b4 | Biomass Derate On-Peak | 26.7422 | 0 | 0 | 0 | 0 | 0 | 0 | 0 | 0 | 0 | 0 | 0
2011 | US | WECC | - | DSW | 6b5 | Transmission-Limited Resources | 0 | 0 | 0 | 0 | 0 | 0 | 0 | 0 | 0 | 0 | 0 | 0
2011 | US | WECC | - | DSW | 6b6 | All Other Derates | 965 | 0 | 0 | 0 | 0 | 0 | 0 | 0 | 0 | 0 | 0 | 0
2011 | US | WECC | - | DSW | 6b7 | Energy Only (Existing-Other) | 0 | 0 | 0 | 0 | 0 | 0 | 0 | 0 | 0 | 0 | 0 | 0
2011 | US | WECC | - | DSW | 6c | Existing, Inoperable (Note: Capacity reported on this line is not included in margin calculations) | 0 | 19 | 19 | 19 | 19 | 19 | 19 | 19 | 19 | 19 | 19 | 19
2011 | US | WECC | - | DSW | 6d | Total Supply-Side Demand Response | 333 | 460 | 503 | 517 | 520 | 527 | 527 | 527 | 438 | 438 | 438 | 143
2011 | US | WECC | - | DSW | 7 | FUTURE CAPACITY ADDITIONS |  | 832 | 2730 | 3389 | 3331 | 3330 | 3404 | 3405 | 3400 | 3400 | 3330 | 3325
2011 | US | WECC | - | DSW | 7a | Future, Planned (Note: Enter the net expected value only) |  | 832 | 2730 | 3389 | 3331 | 3330 | 3404 | 3405 | 3400 | 3400 | 3330 | 3325
2011 | US | WECC | - | DSW | 7a1 | Wind Expected On-Peak |  | 0 | 0 | 0 | 0 | 0 | 0 | 0 | 0 | 0 | 0 | 0
2011 | US | WECC | - | DSW | 7a2 | Wind Derate On-Peak |  | 0 | 0 | 0 | 0 | 0 | 0 | 0 | 0 | 0 | 0 | 0
2011 | US | WECC | - | DSW | 7a3 | Solar Expected On-Peak |  | 124 | 774 | 1334 | 1265 | 1264 | 1338 | 1339 | 1334 | 1334 | 1264 | 1259
2011 | US | WECC | - | DSW | 7a4 | Solar Derate On-Peak |  | 266 | 463 | 642 | 711 | 712 | 638 | 637 | 642 | 642 | 712 | 717
2011 | US | WECC | - | DSW | 7a5 | Hydro Expected On-Peak |  | 0 | 0 | 0 | 11 | 11 | 11 | 11 | 11 | 11 | 11 | 11
2011 | US | WECC | - | DSW | 7a6 | Hydro Derate On-Peak |  | 14 | 14 | 14 | 14 | 14 | 14 | 14 | 14 | 14 | 14 | 14
2011 | US | WECC | - | DSW | 7a7 | Biomass Expected On-Peak |  | 0 | 10 | 10 | 10 | 10 | 10 | 10 | 10 | 10 | 10 | 10
2011 | US | WECC | - | DSW | 7a8 | Biomass Derate On-Peak |  | 0 | 0 | 0 | 0 | 0 | 0 | 0 | 0 | 0 | 0 | 0
2011 | US | WECC | - | DSW | 7a9 | Transmission-Limited Resources |  | 0 | 0 | 0 | 0 | 0 | 0 | 0 | 0 | 0 | 0 | 0
2011 | US | WECC | - | DSW | 7a10 | Scheduled Outage - Maintenance |  | 0 | 0 | 0 | 0 | 0 | 0 | 0 | 0 | 0 | 0 | 0
2011 | US | WECC | - | DSW | 7a11 | All Other Derates |  | 0 | 0 | 0 | 0 | 0 | 0 | 0 | 0 | 0 | 0 | 0
2011 | US | WECC | - | DSW | 7a12 | Energy Only |  | 0 | 0 | 0 | 0 | 0 | 0 | 0 | 0 | 0 | 0 | 0
2011 | US | WECC | - | DSW | 7b | Future, Other (Note: Enter the net expected value only) |  | 0 | 0 | 0 | 0 | 0 | 0 | 0 | 0 | 0 | 0 | 0
2011 | US | WECC | - | DSW | 7b1 | Wind Expected On-Peak |  | 0 | 0 | 0 | 0 | 0 | 0 | 0 | 0 | 0 | 0 | 0
2011 | US | WECC | - | DSW | 7b2 | Wind Derate On-Peak |  | 0 | 0 | 0 | 0 | 0 | 0 | 0 | 0 | 0 | 0 | 0
2011 | US | WECC | - | DSW | 7b3 | Solar Expected On-Peak |  | 0 | 0 | 0 | 0 | 0 | 0 | 0 | 0 | 0 | 0 | 0
2011 | US | WECC | - | DSW | 7b4 | Solar Derate On-Peak |  | 0 | 0 | 0 | 0 | 0 | 0 | 0 | 0 | 0 | 0 | 0
2011 | US | WECC | - | DSW | 7b5 | Hydro Expected On-Peak |  | 0 | 0 | 0 | 0 | 0 | 0 | 0 | 0 | 0 | 0 | 0
2011 | US | WECC | - | DSW | 7b6 | Hydro Derate On-Peak |  | 0 | 0 | 0 | 0 | 0 | 0 | 0 | 0 | 0 | 0 | 0
2011 | US | WECC | - | DSW | 7b7 | Biomass Expected On-Peak |  | 0 | 0 | 0 | 0 | 0 | 0 | 0 | 0 | 0 | 0 | 0
2011 | US | WECC | - | DSW | 7b8 | Biomass Derate On-Peak |  | 0 | 0 | 0 | 0 | 0 | 0 | 0 | 0 | 0 | 0 | 0
2011 | US | WECC | - | DSW | 7b9 | Transmission-Limited Resources |  | 0 | 0 | 0 | 0 | 0 | 0 | 0 | 0 | 0 | 0 | 0
2011 | US | WECC | - | DSW | 7b10 | Scheduled Outage - Maintenance |  | 0 | 0 | 0 | 0 | 0 | 0 | 0 | 0 | 0 | 0 | 0
2011 | US | WECC | - | DSW | 7b11 | All Other Derates |  | 0 | 0 | 0 | 0 | 0 | 0 | 0 | 0 | 0 | 0 | 0
2011 | US | WECC | - | DSW | 7b12 | Energy Only |  | 0 | 0 | 0 | 0 | 0 | 0 | 0 | 0 | 0 | 0 | 0
2011 | US | WECC | - | DSW | 8 | Conceptual (Note: Enter the net expected value only) |  | 1 | 139 | 852 | 1834 | 2565 | 3643 | 4132 | 4814 | 4931 | 4667 | 4651
2011 | US | WECC | - | DSW | 8a1 | Wind Expected On-Peak |  | 0 | 8 | 14 | 14 | 4 | 19 | 21 | 23 | 24 | 5 | 5
2011 | US | WECC | - | DSW | 8a2 | Wind Derate On-Peak |  | 0 | 492 | 886 | 886 | 996 | 1414 | 1412 | 1410 | 1409 | 1428 | 1428
2011 | US | WECC | - | DSW | 8a3 | Solar Expected On-Peak |  | 1 | 46 | 339 | 849 | 968 | 1507 | 1493 | 1499 | 1503 | 970 | 954
2011 | US | WECC | - | DSW | 8a4 | Solar Derate On-Peak |  | 1 | 2 | 159 | 645 | 736 | 197 | 211 | 242 | 238 | 771 | 787
2011 | US | WECC | - | DSW | 8a5 | Hydro Expected On-Peak |  | 0 | 0 | 0 | 0 | 0 | 0 | 0 | 0 | 0 | 0 | 0
2011 | US | WECC | - | DSW | 8a6 | Hydro Derate On-Peak |  | 0 | 0 | 0 | 0 | 0 | 0 | 0 | 0 | 0 | 0 | 0
2011 | US | WECC | - | DSW | 8a7 | Biomass Expected On-Peak |  | 0 | 0 | 0 | 8 | 8 | 8 | 8 | 8 | 8 | 8 | 8
2011 | US | WECC | - | DSW | 8a8 | Biomass Derate On-Peak |  | 0 | 0 | 0 | 0 | 0 | 0 | 0 | 0 | 0 | 0 | 0
2011 | US | WECC | - | DSW | 8a9 | All Other Derates |  | 0 | 0 | 0 | 0 | 0 | 0 | 0 | 0 | 0 | 0 | 0
2011 | US | WECC | - | DSW | 8a10 | Energy Only |  | 0 | 0 | 0 | 0 | 0 | 0 | 0 | 0 | 0 | 0 | 0
2011 | US | WECC | - | DSW | 9 | ANTICIPATED INTERNAL CAPACITY | 38147.3878 | 38419 | 40360 | 41033 | 40978 | 40984 | 41058 | 41059 | 40965 | 40965 | 40895 | 40595
2011 | US | WECC | - | DSW | 10 | CAPACITY TRANSACTIONS - IMPORTS | 980 | 2223 | 2498 | 1623 | 1834 | 2051 | 2442 | 2180 | 2643 | 3930 | 2533 | 2533
2011 | US | WECC | - | DSW | 10a | Firm (Note: The sum of 10a1 and 10a2 must be ≤ 10a) |  | 2223 | 2498 | 1623 | 1834 | 2051 | 1074 | 1757 | 1679 | 1532 | 1385 | 1385
2011 | US | WECC | - | DSW | 10a1 | Full-Responsibility Purchases |  | 0 | 0 | 0 | 0 | 0 | 0 | 0 | 0 | 0 | 0 | 0
2011 | US | WECC | - | DSW | 10a2 | Owned Capacity/Entitlement Located Outside the Region/Subregion |  | 131 | 131 | 131 | 131 | 131 | 131 | 131 | 131 | 131 | 131 | 131
2011 | US | WECC | - | DSW | 10b | Non-firm | 0 |  | 0 | 0 | 0 | 0 | 0 | 0 | 0 | 0 | 0 | 0
2011 | US | WECC | - | DSW | 10c | Expected (Note: The sum of 10c1 and 10c2 must be ≤ 10c) |  | 0 | 0 | 0 | 0 | 0 | 1368 | 423 | 964 | 2398 | 1148 | 1148
2011 | US | WECC | - | DSW | 10c1 | Full-Responsibility Purchases |  | 0 | 0 | 0 | 0 | 0 | 0 | 0 | 0 | 0 | 0 | 0
2011 | US | WECC | - | DSW | 10c2 | Owned Capacity/Entitlement Located Outside the Region/Subregion |  | 0 | 0 | 0 | 0 | 0 | 0 | 0 | 0 | 0 | 0 | 0
2011 | US | WECC | - | DSW | 10d | Provisional – transactions under study, but negotiations have not begun. |  | 0 | 0 | 0 | 0 | 0 | 0 | 0 | 0 | 0 | 0 | 0
2011 | US | WECC | - | DSW | 11 | CAPACITY TRANSACTIONS - EXPORTS | 2274 | 5471 | 5757 | 4600 | 6301 | 5993 | 3822 | 3672 | 3217 | 3284 | 3217 | 3217
2011 | US | WECC | - | DSW | 11a | Firm (Note: The sum of 11a1 and 11a2 must be ≤ 11a) |  | 5471 | 5757 | 4600 | 6301 | 5993 | 3822 | 3672 | 3217 | 3284 | 3217 | 3217
2011 | US | WECC | - | DSW | 11a1 | Full-Responsibility Purchases |  | 0 | 0 | 0 | 0 | 0 | 0 | 0 | 0 | 0 | 0 | 0
2011 | US | WECC | - | DSW | 11a2 | Owned Capacity/Entitlement Located Outside the Region/Subregion |  | 3217 | 3217 | 3217 | 3217 | 3217 | 3217 | 3217 | 3217 | 3217 | 3217 | 3217
2011 | US | WECC | - | DSW | 11b | Non-firm | 0 |  | 0 | 0 | 0 | 0 | 0 | 0 | 0 | 0 | 0 | 0
2011 | US | WECC | - | DSW | 11c | Expected (Note: The sum of 11c1 and 11c2 must be ≤ 11c) |  | 0 | 0 | 0 | 0 | 0 | 0 | 0 | 0 | 0 | 0 | 0
2011 | US | WECC | - | DSW | 11c1 | Full-Responsibility Purchases |  | 0 | 0 | 0 | 0 | 0 | 0 | 0 | 0 | 0 | 0 | 0
2011 | US | WECC | - | DSW | 11c2 | Owned Capacity/Entitlement Located Outside the Region/Subregion |  | 0 | 0 | 0 | 0 | 0 | 0 | 0 | 0 | 0 | 0 | 0
2011 | US | WECC | - | DSW | 11d | Provisional – transactions under study, but negotiations have not begun. |  | 0 | 0 | 0 | 0 | 0 | 0 | 0 | 0 | 0 | 0 | 0
2011 | US | WECC | - | DSW | 12 | EXISTING, CERTAIN CAPACITY & NET FIRM TRANSACTIONS | 38147.3878 | 34339 | 34371 | 34667 | 33180 | 33712 | 34906 | 35739 | 36027 | 35813 | 35733 | 35438
2011 | US | WECC | - | DSW | 13 | ANTICIPATED CAPACITY RESOURCES |  | 35171 | 37101 | 38056 | 36511 | 37042 | 39678 | 39567 | 40391 | 41611 | 40211 | 39911
2011 | US | WECC | - | DSW | 14 | PROSPECTIVE CAPACITY RESOURCES |  | 35171 | 37101 | 38056 | 36511 | 37042 | 39678 | 39567 | 40391 | 41611 | 40211 | 39911
2011 | US | WECC | - | DSW | 15 | TOTAL POTENTIAL CAPACITY RESOURCES |  | 35172 | 37240 | 38908 | 38345 | 39607 | 43321 | 43699 | 45205 | 46542 | 44878 | 44562
2011 | US | WECC | - | DSW | 15a | ADJUSTED POTENTIAL CAPACITY RESOURCES |  | 35172 | 37240 | 38908 | 38345 | 39607 | 43321 | 43699 | 45205 | 46542 | 44878 | 44562
2011 | US | WECC | - | DSW | 16a | Confidence of Future, Other (7b), using reasonable judgement |  | 0 | 0 | 0 | 0 | 0 | 0 | 0 | 0 | 0 | 0 | 0
2011 | US | WECC | - | DSW | 16b | Net Future, Other Resources After Confidence Percentage Is Applied |  | 0 | 0 | 0 | 0 | 0 | 0 | 0 | 0 | 0 | 0 | 0
2011 | US | WECC | - | DSW | 16c | Confidence of Conceptual (8), using reasonable judgement | [11 empty] | 1 | bar: 161 to 169
2011 | US | WECC | - | DSW | 16d | Net Conceptual Resources After Confidence Percentage Is Applied |  | 1 | 139 | 852 | 1834 | 2565 | 3643 | 4132 | 4814 | 4931 | 4667 | 4651
2011 | US | WECC | - | DSW | 17 | Region/Subregion Target Reserve Margin |  | 13.5% | 13.5% | 13.5% | 13.5% | 13.5% | 13.5% | 13.5% | 13.5% | 13.5% | 13.5% | 13.5%
2011 | US | WECC | - | DSW | 18 | Existing Certain and Net Firm Transactions Reserve Margin |  | 21.3% | 20.58% | 19.82% | 12.05% | 11.6% | 13.18% | 13.18% | 11.45% | 8.436% | 5.883% | 3.209%
2011 | US | WECC | - | DSW | 19 | Anticipated Capacity Resources Reserve Margin |  | 24.24% | 30.15% | 31.53% | 23.3% | 22.62% | 28.66% | 25.31% | 24.95% | 25.99% | 19.15% | 16.24%
2011 | US | WECC | - | DSW | 20 | Prospective Capacity Resources Reserve Margin |  | 24.24% | 30.15% | 31.53% | 23.3% | 22.62% | 28.66% | 25.31% | 24.95% | 25.99% | 19.15% | 16.24%
2011 | US | WECC | - | DSW | 21 | Total Potential Resources Reserve Margin |  | 24.25% | 30.64% | 34.48% | 29.5% | 31.11% | 40.47% | 38.39% | 39.84% | 40.92% | 32.98% | 29.78%
2011 | US | WECC | - | DSW | 22 | Adjusted Potential Resources Reserve Margin |  | 24.25% | 30.64% | 34.48% | 29.5% | 31.11% | 40.47% | 38.39% | 39.84% | 40.92% | 32.98% | 29.78%
2011 | US | WECC | - | DSW | 23 | Total Baseline Installed Capacity | 161: 40061
2011 | US | WECC | - | DSW | 24 | Distributed or Other Capacity (Behind the Meter) < 1 MW
2011 | US | WECC | - | DSW | 25 | Distributed or Other Capacity (Behind the Meter) ≥ 1 MW
2011 | US | WECC | - | DSW | 26 | Capacity Total from EIA-860
2011 | MX | WECC | - | MEXW | 1 | Unrestricted Coincident Peak Demand | 2076.907 | 2190 | 2281 | 2392 | 2511 | 2626 | 2747 | 2873 | 2996 | 3125 | 3254 | 3389
2011 | MX | WECC | - | MEXW | 1a | New Conservation (Energy Efficiency) |  | 0 | 0 | 0 | 0 | 0 | 0 | 0 | 0 | 0 | 0 | 0
2011 | MX | WECC | - | MEXW | 1b | Estimated Diversity |  | 0 | 0 | 0 | 0 | 0 | 0 | 0 | 0 | 0 | 0 | 0
2011 | MX | WECC | - | MEXW | 1c | Additions for non-member load (load served by non-registered LSE's in a region) |  | 0 | 0 | 0 | 0 | 0 | 0 | 0 | 0 | 0 | 0 | 0
2011 | MX | WECC | - | MEXW | 1d | Stand-by Load Under Contract (Normally served by behind the meter generation) |  | 0 | 0 | 0 | 0 | 0 | 0 | 0 | 0 | 0 | 0 | 0
2011 | MX | WECC | - | MEXW | 1e | Non-Controllable Demand-Side Demand Response |  | 0 | 0 | 0 | 0 | 0 | 0 | 0 | 0 | 0 | 0 | 0
2011 | MX | WECC | - | MEXW | 2 | Total Internal Demand | 2076.907 | 2190 | 2281 | 2392 | 2511 | 2626 | 2747 | 2873 | 2996 | 3125 | 3254 | 3389
2011 | MX | WECC | - | MEXW | 2H1 | Load Forecast Uncertainty (Extreme Demand Factor)
2011 | MX | WECC | - | MEXW | 2H | Total Internal Demand |  | 0 | 0 | 0 | 0 | 0 | 0 | 0 | 0 | 0 | 0 | 0
2011 | MX | WECC | - | MEXW | 2a | Supply-Side Direct Control Load Management | 0 | 0 | 0 | 0 | 0 | 0 | 0 | 0 | 0 | 0 | 0 | 0
2011 | MX | WECC | - | MEXW | 2b | Supply-Side Contractually Interruptible (Curtailable) | 0 | 0 | 0 | 0 | 0 | 0 | 0 | 0 | 0 | 0 | 0 | 0
2011 | MX | WECC | - | MEXW | 2c | Supply-Side Critical Peak-Pricing (CPP) with Control | 0 | 0 | 0 | 0 | 0 | 0 | 0 | 0 | 0 | 0 | 0 | 0
2011 | MX | WECC | - | MEXW | 2d | Supply-Side Load as a Capacity Resource | 0 | 0 | 0 | 0 | 0 | 0 | 0 | 0 | 0 | 0 | 0 | 0
2011 | MX | WECC | - | MEXW | 3 | Net Internal Demand | 2076.907 | 2190 | 2281 | 2392 | 2511 | 2626 | 2747 | 2873 | 2996 | 3125 | 3254 | 3389
2011 | MX | WECC | - | MEXW | 4a | Demand Response used for Ancillary Services - Spinning Reserves | 0 | 164 | 164 | 169 | 176 | 181 | 186 | 186 | 191 | 191 | 196 | 0
2011 | MX | WECC | - | MEXW | 4b | Demand Response used for Ancillary Services - Non-Spinning Reserves | 0 | 139 | 139 | 139 | 141 | 141 | 141 | 141 | 141 | 141 | 141 | 0
2011 | MX | WECC | - | MEXW | 4c | Demand Response used for Regulation | 0 | 25 | 25 | 30 | 35 | 40 | 45 | 45 | 50 | 50 | 55 | 55
2011 | MX | WECC | - | MEXW | 4d | Demand Response used for Energy, Voluntary Services - Emergency | 0 | 0 | 0 | 0 | 0 | 0 | 0 | 0 | 0 | 0 | 0 | 0
2011 | MX | WECC | - | MEXW | 5 | TOTAL INTERNAL CAPACITY | 2848 | 2848 | 2972 | 3079 | 3367 | 3367 | 3523 | 3523 | 3523 | 3523 | 3523 | 3523
2011 | MX | WECC | - | MEXW | 6 | EXISTING CAPACITY | 2848 | 2848 | 2848 | 2848 | 2848 | 2848 | 2848 | 2848 | 2848 | 2848 | 2848 | 2848
2011 | MX | WECC | - | MEXW | 6a | Existing, Certain | 2838.518 | 2842 | 2842 | 2842 | 2842 | 2842 | 2842 | 2842 | 2842 | 2842 | 2842 | 2842
2011 | MX | WECC | - | MEXW | 6a1 | Wind Expected On-Peak | 0.518 | 4 | 4 | 4 | 4 | 4 | 4 | 4 | 4 | 4 | 4 | 4
2011 | MX | WECC | - | MEXW | 6a2 | Solar Expected On-Peak | 0 | 0 | 0 | 0 | 0 | 0 | 0 | 0 | 0 | 0 | 0 | 0
2011 | MX | WECC | - | MEXW | 6a3 | Hydro Expected On-Peak | 0 | 0 | 0 | 0 | 0 | 0 | 0 | 0 | 0 | 0 | 0 | 0
2011 | MX | WECC | - | MEXW | 6a4 | Biomass Expected On-Peak | 0 | 0 | 0 | 0 | 0 | 0 | 0 | 0 | 0 | 0 | 0 | 0
2011 | MX | WECC | - | MEXW | 6b | Existing, Other (Note: Enter the net expected value only) | 0 | 0 | 0 | 0 | 0 | 0 | 0 | 0 | 0 | 0 | 0 | 0
2011 | MX | WECC | - | MEXW | 6b1 | Wind Derate On-Peak | 9.482 | 6 | 6 | 6 | 6 | 6 | 6 | 6 | 6 | 6 | 6 | 6
2011 | MX | WECC | - | MEXW | 6b2 | Solar Derate On-Peak | 0 | 0 | 0 | 0 | 0 | 0 | 0 | 0 | 0 | 0 | 0 | 0
2011 | MX | WECC | - | MEXW | 6b3 | Hydro Derate On-Peak | 0 | 0 | 0 | 0 | 0 | 0 | 0 | 0 | 0 | 0 | 0 | 0
2011 | MX | WECC | - | MEXW | 6b4 | Biomass Derate On-Peak | 0 | 0 | 0 | 0 | 0 | 0 | 0 | 0 | 0 | 0 | 0 | 0
2011 | MX | WECC | - | MEXW | 6b5 | Transmission-Limited Resources | 0 | 0 | 0 | 0 | 0 | 0 | 0 | 0 | 0 | 0 | 0 | 0
2011 | MX | WECC | - | MEXW | 6b6 | All Other Derates | 0 | 0 | 0 | 0 | 0 | 0 | 0 | 0 | 0 | 0 | 0 | 0
2011 | MX | WECC | - | MEXW | 6b7 | Energy Only (Existing-Other) | 0 | 0 | 0 | 0 | 0 | 0 | 0 | 0 | 0 | 0 | 0 | 0
2011 | MX | WECC | - | MEXW | 6c | Existing, Inoperable (Note: Capacity reported on this line is not included in margin calculations) | 0 | 0 | 0 | 0 | 0 | 0 | 0 | 0 | 0 | 0 | 0 | 0
2011 | MX | WECC | - | MEXW | 6d | Total Supply-Side Demand Response | 0 | 0 | 0 | 0 | 0 | 0 | 0 | 0 | 0 | 0 | 0 | 0
2011 | MX | WECC | - | MEXW | 7 | FUTURE CAPACITY ADDITIONS |  | 0 | 124 | 231 | 519 | 519 | 675 | 675 | 675 | 675 | 675 | 675
2011 | MX | WECC | - | MEXW | 7a | Future, Planned (Note: Enter the net expected value only) |  | 0 | 124 | 231 | 519 | 519 | 675 | 675 | 675 | 675 | 675 | 675
2011 | MX | WECC | - | MEXW | 7a1 | Wind Expected On-Peak |  | 0 | 0 | 0 | 0 | 0 | 0 | 0 | 0 | 0 | 0 | 0
2011 | MX | WECC | - | MEXW | 7a2 | Wind Derate On-Peak |  | 0 | 0 | 0 | 0 | 0 | 0 | 0 | 0 | 0 | 0 | 0
2011 | MX | WECC | - | MEXW | 7a3 | Solar Expected On-Peak |  | 0 | 0 | 0 | 0 | 0 | 0 | 0 | 0 | 0 | 0 | 0
2011 | MX | WECC | - | MEXW | 7a4 | Solar Derate On-Peak |  | 0 | 0 | 0 | 0 | 0 | 0 | 0 | 0 | 0 | 0 | 0
2011 | MX | WECC | - | MEXW | 7a5 | Hydro Expected On-Peak |  | 0 | 0 | 0 | 0 | 0 | 0 | 0 | 0 | 0 | 0 | 0
2011 | MX | WECC | - | MEXW | 7a6 | Hydro Derate On-Peak |  | 0 | 0 | 0 | 0 | 0 | 0 | 0 | 0 | 0 | 0 | 0
2011 | MX | WECC | - | MEXW | 7a7 | Biomass Expected On-Peak |  | 0 | 0 | 0 | 0 | 0 | 0 | 0 | 0 | 0 | 0 | 0
2011 | MX | WECC | - | MEXW | 7a8 | Biomass Derate On-Peak |  | 0 | 0 | 0 | 0 | 0 | 0 | 0 | 0 | 0 | 0 | 0
2011 | MX | WECC | - | MEXW | 7a9 | Transmission-Limited Resources |  | 0 | 0 | 0 | 0 | 0 | 0 | 0 | 0 | 0 | 0 | 0
2011 | MX | WECC | - | MEXW | 7a10 | Scheduled Outage - Maintenance |  | 0 | 0 | 0 | 0 | 0 | 0 | 0 | 0 | 0 | 0 | 0
2011 | MX | WECC | - | MEXW | 7a11 | All Other Derates |  | 0 | 0 | 0 | 0 | 0 | 0 | 0 | 0 | 0 | 0 | 0
2011 | MX | WECC | - | MEXW | 7a12 | Energy Only |  | 0 | 0 | 0 | 0 | 0 | 0 | 0 | 0 | 0 | 0 | 0
2011 | MX | WECC | - | MEXW | 7b | Future, Other (Note: Enter the net expected value only) |  | 0 | 0 | 0 | 0 | 0 | 0 | 0 | 0 | 0 | 0 | 0
2011 | MX | WECC | - | MEXW | 7b1 | Wind Expected On-Peak |  | 0 | 0 | 0 | 0 | 0 | 0 | 0 | 0 | 0 | 0 | 0
2011 | MX | WECC | - | MEXW | 7b2 | Wind Derate On-Peak |  | 0 | 0 | 0 | 0 | 0 | 0 | 0 | 0 | 0 | 0 | 0
2011 | MX | WECC | - | MEXW | 7b3 | Solar Expected On-Peak |  | 0 | 0 | 0 | 0 | 0 | 0 | 0 | 0 | 0 | 0 | 0
2011 | MX | WECC | - | MEXW | 7b4 | Solar Derate On-Peak |  | 0 | 0 | 0 | 0 | 0 | 0 | 0 | 0 | 0 | 0 | 0
2011 | MX | WECC | - | MEXW | 7b5 | Hydro Expected On-Peak |  | 0 | 0 | 0 | 0 | 0 | 0 | 0 | 0 | 0 | 0 | 0
2011 | MX | WECC | - | MEXW | 7b6 | Hydro Derate On-Peak |  | 0 | 0 | 0 | 0 | 0 | 0 | 0 | 0 | 0 | 0 | 0
2011 | MX | WECC | - | MEXW | 7b7 | Biomass Expected On-Peak |  | 0 | 0 | 0 | 0 | 0 | 0 | 0 | 0 | 0 | 0 | 0
2011 | MX | WECC | - | MEXW | 7b8 | Biomass Derate On-Peak |  | 0 | 0 | 0 | 0 | 0 | 0 | 0 | 0 | 0 | 0 | 0
2011 | MX | WECC | - | MEXW | 7b9 | Transmission-Limited Resources |  | 0 | 0 | 0 | 0 | 0 | 0 | 0 | 0 | 0 | 0 | 0
2011 | MX | WECC | - | MEXW | 7b10 | Scheduled Outage - Maintenance |  | 0 | 0 | 0 | 0 | 0 | 0 | 0 | 0 | 0 | 0 | 0
2011 | MX | WECC | - | MEXW | 7b11 | All Other Derates |  | 0 | 0 | 0 | 0 | 0 | 0 | 0 | 0 | 0 | 0 | 0
2011 | MX | WECC | - | MEXW | 7b12 | Energy Only |  | 0 | 0 | 0 | 0 | 0 | 0 | 0 | 0 | 0 | 0 | 0
2011 | MX | WECC | - | MEXW | 8 | Conceptual (Note: Enter the net expected value only) |  | 0 | 0 | 30 | 30 | 30 | 305 | 305 | 305 | 850 | 850 | 850
2011 | MX | WECC | - | MEXW | 8a1 | Wind Expected On-Peak |  | 0 | 0 | 0 | 0 | 0 | 0 | 0 | 0 | 0 | 0 | 0
2011 | MX | WECC | - | MEXW | 8a2 | Wind Derate On-Peak |  | 0 | 0 | 0 | 0 | 0 | 0 | 0 | 0 | 0 | 0 | 0
2011 | MX | WECC | - | MEXW | 8a3 | Solar Expected On-Peak |  | 0 | 0 | 0 | 0 | 0 | 0 | 0 | 0 | 0 | 0 | 0
2011 | MX | WECC | - | MEXW | 8a4 | Solar Derate On-Peak |  | 0 | 0 | 0 | 0 | 0 | 0 | 0 | 0 | 0 | 0 | 0
2011 | MX | WECC | - | MEXW | 8a5 | Hydro Expected On-Peak |  | 0 | 0 | 0 | 0 | 0 | 0 | 0 | 0 | 0 | 0 | 0
2011 | MX | WECC | - | MEXW | 8a6 | Hydro Derate On-Peak |  | 0 | 0 | 0 | 0 | 0 | 0 | 0 | 0 | 0 | 0 | 0
2011 | MX | WECC | - | MEXW | 8a7 | Biomass Expected On-Peak |  | 0 | 0 | 0 | 0 | 0 | 0 | 0 | 0 | 0 | 0 | 0
2011 | MX | WECC | - | MEXW | 8a8 | Biomass Derate On-Peak |  | 0 | 0 | 0 | 0 | 0 | 0 | 0 | 0 | 0 | 0 | 0
2011 | MX | WECC | - | MEXW | 8a9 | All Other Derates |  | 0 | 0 | 0 | 0 | 0 | 0 | 0 | 0 | 0 | 0 | 0
2011 | MX | WECC | - | MEXW | 8a10 | Energy Only |  | 0 | 0 | 0 | 0 | 0 | 0 | 0 | 0 | 0 | 0 | 0
2011 | MX | WECC | - | MEXW | 9 | ANTICIPATED INTERNAL CAPACITY | 2838.518 | 2842 | 2966 | 3073 | 3361 | 3361 | 3517 | 3517 | 3517 | 3517 | 3517 | 3517
2011 | MX | WECC | - | MEXW | 10 | CAPACITY TRANSACTIONS - IMPORTS | 0 | 120 | 119 | 296 | 309 | 318 | 408 | 325 | 369 | 403 | 408 | 408
2011 | MX | WECC | - | MEXW | 10a | Firm (Note: The sum of 10a1 and 10a2 must be ≤ 10a) |  | 0 | 87 | 296 | 296 | 318 | 408 | 325 | 0 | 0 | 0 | 0
2011 | MX | WECC | - | MEXW | 10a1 | Full-Responsibility Purchases |  | 0 | 0 | 0 | 0 | 0 | 0 | 0 | 0 | 0 | 0 | 0
2011 | MX | WECC | - | MEXW | 10a2 | Owned Capacity/Entitlement Located Outside the Region/Subregion |  | 0 | 0 | 0 | 0 | 0 | 0 | 0 | 0 | 0 | 0 | 0
2011 | MX | WECC | - | MEXW | 10b | Non-firm | 0 |  | 0 | 0 | 0 | 0 | 0 | 0 | 0 | 0 | 0 | 0
2011 | MX | WECC | - | MEXW | 10c | Expected (Note: The sum of 10c1 and 10c2 must be ≤ 10c) |  | 120 | 32 | 0 | 13 | 0 | 0 | 0 | 369 | 403 | 408 | 408
2011 | MX | WECC | - | MEXW | 10c1 | Full-Responsibility Purchases |  | 0 | 0 | 0 | 0 | 0 | 0 | 0 | 0 | 0 | 0 | 0
2011 | MX | WECC | - | MEXW | 10c2 | Owned Capacity/Entitlement Located Outside the Region/Subregion |  | 0 | 0 | 0 | 0 | 0 | 0 | 0 | 0 | 0 | 0 | 0
2011 | MX | WECC | - | MEXW | 10d | Provisional – transactions under study, but negotiations have not begun. |  | 0 | 0 | 0 | 0 | 0 | 0 | 0 | 0 | 0 | 0 | 0
2011 | MX | WECC | - | MEXW | 11 | CAPACITY TRANSACTIONS - EXPORTS | 0 | 0 | 0 | 0 | 0 | 0 | 0 | 0 | 0 | 0 | 0 | 0
2011 | MX | WECC | - | MEXW | 11a | Firm (Note: The sum of 11a1 and 11a2 must be ≤ 11a) |  | 0 | 0 | 0 | 0 | 0 | 0 | 0 | 0 | 0 | 0 | 0
2011 | MX | WECC | - | MEXW | 11a1 | Full-Responsibility Purchases |  | 0 | 0 | 0 | 0 | 0 | 0 | 0 | 0 | 0 | 0 | 0
2011 | MX | WECC | - | MEXW | 11a2 | Owned Capacity/Entitlement Located Outside the Region/Subregion |  | 0 | 0 | 0 | 0 | 0 | 0 | 0 | 0 | 0 | 0 | 0
2011 | MX | WECC | - | MEXW | 11b | Non-firm | 0 |  | 0 | 0 | 0 | 0 | 0 | 0 | 0 | 0 | 0 | 0
2011 | MX | WECC | - | MEXW | 11c | Expected (Note: The sum of 11c1 and 11c2 must be ≤ 11c) |  | 0 | 0 | 0 | 0 | 0 | 0 | 0 | 0 | 0 | 0 | 0
2011 | MX | WECC | - | MEXW | 11c1 | Full-Responsibility Purchases |  | 0 | 0 | 0 | 0 | 0 | 0 | 0 | 0 | 0 | 0 | 0
2011 | MX | WECC | - | MEXW | 11c2 | Owned Capacity/Entitlement Located Outside the Region/Subregion |  | 0 | 0 | 0 | 0 | 0 | 0 | 0 | 0 | 0 | 0 | 0
2011 | MX | WECC | - | MEXW | 11d | Provisional – transactions under study, but negotiations have not begun. |  | 0 | 0 | 0 | 0 | 0 | 0 | 0 | 0 | 0 | 0 | 0
2011 | MX | WECC | - | MEXW | 12 | EXISTING, CERTAIN CAPACITY & NET FIRM TRANSACTIONS | 2838.518 | 2842 | 2929 | 3138 | 3138 | 3160 | 3250 | 3167 | 2842 | 2842 | 2842 | 2842
2011 | MX | WECC | - | MEXW | 13 | ANTICIPATED CAPACITY RESOURCES |  | 2962 | 3085 | 3369 | 3670 | 3679 | 3925 | 3842 | 3886 | 3920 | 3925 | 3925
2011 | MX | WECC | - | MEXW | 14 | PROSPECTIVE CAPACITY RESOURCES |  | 2962 | 3085 | 3369 | 3670 | 3679 | 3925 | 3842 | 3886 | 3920 | 3925 | 3925
2011 | MX | WECC | - | MEXW | 15 | TOTAL POTENTIAL CAPACITY RESOURCES |  | 2962 | 3085 | 3399 | 3700 | 3709 | 4230 | 4147 | 4191 | 4770 | 4775 | 4775
2011 | MX | WECC | - | MEXW | 15a | ADJUSTED POTENTIAL CAPACITY RESOURCES |  | 2962 | 3085 | 3399 | 3700 | 3709 | 4230 | 4147 | 4191 | 4770 | 4775 | 4775
2011 | MX | WECC | - | MEXW | 16a | Confidence of Future, Other (7b), using reasonable judgement |  | 0 | 0 | 0 | 0 | 0 | 0 | 0 | 0 | 0 | 0 | 0
2011 | MX | WECC | - | MEXW | 16b | Net Future, Other Resources After Confidence Percentage Is Applied |  | 0 | 0 | 0 | 0 | 0 | 0 | 0 | 0 | 0 | 0 | 0
2011 | MX | WECC | - | MEXW | 16c | Confidence of Conceptual (8), using reasonable judgement | [11 empty] | 1 | bar: 161 to 169
2011 | MX | WECC | - | MEXW | 16d | Net Conceptual Resources After Confidence Percentage Is Applied |  | 0 | 0 | 30 | 30 | 30 | 305 | 305 | 305 | 850 | 850 | 850
2011 | MX | WECC | - | MEXW | 17 | Region/Subregion Target Reserve Margin |  | 11.9% | 11.9% | 11.9% | 11.9% | 11.9% | 11.9% | 11.9% | 11.9% | 11.9% | 11.9% | 11.9%
2011 | MX | WECC | - | MEXW | 18 | Existing Certain and Net Firm Transactions Reserve Margin |  | 29.77% | 28.41% | 31.19% | 24.97% | 20.34% | 18.31% | 10.23% | -5.14% | -9.056% | -12.66% | -16.14%
2011 | MX | WECC | - | MEXW | 19 | Anticipated Capacity Resources Reserve Margin |  | 35.25% | 35.25% | 40.84% | 46.16% | 40.1% | 42.88% | 33.73% | 29.71% | 25.44% | 20.62% | 15.82%
2011 | MX | WECC | - | MEXW | 20 | Prospective Capacity Resources Reserve Margin |  | 35.25% | 35.25% | 40.84% | 46.16% | 40.1% | 42.88% | 33.73% | 29.71% | 25.44% | 20.62% | 15.82%
2011 | MX | WECC | - | MEXW | 21 | Total Potential Resources Reserve Margin |  | 35.25% | 35.25% | 42.1% | 47.35% | 41.24% | 53.99% | 44.34% | 39.89% | 52.64% | 46.74% | 40.9%
2011 | MX | WECC | - | MEXW | 22 | Adjusted Potential Resources Reserve Margin |  | 35.25% | 35.25% | 42.1% | 47.35% | 41.24% | 53.99% | 44.34% | 39.89% | 52.64% | 46.74% | 40.9%
2011 | MX | WECC | - | MEXW | 23 | Total Baseline Installed Capacity | 161: 2848
2011 | MX | WECC | - | MEXW | 24 | Distributed or Other Capacity (Behind the Meter) < 1 MW
2011 | MX | WECC | - | MEXW | 25 | Distributed or Other Capacity (Behind the Meter) ≥ 1 MW
2011 | MX | WECC | - | MEXW | 26 | Capacity Total from EIA-860
2011 | US | WECC | - | NORW | 1 | Unrestricted Coincident Peak Demand | 24346.104 | 24725.9 | 25117.1 | 25421.7 | 25723.7 | 26015.7 | 26356.3 | 26669.2 | 26947.1 | 27241.9 | 27578.5 | 27303.3
2011 | US | WECC | - | NORW | 1a | New Conservation (Energy Efficiency) |  | 116 | 184 | 255 | 314 | 380 | 466 | 530 | 587 | 638 | 689 | 113
2011 | US | WECC | - | NORW | 1b | Estimated Diversity |  | 0 | 0 | 0 | 0 | 0 | 0 | 0 | 0 | 0 | 0 | 0
2011 | US | WECC | - | NORW | 1c | Additions for non-member load (load served by non-registered LSE's in a region) |  | 0 | 0 | 0 | 0 | 0 | 0 | 0 | 0 | 0 | 0 | 0
2011 | US | WECC | - | NORW | 1d | Stand-by Load Under Contract (Normally served by behind the meter generation) |  | 0 | 0 | 0 | 0 | 0 | 0 | 0 | 0 | 0 | 0 | 0
2011 | US | WECC | - | NORW | 1e | Non-Controllable Demand-Side Demand Response |  | 0 | 0 | 0 | 0 | 0 | 0 | 0 | 0 | 0 | 0 | 0
2011 | US | WECC | - | NORW | 2 | Total Internal Demand | 24346.104 | 24609.9 | 24933.1 | 25166.7 | 25409.7 | 25635.7 | 25890.3 | 26139.2 | 26360.1 | 26603.9 | 26889.5 | 27190.3
2011 | US | WECC | - | NORW | 2H1 | Load Forecast Uncertainty (Extreme Demand Factor)
2011 | US | WECC | - | NORW | 2H | Total Internal Demand |  | 0 | 0 | 0 | 0 | 0 | 0 | 0 | 0 | 0 | 0 | 0
2011 | US | WECC | - | NORW | 2a | Supply-Side Direct Control Load Management | 0 | 0 | 0 | 0 | 0 | 0 | 0 | 0 | 0 | 0 | 0 | 0
2011 | US | WECC | - | NORW | 2b | Supply-Side Contractually Interruptible (Curtailable) | 0 | 5 | 22 | 40 | 45 | 45 | 45 | 45 | 45 | 45 | 45 | 45
2011 | US | WECC | - | NORW | 2c | Supply-Side Critical Peak-Pricing (CPP) with Control | 0 | 0 | 0 | 0 | 0 | 0 | 0 | 0 | 0 | 0 | 0 | 0
2011 | US | WECC | - | NORW | 2d | Supply-Side Load as a Capacity Resource | 0 | 0 | 0 | 0 | 0 | 0 | 0 | 0 | 0 | 0 | 0 | 0
2011 | US | WECC | - | NORW | 3 | Net Internal Demand | 24346.104 | 24604.9 | 24911.1 | 25126.7 | 25364.7 | 25590.7 | 25845.3 | 26094.2 | 26315.1 | 26558.9 | 26844.5 | 27145.3
2011 | US | WECC | - | NORW | 4a | Demand Response used for Ancillary Services - Spinning Reserves | 0 | 197 | 197 | 197 | 197 | 197 | 197 | 197 | 197 | 197 | 197 | 197
2011 | US | WECC | - | NORW | 4b | Demand Response used for Ancillary Services - Non-Spinning Reserves | 0 | 187 | 187 | 187 | 187 | 187 | 187 | 187 | 187 | 187 | 187 | 187
2011 | US | WECC | - | NORW | 4c | Demand Response used for Regulation | 0 | 0 | 0 | 0 | 0 | 0 | 0 | 0 | 0 | 0 | 0 | 0
2011 | US | WECC | - | NORW | 4d | Demand Response used for Energy, Voluntary Services - Emergency | 0 | 0 | 0 | 0 | 0 | 0 | 0 | 0 | 0 | 0 | 0 | 0
2011 | US | WECC | - | NORW | 5 | TOTAL INTERNAL CAPACITY | 55179.4 | 64997 | 66528 | 68280 | 69534 | 70104 | 70124 | 70378 | 70578 | 70786 | 70786 | 70786
2011 | US | WECC | - | NORW | 6 | EXISTING CAPACITY | 55179.4 | 64687 | 64704 | 64722 | 64727 | 64727 | 64727 | 64727 | 64727 | 64727 | 64727 | 64727
2011 | US | WECC | - | NORW | 6a | Existing, Certain | 30592.666 | 38478 | 38478 | 38478 | 38478 | 38478 | 38478 | 38478 | 38478 | 38478 | 38478 | 38478
2011 | US | WECC | - | NORW | 6a1 | Wind Expected On-Peak | 216 | 715 | 715 | 715 | 715 | 715 | 715 | 715 | 715 | 715 | 715 | 715
2011 | US | WECC | - | NORW | 6a2 | Solar Expected On-Peak | 0 | 0 | 0 | 0 | 0 | 0 | 0 | 0 | 0 | 0 | 0 | 0
2011 | US | WECC | - | NORW | 6a3 | Hydro Expected On-Peak | 15140.896 | 22342 | 22342 | 22342 | 22342 | 22342 | 22342 | 22342 | 22342 | 22342 | 22342 | 22342
2011 | US | WECC | - | NORW | 6a4 | Biomass Expected On-Peak | 262.37 | 306 | 306 | 306 | 306 | 306 | 306 | 306 | 306 | 306 | 306 | 306
2011 | US | WECC | - | NORW | 6b | Existing, Other (Note: Enter the net expected value only) | 0 | 0 | 0 | 0 | 0 | 0 | 0 | 0 | 0 | 0 | 0 | 0
2011 | US | WECC | - | NORW | 6b1 | Wind Derate On-Peak | 5010 | 4511 | 4511 | 4511 | 4511 | 4511 | 4511 | 4511 | 4511 | 4511 | 4511 | 4511
2011 | US | WECC | - | NORW | 6b2 | Solar Derate On-Peak | 0 | 0 | 0 | 0 | 0 | 0 | 0 | 0 | 0 | 0 | 0 | 0
2011 | US | WECC | - | NORW | 6b3 | Hydro Derate On-Peak | 18721.104 | 11520 | 11520 | 11520 | 11520 | 11520 | 11520 | 11520 | 11520 | 11520 | 11520 | 11520
2011 | US | WECC | - | NORW | 6b4 | Biomass Derate On-Peak | 115.63 | 72 | 72 | 72 | 72 | 72 | 72 | 72 | 72 | 72 | 72 | 72
2011 | US | WECC | - | NORW | 6b5 | Transmission-Limited Resources | 0 | 0 | 0 | 0 | 0 | 0 | 0 | 0 | 0 | 0 | 0 | 0
2011 | US | WECC | - | NORW | 6b6 | All Other Derates | 740 | 3710 | 3710 | 3710 | 3710 | 3710 | 3710 | 3710 | 3710 | 3710 | 3710 | 3710
2011 | US | WECC | - | NORW | 6b7 | Energy Only (Existing-Other) | 0 | 0 | 0 | 0 | 0 | 0 | 0 | 0 | 0 | 0 | 0 | 0
2011 | US | WECC | - | NORW | 6c | Existing, Inoperable (Note: Capacity reported on this line is not included in margin calculations) | 0 | 6391 | 6391 | 6391 | 6391 | 6391 | 6391 | 6391 | 6391 | 6391 | 6391 | 6391
2011 | US | WECC | - | NORW | 6d | Total Supply-Side Demand Response | 0 | 5 | 22 | 40 | 45 | 45 | 45 | 45 | 45 | 45 | 45 | 45
2011 | US | WECC | - | NORW | 7 | FUTURE CAPACITY ADDITIONS |  | 41 | 363 | 676 | 868 | 1254 | 1272 | 1272 | 1277 | 1267 | 1271 | 1264
2011 | US | WECC | - | NORW | 7a | Future, Planned (Note: Enter the net expected value only) |  | 41 | 363 | 676 | 868 | 1254 | 1272 | 1272 | 1277 | 1267 | 1271 | 1264
2011 | US | WECC | - | NORW | 7a1 | Wind Expected On-Peak |  | 1 | 191 | 415 | 609 | 994 | 1009 | 1009 | 1005 | 998 | 1002 | 997
2011 | US | WECC | - | NORW | 7a2 | Wind Derate On-Peak |  | 249 | 1399 | 2704 | 3739 | 3904 | 3889 | 4143 | 4347 | 4562 | 4558 | 4563
2011 | US | WECC | - | NORW | 7a3 | Solar Expected On-Peak |  | 6 | 28 | 37 | 36 | 37 | 38 | 38 | 38 | 38 | 37 | 37
2011 | US | WECC | - | NORW | 7a4 | Solar Derate On-Peak |  | 10 | 33 | 52 | 73 | 92 | 111 | 111 | 111 | 111 | 112 | 112
2011 | US | WECC | - | NORW | 7a5 | Hydro Expected On-Peak |  | 14 | 82 | 114 | 113 | 113 | 115 | 115 | 122 | 121 | 120 | 120
2011 | US | WECC | - | NORW | 7a6 | Hydro Derate On-Peak |  | 10 | 14 | 111 | 112 | 112 | 110 | 110 | 103 | 104 | 105 | 105
2011 | US | WECC | - | NORW | 7a7 | Biomass Expected On-Peak |  | 20 | 62 | 109 | 109 | 109 | 109 | 109 | 111 | 109 | 111 | 109
2011 | US | WECC | - | NORW | 7a8 | Biomass Derate On-Peak |  | 0 | 15 | 15 | 15 | 15 | 15 | 15 | 13 | 15 | 13 | 15
2011 | US | WECC | - | NORW | 7a9 | Transmission-Limited Resources |  | 0 | 0 | 0 | 0 | 0 | 0 | 0 | 0 | 0 | 0 | 0
2011 | US | WECC | - | NORW | 7a10 | Scheduled Outage - Maintenance |  | 0 | 0 | 0 | 0 | 0 | 0 | 0 | 0 | 0 | 0 | 0
2011 | US | WECC | - | NORW | 7a11 | All Other Derates |  | 0 | 0 | 0 | 0 | 0 | 0 | 0 | 0 | 0 | 0 | 0
2011 | US | WECC | - | NORW | 7a12 | Energy Only |  | 0 | 0 | 0 | 0 | 0 | 0 | 0 | 0 | 0 | 0 | 0
2011 | US | WECC | - | NORW | 7b | Future, Other (Note: Enter the net expected value only) |  | 0 | 0 | 0 | 0 | 0 | 0 | 0 | 0 | 0 | 0 | 0
2011 | US | WECC | - | NORW | 7b1 | Wind Expected On-Peak |  | 0 | 0 | 0 | 0 | 0 | 0 | 0 | 0 | 0 | 0 | 0
2011 | US | WECC | - | NORW | 7b2 | Wind Derate On-Peak |  | 0 | 0 | 0 | 0 | 0 | 0 | 0 | 0 | 0 | 0 | 0
2011 | US | WECC | - | NORW | 7b3 | Solar Expected On-Peak |  | 0 | 0 | 0 | 0 | 0 | 0 | 0 | 0 | 0 | 0 | 0
2011 | US | WECC | - | NORW | 7b4 | Solar Derate On-Peak |  | 0 | 0 | 0 | 0 | 0 | 0 | 0 | 0 | 0 | 0 | 0
2011 | US | WECC | - | NORW | 7b5 | Hydro Expected On-Peak |  | 0 | 0 | 0 | 0 | 0 | 0 | 0 | 0 | 0 | 0 | 0
2011 | US | WECC | - | NORW | 7b6 | Hydro Derate On-Peak |  | 0 | 0 | 0 | 0 | 0 | 0 | 0 | 0 | 0 | 0 | 0
2011 | US | WECC | - | NORW | 7b7 | Biomass Expected On-Peak |  | 0 | 0 | 0 | 0 | 0 | 0 | 0 | 0 | 0 | 0 | 0
2011 | US | WECC | - | NORW | 7b8 | Biomass Derate On-Peak |  | 0 | 0 | 0 | 0 | 0 | 0 | 0 | 0 | 0 | 0 | 0
2011 | US | WECC | - | NORW | 7b9 | Transmission-Limited Resources |  | 0 | 0 | 0 | 0 | 0 | 0 | 0 | 0 | 0 | 0 | 0
2011 | US | WECC | - | NORW | 7b10 | Scheduled Outage - Maintenance |  | 0 | 0 | 0 | 0 | 0 | 0 | 0 | 0 | 0 | 0 | 0
2011 | US | WECC | - | NORW | 7b11 | All Other Derates |  | 0 | 0 | 0 | 0 | 0 | 0 | 0 | 0 | 0 | 0 | 0
2011 | US | WECC | - | NORW | 7b12 | Energy Only |  | 0 | 0 | 0 | 0 | 0 | 0 | 0 | 0 | 0 | 0 | 0
2011 | US | WECC | - | NORW | 8 | Conceptual (Note: Enter the net expected value only) |  | 0 | 5 | 5 | 5 | 52 | 141 | 180 | 275 | 284 | 170 | 171
2011 | US | WECC | - | NORW | 8a1 | Wind Expected On-Peak |  | 0 | 5 | 5 | 5 | 4 | 93 | 132 | 227 | 236 | 122 | 123
2011 | US | WECC | - | NORW | 8a2 | Wind Derate On-Peak |  | 0 | 48 | 48 | 48 | 449 | 1360 | 2121 | 3226 | 3417 | 3531 | 3530
2011 | US | WECC | - | NORW | 8a3 | Solar Expected On-Peak |  | 0 | 0 | 0 | 0 | 0 | 0 | 0 | 0 | 0 | 0 | 0
2011 | US | WECC | - | NORW | 8a4 | Solar Derate On-Peak |  | 0 | 0 | 0 | 0 | 0 | 0 | 0 | 0 | 0 | 0 | 0
2011 | US | WECC | - | NORW | 8a5 | Hydro Expected On-Peak |  | 0 | 0 | 0 | 0 | 0 | 0 | 0 | 0 | 0 | 0 | 0
2011 | US | WECC | - | NORW | 8a6 | Hydro Derate On-Peak |  | 0 | 0 | 0 | 0 | 0 | 0 | 0 | 0 | 0 | 0 | 0
2011 | US | WECC | - | NORW | 8a7 | Biomass Expected On-Peak |  | 0 | 0 | 0 | 0 | 0 | 0 | 0 | 0 | 0 | 0 | 0
2011 | US | WECC | - | NORW | 8a8 | Biomass Derate On-Peak |  | 0 | 0 | 0 | 0 | 0 | 0 | 0 | 0 | 0 | 0 | 0
2011 | US | WECC | - | NORW | 8a9 | All Other Derates |  | 0 | 0 | 0 | 0 | 0 | 0 | 0 | 0 | 0 | 0 | 0
2011 | US | WECC | - | NORW | 8a10 | Energy Only |  | 0 | 0 | 0 | 0 | 0 | 0 | 0 | 0 | 0 | 0 | 0
2011 | US | WECC | - | NORW | 9 | ANTICIPATED INTERNAL CAPACITY | 30592.666 | 38524 | 38863 | 39194 | 39391 | 39777 | 39795 | 39795 | 39800 | 39790 | 39794 | 39787
2011 | US | WECC | - | NORW | 10 | CAPACITY TRANSACTIONS - IMPORTS | 1158 | 3500 | 3500 | 3500 | 3500 | 3359 | 3490 | 3451 | 3466 | 3491 | 3500 | 3500
2011 | US | WECC | - | NORW | 10a | Firm (Note: The sum of 10a1 and 10a2 must be ≤ 10a) |  | 3500 | 3500 | 3500 | 3500 | 3359 | 3490 | 3451 | 3466 | 3491 | 3500 | 3500
2011 | US | WECC | - | NORW | 10a1 | Full-Responsibility Purchases |  | 0 | 0 | 0 | 0 | 0 | 0 | 0 | 0 | 0 | 0 | 0
2011 | US | WECC | - | NORW | 10a2 | Owned Capacity/Entitlement Located Outside the Region/Subregion |  | 1300 | 1300 | 1300 | 1300 | 1300 | 1300 | 1300 | 1300 | 1300 | 1300 | 1300
2011 | US | WECC | - | NORW | 10b | Non-firm | 0 |  | 0 | 0 | 0 | 0 | 0 | 0 | 0 | 0 | 0 | 0
2011 | US | WECC | - | NORW | 10c | Expected (Note: The sum of 10c1 and 10c2 must be ≤ 10c) |  | 0 | 0 | 0 | 0 | 0 | 0 | 0 | 0 | 0 | 0 | 0
2011 | US | WECC | - | NORW | 10c1 | Full-Responsibility Purchases |  | 0 | 0 | 0 | 0 | 0 | 0 | 0 | 0 | 0 | 0 | 0
2011 | US | WECC | - | NORW | 10c2 | Owned Capacity/Entitlement Located Outside the Region/Subregion |  | 0 | 0 | 0 | 0 | 0 | 0 | 0 | 0 | 0 | 0 | 0
2011 | US | WECC | - | NORW | 10d | Provisional – transactions under study, but negotiations have not begun. |  | 0 | 0 | 0 | 0 | 0 | 0 | 0 | 0 | 0 | 0 | 0
2011 | US | WECC | - | NORW | 11 | CAPACITY TRANSACTIONS - EXPORTS | 3472 | 8199 | 7660 | 8323 | 8106 | 8158 | 8323 | 8323 | 8323 | 8312 | 8316 | 8316
2011 | US | WECC | - | NORW | 11a | Firm (Note: The sum of 11a1 and 11a2 must be ≤ 11a) |  | 8152 | 7660 | 8029 | 8046 | 8158 | 8181 | 8103 | 8323 | 8312 | 8316 | 8316
2011 | US | WECC | - | NORW | 11a1 | Full-Responsibility Purchases |  | 0 | 0 | 0 | 0 | 0 | 0 | 0 | 0 | 0 | 0 | 0
2011 | US | WECC | - | NORW | 11a2 | Owned Capacity/Entitlement Located Outside the Region/Subregion |  | 0 | 0 | 0 | 0 | 0 | 0 | 0 | 0 | 0 | 0 | 0
2011 | US | WECC | - | NORW | 11b | Non-firm | 0 |  | 0 | 0 | 0 | 0 | 0 | 0 | 0 | 0 | 0 | 0
2011 | US | WECC | - | NORW | 11c | Expected (Note: The sum of 11c1 and 11c2 must be ≤ 11c) |  | 47 | 0 | 294 | 60 | 0 | 142 | 220 | 0 | 0 | 0 | 0
2011 | US | WECC | - | NORW | 11c1 | Full-Responsibility Purchases |  | 0 | 0 | 0 | 0 | 0 | 0 | 0 | 0 | 0 | 0 | 0
2011 | US | WECC | - | NORW | 11c2 | Owned Capacity/Entitlement Located Outside the Region/Subregion |  | 0 | 0 | 0 | 0 | 0 | 0 | 0 | 0 | 0 | 0 | 0
2011 | US | WECC | - | NORW | 11d | Provisional – transactions under study, but negotiations have not begun. |  | 0 | 0 | 0 | 0 | 0 | 0 | 0 | 0 | 0 | 0 | 0
2011 | US | WECC | - | NORW | 12 | EXISTING, CERTAIN CAPACITY & NET FIRM TRANSACTIONS | 30592.666 | 33831 | 34340 | 33989 | 33977 | 33724 | 33832 | 33871 | 33666 | 33702 | 33707 | 33707
2011 | US | WECC | - | NORW | 13 | ANTICIPATED CAPACITY RESOURCES |  | 33825 | 34703 | 34371 | 34785 | 34978 | 34962 | 34923 | 34943 | 34969 | 34978 | 34971
2011 | US | WECC | - | NORW | 14 | PROSPECTIVE CAPACITY RESOURCES |  | 33825 | 34703 | 34371 | 34785 | 34978 | 34962 | 34923 | 34943 | 34969 | 34978 | 34971
2011 | US | WECC | - | NORW | 15 | TOTAL POTENTIAL CAPACITY RESOURCES |  | 33825 | 34708 | 34376 | 34790 | 35030 | 35103 | 35103 | 35218 | 35253 | 35148 | 35142
2011 | US | WECC | - | NORW | 15a | ADJUSTED POTENTIAL CAPACITY RESOURCES |  | 33825 | 34708 | 34376 | 34790 | 35030 | 35103 | 35103 | 35218 | 35253 | 35148 | 35142
2011 | US | WECC | - | NORW | 16a | Confidence of Future, Other (7b), using reasonable judgement |  | 0 | 0 | 0 | 0 | 0 | 0 | 0 | 0 | 0 | 0 | 0
2011 | US | WECC | - | NORW | 16b | Net Future, Other Resources After Confidence Percentage Is Applied |  | 0 | 0 | 0 | 0 | 0 | 0 | 0 | 0 | 0 | 0 | 0
2011 | US | WECC | - | NORW | 16c | Confidence of Conceptual (8), using reasonable judgement | [11 empty] | 1 | bar: 161 to 169
2011 | US | WECC | - | NORW | 16d | Net Conceptual Resources After Confidence Percentage Is Applied |  | 0 | 5 | 5 | 5 | 52 | 141 | 180 | 275 | 284 | 170 | 171
2011 | US | WECC | - | NORW | 17 | Region/Subregion Target Reserve Margin |  | 17.2% | 17.2% | 17.2% | 17.2% | 17.2% | 17.2% | 17.2% | 17.2% | 17.2% | 17.2% | 17.2%
2011 | US | WECC | - | NORW | 18 | Existing Certain and Net Firm Transactions Reserve Margin |  | 37.47% | 37.73% | 35.06% | 33.72% | 31.55% | 30.67% | 29.58% | 27.72% | 26.68% | 25.35% | 23.97%
2011 | US | WECC | - | NORW | 19 | Anticipated Capacity Resources Reserve Margin |  | 37.44% | 39.18% | 36.57% | 36.9% | 36.44% | 35.04% | 33.6% | 32.56% | 31.44% | 30.08% | 28.62%
2011 | US | WECC | - | NORW | 20 | Prospective Capacity Resources Reserve Margin |  | 37.44% | 39.18% | 36.57% | 36.9% | 36.44% | 35.04% | 33.6% | 32.56% | 31.44% | 30.08% | 28.62%
2011 | US | WECC | - | NORW | 21 | Total Potential Resources Reserve Margin |  | 37.44% | 39.2% | 36.59% | 36.92% | 36.65% | 35.58% | 34.29% | 33.6% | 32.51% | 30.71% | 29.24%
2011 | US | WECC | - | NORW | 22 | Adjusted Potential Resources Reserve Margin |  | 37.44% | 39.2% | 36.59% | 36.92% | 36.65% | 35.58% | 34.29% | 33.6% | 32.51% | 30.71% | 29.24%
2011 | US | WECC | - | NORW | 23 | Total Baseline Installed Capacity | 161: 55179.4
2011 | US | WECC | - | NORW | 24 | Distributed or Other Capacity (Behind the Meter) < 1 MW
2011 | US | WECC | - | NORW | 25 | Distributed or Other Capacity (Behind the Meter) ≥ 1 MW
2011 | US | WECC | - | NORW | 26 | Capacity Total from EIA-860
2011 | US | WECC | - | ROCK | 1 | Unrestricted Coincident Peak Demand | 11208 | 10973 | 11161 | 11409 | 11697 | 11983 | 12236 | 12563 | 12828 | 13102 | 13387 | 13677
2011 | US | WECC | - | ROCK | 1a | New Conservation (Energy Efficiency) |  | 0 | 0 | 0 | 0 | 0 | 0 | 0 | 0 | 0 | 0 | 0
2011 | US | WECC | - | ROCK | 1b | Estimated Diversity |  | 0 | 0 | 0 | 0 | 0 | 0 | 0 | 0 | 0 | 0 | 0
2011 | US | WECC | - | ROCK | 1c | Additions for non-member load (load served by non-registered LSE's in a region) |  | 0 | 0 | 0 | 0 | 0 | 0 | 0 | 0 | 0 | 0 | 0
2011 | US | WECC | - | ROCK | 1d | Stand-by Load Under Contract (Normally served by behind the meter generation) |  | 0 | 0 | 0 | 0 | 0 | 0 | 0 | 0 | 0 | 0 | 0
2011 | US | WECC | - | ROCK | 1e | Non-Controllable Demand-Side Demand Response |  | 0 | 0 | 0 | 0 | 0 | 0 | 0 | 0 | 0 | 0 | 0
2011 | US | WECC | - | ROCK | 2 | Total Internal Demand | 11208 | 10973 | 11161 | 11409 | 11697 | 11983 | 12236 | 12563 | 12828 | 13102 | 13387 | 13677
2011 | US | WECC | - | ROCK | 2H1 | Load Forecast Uncertainty (Extreme Demand Factor)
2011 | US | WECC | - | ROCK | 2H | Total Internal Demand |  | 0 | 0 | 0 | 0 | 0 | 0 | 0 | 0 | 0 | 0 | 0
2011 | US | WECC | - | ROCK | 2a | Supply-Side Direct Control Load Management | 153 | 152 | 163 | 174 | 172 | 160 | 149 | 139 | 130 | 121 | 113 | 106
2011 | US | WECC | - | ROCK | 2b | Supply-Side Contractually Interruptible (Curtailable) | 98 | 245 | 250 | 254 | 256 | 257 | 259 | 213 | 215 | 216 | 218 | 219
2011 | US | WECC | - | ROCK | 2c | Supply-Side Critical Peak-Pricing (CPP) with Control | 0 | 0 | 0 | 0 | 0 | 0 | 0 | 0 | 0 | 0 | 0 | 0
2011 | US | WECC | - | ROCK | 2d | Supply-Side Load as a Capacity Resource | 0 | 0 | 0 | 0 | 0 | 0 | 0 | 0 | 0 | 0 | 0 | 0
2011 | US | WECC | - | ROCK | 3 | Net Internal Demand | 10957 | 10576 | 10748 | 10981 | 11269 | 11566 | 11828 | 12211 | 12483 | 12765 | 13056 | 13352
2011 | US | WECC | - | ROCK | 4a | Demand Response used for Ancillary Services - Spinning Reserves | 0 | 0 | 0 | 0 | 0 | 0 | 0 | 0 | 0 | 0 | 0 | 0
2011 | US | WECC | - | ROCK | 4b | Demand Response used for Ancillary Services - Non-Spinning Reserves | 0 | 0 | 0 | 0 | 0 | 0 | 0 | 0 | 0 | 0 | 0 | 0
2011 | US | WECC | - | ROCK | 4c | Demand Response used for Regulation | 0 | 0 | 0 | 0 | 0 | 0 | 0 | 0 | 0 | 0 | 0 | 0
2011 | US | WECC | - | ROCK | 4d | Demand Response used for Energy, Voluntary Services - Emergency | 0 | 0 | 0 | 0 | 0 | 0 | 0 | 0 | 0 | 0 | 0 | 0
2011 | US | WECC | - | ROCK | 5 | TOTAL INTERNAL CAPACITY | 16132 | 17046 | 17751 | 17766 | 18146 | 18135 | 18126 | 18070 | 18063 | 18055 | 18049 | 18043
2011 | US | WECC | - | ROCK | 6 | EXISTING CAPACITY | 16132 | 16348 | 16364 | 16379 | 16379 | 16368 | 16359 | 16303 | 16296 | 16288 | 16282 | 16276
2011 | US | WECC | - | ROCK | 6a | Existing, Certain | 14348 | 14057 | 14057 | 14057 | 14057 | 14057 | 14057 | 14057 | 14057 | 14057 | 14057 | 14057
2011 | US | WECC | - | ROCK | 6a1 | Wind Expected On-Peak | 501 | 164 | 164 | 164 | 164 | 164 | 164 | 164 | 164 | 164 | 164 | 164
2011 | US | WECC | - | ROCK | 6a2 | Solar Expected On-Peak | 7 | 4 | 4 | 4 | 4 | 4 | 4 | 4 | 4 | 4 | 4 | 4
2011 | US | WECC | - | ROCK | 6a3 | Hydro Expected On-Peak | 812 | 852 | 852 | 852 | 852 | 852 | 852 | 852 | 852 | 852 | 852 | 852
2011 | US | WECC | - | ROCK | 6a4 | Biomass Expected On-Peak | 0 | 9 | 9 | 9 | 9 | 9 | 9 | 9 | 9 | 9 | 9 | 9
2011 | US | WECC | - | ROCK | 6b | Existing, Other (Note: Enter the net expected value only) | 0 | 0 | 0 | 0 | 0 | 0 | 0 | 0 | 0 | 0 | 0 | 0
2011 | US | WECC | - | ROCK | 6b1 | Wind Derate On-Peak | 619 | 956 | 956 | 956 | 956 | 956 | 956 | 956 | 956 | 956 | 956 | 956
2011 | US | WECC | - | ROCK | 6b2 | Solar Derate On-Peak | 1 | 4 | 4 | 4 | 4 | 4 | 4 | 4 | 4 | 4 | 4 | 4
2011 | US | WECC | - | ROCK | 6b3 | Hydro Derate On-Peak | 904 | 864 | 864 | 864 | 864 | 864 | 864 | 864 | 864 | 864 | 864 | 864
2011 | US | WECC | - | ROCK | 6b4 | Biomass Derate On-Peak | 9 | 0 | 0 | 0 | 0 | 0 | 0 | 0 | 0 | 0 | 0 | 0
2011 | US | WECC | - | ROCK | 6b5 | Transmission-Limited Resources | 0 | 0 | 0 | 0 | 0 | 0 | 0 | 0 | 0 | 0 | 0 | 0
2011 | US | WECC | - | ROCK | 6b6 | All Other Derates | 0 | 0 | 0 | 0 | 0 | 0 | 0 | 0 | 0 | 0 | 0 | 0
2011 | US | WECC | - | ROCK | 6b7 | Energy Only (Existing-Other) | 0 | 0 | 0 | 0 | 0 | 0 | 0 | 0 | 0 | 0 | 0 | 0
2011 | US | WECC | - | ROCK | 6c | Existing, Inoperable (Note: Capacity reported on this line is not included in margin calculations) | 0 | 70 | 70 | 70 | 70 | 70 | 70 | 70 | 70 | 70 | 70 | 70
2011 | US | WECC | - | ROCK | 6d | Total Supply-Side Demand Response | 251 | 397 | 413 | 428 | 428 | 417 | 408 | 352 | 345 | 337 | 331 | 325
2011 | US | WECC | - | ROCK | 7 | FUTURE CAPACITY ADDITIONS |  | 489 | 951 | 957 | 1337 | 1349 | 1352 | 1333 | 1331 | 1337 | 1349 | 1347
2011 | US | WECC | - | ROCK | 7a | Future, Planned (Note: Enter the net expected value only) |  | 489 | 951 | 957 | 1337 | 1349 | 1352 | 1333 | 1331 | 1337 | 1349 | 1347
2011 | US | WECC | - | ROCK | 7a1 | Wind Expected On-Peak |  | 93 | 166 | 172 | 172 | 184 | 187 | 168 | 166 | 172 | 184 | 182
2011 | US | WECC | - | ROCK | 7a2 | Wind Derate On-Peak |  | 207 | 434 | 428 | 428 | 416 | 413 | 432 | 434 | 428 | 416 | 418
2011 | US | WECC | - | ROCK | 7a3 | Solar Expected On-Peak |  | 11 | 20 | 20 | 20 | 20 | 20 | 20 | 20 | 20 | 20 | 20
2011 | US | WECC | - | ROCK | 7a4 | Solar Derate On-Peak |  | 2 | 2 | 2 | 2 | 2 | 2 | 2 | 2 | 2 | 2 | 2
2011 | US | WECC | - | ROCK | 7a5 | Hydro Expected On-Peak |  | 0 | 0 | 0 | 0 | 0 | 0 | 0 | 0 | 0 | 0 | 0
2011 | US | WECC | - | ROCK | 7a6 | Hydro Derate On-Peak |  | 0 | 0 | 0 | 0 | 0 | 0 | 0 | 0 | 0 | 0 | 0
2011 | US | WECC | - | ROCK | 7a7 | Biomass Expected On-Peak |  | 0 | 0 | 0 | 0 | 0 | 0 | 0 | 0 | 0 | 0 | 0
2011 | US | WECC | - | ROCK | 7a8 | Biomass Derate On-Peak |  | 0 | 0 | 0 | 0 | 0 | 0 | 0 | 0 | 0 | 0 | 0
2011 | US | WECC | - | ROCK | 7a9 | Transmission-Limited Resources |  | 0 | 0 | 0 | 0 | 0 | 0 | 0 | 0 | 0 | 0 | 0
2011 | US | WECC | - | ROCK | 7a10 | Scheduled Outage - Maintenance |  | 0 | 0 | 0 | 0 | 0 | 0 | 0 | 0 | 0 | 0 | 0
2011 | US | WECC | - | ROCK | 7a11 | All Other Derates |  | 0 | 0 | 0 | 0 | 0 | 0 | 0 | 0 | 0 | 0 | 0
2011 | US | WECC | - | ROCK | 7a12 | Energy Only |  | 0 | 0 | 0 | 0 | 0 | 0 | 0 | 0 | 0 | 0 | 0
2011 | US | WECC | - | ROCK | 7b | Future, Other (Note: Enter the net expected value only) |  | 0 | 0 | 0 | 0 | 0 | 0 | 0 | 0 | 0 | 0 | 0
2011 | US | WECC | - | ROCK | 7b1 | Wind Expected On-Peak |  | 0 | 0 | 0 | 0 | 0 | 0 | 0 | 0 | 0 | 0 | 0
2011 | US | WECC | - | ROCK | 7b2 | Wind Derate On-Peak |  | 0 | 0 | 0 | 0 | 0 | 0 | 0 | 0 | 0 | 0 | 0
2011 | US | WECC | - | ROCK | 7b3 | Solar Expected On-Peak |  | 0 | 0 | 0 | 0 | 0 | 0 | 0 | 0 | 0 | 0 | 0
2011 | US | WECC | - | ROCK | 7b4 | Solar Derate On-Peak |  | 0 | 0 | 0 | 0 | 0 | 0 | 0 | 0 | 0 | 0 | 0
2011 | US | WECC | - | ROCK | 7b5 | Hydro Expected On-Peak |  | 0 | 0 | 0 | 0 | 0 | 0 | 0 | 0 | 0 | 0 | 0
2011 | US | WECC | - | ROCK | 7b6 | Hydro Derate On-Peak |  | 0 | 0 | 0 | 0 | 0 | 0 | 0 | 0 | 0 | 0 | 0
2011 | US | WECC | - | ROCK | 7b7 | Biomass Expected On-Peak |  | 0 | 0 | 0 | 0 | 0 | 0 | 0 | 0 | 0 | 0 | 0
2011 | US | WECC | - | ROCK | 7b8 | Biomass Derate On-Peak |  | 0 | 0 | 0 | 0 | 0 | 0 | 0 | 0 | 0 | 0 | 0
2011 | US | WECC | - | ROCK | 7b9 | Transmission-Limited Resources |  | 0 | 0 | 0 | 0 | 0 | 0 | 0 | 0 | 0 | 0 | 0
2011 | US | WECC | - | ROCK | 7b10 | Scheduled Outage - Maintenance |  | 0 | 0 | 0 | 0 | 0 | 0 | 0 | 0 | 0 | 0 | 0
2011 | US | WECC | - | ROCK | 7b11 | All Other Derates |  | 0 | 0 | 0 | 0 | 0 | 0 | 0 | 0 | 0 | 0 | 0
2011 | US | WECC | - | ROCK | 7b12 | Energy Only |  | 0 | 0 | 0 | 0 | 0 | 0 | 0 | 0 | 0 | 0 | 0
2011 | US | WECC | - | ROCK | 8 | Conceptual (Note: Enter the net expected value only) |  | 80 | 169 | 237 | 331 | 116 | 360 | 339 | 339 | 338 | 637 | 636
2011 | US | WECC | - | ROCK | 8a1 | Wind Expected On-Peak |  | 80 | 169 | 237 | 331 | 116 | 360 | 339 | 339 | 338 | 127 | 126
2011 | US | WECC | - | ROCK | 8a2 | Wind Derate On-Peak |  | 22 | 239 | 576 | 584 | 799 | 606 | 678 | 729 | 781 | 1043 | 1044
2011 | US | WECC | - | ROCK | 8a3 | Solar Expected On-Peak |  | 0 | 0 | 0 | 0 | 0 | 0 | 0 | 0 | 0 | 0 | 0
2011 | US | WECC | - | ROCK | 8a4 | Solar Derate On-Peak |  | 0 | 0 | 0 | 0 | 0 | 0 | 0 | 0 | 0 | 0 | 0
2011 | US | WECC | - | ROCK | 8a5 | Hydro Expected On-Peak |  | 0 | 0 | 0 | 0 | 0 | 0 | 0 | 0 | 0 | 0 | 0
2011 | US | WECC | - | ROCK | 8a6 | Hydro Derate On-Peak |  | 0 | 0 | 0 | 0 | 0 | 0 | 0 | 0 | 0 | 0 | 0
2011 | US | WECC | - | ROCK | 8a7 | Biomass Expected On-Peak |  | 0 | 0 | 0 | 0 | 0 | 0 | 0 | 0 | 0 | 0 | 0
2011 | US | WECC | - | ROCK | 8a8 | Biomass Derate On-Peak |  | 0 | 0 | 0 | 0 | 0 | 0 | 0 | 0 | 0 | 0 | 0
2011 | US | WECC | - | ROCK | 8a9 | All Other Derates |  | 0 | 0 | 0 | 0 | 0 | 0 | 0 | 0 | 0 | 0 | 0
2011 | US | WECC | - | ROCK | 8a10 | Energy Only |  | 0 | 0 | 0 | 0 | 0 | 0 | 0 | 0 | 0 | 0 | 0
2011 | US | WECC | - | ROCK | 9 | ANTICIPATED INTERNAL CAPACITY | 14599 | 14943 | 15421 | 15442 | 15822 | 15823 | 15817 | 15742 | 15733 | 15731 | 15737 | 15729
2011 | US | WECC | - | ROCK | 10 | CAPACITY TRANSACTIONS - IMPORTS | 738 | 376 | 571 | 1356 | 1522 | 1698 | 1657 | 1672 | 1686 | 1714 | 1884 | 1884
2011 | US | WECC | - | ROCK | 10a | Firm (Note: The sum of 10a1 and 10a2 must be ≤ 10a) |  | 371 | 471 | 525 | 767 | 802 | 1186 | 1062 | 400 | 400 | 400 | 400
2011 | US | WECC | - | ROCK | 10a1 | Full-Responsibility Purchases |  | 0 | 0 | 0 | 0 | 0 | 0 | 0 | 0 | 0 | 0 | 0
2011 | US | WECC | - | ROCK | 10a2 | Owned Capacity/Entitlement Located Outside the Region/Subregion |  | 0 | 0 | 0 | 0 | 0 | 0 | 0 | 0 | 0 | 0 | 0
2011 | US | WECC | - | ROCK | 10b | Non-firm | 0 |  | 0 | 0 | 0 | 0 | 0 | 0 | 0 | 0 | 0 | 0
2011 | US | WECC | - | ROCK | 10c | Expected (Note: The sum of 10c1 and 10c2 must be ≤ 10c) |  | 5 | 0 | 831 | 755 | 894 | 471 | 610 | 1286 | 1314 | 1484 | 1484
2011 | US | WECC | - | ROCK | 10c1 | Full-Responsibility Purchases |  | 0 | 0 | 0 | 0 | 0 | 0 | 0 | 0 | 0 | 0 | 0
2011 | US | WECC | - | ROCK | 10c2 | Owned Capacity/Entitlement Located Outside the Region/Subregion |  | 0 | 0 | 0 | 0 | 0 | 0 | 0 | 0 | 0 | 0 | 0
2011 | US | WECC | - | ROCK | 10d | Provisional – transactions under study, but negotiations have not begun. |  | 0 | 100 | 0 | 0 | 2 | 0 | 0 | 0 | 0 | 0 | 0
2011 | US | WECC | - | ROCK | 11 | CAPACITY TRANSACTIONS - EXPORTS | 897 | 834 | 556 | 531 | 531 | 316 | 531 | 531 | 531 | 531 | 531 | 531
2011 | US | WECC | - | ROCK | 11a | Firm (Note: The sum of 11a1 and 11a2 must be ≤ 11a) |  | 834 | 531 | 531 | 531 | 316 | 531 | 531 | 531 | 531 | 531 | 531
2011 | US | WECC | - | ROCK | 11a1 | Full-Responsibility Purchases |  | 0 | 0 | 0 | 0 | 0 | 0 | 0 | 0 | 0 | 0 | 0
2011 | US | WECC | - | ROCK | 11a2 | Owned Capacity/Entitlement Located Outside the Region/Subregion |  | 131 | 131 | 131 | 131 | 131 | 131 | 131 | 131 | 131 | 131 | 131
2011 | US | WECC | - | ROCK | 11b | Non-firm | 0 |  | 0 | 0 | 0 | 0 | 0 | 0 | 0 | 0 | 0 | 0
2011 | US | WECC | - | ROCK | 11c | Expected (Note: The sum of 11c1 and 11c2 must be ≤ 11c) |  | 0 | 25 | 0 | 0 | 0 | 0 | 0 | 0 | 0 | 0 | 0
2011 | US | WECC | - | ROCK | 11c1 | Full-Responsibility Purchases |  | 0 | 0 | 0 | 0 | 0 | 0 | 0 | 0 | 0 | 0 | 0
2011 | US | WECC | - | ROCK | 11c2 | Owned Capacity/Entitlement Located Outside the Region/Subregion |  | 0 | 0 | 0 | 0 | 0 | 0 | 0 | 0 | 0 | 0 | 0
2011 | US | WECC | - | ROCK | 11d | Provisional – transactions under study, but negotiations have not begun. |  | 0 | 0 | 0 | 0 | 0 | 0 | 0 | 0 | 0 | 0 | 0
2011 | US | WECC | - | ROCK | 12 | EXISTING, CERTAIN CAPACITY & NET FIRM TRANSACTIONS | 14599 | 13991 | 14410 | 14479 | 14721 | 14960 | 15120 | 14940 | 14271 | 14263 | 14257 | 14251
2011 | US | WECC | - | ROCK | 13 | ANTICIPATED CAPACITY RESOURCES |  | 14485 | 15336 | 16267 | 16813 | 17203 | 16943 | 16883 | 16888 | 16914 | 17090 | 17082
2011 | US | WECC | - | ROCK | 14 | PROSPECTIVE CAPACITY RESOURCES |  | 14485 | 15336 | 16267 | 16813 | 17203 | 16943 | 16883 | 16888 | 16914 | 17090 | 17082
2011 | US | WECC | - | ROCK | 15 | TOTAL POTENTIAL CAPACITY RESOURCES |  | 14565 | 15605 | 16504 | 17144 | 17321 | 17303 | 17222 | 17227 | 17252 | 17727 | 17718
2011 | US | WECC | - | ROCK | 15a | ADJUSTED POTENTIAL CAPACITY RESOURCES |  | 14565 | 15605 | 16504 | 17144 | 17321 | 17303 | 17222 | 17227 | 17252 | 17727 | 17718
2011 | US | WECC | - | ROCK | 16a | Confidence of Future, Other (7b), using reasonable judgement |  | 0 | 0 | 0 | 0 | 0 | 0 | 0 | 0 | 0 | 0 | 0
2011 | US | WECC | - | ROCK | 16b | Net Future, Other Resources After Confidence Percentage Is Applied |  | 0 | 0 | 0 | 0 | 0 | 0 | 0 | 0 | 0 | 0 | 0
2011 | US | WECC | - | ROCK | 16c | Confidence of Conceptual (8), using reasonable judgement | [11 empty] | 1 | bar: 161 to 169
2011 | US | WECC | - | ROCK | 16d | Net Conceptual Resources After Confidence Percentage Is Applied |  | 80 | 169 | 237 | 331 | 116 | 360 | 339 | 339 | 338 | 637 | 636
2011 | US | WECC | - | ROCK | 17 | Region/Subregion Target Reserve Margin |  | 12.5% | 12.5% | 12.5% | 12.5% | 12.5% | 12.5% | 12.5% | 12.5% | 12.5% | 12.5% | 12.5%
2011 | US | WECC | - | ROCK | 18 | Existing Certain and Net Firm Transactions Reserve Margin |  | 27.5% | 29.11% | 26.91% | 25.85% | 24.84% | 23.57% | 18.92% | 11.25% | 8.861% | 6.499% | 4.197%
2011 | US | WECC | - | ROCK | 19 | Anticipated Capacity Resources Reserve Margin |  | 32.01% | 37.41% | 42.58% | 43.74% | 43.56% | 38.47% | 34.39% | 31.65% | 29.09% | 27.66% | 24.9%
2011 | US | WECC | - | ROCK | 20 | Prospective Capacity Resources Reserve Margin |  | 32.01% | 37.41% | 42.58% | 43.74% | 43.56% | 38.47% | 34.39% | 31.65% | 29.09% | 27.66% | 24.9%
2011 | US | WECC | - | ROCK | 21 | Total Potential Resources Reserve Margin |  | 32.73% | 39.82% | 44.66% | 46.57% | 44.55% | 41.41% | 37.09% | 34.29% | 31.67% | 32.42% | 29.55%
2011 | US | WECC | - | ROCK | 22 | Adjusted Potential Resources Reserve Margin |  | 32.73% | 39.82% | 44.66% | 46.57% | 44.55% | 41.41% | 37.09% | 34.29% | 31.67% | 32.42% | 29.55%
2011 | US | WECC | - | ROCK | 23 | Total Baseline Installed Capacity | 161: 15881
2011 | US | WECC | - | ROCK | 24 | Distributed or Other Capacity (Behind the Meter) < 1 MW
2011 | US | WECC | - | ROCK | 25 | Distributed or Other Capacity (Behind the Meter) ≥ 1 MW
2011 | US | WECC | - | ROCK | 26 | Capacity Total from EIA-860
2011 | US | TRE | - | ERCOT | 1d | Stand-by Load Under Contract (Normally served by behind the meter generation) |  | 0 | 0 | 0 | 0 | 0 | 0 | 0 | 0 | 0 | 0 | 0
2011 | US | TRE | - | ERCOT | 1e | Non-Controllable Demand-Side Demand Response |  | 0 | 0 | 0 | 0 | 0 | 0 | 0 | 0 | 0 | 0 | 0
2011 | US | TRE | - | ERCOT | 2 | Total Internal Demand | 65776.3264 | 63770 | 65406 | 67362.36 | 70004.28 | 71910.098 | 73368.702 | 74384.972 | 75520.664 | 76576.932 | 77826.384 | 78927
2011 | US | TRE | - | ERCOT | 2H1 | Load Forecast Uncertainty (Extreme Demand Factor) |  | 1.05 | 1.05 | 1.05 | 1.05 | 1.05 | 1.05 | 1.05 | 1.05 | 1.05 | 1.05 | 1.05
2011 | US | TRE | - | ERCOT | 2H | Total Internal Demand |  | 66958.5 | 68676.3 | 70730.478 | 73504.494 | 75505.6029 | 77037.1371 | 78104.2206 | 79296.6972 | 80405.7786 | 81717.7032 | 82873.35
2011 | US | TRE | - | ERCOT | 2a | Supply-Side Direct Control Load Management | 0 | 0 | 0 | 0 | 0 | 0 | 0 | 0 | 0 | 0 | 0 | 0
2011 | US | TRE | - | ERCOT | 2b | Supply-Side Contractually Interruptible (Curtailable) | 336 | 421 | 463 | 509 | 560 | 616 | 678 | 745 | 820 | 902 | 992 | 1000
2011 | US | TRE | - | ERCOT | 2c | Supply-Side Critical Peak-Pricing (CPP) with Control | 0 | 0 | 0 | 0 | 0 | 0 | 0 | 0 | 0 | 0 | 0 | 0
2011 | US | TRE | - | ERCOT | 2d | Supply-Side Load as a Capacity Resource | 1062 | 1063 | 1063 | 1063 | 1063 | 1063 | 1063 | 1063 | 1063 | 1063 | 1063 | 1063
2011 | US | TRE | - | ERCOT | 3 | Net Internal Demand | 64378.3264 | 62286 | 63880 | 65790.36 | 68381.28 | 70231.098 | 71627.702 | 72576.972 | 73637.664 | 74611.932 | 75771.384 | 76864
2011 | US | TRE | - | ERCOT | 4a | Demand Response used for Ancillary Services - Spinning Reserves | 0 | 0 | 0 | 0 | 0 | 0 | 0 | 0 | 0 | 0 | 0 | 0
2011 | US | TRE | - | ERCOT | 4b | Demand Response used for Ancillary Services - Non-Spinning Reserves | 0 | 0 | 0 | 0 | 0 | 0 | 0 | 0 | 0 | 0 | 0 | 0
2011 | US | TRE | - | ERCOT | 4c | Demand Response used for Regulation | 0 | 0 | 0 | 0 | 0 | 0 | 0 | 0 | 0 | 0 | 0 | 0
2011 | US | TRE | - | ERCOT | 4d | Demand Response used for Energy, Voluntary Services - Emergency | 0 | 0 | 0 | 0 | 0 | 0 | 0 | 0 | 0 | 0 | 0 | 0
2011 | US | TRE | - | ERCOT | 5 | TOTAL INTERNAL CAPACITY | 85988 | 85683.471 | 87977.471 | 89008.471 | 91219.471 | 92055.471 | 93397.471 | 94084.471 | 94159.471 | 94241.471 | 94331.471 | 94339.471
2011 | US | TRE | - | ERCOT | 6 | EXISTING CAPACITY | 161: 85988; 161: 85423.471
2011 | US | TRE | - | ERCOT | 6a | Existing, Certain | 161: 72970; 161: 72905.3117
2011 | US | TRE | - | ERCOT | 6a1 | Wind Expected On-Peak | 161: 793; 161: 820.1527
2011 | US | TRE | - | ERCOT | 6a2 | Solar Expected On-Peak | 161: 0; 161: 14.86
2011 | US | TRE | - | ERCOT | 6a3 | Hydro Expected On-Peak | 161: 0; 161: 568.28
2011 | US | TRE | - | ERCOT | 6a4 | Biomass Expected On-Peak | 161: 90; 161: 92.47
2011 | US | TRE | - | ERCOT | 6b | Existing, Other (Note: Enter the net expected value only) | 161: 0; 161: 0
2011 | US | TRE | - | ERCOT | 6b1 | Wind Derate On-Peak | 161: 8323; 161: 8606.8893
2011 | US | TRE | - | ERCOT | 6b2 | Solar Derate On-Peak | 161: 0; 161: 0
2011 | US | TRE | - | ERCOT | 6b3 | Hydro Derate On-Peak | 161: 572; 161: 0
2011 | US | TRE | - | ERCOT | 6b4 | Biomass Derate On-Peak | 161: 0; 161: 0
2011 | US | TRE | - | ERCOT | 6b5 | Transmission-Limited Resources | 161: 0; 161: 0
2011 | US | TRE | - | ERCOT | 6b6 | All Other Derates | 161: 0; 161: 0
2011 | US | TRE | - | ERCOT | 6b7 | Energy Only (Existing-Other) | 161: 0; 161: 0
2011 | US | TRE | - | ERCOT | 6c | Existing, Inoperable (Note: Capacity reported on this line is not included in margin calculations) | 161: 4123; 161: 2427.27
2011 | US | TRE | - | ERCOT | 6d | Total Supply-Side Demand Response | 1398 | 1484 | 1526 | 1572 | 1623 | 1679 | 1741 | 1808 | 1883 | 1965 | 2055 | 2063
2011 | US | TRE | - | ERCOT | 7 | FUTURE CAPACITY ADDITIONS |  | 260 | 1962.37 | 2123.834 | 4283.834 | 5063.834 | 6343.834 | 6963.834 | 6963.834 | 6963.834 | 6963.834 | 6963.834
2011 | US | TRE | - | ERCOT | 7a | Future, Planned (Note: Enter the net expected value only) |  | 260 | 1962.37 | 2123.834 | 4283.834 | 5063.834 | 6343.834 | 6963.834 | 6963.834 | 6963.834 | 6963.834 | 6963.834
2011 | US | TRE | - | ERCOT | 7a1 | Wind Expected On-Peak |  | 0 | 52.37 | 130.834 | 130.834 | 130.834 | 130.834 | 130.834 | 130.834 | 130.834 | 130.834 | 130.834
2011 | US | TRE | - | ERCOT | 7a2 | Wind Derate On-Peak |  | 0 | 549.63 | 1373.166 | 1373.166 | 1373.166 | 1373.166 | 1373.166 | 1373.166 | 1373.166 | 1373.166 | 1373.166
2011 | US | TRE | - | ERCOT | 7a3 | Solar Expected On-Peak |  | 0 | 60 | 90 | 90 | 90 | 90 | 90 | 90 | 90 | 90 | 90
2011 | US | TRE | - | ERCOT | 7a4 | Solar Derate On-Peak |  | 0 | 0 | 0 | 0 | 0 | 0 | 0 | 0 | 0 | 0 | 0
2011 | US | TRE | - | ERCOT | 7a5 | Hydro Expected On-Peak |  | 0 | 0 | 0 | 0 | 0 | 0 | 0 | 0 | 0 | 0 | 0
2011 | US | TRE | - | ERCOT | 7a6 | Hydro Derate On-Peak |  | 0 | 0 | 0 | 0 | 0 | 0 | 0 | 0 | 0 | 0 | 0
2011 | US | TRE | - | ERCOT | 7a7 | Biomass Expected On-Peak |  | 0 | 100 | 100 | 100 | 100 | 100 | 100 | 100 | 100 | 100 | 100
2011 | US | TRE | - | ERCOT | 7a8 | Biomass Derate On-Peak |  | 0 | 0 | 0 | 0 | 0 | 0 | 0 | 0 | 0 | 0 | 0
2011 | US | TRE | - | ERCOT | 7a9 | Transmission-Limited Resources |  | 0 | 0 | 0 | 0 | 0 | 0 | 0 | 0 | 0 | 0 | 0
2011 | US | TRE | - | ERCOT | 7a10 | Scheduled Outage - Maintenance |  | 0 | 0 | 0 | 0 | 0 | 0 | 0 | 0 | 0 | 0 | 0
2011 | US | TRE | - | ERCOT | 7a11 | All Other Derates |  | 0 | 0 | 0 | 0 | 0 | 0 | 0 | 0 | 0 | 0 | 0
2011 | US | TRE | - | ERCOT | 7a12 | Energy Only |  | 0 | 0 | 0 | 0 | 0 | 0 | 0 | 0 | 0 | 0 | 0
2011 | US | TRE | - | ERCOT | 7b | Future, Other (Note: Enter the net expected value only) |  | 0 | 0 | 0 | 0 | 0 | 0 | 0 | 0 | 0 | 0 | 0
2011 | US | TRE | - | ERCOT | 7b1 | Wind Expected On-Peak |  | 0 | 0 | 0 | 0 | 0 | 0 | 0 | 0 | 0 | 0 | 0
2011 | US | TRE | - | ERCOT | 7b2 | Wind Derate On-Peak |  | 0 | 0 | 0 | 0 | 0 | 0 | 0 | 0 | 0 | 0 | 0
2011 | US | TRE | - | ERCOT | 7b3 | Solar Expected On-Peak |  | 0 | 0 | 0 | 0 | 0 | 0 | 0 | 0 | 0 | 0 | 0
2011 | US | TRE | - | ERCOT | 7b4 | Solar Derate On-Peak |  | 0 | 0 | 0 | 0 | 0 | 0 | 0 | 0 | 0 | 0 | 0
2011 | US | TRE | - | ERCOT | 7b5 | Hydro Expected On-Peak |  | 0 | 0 | 0 | 0 | 0 | 0 | 0 | 0 | 0 | 0 | 0
2011 | US | TRE | - | ERCOT | 7b6 | Hydro Derate On-Peak |  | 0 | 0 | 0 | 0 | 0 | 0 | 0 | 0 | 0 | 0 | 0
2011 | US | TRE | - | ERCOT | 7b7 | Biomass Expected On-Peak |  | 0 | 0 | 0 | 0 | 0 | 0 | 0 | 0 | 0 | 0 | 0
2011 | US | TRE | - | ERCOT | 7b8 | Biomass Derate On-Peak |  | 0 | 0 | 0 | 0 | 0 | 0 | 0 | 0 | 0 | 0 | 0
2011 | US | TRE | - | ERCOT | 7b9 | Transmission-Limited Resources |  | 0 | 0 | 0 | 0 | 0 | 0 | 0 | 0 | 0 | 0 | 0
2011 | US | TRE | - | ERCOT | 7b10 | Scheduled Outage - Maintenance |  | 0 | 0 | 0 | 0 | 0 | 0 | 0 | 0 | 0 | 0 | 0
2011 | US | TRE | - | ERCOT | 7b11 | All Other Derates |  | 0 | 0 | 0 | 0 | 0 | 0 | 0 | 0 | 0 | 0 | 0
2011 | US | TRE | - | ERCOT | 7b12 | Energy Only |  | 0 | 0 | 0 | 0 | 0 | 0 | 0 | 0 | 0 | 0 | 0
2011 | US | TRE | - | ERCOT | 8 | Conceptual (Note: Enter the net expected value only) |  | 40.455 | 4625.009 | 9253.6787 | 11244.6722 | 13149.0722 | 15927.2662 | 16627.2662 | 16627.2662 | 19827.2662 | 19827.2662 | 19827.2662
2011 | US | TRE | - | ERCOT | 8a1 | Wind Expected On-Peak |  | 40.455 | 714.009 | 2136.6787 | 2645.6722 | 2750.0722 | 2790.2662 | 2790.2662 | 2790.2662 | 2790.2662 | 2790.2662 | 2790.2662
2011 | US | TRE | - | ERCOT | 8a2 | Wind Derate On-Peak |  | 424.545 | 7492.991 | 21373.4213 | 26714.9278 | 27810.5278 | 28232.3338 | 28232.3338 | 28232.3338 | 28232.3338 | 28232.3338 | 28232.3338
2011 | US | TRE | - | ERCOT | 8a3 | Solar Expected On-Peak |  | 0 | 355 | 749 | 749 | 749 | 787 | 787 | 787 | 787 | 787 | 787
2011 | US | TRE | - | ERCOT | 8a4 | Solar Derate On-Peak |  | 0 | 0 | 0 | 0 | 0 | 0 | 0 | 0 | 0 | 0 | 0
2011 | US | TRE | - | ERCOT | 8a5 | Hydro Expected On-Peak |  | 0 | 0 | 0 | 0 | 0 | 0 | 0 | 0 | 0 | 0 | 0
2011 | US | TRE | - | ERCOT | 8a6 | Hydro Derate On-Peak |  | 0 | 0 | 0 | 0 | 0 | 0 | 0 | 0 | 0 | 0 | 0
2011 | US | TRE | - | ERCOT | 8a7 | Biomass Expected On-Peak |  | 0 | 50 | 50 | 50 | 50 | 50 | 50 | 50 | 50 | 50 | 50
2011 | US | TRE | - | ERCOT | 8a8 | Biomass Derate On-Peak |  | 0 | 0 | 0 | 0 | 0 | 0 | 0 | 0 | 0 | 0 | 0
2011 | US | TRE | - | ERCOT | 8a9 | All Other Derates |  | 0 | 0 | -1.819e-12 | -1.819e-12 | -4.5475e-13 | -9.0949e-13 | -9.0949e-13 | -9.0949e-13 | -9.0949e-13 | -9.0949e-13 | -9.0949e-13
2011 | US | TRE | - | ERCOT | 8a10 | Energy Only |  | 0 | 0 | 0 | 0 | 0 | 0 | 0 | 0 | 0 | 0 | 0
2011 | US | TRE | - | ERCOT | 9 | ANTICIPATED INTERNAL CAPACITY | 74368 | 74649.3117 | 76393.6817 | 76601.1457 | 78812.1457 | 79648.1457 | 80990.1457 | 81677.1457 | 81752.1457 | 81834.1457 | 81924.1457 | 81932.1457
2011 | US | TRE | - | ERCOT | 10 | CAPACITY TRANSACTIONS - IMPORTS | 887 | 598 | 598 | 598 | 598 | 598 | 598 | 598 | 598 | 598 | 598 | 598
2011 | US | TRE | - | ERCOT | 10a | Firm (Note: The sum of 10a1 and 10a2 must be ≤ 10a) | 887 | 598 | 598 | 598 | 598 | 598 | 598 | 598 | 598 | 598 | 598 | 598
2011 | US | TRE | - | ERCOT | 10a1 | Full-Responsibility Purchases | 48 | 44 | 44 | 44 | 44 | 44 | 44 | 44 | 44 | 44 | 44 | 44
2011 | US | TRE | - | ERCOT | 10a2 | Owned Capacity/Entitlement Located Outside the Region/Subregion | 0 | 0 | 0 | 0 | 0 | 0 | 0 | 0 | 0 | 0 | 0 | 0
2011 | US | TRE | - | ERCOT | 10b | Non-firm | 0 |  | 0 | 0 | 0 | 0 | 0 | 0 | 0 | 0 | 0 | 0
2011 | US | TRE | - | ERCOT | 10c | Expected (Note: The sum of 10c1 and 10c2 must be ≤ 10c) |  | 0 | 0 | 0 | 0 | 0 | 0 | 0 | 0 | 0 | 0 | 0
2011 | US | TRE | - | ERCOT | 10c1 | Full-Responsibility Purchases |  | 0 | 0 | 0 | 0 | 0 | 0 | 0 | 0 | 0 | 0 | 0
2011 | US | TRE | - | ERCOT | 10c2 | Owned Capacity/Entitlement Located Outside the Region/Subregion |  | 0 | 0 | 0 | 0 | 0 | 0 | 0 | 0 | 0 | 0 | 0
2011 | US | TRE | - | ERCOT | 10d | Provisional – transactions under study, but negotiations have not begun. |  | 0 | 0 | 0 | 0 | 0 | 0 | 0 | 0 | 0 | 0 | 0
2011 | US | TRE | - | ERCOT | 11 | CAPACITY TRANSACTIONS - EXPORTS | 66 | 564 | 564 | 564 | 564 | 564 | 564 | 564 | 564 | 564 | 564 | 564
2011 | US | TRE | - | ERCOT | 11a | Firm (Note: The sum of 11a1 and 11a2 must be ≤ 11a) | 0 | 564 | 564 | 564 | 564 | 564 | 564 | 564 | 564 | 564 | 564 | 564
2011 | US | TRE | - | ERCOT | 11a1 | Full-Responsibility Purchases | 0 | 0 | 0 | 0 | 0 | 0 | 0 | 0 | 0 | 0 | 0 | 0
2011 | US | TRE | - | ERCOT | 11a2 | Owned Capacity/Entitlement Located Outside the Region/Subregion | 0 | 247 | 247 | 247 | 247 | 247 | 247 | 247 | 247 | 247 | 247 | 247
2011 | US | TRE | - | ERCOT | 11b | Non-firm | 66 | 0 | 0 | 0 | 0 | 0 | 0 | 0 | 0 | 0 | 0 | 0
2011 | US | TRE | - | ERCOT | 11c | Expected (Note: The sum of 11c1 and 11c2 must be ≤ 11c) |  | 0 | 0 | 0 | 0 | 0 | 0 | 0 | 0 | 0 | 0 | 0
2011 | US | TRE | - | ERCOT | 11c1 | Full-Responsibility Purchases |  | 0 | 0 | 0 | 0 | 0 | 0 | 0 | 0 | 0 | 0 | 0
2011 | US | TRE | - | ERCOT | 11c2 | Owned Capacity/Entitlement Located Outside the Region/Subregion |  | 0 | 0 | 0 | 0 | 0 | 0 | 0 | 0 | 0 | 0 | 0
2011 | US | TRE | - | ERCOT | 11d | Provisional – transactions under study, but negotiations have not begun. |  | 0 | 0 | 0 | 0 | 0 | 0 | 0 | 0 | 0 | 0 | 0
2011 | US | TRE | - | ERCOT | 12 | EXISTING, CERTAIN CAPACITY & NET FIRM TRANSACTIONS | 75255 | 74423.3117 | 74465.3117 | 74511.3117 | 74562.3117 | 74618.3117 | 74680.3117 | 74747.3117 | 74822.3117 | 74904.3117 | 74994.3117 | 75002.3117
2011 | US | TRE | - | ERCOT | 13 | ANTICIPATED CAPACITY RESOURCES |  | 74683.3117 | 76427.6817 | 76635.1457 | 78846.1457 | 79682.1457 | 81024.1457 | 81711.1457 | 81786.1457 | 81868.1457 | 81958.1457 | 81966.1457
2011 | US | TRE | - | ERCOT | 14 | PROSPECTIVE CAPACITY RESOURCES |  | 74683.3117 | 76427.6817 | 76635.1457 | 78846.1457 | 79682.1457 | 81024.1457 | 81711.1457 | 81786.1457 | 81868.1457 | 81958.1457 | 81966.1457
2011 | US | TRE | - | ERCOT | 15 | TOTAL POTENTIAL CAPACITY RESOURCES |  | 74723.7667 | 81052.6907 | 85888.8244 | 90090.8179 | 92831.2179 | 96951.4119 | 98338.4119 | 98413.4119 | 101695.4119 | 101785.4119 | 101793.4119
2011 | US | TRE | - | ERCOT | 15a | ADJUSTED POTENTIAL CAPACITY RESOURCES |  | 74692.2118 | 77445.1836 | 78670.955 | 81319.9735 | 82574.9415 | 84528.1442 | 85369.1442 | 85444.1442 | 86230.1442 | 86320.1442 | 86328.1442
2011 | US | TRE | - | ERCOT | 16a | Confidence of Future, Other (7b), using reasonable judgement |  | 0.95 | 0.95 | 0.95 | 0.95 | 0.95 | 0.95 | 0.95 | 0.95 | 0.95 | 0.95 | 0.95
2011 | US | TRE | - | ERCOT | 16b | Net Future, Other Resources After Confidence Percentage Is Applied |  | 0 | 0 | 0 | 0 | 0 | 0 | 0 | 0 | 0 | 0 | 0
2011 | US | TRE | - | ERCOT | 16c | Confidence of Conceptual (8), using reasonable judgement |  | 0.22 | 0.22 | 0.22 | 0.22 | 0.22 | 0.22 | 0.22 | 0.22 | 0.22 | 0.22 | 0.22
2011 | US | TRE | - | ERCOT | 16d | Net Conceptual Resources After Confidence Percentage Is Applied |  | 8.9001 | 1017.502 | 2035.8093 | 2473.8279 | 2892.7959 | 3503.9986 | 3657.9986 | 3657.9986 | 4361.9986 | 4361.9986 | 4361.9986
2011 | US | TRE | - | ERCOT | 17 | Region/Subregion Target Reserve Margin |  | 13.75% | 13.75% | 13.75% | 13.75% | 13.75% | 13.75% | 13.75% | 13.75% | 13.75% | 13.75% | 13.75%
2011 | US | TRE | - | ERCOT | 18 | Existing Certain and Net Firm Transactions Reserve Margin |  | 16.71% | 13.85% | 10.61% | 6.511% | 3.766% | 1.788% | 0.4871% | -0.9247% | -2.184% | -3.639% | -4.973%
2011 | US | TRE | - | ERCOT | 19 | Anticipated Capacity Resources Reserve Margin |  | 17.11% | 16.85% | 13.77% | 12.63% | 10.81% | 10.43% | 9.849% | 8.296% | 6.91% | 5.309% | 3.851%
2011 | US | TRE | - | ERCOT | 20 | Prospective Capacity Resources Reserve Margin |  | 17.11% | 16.85% | 13.77% | 12.63% | 10.81% | 10.43% | 9.849% | 8.296% | 6.91% | 5.309% | 3.851%
2011 | US | TRE | - | ERCOT | 21 | Total Potential Resources Reserve Margin |  | 17.18% | 23.92% | 27.5% | 28.69% | 29.09% | 32.14% | 32.2% | 30.31% | 32.8% | 30.79% | 28.97%
2011 | US | TRE | - | ERCOT | 22 | Adjusted Potential Resources Reserve Margin |  | 17.13% | 18.41% | 16.79% | 16.16% | 14.83% | 15.21% | 14.77% | 13.14% | 12.61% | 10.91% | 9.377%
2011 | US | TRE | - | ERCOT | 23 | Total Baseline Installed Capacity | 161: 85988
2011 | US | TRE | - | ERCOT | 24 | Distributed or Other Capacity (Behind the Meter) < 1 MW
2011 | US | TRE | - | ERCOT | 25 | Distributed or Other Capacity (Behind the Meter) ≥ 1 MW
2011 | US | TRE | - | ERCOT | 26 | Capacity Total from EIA-860
2012 | US | TRE | - | ERCOT | 1 | Unrestricted Non-coincident Peak Demand |  | 66195 | 67168 | 70087 | 73552 | 76001 | 77596 | 78919 | 79411 | 81382 | 82765 | 84013
2012 | US | TRE | - | ERCOT | 1a | New Conservation (Energy Efficiency) |  | 119 | 240 | 366 | 498 | 635 | 775 | 917 | 1060 | 1206 | 1355 | 1506
2012 | US | TRE | - | ERCOT | 1b | Estimated Diversity |  |  |  | 0 | 0 | 0 | 0 | 0 | 0 | 0 | 0 | 0
2012 | US | TRE | - | ERCOT | 1c | Additions for non-member load (load served by non-registered LSE's in a region) |  |  |  | 0 | 0 | 0 | 0 | 0 | 0 | 0 | 0 | 0
2012 | US | FRCC | - | FRCC | 1 | Unrestricted Non-coincident Peak Demand |  | 45761 | 46573 | 47318 | 48375 | 49363 | 50164 | 50709 | 51567 | 52526 | 53376 | 54026.4667
2012 | US | FRCC | - | FRCC | 1a | New Conservation (Energy Efficiency) |  | 148 | 303 | 461 | 617 | 769 | 920 | 1066 | 1211 | 1335 | 1443 | 1443
2012 | US | FRCC | - | FRCC | 1b | Estimated Diversity |  | 0 | 0 | 0 | 0 | 0 | 0 | 0 | 0 | 0 | 0 | 0
2012 | US | FRCC | - | FRCC | 1c | Additions for non-member load (load served by non-registered LSE's in a region) |  | 0 | 0 | 0 | 0 | 0 | 0 | 0 | 0 | 0 | 0 | 0
2012 | US | FRCC | - | FRCC | 1d | Stand-by Load Under Contract (Normally served by behind the meter generation) |  | 0 | 0 | 0 | 0 | 0 | 0 | 0 | 0 | 0 | 0 | 0
2012 | US | FRCC | - | FRCC | 1e | Non-Controllable Demand-Side Demand Response |  | 0 | 0 | 0 | 0 | 0 | 0 | 0 | 0 | 0 | 0 | 0
2012 | US | FRCC | - | FRCC | 2 | Total Internal Demand | 44968 | 45613 | 46270 | 46857 | 47758 | 48594 | 49244 | 49643 | 50356 | 51191 | 51933 | 52583.4667
2012 | US | FRCC | - | FRCC | 2a | Supply-Side Direct Control Load Management (DCLM) | 0 | 0 | 0 | 0 | 0 | 0 | 0 | 0 | 0 | 0 | 0 | 0
2012 | US | FRCC | - | FRCC | 2b | Supply-Side Contractually Interruptible (Curtailable) | 0 | 0 | 0 | 0 | 0 | 0 | 0 | 0 | 0 | 0 | 0 | 0
2012 | US | FRCC | - | FRCC | 2c | Supply-Side Critical Peak-Pricing (CPP) with Control | 0 | 0 | 0 | 0 | 0 | 0 | 0 | 0 | 0 | 0 | 0 | 0
2012 | US | FRCC | - | FRCC | 2d | Supply-Side Load as a Capacity Resource | 0 | 0 | 0 | 0 | 0 | 0 | 0 | 0 | 0 | 0 | 0 | 0
2012 | US | FRCC | - | FRCC | 3 | Net Internal Demand | 44798 | 42430 | 43041 | 43618 | 44459 | 45242 | 45802 | 46152 | 46803 | 47581 | 48273 | 48923.4667
2012 | US | FRCC | - | FRCC | 3a | Demand-Side Direct Control Load Management (DCLM) | 100 | 2563 | 2616 | 2669 | 2720 | 2771 | 2853 | 2898 | 2944 | 2986 | 3028 | 3028
2012 | US | FRCC | - | FRCC | 3b | Demand-Side Contractually Interruptible (Curtailable) | 70 | 620 | 613 | 570 | 579 | 581 | 589 | 593 | 609 | 624 | 632 | 632
2012 | US | FRCC | - | FRCC | 3c | Demand-Side Critical Peak-Pricing (CPP) with Control | 0 | 0 | 0 | 0 | 0 | 0 | 0 | 0 | 0 | 0 | 0 | 0
2012 | US | FRCC | - | FRCC | 3d | Demand-Side Load as a Capacity Resource | 0 | 0 | 0 | 0 | 0 | 0 | 0 | 0 | 0 | 0 | 0 | 0
2012 | US | FRCC | - | FRCC | 4 | Total Controllable Demand Response | 170 | 3183 | 3229 | 3239 | 3299 | 3352 | 3442 | 3491 | 3553 | 3610 | 3660 | 3660
2012 | US | FRCC | - | FRCC | 4a | Demand Response used for Ancillary Services - Spinning Reserves | 0 | 0 | 0 | 0 | 0 | 0 | 0 | 0 | 0 | 0 | 0 | 0
2012 | US | FRCC | - | FRCC | 4b | Demand Response used for Ancillary Services - Non-Spinning Reserves | 0 | 0 | 0 | 0 | 0 | 0 | 0 | 0 | 0 | 0 | 0 | 0
2012 | US | FRCC | - | FRCC | 4c | Demand Response used for Regulation | 0 | 0 | 0 | 0 | 0 | 0 | 0 | 0 | 0 | 0 | 0 | 0
2012 | US | FRCC | - | FRCC | 4d | Demand Response used for Energy, Voluntary Services - Emergency | 0 | 0 | 0 | 0 | 0 | 0 | 0 | 0 | 0 | 0 | 0 | 0
2012 | US | FRCC | - | FRCC | 5 | TOTAL INTERNAL CAPACITY | 52444 | 55873.93 | 57735.57 | 59297.61 | 60335.75 | 61138.89 | 61754.63 | 61773.57 | 63008.91 | 63044.45 | 65632.29 | 65929.13
2012 | US | FRCC | - | FRCC | 6a | Existing-Certain | 52444 | 51525.36 | 51525.36 | 51525.36 | 51525.36 | 51525.36 | 51525.36 | 51525.36 | 51525.36 | 51525.36 | 51525.36 | 51525.36
2012 | US | FRCC | - | FRCC | 6a1 | Wind Expected On-Peak | 0 | 0 | 0 | 0 | 0 | 0 | 0 | 0 | 0 | 0 | 0 | 0
2012 | US | FRCC | - | FRCC | 6a2 | Solar Expected On-Peak | 4.2 | 5.76 | 5.76 | 5.76 | 5.76 | 5.76 | 5.76 | 5.76 | 5.76 | 5.76 | 5.76 | 5.76
2012 | US | FRCC | - | FRCC | 6a3 | Hydro Expected On-Peak | 43.5 | 43.5 | 43.5 | 43.5 | 43.5 | 43.5 | 43.5 | 43.5 | 43.5 | 43.5 | 43.5 | 43.5
2012 | US | FRCC | - | FRCC | 6a4 | Biomass Expected On-Peak | 361.5 | 334.4 | 334.4 | 334.4 | 334.4 | 334.4 | 334.4 | 334.4 | 334.4 | 334.4 | 334.4 | 334.4
2012 | US | FRCC | - | FRCC | 6b | Existing-Other | 3022.9 | 2202.4 | 2202.4 | 2202.4 | 2202.4 | 2202.4 | 2202.4 | 2202.4 | 2202.4 | 2202.4 | 2202.4 | 2202.4
2012 | US | FRCC | - | FRCC | 6b1 | Wind Derate On-Peak | 0 | 0 | 0 | 0 | 0 | 0 | 0 | 0 | 0 | 0 | 0 | 0
2012 | US | FRCC | - | FRCC | 6b2 | Solar Derate On-Peak | 42.8 | 43.53 | 43.53 | 43.53 | 43.53 | 43.53 | 43.53 | 43.53 | 43.53 | 43.53 | 43.53 | 43.53
2012 | US | FRCC | - | FRCC | 6b3 | Hydro Derate On-Peak | 11 | 11 | 11 | 11 | 11 | 11 | 11 | 11 | 11 | 11 | 11 | 11
2012 | US | FRCC | - | FRCC | 6b4 | Biomass Derate On-Peak | 0 | 0 | 0 | 0 | 0 | 0 | 0 | 0 | 0 | 0 | 0 | 0
2012 | US | FRCC | - | FRCC | 6b5 | Transmission-Limited Resources | 0 | 0 | 0 | 0 | 0 | 0 | 0 | 0 | 0 | 0 | 0 | 0
2012 | US | FRCC | - | FRCC | 6b6 | All Other Derates | 0 | 802 | 802 | 802 | 802 | 802 | 802 | 802 | 802 | 802 | 802 | 802
2012 | US | FRCC | - | FRCC | 6b7 | Energy-Only (Existing-Other) | 176.9 | 183.4 | 183.4 | 183.4 | 183.4 | 183.4 | 183.4 | 183.4 | 183.4 | 183.4 | 183.4 | 183.4
2012 | US | FRCC | - | FRCC | 6c | Unplanned Outages (Actual) / Current and Future Inoperable Resources | 0 | 0 | 0 | 0 | 0 | 0 | 0 | 0 | 0 | 0 | 0 | 0
2012 | US | FRCC | - | FRCC | 6d | Total Supply-Side Demand Response | 0 | 0 | 0 | 0 | 0 | 0 | 0 | 0 | 0 | 0 | 0 | 0
2012 | US | FRCC | - | FRCC | 7 | TOTAL FUTURE CAPACITY ADDITIONS |  | 1094.93 | 2941.23 | 4482.73 | 5495.13 | 6267.33 | 6852.78 | 6840.13 | 8042.58 | 8043.93 | 10596.28 | 10858.28
2012 | US | FRCC | - | FRCC | 7a | Future-Planned |  | 644.93 | 1234.23 | 1754.73 | 3593.13 | 4342.33 | 4500.78 | 4472.93 | 5399.38 | 5399.13 | 7492.48 | 7754.48
2012 | US | FRCC | - | FRCC | 7a1 | Wind Expected On-Peak |  | 0 | 0 | 0 | 0 | 0 | 0 | 0 | 0 | 0 | 0 | 0
2012 | US | FRCC | - | FRCC | 7a2 | Wind Derate On-Peak |  | 0 | 0 | 0 | 0 | 0 | 0 | 0 | 0 | 0 | 0 | 0
2012 | US | FRCC | - | FRCC | 7a3 | Solar Expected On-Peak |  | 2.03 | 3.43 | 4.83 | 6.23 | 7.63 | 7.98 | 8.33 | 8.68 | 9.03 | 9.38 | 9.38
2012 | US | FRCC | - | FRCC | 7a4 | Solar Derate On-Peak |  | 3.77 | 6.37 | 8.97 | 11.57 | 14.17 | 14.82 | 15.47 | 16.12 | 16.77 | 17.42 | 17.42
2012 | US | FRCC | - | FRCC | 7a5 | Hydro Expected On-Peak |  | 0 | 0 | 0 | 0 | 0 | 0 | 0 | 0 | 0 | 0 | 0
2012 | US | FRCC | - | FRCC | 7a6 | Hydro Derate On-Peak |  | 0 | 0 | 0 | 0 | 0 | 0 | 0 | 0 | 0 | 0 | 0
2012 | US | FRCC | - | FRCC | 7a7 | Biomass Expected On-Peak |  | 40 | 52.4 | 307.8 | 307.9 | 377.9 | 378 | 362.8 | 362.9 | 361.3 | 361.3 | 361.3
2012 | US | FRCC | - | FRCC | 7a8 | Biomass Derate On-Peak |  | 0 | 0 | 0 | 0 | 0 | 0 | 0 | 0 | 0 | 0 | 0
2012 | US | FRCC | - | FRCC | 7a9 | Transmission-Limited Resources |  | 0 | 0 | 0 | 0 | 0 | 0 | 0 | 0 | 0 | 0 | 0
2012 | US | FRCC | - | FRCC | 7a10 | Scheduled Outage - Maintenance |  | 0 | 0 | 0 | 789 | 789 | 789 | 789 | 789 | 789 | 789 | 789
2012 | US | FRCC | - | FRCC | 7a11 | All Other Derates |  | 7.54 | 20.28 | 38.22 | 61.36 | 89.7 | 119.34 | 150.28 | 182.52 | 216.06 | 250.9 | 285.74
2012 | US | FRCC | - | FRCC | 7a12 | Energy-Only |  | 0 | 0 | 0 | 0 | 0 | 0 | 0 | 0 | 0 | 0 | 0
2012 | US | FRCC | - | FRCC | 7b | Future-Other |  | 450 | 1707 | 2728 | 1902 | 1925 | 2352 | 2367.2 | 2643.2 | 2644.8 | 3103.8 | 3103.8
2012 | US | FRCC | - | FRCC | 7b1 | Wind Expected On-Peak |  | 0 | 0 | 0 | 0 | 0 | 0 | 0 | 0 | 0 | 0 | 0
2012 | US | FRCC | - | FRCC | 7b2 | Wind Derate On-Peak |  | 0 | 0 | 0 | 0 | 0 | 0 | 0 | 0 | 0 | 0 | 0
2012 | US | FRCC | - | FRCC | 7b3 | Solar Expected On-Peak |  | 0 | 0 | 0 | 0 | 0 | 0 | 0 | 0 | 0 | 0 | 0
2012 | US | FRCC | - | FRCC | 7b4 | Solar Derate On-Peak |  | 0 | 0 | 0 | 0 | 0 | 0 | 0 | 0 | 0 | 0 | 0
2012 | US | FRCC | - | FRCC | 7b5 | Hydro Expected On-Peak |  | 0 | 0 | 0 | 0 | 0 | 0 | 0 | 0 | 0 | 0 | 0
2012 | US | FRCC | - | FRCC | 7b6 | Hydro Derate On-Peak |  | 0 | 0 | 0 | 0 | 0 | 0 | 0 | 0 | 0 | 0 | 0
2012 | US | FRCC | - | FRCC | 7b7 | Biomass Expected On-Peak |  | 0 | 0 | 55.8 | 55.8 | 55.8 | 55.8 | 71 | 71 | 72.6 | 72.6 | 72.6
2012 | US | FRCC | - | FRCC | 7b8 | Biomass Derate On-Peak |  | 0 | 0 | 0 | 0 | 0 | 0 | 0 | 0 | 0 | 0 | 0
2012 | US | FRCC | - | FRCC | 7b9 | Transmission-Limited Resources
2012 | US | FRCC | - | FRCC | 7b10 | Scheduled Outage - Maintenance |  | 0 | 0 | 0 | 0 | 0 | 0 | 0 | 0 | 0 | 0 | 0
2012 | US | FRCC | - | FRCC | 7b11 | All Other Derates |  | 0 | 0 | 0 | 0 | 0 | 0 | 0 | 0 | 0 | 0 | 0
2012 | US | FRCC | - | FRCC | 7b12 | Energy-Only |  | 0 | 0 | 0 | 0 | 0 | 0 | 0 | 0 | 0 | 0 | 0
2012 | US | FRCC | - | FRCC | 8 | Conceptual |  | 0 | 0 | 0 | 0 | 0 | 0 | 0 | 0 | 0 | 0 | 0
2012 | US | FRCC | - | FRCC | 8a1 | Wind Expected On-Peak |  | 0 | 0 | 0 | 0 | 0 | 0 | 0 | 0 | 0 | 0 | 0
2012 | US | FRCC | - | FRCC | 8a2 | Wind Derate On-Peak |  | 0 | 0 | 0 | 0 | 0 | 0 | 0 | 0 | 0 | 0 | 0
2012 | US | FRCC | - | FRCC | 8a3 | Solar Expected On-Peak |  | 0 | 0 | 0 | 0 | 0 | 0 | 0 | 0 | 0 | 0 | 0
2012 | US | FRCC | - | FRCC | 8a4 | Solar Derate On-Peak |  | 0 | 0 | 0 | 0 | 0 | 0 | 0 | 0 | 0 | 0 | 0
2012 | US | FRCC | - | FRCC | 8a5 | Hydro Expected On-Peak |  | 0 | 0 | 0 | 0 | 0 | 0 | 0 | 0 | 0 | 0 | 0
2012 | US | FRCC | - | FRCC | 8a6 | Hydro Derate On-Peak |  | 0 | 0 | 0 | 0 | 0 | 0 | 0 | 0 | 0 | 0 | 0
2012 | US | FRCC | - | FRCC | 8a7 | Biomass Expected On-Peak |  | 0 | 0 | 0 | 0 | 0 | 0 | 0 | 0 | 0 | 0 | 0
2012 | US | FRCC | - | FRCC | 8a8 | Biomass Derate On-Peak |  | 0 | 0 | 0 | 0 | 0 | 0 | 0 | 0 | 0 | 0 | 0
2012 | US | FRCC | - | FRCC | 8a9 | All Other Derates |  | 0 | 0 | 0 | 0 | 0 | 0 | 0 | 0 | 0 | 0 | 0
2012 | US | FRCC | - | FRCC | 8a10 | Energy-Only |  | 0 | 0 | 0 | 0 | 0 | 0 | 0 | 0 | 0 | 0 | 0
2012 | US | FRCC | - | FRCC | 9 | ANTICIPATED INTERNAL CAPACITY |  | 52170.29 | 52759.59 | 53280.09 | 55118.49 | 55867.69 | 56026.14 | 55998.29 | 56924.74 | 56924.49 | 59017.84 | 59279.84
2012 | US | FRCC | - | FRCC | 10 | CAPACITY TRANSACTIONS - IMPORTS | 2209 | 2206 | 2206 | 2206 | 2206 | 866 | 966 | 1066 | 1066 | 1066 | 1066 | 1066
2012 | US | FRCC | - | FRCC | 10a | Firm | 2209 | 2206 | 2206 | 2206 | 2206 | 866 | 966 | 1066 | 1066 | 1066 | 1066 | 1066
2012 | US | FRCC | - | FRCC | 10a1 | Full-Responsibility Purchases | 1343 | 1340 | 1340 | 1340 | 1340 | 0 | 100 | 200 | 200 | 200 | 200 | 200
2012 | US | FRCC | - | FRCC | 10a2 | Owned Capacity/Entitlement Located Outside the Region/Subregion | 866 | 866 | 866 | 866 | 866 | 866 | 866 | 866 | 866 | 866 | 866 | 866
2012 | US | FRCC | - | FRCC | 10b | Non-firm | 161: 0
2012 | US | FRCC | - | FRCC | 10c | Expected |  | 0 | 0 | 0 | 0 | 0 | 0 | 0 | 0 | 0 | 0 | 0
2012 | US | FRCC | - | FRCC | 10c1 | Full-Responsibility Purchases |  | 0 | 0 | 0 | 0 | 0 | 0 | 0 | 0 | 0 | 0 | 0
2012 | US | FRCC | - | FRCC | 10c2 | Owned Capacity/Entitlement Located Outside the Region/Subregion |  | 0 | 0 | 0 | 0 | 0 | 0 | 0 | 0 | 0 | 0 | 0
2012 | US | FRCC | - | FRCC | 11 | CAPACITY TRANSACTIONS - EXPORTS | 143 | 143 | 143 | 143 | 143 | 143 | 143 | 143 | 143 | 143 | 143 | 143
2012 | US | FRCC | - | FRCC | 11a | Firm | 143 | 143 | 143 | 143 | 143 | 143 | 143 | 143 | 143 | 143 | 143 | 143
2012 | US | FRCC | - | FRCC | 11a1 | Full-Responsibility Purchases | 143 | 143 | 143 | 143 | 143 | 143 | 143 | 143 | 143 | 143 | 143 | 143
2012 | US | FRCC | - | FRCC | 11a2 | Owned Capacity/Entitlement Located Outside the Region/Subregion | 0 | 0 | 0 | 0 | 0 | 0 | 0 | 0 | 0 | 0 | 0 | 0
2012 | US | FRCC | - | FRCC | 11b | Non-firm | 161: 0
2012 | US | FRCC | - | FRCC | 11c | Expected |  | 0 | 0 | 0 | 0 | 0 | 0 | 0 | 0 | 0 | 0 | 0
2012 | US | FRCC | - | FRCC | 11c1 | Full-Responsibility Purchases |  | 0 | 0 | 0 | 0 | 0 | 0 | 0 | 0 | 0 | 0 | 0
2012 | US | FRCC | - | FRCC | 11c2 | Owned Capacity/Entitlement Located Outside the Region/Subregion |  | 0 | 0 | 0 | 0 | 0 | 0 | 0 | 0 | 0 | 0 | 0
2012 | US | FRCC | - | FRCC | 12 | EXISTING-CERTAIN & NET FIRM TRANSACTIONS | 54510 | 53588.36 | 53588.36 | 53588.36 | 53588.36 | 52248.36 | 52348.36 | 52448.36 | 52448.36 | 52448.36 | 52448.36 | 52448.36
2012 | US | FRCC | - | FRCC | 13 | ANTICIPATED CAPACITY RESOURCES |  | 54233.29 | 54822.59 | 55343.09 | 57181.49 | 56590.69 | 56849.14 | 56921.29 | 57847.74 | 57847.49 | 59940.84 | 60202.84
2012 | US | FRCC | - | FRCC | 14 | PROSPECTIVE CAPACITY RESOURCES |  | 56885.69 | 58731.99 | 60273.49 | 61285.89 | 60718.09 | 61403.54 | 61490.89 | 62693.34 | 62694.69 | 65247.04 | 65509.04
2012 | US | FRCC | - | FRCC | 15 | TOTAL POTENTIAL CAPACITY RESOURCES |  |  | 58731.99 | 60273.49 | 61285.89 | 60718.09 | 61403.54 | 61490.89 | 62693.34 | 62694.69 | 65247.04 | 65509.04
2012 | US | FRCC | - | FRCC | 16 | ADJUSTED POTENTIAL CAPACITY RESOURCES |  |  | 60438.9729 | 63001.4627 | 63187.871 | 62643.0707 | 63755.5165 | 63858.0663 | 65336.5136 | 65339.4636 | 68350.809 | 68612.809
2012 | US | FRCC | - | FRCC | 16a | Confidence of Future-Other |  |  | 0.99999 | 0.99999 | 0.99999 | 0.99999 | 0.99999 | 0.99999 | 0.99999 | 0.99999 | 0.99999 | 0.99999
2012 | US | FRCC | - | FRCC | 16b | Net Future-Other Resources After Confidence Percentage Is Applied |  |  | 1706.9829 | 2727.9727 | 1901.981 | 1924.9807 | 2351.9765 | 2367.1763 | 2643.1736 | 2644.7736 | 3103.769 | 3103.769
2012 | US | FRCC | - | FRCC | 16c | Confidence of Conceptual |  |  | 0.99999 | 0.99999 | 0.99999 | 0.99999 | 0.99999 | 0.99999 | 0.99999 | 0.99999 | 0.99999 | 0.99999
2012 | US | FRCC | - | FRCC | 16d | Net Conceptual Resources After Confidence Percentage Is Applied |  |  | 0 | 0 | 0 | 0 | 0 | 0 | 0 | 0 | 0 | 0
2012 | US | FRCC | - | FRCC | 17 | ASSESSMENT AREA TARGET RESERVE MARGIN |  | 15% | 15% | 15% | 15% | 15% | 15% | 15% | 15% | 15% | 15% | 15%
2012 | US | FRCC | - | FRCC | 18 | EXISTING-CERTAIN AND NET FIRM TRANSACTIONS RESERVE MARGIN | 161: 21.68%; 161: 26.3%
2012 | US | FRCC | - | FRCC | 19 | ANTICIPATED CAPACITY RESOURCES RESERVE MARGIN |  |  | 27.37% | 26.88% | 28.62% | 25.08% | 24.12% | 23.33% | 23.6% | 21.58% | 24.17% | 23.06%
2012 | US | FRCC | - | FRCC | 20 | PROSPECTIVE CAPACITY RESOURCES RESERVE MARGIN |  | 34.07% | 36.46% | 38.18% | 37.85% | 34.21% | 34.06% | 33.24% | 33.95% | 31.76% | 35.16% | 33.9%
2012 | US | FRCC | - | FRCC | 21 | TOTAL POTENTIAL RESOURCES RESERVE MARGIN |  |  | 36.46% | 38.18% | 37.85% | 34.21% | 34.06% | 33.24% | 33.95% | 31.76% | 35.16% | 33.9%
2012 | US | FRCC | - | FRCC | 22 | ADJUSTED POTENTIAL RESOURCES RESERVE MARGIN |  |  | 40.42% | 44.44% | 42.13% | 38.46% | 39.2% | 38.36% | 39.6% | 37.32% | 41.59% | 40.25%
2012 | US | FRCC | - | FRCC | 23 | Total Baseline Installed Capacity | 161: 55520.7
2012 | US | FRCC | - | FRCC | 24 | Distributed or Other Capacity (Behind the Meter) < 1 MW | 0 | 0 | 0 | 0 | 0 | 0 | 0 | 0 | 0 | 0 | 0 | 0
2012 | US | FRCC | - | FRCC | 25 | Distributed or Other Capacity (Behind the Meter) ≥ 1 MW | 0 | 0 | 0 | 0 | 0 | 0 | 0 | 0 | 0 | 0 | 0 | 0
2012 | US | FRCC | - | FRCC | 26 | Capacity Total from EIA-860 |  | 0 | 0 | 0 | 0 | 0 | 0 | 0 | 0 | 0 | 0 | 0
2012 | US | MRO | - | MISO | 1 | Unrestricted Non-coincident Peak Demand |  | 99305.9315 | 99305.9315 | 101725.5487 | 103056.568 | 104484.3613 | 105961.6209 | 107412.584 | 108951.5352 | 110513.7095 | 112155.2951 | 113805.9029
2012 | US | MRO | - | MISO | 1a | New Conservation (Energy Efficiency) |  | 131.3426 | 131.3426 | 381.9874 | 720.385 | 1120.2655 | 1551.1688 | 2007.4803 | 2472.6692 | 2947.1998 | 3431.7354 | 3921.8396
2012 | US | MRO | - | MISO | 1b | Estimated Diversity |  | 4556.3304 | 4556.3304 | 4645.7031 | 4684.3778 | 4726.9895 | 4771.3561 | 4813.9697 | 4860.0886 | 4906.7258 | 4956.452 | 5006.0165
2012 | US | MRO | - | MISO | 1c | Additions for non-member load (load served by non-registered LSE's in a region) |  | 0 | 0 | 0 | 0 | 0 | 0 | 0 | 0 | 0 | 0 | 0
2012 | US | MRO | - | MISO | 1d | Stand-by Load Under Contract (Normally served by behind the meter generation) |  | 0 | 0 | 0 | 0 | 0 | 0 | 0 | 0 | 0 | 0 | 0
2012 | US | MRO | - | MISO | 1e | Non-Controllable Demand-Side Demand Response |  | 338.7889 | 338.7889 | 569.09 | 722.7819 | 826.3628 | 910.3209 | 980.5979 | 1053.9511 | 1129.9422 | 1208.3329 | 1293.6843
2012 | US | MRO | - | MISO | 2 | Total Internal Demand | 102818.925 | 94279.4696 | 94279.4696 | 96128.7682 | 96929.0234 | 97810.7435 | 98728.7752 | 99610.5361 | 100564.8263 | 101529.8417 | 102558.7748 | 103584.3625
2012 | US | MRO | - | MISO | 2a | Supply-Side Direct Control Load Management (DCLM) | 0 | 0 | 0 | 0 | 0 | 0 | 0 | 0 | 0 | 0 | 0 | 0
2012 | US | MRO | - | MISO | 2b | Supply-Side Contractually Interruptible (Curtailable) | 0 | 0 | 0 | 0 | 0 | 0 | 0 | 0 | 0 | 0 | 0 | 0
2012 | US | MRO | - | MISO | 2c | Supply-Side Critical Peak-Pricing (CPP) with Control | 0 | 0 | 0 | 0 | 0 | 0 | 0 | 0 | 0 | 0 | 0 | 0
2012 | US | MRO | - | MISO | 2d | Supply-Side Load as a Capacity Resource | 3523 | 3271 | 3271 | 3271 | 3271 | 3271 | 3271 | 3271 | 3271 | 3271 | 3271 | 3271
2012 | US | MRO | - | MISO | 3 | Net Internal Demand | 98289.925 | 89673.4696 | 89317.6607 | 90706.845 | 91096.1554 | 91555.6807 | 92021.7031 | 92446.7491 | 92931.794 | 93419.1042 | 93957.2828 | 94875.1376
2012 | US | MRO | - | MISO | 3a | Demand-Side Direct Control Load Management (DCLM) | 1195 | 1001 | 1078.3262 | 1178.3207 | 1267.6294 | 1359.383 | 1457.616 | 1556.8717 | 1658.8505 | 1762.6679 | 1869.3212 | 1892.7343
2012 | US | MRO | - | MISO | 3b | Demand-Side Contractually Interruptible (Curtailable) | 3334 | 3605 | 3883.4826 | 4243.6025 | 4565.2387 | 4895.6799 | 5249.4561 | 5606.9154 | 5974.1818 | 6348.0696 | 6732.1708 | 6816.4907
2012 | US | MRO | - | MISO | 3c | Demand-Side Critical Peak-Pricing (CPP) with Control | 0 | 0 | 0 | 0 | 0 | 0 | 0 | 0 | 0 | 0 | 0 | 0
2012 | US | MRO | - | MISO | 3d | Demand-Side Load as a Capacity Resource | 0 | 0 | 0 | 0 | 0 | 0 | 0 | 0 | 0 | 0 | 0 | 0
2012 | US | MRO | - | MISO | 4 | Total Controllable Demand Response | 8052 | 7877 | 8232.8089 | 8692.9232 | 9103.868 | 9526.0629 | 9978.0721 | 10434.7871 | 10904.0323 | 11381.7375 | 11872.492 | 11980.225
2012 | US | MRO | - | MISO | 4a | Demand Response used for Ancillary Services - Spinning Reserves | 0 | 0 | 0 | 0 | 0 | 0 | 0 | 0 | 0 | 0 | 0 | 0
2012 | US | MRO | - | MISO | 4b | Demand Response used for Ancillary Services - Non-Spinning Reserves | 0 | 0 | 0 | 0 | 0 | 0 | 0 | 0 | 0 | 0 | 0 | 0
2012 | US | MRO | - | MISO | 4c | Demand Response used for Regulation | 0 | 0 | 0 | 0 | 0 | 0 | 0 | 0 | 0 | 0 | 0 | 0
2012 | US | MRO | - | MISO | 4d | Demand Response used for Energy, Voluntary Services - Emergency | 0 | 0 | 0 | 0 | 0 | 0 | 0 | 0 | 0 | 0 | 0 | 0
2012 | US | MRO | - | MISO | 5 | TOTAL INTERNAL CAPACITY | 130504.6 | 123650.385 | 124106.1398 | 124278.402 | 125338.9796 | 125489.4093 | 127052.4093 | 127217.4916 | 127217.4916 | 127217.4916 | 127217.4916 | 127217.4916
2012 | US | MRO | - | MISO | 6a | Existing-Certain | 108655.6403 | 101153.6402 | 101153.6402 | 101153.6402 | 101153.6402 | 101153.6402 | 101153.6402 | 101153.6402 | 101153.6402 | 101153.6402 | 101153.6402 | 101153.6402
2012 | US | MRO | - | MISO | 6a1 | Wind Expected On-Peak | 4363.6403 | 562.83 | 562.83 | 562.83 | 562.83 | 562.83 | 562.83 | 562.83 | 562.83 | 562.83 | 562.83 | 562.83
2012 | US | MRO | - | MISO | 6a2 | Solar Expected On-Peak | 0 | 0 | 0 | 0 | 0 | 0 | 0 | 0 | 0 | 0 | 0 | 0
2012 | US | MRO | - | MISO | 6a3 | Hydro Expected On-Peak | 1116 | 790.2 | 790.2 | 790.2 | 790.2 | 790.2 | 790.2 | 790.2 | 790.2 | 790.2 | 790.2 | 790.2
2012 | US | MRO | - | MISO | 6a4 | Biomass Expected On-Peak | 550 | 492.4702 | 492.4702 | 492.4702 | 492.4702 | 492.4702 | 492.4702 | 492.4702 | 492.4702 | 492.4702 | 492.4702 | 492.4702
2012 | US | MRO | - | MISO | 6b | Existing-Other | 11119.9 | 11535.5521 | 11535.5521 | 11535.5521 | 11535.5521 | 11535.5521 | 11535.5521 | 11535.5521 | 11535.5521 | 11535.5521 | 11535.5521 | 11535.5521
2012 | US | MRO | - | MISO | 6b1 | Wind Derate On-Peak | 4407.1597 | 9204.4927 | 9204.4927 | 9204.4927 | 9204.4927 | 9204.4927 | 9204.4927 | 9204.4927 | 9204.4927 | 9204.4927 | 9204.4927 | 9204.4927
2012 | US | MRO | - | MISO | 6b2 | Solar Derate On-Peak | 0 | 0 | 0 | 0 | 0 | 0 | 0 | 0 | 0 | 0 | 0 | 0
2012 | US | MRO | - | MISO | 6b3 | Hydro Derate On-Peak | 0 | 84.7 | 84.7 | 84.7 | 84.7 | 84.7 | 84.7 | 84.7 | 84.7 | 84.7 | 84.7 | 84.7
2012 | US | MRO | - | MISO | 6b4 | Biomass Derate On-Peak | 0 | 106.3 | 106.3 | 106.3 | 106.3 | 106.3 | 106.3 | 106.3 | 106.3 | 106.3 | 106.3 | 106.3
2012 | US | MRO | - | MISO | 6b5 | Transmission-Limited Resources | 0 | 0 | 0 | 0 | 0 | 0 | 0 | 0 | 0 | 0 | 0 | 0
2012 | US | MRO | - | MISO | 6b6 | All Other Derates | 0 | 26.8 | 26.8 | 26.8 | 26.8 | 26.8 | 26.8 | 26.8 | 26.8 | 26.8 | 26.8 | 26.8
2012 | US | MRO | - | MISO | 6b7 | Energy-Only (Existing-Other) | 0 | 0 | 0 | 0 | 0 | 0 | 0 | 0 | 0 | 0 | 0 | 0
2012 | US | MRO | - | MISO | 6c | Unplanned Outages (Actual) / Current and Future Inoperable Resources | 6321.9 | 1587.7 | 1587.7 | 1587.7 | 1587.7 | 1587.7 | 1587.7 | 1587.7 | 1587.7 | 1587.7 | 1587.7 | 1587.7
2012 | US | MRO | - | MISO | 6d | Total Supply-Side Demand Response | 3523 | 3271 | 3271 | 3271 | 3271 | 3271 | 3271 | 3271 | 3271 | 3271 | 3271 | 3271
2012 | US | MRO | - | MISO | 7 | TOTAL FUTURE CAPACITY ADDITIONS |  | -48.8 | 205.4497 | 338.1076 | 1398.6852 | 1519.7785 | 3082.7785 | 3107.0455 | 3107.0455 | 3107.0455 | 3107.0455 | 3107.0455
2012 | US | MRO | - | MISO | 7a | Future-Planned |  | -27.4 | 25.0497 | 157.7076 | 461.5852 | 582.6785 | 2145.6785 | 2169.9455 | 2169.9455 | 2169.9455 | 2169.9455 | 2169.9455
2012 | US | MRO | - | MISO | 7a1 | Wind Expected On-Peak |  | 0 | 34.726 | 41.5511 | 41.5511 | 46.6067 | 46.6067 | 70.8738 | 70.8738 | 70.8738 | 70.8738 | 70.8738
2012 | US | MRO | - | MISO | 7a2 | Wind Derate On-Peak |  | 0 | 201.5052 | 241.1094 | 241.1094 | 270.4459 | 270.4459 | 411.261 | 411.261 | 411.261 | 411.261 | 411.261
2012 | US | MRO | - | MISO | 7a3 | Solar Expected On-Peak |  | 0 | 0 | 0 | 0 | 0 | 0 | 0 | 0 | 0 | 0 | 0
2012 | US | MRO | - | MISO | 7a4 | Solar Derate On-Peak |  | 0 | 0 | 0 | 0 | 0 | 0 | 0 | 0 | 0 | 0 | 0
2012 | US | MRO | - | MISO | 7a5 | Hydro Expected On-Peak |  | 0 | 0 | 0 | 0 | 0 | 0 | 0 | 0 | 0 | 0 | 0
2012 | US | MRO | - | MISO | 7a6 | Hydro Derate On-Peak |  | 0 | 0 | 0 | 0 | 0 | 0 | 0 | 0 | 0 | 0 | 0
2012 | US | MRO | - | MISO | 7a7 | Biomass Expected On-Peak |  | 0 | 0 | 0 | 0 | 0 | 0 | 0 | 0 | 0 | 0 | 0
2012 | US | MRO | - | MISO | 7a8 | Biomass Derate On-Peak |  | 0 | 0 | 0 | 0 | 0 | 0 | 0 | 0 | 0 | 0 | 0
2012 | US | MRO | - | MISO | 7a9 | Transmission-Limited Resources |  |  | 0 | 0 | 0 | 0 | 0 | 0 | 0 | 0 | 0 | 0
2012 | US | MRO | - | MISO | 7a10 | Scheduled Outage - Maintenance |  | 0 | 0 | 0 | 0 | 0 | 0 | 0 | 0 | 0 | 0 | 0
2012 | US | MRO | - | MISO | 7a11 | All Other Derates |  | 0 | 0 | 0 | 0 | -2.4869e-14 | -2.4869e-14 | -2.4869e-14 | -2.4869e-14 | -2.4869e-14 | -2.4869e-14 | -2.4869e-14
2012 | US | MRO | - | MISO | 7a12 | Energy-Only |  | 0 | 0 | 0 | 0 | 0 | 0 | 0 | 0 | 0 | 0 | 0
2012 | US | MRO | - | MISO | 7b | Future-Other |  | -21.4 | 180.4 | 180.4 | 937.1 | 937.1 | 937.1 | 937.1 | 937.1 | 937.1 | 937.1 | 937.1
2012 | US | MRO | - | MISO | 7b1 | Wind Expected On-Peak |  | 0 | 0 | 0 | 0 | 0 | 0 | 0 | 0 | 0 | 0 | 0
2012 | US | MRO | - | MISO | 7b2 | Wind Derate On-Peak |  | 0 | 0 | 0 | 0 | 0 | 0 | 0 | 0 | 0 | 0 | 0
2012 | US | MRO | - | MISO | 7b3 | Solar Expected On-Peak |  | 0 | 0 | 0 | 0 | 0 | 0 | 0 | 0 | 0 | 0 | 0
2012 | US | MRO | - | MISO | 7b4 | Solar Derate On-Peak |  | 0 | 0 | 0 | 0 | 0 | 0 | 0 | 0 | 0 | 0 | 0
2012 | US | MRO | - | MISO | 7b5 | Hydro Expected On-Peak |  | 0 | 0 | 0 | 0 | 0 | 0 | 0 | 0 | 0 | 0 | 0
2012 | US | MRO | - | MISO | 7b6 | Hydro Derate On-Peak |  | 0 | 0 | 0 | 0 | 0 | 0 | 0 | 0 | 0 | 0 | 0
2012 | US | MRO | - | MISO | 7b7 | Biomass Expected On-Peak |  | 0 | 0 | 0 | 0 | 0 | 0 | 0 | 0 | 0 | 0 | 0
2012 | US | MRO | - | MISO | 7b8 | Biomass Derate On-Peak |  | 0 | 0 | 0 | 0 | 0 | 0 | 0 | 0 | 0 | 0 | 0
2012 | US | MRO | - | MISO | 7b9 | Transmission-Limited Resources |  |  | 0 | 0 | 0 | 0 | 0 | 0 | 0 | 0 | 0 | 0
2012 | US | MRO | - | MISO | 7b10 | Scheduled Outage - Maintenance |  | 0 | 0 | 0 | 0 | 0 | 0 | 0 | 0 | 0 | 0 | 0
2012 | US | MRO | - | MISO | 7b11 | All Other Derates |  | 0 | 0 | 0 | 0 | 0 | 0 | 0 | 0 | 0 | 0 | 0
2012 | US | MRO | - | MISO | 7b12 | Energy-Only |  | 0 | 0 | 0 | 0 | 0 | 0 | 0 | 0 | 0 | 0 | 0
2012 | US | MRO | - | MISO | 8 | Conceptual |  | 0 | 0 | 0 | 0 | 0 | 0 | 0 | 0 | 0 | 0 | 0
2012 | US | MRO | - | MISO | 8a1 | Wind Expected On-Peak |  | 0 | 0 | 0 | 0 | 0 | 0 | 0 | 0 | 0 | 0 | 0
2012 | US | MRO | - | MISO | 8a2 | Wind Derate On-Peak |  | 0 | 0 | 0 | 0 | 0 | 0 | 0 | 0 | 0 | 0 | 0
2012 | US | MRO | - | MISO | 8a3 | Solar Expected On-Peak |  | 0 | 0 | 0 | 0 | 0 | 0 | 0 | 0 | 0 | 0 | 0
2012 | US | MRO | - | MISO | 8a4 | Solar Derate On-Peak |  | 0 | 0 | 0 | 0 | 0 | 0 | 0 | 0 | 0 | 0 | 0
2012 | US | MRO | - | MISO | 8a5 | Hydro Expected On-Peak |  | 0 | 0 | 0 | 0 | 0 | 0 | 0 | 0 | 0 | 0 | 0
2012 | US | MRO | - | MISO | 8a6 | Hydro Derate On-Peak |  | 0 | 0 | 0 | 0 | 0 | 0 | 0 | 0 | 0 | 0 | 0
2012 | US | MRO | - | MISO | 8a7 | Biomass Expected On-Peak |  | 0 | 0 | 0 | 0 | 0 | 0 | 0 | 0 | 0 | 0 | 0
2012 | US | MRO | - | MISO | 8a8 | Biomass Derate On-Peak |  | 0 | 0 | 0 | 0 | 0 | 0 | 0 | 0 | 0 | 0 | 0
2012 | US | MRO | - | MISO | 8a9 | All Other Derates |  | 0 | 0 | 0 | 0 | 0 | 0 | 0 | 0 | 0 | 0 | 0
2012 | US | MRO | - | MISO | 8a10 | Energy-Only |  | 0 | 0 | 0 | 0 | 0 | 0 | 0 | 0 | 0 | 0 | 0
2012 | US | MRO | - | MISO | 9 | ANTICIPATED INTERNAL CAPACITY |  | 104397.2402 | 104449.6898 | 104582.3477 | 104886.2253 | 105007.3186 | 106570.3186 | 106594.5857 | 106594.5857 | 106594.5857 | 106594.5857 | 106594.5857
2012 | US | MRO | - | MISO | 10 | CAPACITY TRANSACTIONS - IMPORTS | 6609 | 3557 | 3557 | 3557 | 3557 | 3557 | 3557 | 3557 | 3557 | 3557 | 3557 | 3557
2012 | US | MRO | - | MISO | 10a | Firm | 4357 | 3557 | 3557 | 3557 | 3557 | 3557 | 3557 | 3557 | 3557 | 3557 | 3557 | 3557
2012 | US | MRO | - | MISO | 10a1 | Full-Responsibility Purchases | 0 | 0 | 0 | 0 | 0 | 0 | 0 | 0 | 0 | 0 | 0 | 0
2012 | US | MRO | - | MISO | 10a2 | Owned Capacity/Entitlement Located Outside the Region/Subregion | 0 | 0 | 0 | 0 | 0 | 0 | 0 | 0 | 0 | 0 | 0 | 0
2012 | US | MRO | - | MISO | 10b | Non-firm | 161: 2252
2012 | US | MRO | - | MISO | 10c | Expected |  | 0 | 0 | 0 | 0 | 0 | 0 | 0 | 0 | 0 | 0 | 0
2012 | US | MRO | - | MISO | 10c1 | Full-Responsibility Purchases |  | 0 | 0 | 0 | 0 | 0 | 0 | 0 | 0 | 0 | 0 | 0
2012 | US | MRO | - | MISO | 10c2 | Owned Capacity/Entitlement Located Outside the Region/Subregion |  | 0 | 0 | 0 | 0 | 0 | 0 | 0 | 0 | 0 | 0 | 0
2012 | US | MRO | - | MISO | 11 | CAPACITY TRANSACTIONS - EXPORTS | 1561 | 0 | 0 | 0 | 0 | 0 | 0 | 0 | 0 | 0 | 0 | 0
2012 | US | MRO | - | MISO | 11a | Firm | 1396 | 0 | 0 | 0 | 0 | 0 | 0 | 0 | 0 | 0 | 0 | 0
2012 | US | MRO | - | MISO | 11a1 | Full-Responsibility Purchases | 0 | 0 | 0 | 0 | 0 | 0 | 0 | 0 | 0 | 0 | 0 | 0
2012 | US | MRO | - | MISO | 11a2 | Owned Capacity/Entitlement Located Outside the Region/Subregion | 0 | 0 | 0 | 0 | 0 | 0 | 0 | 0 | 0 | 0 | 0 | 0
2012 | US | MRO | - | MISO | 11b | Non-firm | 161: 165
2012 | US | MRO | - | MISO | 11c | Expected |  | 0 | 0 | 0 | 0 | 0 | 0 | 0 | 0 | 0 | 0 | 0
2012 | US | MRO | - | MISO | 11c1 | Full-Responsibility Purchases |  | 0 | 0 | 0 | 0 | 0 | 0 | 0 | 0 | 0 | 0 | 0
2012 | US | MRO | - | MISO | 11c2 | Owned Capacity/Entitlement Located Outside the Region/Subregion |  | 0 | 0 | 0 | 0 | 0 | 0 | 0 | 0 | 0 | 0 | 0
2012 | US | MRO | - | MISO | 12 | EXISTING-CERTAIN & NET FIRM TRANSACTIONS | 115139.6403 | 107981.6402 | 107981.6402 | 107981.6402 | 107981.6402 | 107981.6402 | 107981.6402 | 107981.6402 | 107981.6402 | 107981.6402 | 107981.6402 | 107981.6402
2012 | US | MRO | - | MISO | 13 | ANTICIPATED CAPACITY RESOURCES |  |  | 108006.6898 | 108139.3477 | 108443.2253 | 108564.3186 | 110127.3186 | 110151.5857 | 110151.5857 | 110151.5857 | 110151.5857 | 110151.5857
2012 | US | MRO | - | MISO | 14 | PROSPECTIVE CAPACITY RESOURCES |  |  | 119722.642 | 119855.2999 | 120915.8775 | 121036.9707 | 122599.9707 | 122624.2378 | 122624.2378 | 122624.2378 | 122624.2378 | 122624.2378
2012 | US | MRO | - | MISO | 15 | TOTAL POTENTIAL CAPACITY RESOURCES |  |  | 119722.642 | 119855.2999 | 120915.8775 | 121036.9707 | 122599.9707 | 122624.2378 | 122624.2378 | 122624.2378 | 122624.2378 | 122624.2378
2012 | US | MRO | - | MISO | 16 | ADJUSTED POTENTIAL CAPACITY RESOURCES |  |  | 119903.0402 | 120035.6981 | 121852.9681 | 121974.0614 | 123537.0614 | 123561.3285 | 123561.3285 | 123561.3285 | 123561.3285 | 123561.3285
2012 | US | MRO | - | MISO | 16a | Confidence of Future-Other |  |  | 0.99999 | 0.99999 | 0.99999 | 0.99999 | 0.99999 | 0.99999 | 0.99999 | 0.99999 | 0.99999 | 0.99999
2012 | US | MRO | - | MISO | 16b | Net Future-Other Resources After Confidence Percentage Is Applied |  |  | 180.3982 | 180.3982 | 937.0906 | 937.0906 | 937.0906 | 937.0906 | 937.0906 | 937.0906 | 937.0906 | 937.0906
2012 | US | MRO | - | MISO | 16c | Confidence of Conceptual |  |  | 0.99999 | 0.99999 | 0.99999 | 0.99999 | 0.99999 | 0.99999 | 0.99999 | 0.99999 | 0.99999 | 0.99999
2012 | US | MRO | - | MISO | 16d | Net Conceptual Resources After Confidence Percentage Is Applied |  |  | 0 | 0 | 0 | 0 | 0 | 0 | 0 | 0 | 0 | 0
2012 | US | MRO | - | MISO | 17 | ASSESSMENT AREA TARGET RESERVE MARGIN |  |  | 16.3% | 16.3% | 16.3% | 16.3% | 16.3% | 16.3% | 16.3% | 16.3% | 16.3% | 16.3%
2012 | US | MRO | - | MISO | 18 | EXISTING-CERTAIN AND NET FIRM TRANSACTIONS RESERVE MARGIN | 161: 17.14%; 161: 20.42%
2012 | US | MRO | - | MISO | 19 | ANTICIPATED CAPACITY RESOURCES RESERVE MARGIN |  |  | 20.92% | 19.22% | 19.04% | 18.58% | 19.68% | 19.15% | 18.53% | 17.91% | 17.24% | 16.1%
2012 | US | MRO | - | MISO | 20 | PROSPECTIVE CAPACITY RESOURCES RESERVE MARGIN |  |  | 34.04% | 32.13% | 32.73% | 32.2% | 33.23% | 32.64% | 31.95% | 31.26% | 30.51% | 29.25%
2012 | US | MRO | - | MISO | 21 | TOTAL POTENTIAL RESOURCES RESERVE MARGIN |  |  | 34.04% | 32.13% | 32.73% | 32.2% | 33.23% | 32.64% | 31.95% | 31.26% | 30.51% | 29.25%
2012 | US | MRO | - | MISO | 22 | ADJUSTED POTENTIAL RESOURCES RESERVE MARGIN |  |  | 34.24% | 32.33% | 33.76% | 33.22% | 34.25% | 33.66% | 32.96% | 32.27% | 31.51% | 30.24%
2012 | US | MRO | - | MISO | 23 | Total Baseline Installed Capacity | 161: 130504.6
2012 | US | MRO | - | MISO | 24 | Distributed or Other Capacity (Behind the Meter) < 1 MW |  | 0 | 0 | 0 | 0 | 0 | 0 | 0 | 0 | 0 | 0 | 0
2012 | US | MRO | - | MISO | 25 | Distributed or Other Capacity (Behind the Meter) ≥ 1 MW |  | 0 | 0 | 0 | 0 | 0 | 0 | 0 | 0 | 0 | 0 | 0
2012 | US | MRO | - | MISO | 26 | Capacity Total from EIA-860 |  | 0 | 0 | 0 | 0 | 0 | 0 | 0 | 0 | 0 | 0 | 0
2012 | CAN | MRO | - | Manitoba Hydro | 1 | Unrestricted Non-coincident Peak Demand |  | 3167.544 | 3253.3688 | 3294.6536 | 3276.8683 | 3323.6271 | 3374.2092 | 3316.6679 | 3374.2097 | 3458.1797 | 3540.8777 | 3591.0134
2012 | CAN | MRO | - | Manitoba Hydro | 1a | New Conservation (Energy Efficiency) |  | 34.4139 | 50.9922 | 64.0618 | 77.0819 | 87.5826 | 95.8598 | 103.7718 | 110.8696 | 117.5836 | 120.542 | 124.2339
2012 | CAN | MRO | - | Manitoba Hydro | 1b | Estimated Diversity |  |  |  | 0 | 0 | 0 | 0 | 0 | 0 | 0 | 0 | 0
2012 | CAN | MRO | - | Manitoba Hydro | 1c | Additions for non-member load (load served by non-registered LSE's in a region) |  |  |  | 0 | 0 | 0 | 0 | 0 | 0 | 0 | 0 | 0
2012 | CAN | MRO | - | Manitoba Hydro | 1d | Stand-by Load Under Contract (Normally served by behind the meter generation) |  | 7.7 | 7.7 | 7.7 | 7.7 | 7.7 | 7.7 | 7.7 | 7.7 | 7.7 | 7.7 | 7.7
2012 | CAN | MRO | - | Manitoba Hydro | 1e | Non-Controllable Demand-Side Demand Response |  |  |  | 0 | 0 | 0 | 0 | 0 | 0 | 0 | 0 | 0
2012 | CAN | MRO | - | Manitoba Hydro | 2 | Total Internal Demand | 3378.5 | 3140.8302 | 3210.0766 | 3238.2918 | 3207.4863 | 3243.7446 | 3286.0494 | 3220.5961 | 3271.0401 | 3348.2961 | 3428.0356 | 3474.4794
2012 | CAN | MRO | - | Manitoba Hydro | 2a | Supply-Side Direct Control Load Management (DCLM) |  |  |  | 0 | 0 | 0 | 0 | 0 | 0 | 0 | 0 | 0
2012 | CAN | MRO | - | Manitoba Hydro | 2b | Supply-Side Contractually Interruptible (Curtailable) | 227 | 225 | 225 | 225 | 225 | 225 | 225 | 225 | 225 | 225 | 225 | 225
2012 | CAN | MRO | - | Manitoba Hydro | 2c | Supply-Side Critical Peak-Pricing (CPP) with Control |  |  |  | 0 | 0 | 0 | 0 | 0 | 0 | 0 | 0 | 0
2012 | CAN | MRO | - | Manitoba Hydro | 2d | Supply-Side Load as a Capacity Resource |  |  |  | 0 | 0 | 0 | 0 | 0 | 0 | 0 | 0 | 0
2012 | CAN | MRO | - | Manitoba Hydro | 3 | Net Internal Demand | 3378.5 | 3140.8302 | 3210.0766 | 3238.2918 | 3207.4863 | 3243.7446 | 3286.0494 | 3220.5961 | 3271.0401 | 3348.2961 | 3428.0356 | 3474.4794
2012 | CAN | MRO | - | Manitoba Hydro | 3a | Demand-Side Direct Control Load Management (DCLM) |  |  |  | 0 | 0 | 0 | 0 | 0 | 0 | 0 | 0 | 0
2012 | CAN | MRO | - | Manitoba Hydro | 3b | Demand-Side Contractually Interruptible (Curtailable) |  |  |  | 0 | 0 | 0 | 0 | 0 | 0 | 0 | 0 | 0
2012 | CAN | MRO | - | Manitoba Hydro | 3c | Demand-Side Critical Peak-Pricing (CPP) with Control |  |  |  | 0 | 0 | 0 | 0 | 0 | 0 | 0 | 0 | 0
2012 | CAN | MRO | - | Manitoba Hydro | 3d | Demand-Side Load as a Capacity Resource |  |  |  | 0 | 0 | 0 | 0 | 0 | 0 | 0 | 0 | 0
2012 | CAN | MRO | - | Manitoba Hydro | 4 | Total Controllable Demand Response | 227 | 225 | 225 | 225 | 225 | 225 | 225 | 225 | 225 | 225 | 225 | 225
2012 | CAN | MRO | - | Manitoba Hydro | 4a | Demand Response used for Ancillary Services - Spinning Reserves |  |  |  | 0 | 0 | 0 | 0 | 0 | 0 | 0 | 0 | 0
2012 | CAN | MRO | - | Manitoba Hydro | 4b | Demand Response used for Ancillary Services - Non-Spinning Reserves | 50 | 50 | 50 | 50 | 50 | 50 | 50 | 50 | 50 | 50 | 50 | 50
2012 | CAN | MRO | - | Manitoba Hydro | 4c | Demand Response used for Regulation |  |  |  | 0 | 0 | 0 | 0 | 0 | 0 | 0 | 0 | 0
2012 | CAN | MRO | - | Manitoba Hydro | 4d | Demand Response used for Energy, Voluntary Services - Emergency |  |  |  | 0 | 0 | 0 | 0 | 0 | 0 | 0 | 0 | 0
2012 | CAN | MRO | - | Manitoba Hydro | 5 | TOTAL INTERNAL CAPACITY | 5438 | 5728.85 | 5859.96 | 5869.55 | 5882.01 | 5886.62 | 5886.62 | 5886.62 | 5789.98 | 5789.98 | 5789.98 | 5789.98
2012 | CAN | MRO | - | Manitoba Hydro | 6a | Existing-Certain | 5276 | 5417.49 | 5417.49 | 5417.49 | 5417.49 | 5417.49 | 5417.49 | 5417.49 | 5417.49 | 5417.49 | 5417.49 | 5417.49
2012 | CAN | MRO | - | Manitoba Hydro | 6a1 | Wind Expected On-Peak | 80 | 19.36 | 19.36 | 19.36 | 19.36 | 19.36 | 19.36 | 19.36 | 19.36 | 19.36 | 19.36 | 19.36
2012 | CAN | MRO | - | Manitoba Hydro | 6a2 | Solar Expected On-Peak |  | 0 | 0 | 0 | 0 | 0 | 0 | 0 | 0 | 0 | 0 | 0
2012 | CAN | MRO | - | Manitoba Hydro | 6a3 | Hydro Expected On-Peak | 4727 | 4945.76 | 4945.76 | 4945.76 | 4945.76 | 4945.76 | 4945.76 | 4945.76 | 4945.76 | 4945.76 | 4945.76 | 4945.76
2012 | CAN | MRO | - | Manitoba Hydro | 6a4 | Biomass Expected On-Peak |  | 0 | 0 | 0 | 0 | 0 | 0 | 0 | 0 | 0 | 0 | 0
2012 | CAN | MRO | - | Manitoba Hydro | 6b | Existing-Other |  | 0 | 0 | 0 | 0 | 0 | 0 | 0 | 0 | 0 | 0 | 0
2012 | CAN | MRO | - | Manitoba Hydro | 6b1 | Wind Derate On-Peak | 162 | 222.64 | 222.64 | 222.64 | 222.64 | 222.64 | 222.64 | 222.64 | 222.64 | 222.64 | 222.64 | 222.64
2012 | CAN | MRO | - | Manitoba Hydro | 6b2 | Solar Derate On-Peak |  | 0 | 0 | 0 | 0 | 0 | 0 | 0 | 0 | 0 | 0 | 0
2012 | CAN | MRO | - | Manitoba Hydro | 6b3 | Hydro Derate On-Peak |  | 0 | 0 | 0 | 0 | 0 | 0 | 0 | 0 | 0 | 0 | 0
2012 | CAN | MRO | - | Manitoba Hydro | 6b4 | Biomass Derate On-Peak |  | 0 | 0 | 0 | 0 | 0 | 0 | 0 | 0 | 0 | 0 | 0
2012 | CAN | MRO | - | Manitoba Hydro | 6b5 | Transmission-Limited Resources |  |  | 0 | 0 | 0 | 0 | 0 | 0 | 0 | 0 | 0 | 0
2012 | CAN | MRO | - | Manitoba Hydro | 6b6 | All Other Derates |  | 0 | 0 | 0 | 0 | 0 | 0 | 0 | 0 | 0 | 0 | 0
2012 | CAN | MRO | - | Manitoba Hydro | 6b7 | Energy-Only (Existing-Other) |  | 0 | 0 | 0 | 0 | 0 | 0 | 0 | 0 | 0 | 0 | 0
2012 | CAN | MRO | - | Manitoba Hydro | 6c | Unplanned Outages (Actual) / Current and Future Inoperable Resources |  |  | 0 | 0 | 0 | 0 | 0 | 0 | 0 | 0 | 0 | 0
2012 | CAN | MRO | - | Manitoba Hydro | 6d | Total Supply-Side Demand Response | 227 | 225 | 225 | 225 | 225 | 225 | 225 | 225 | 225 | 225 | 225 | 225
2012 | CAN | MRO | - | Manitoba Hydro | 7 | TOTAL FUTURE CAPACITY ADDITIONS |  | 73.54 | 204.65 | 214.24 | 226.7 | 231.31 | 231.31 | 231.31 | 134.67 | 134.67 | 134.67 | 134.67
2012 | CAN | MRO | - | Manitoba Hydro | 7a | Future-Planned |  | 73.54 | 204.65 | 214.24 | 226.7 | 231.31 | 231.31 | 231.31 | 134.67 | 134.67 | 134.67 | 134.67
2012 | CAN | MRO | - | Manitoba Hydro | 7a1 | Wind Expected On-Peak |  | 1.32 | 1.32 | 1.32 | 1.32 | 1.32 | 1.32 | 1.32 | 1.32 | 1.32 | 1.32 | 1.32
2012 | CAN | MRO | - | Manitoba Hydro | 7a2 | Wind Derate On-Peak |  | 15.18 | 15.18 | 15.18 | 15.18 | 15.18 | 15.18 | 15.18 | 15.18 | 15.18 | 15.18 | 15.18
2012 | CAN | MRO | - | Manitoba Hydro | 7a3 | Solar Expected On-Peak |  | 0 | 0 | 0 | 0 | 0 | 0 | 0 | 0 | 0 | 0 | 0
2012 | CAN | MRO | - | Manitoba Hydro | 7a4 | Solar Derate On-Peak |  | 0 | 0 | 0 | 0 | 0 | 0 | 0 | 0 | 0 | 0 | 0
2012 | CAN | MRO | - | Manitoba Hydro | 7a5 | Hydro Expected On-Peak |  | 218.99 | 229.99 | 229.99 | 229.99 | 229.99 | 229.99 | 229.99 | 229.99 | 229.99 | 229.99 | 229.99
2012 | CAN | MRO | - | Manitoba Hydro | 7a6 | Hydro Derate On-Peak |  | 0 | 0 | 0 | 0 | 0 | 0 | 0 | 0 | 0 | 0 | 0
2012 | CAN | MRO | - | Manitoba Hydro | 7a7 | Biomass Expected On-Peak |  | 0 | 0 | 0 | 0 | 0 | 0 | 0 | 0 | 0 | 0 | 0
2012 | CAN | MRO | - | Manitoba Hydro | 7a8 | Biomass Derate On-Peak |  | 0 | 0 | 0 | 0 | 0 | 0 | 0 | 0 | 0 | 0 | 0
2012 | CAN | MRO | - | Manitoba Hydro | 7a9 | Transmission-Limited Resources
2012 | CAN | MRO | - | Manitoba Hydro | 7a10 | Scheduled Outage - Maintenance |  | -146.77 | -26.66 | -17.07 | -4.61 | 0 | 0 | 0 | 0 | 0 | 0 | 0
2012 | CAN | MRO | - | Manitoba Hydro | 7a11 | All Other Derates |  | 0 | 0 | 0 | 0 | 0 | 0 | 0 | 0 | 0 | 0 | 0
2012 | CAN | MRO | - | Manitoba Hydro | 7a12 | Energy-Only |  | 0 | 0 | 0 | 0 | 0 | 0 | 0 | 0 | 0 | 0 | 0
2012 | CAN | MRO | - | Manitoba Hydro | 7b | Future-Other |  | 0 | 0 | 0 | 0 | 0 | 0 | 0 | 0 | 0 | 0 | 0
2012 | CAN | MRO | - | Manitoba Hydro | 7b1 | Wind Expected On-Peak |  | 0 | 0 | 0 | 0 | 0 | 0 | 0 | 0 | 0 | 0 | 0
2012 | CAN | MRO | - | Manitoba Hydro | 7b2 | Wind Derate On-Peak |  | 0 | 0 | 0 | 0 | 0 | 0 | 0 | 0 | 0 | 0 | 0
2012 | CAN | MRO | - | Manitoba Hydro | 7b3 | Solar Expected On-Peak |  | 0 | 0 | 0 | 0 | 0 | 0 | 0 | 0 | 0 | 0 | 0
2012 | CAN | MRO | - | Manitoba Hydro | 7b4 | Solar Derate On-Peak |  | 0 | 0 | 0 | 0 | 0 | 0 | 0 | 0 | 0 | 0 | 0
2012 | CAN | MRO | - | Manitoba Hydro | 7b5 | Hydro Expected On-Peak |  | 0 | 0 | 0 | 0 | 0 | 0 | 0 | 0 | 0 | 0 | 0
2012 | CAN | MRO | - | Manitoba Hydro | 7b6 | Hydro Derate On-Peak |  | 0 | 0 | 0 | 0 | 0 | 0 | 0 | 0 | 0 | 0 | 0
2012 | CAN | MRO | - | Manitoba Hydro | 7b7 | Biomass Expected On-Peak |  | 0 | 0 | 0 | 0 | 0 | 0 | 0 | 0 | 0 | 0 | 0
2012 | CAN | MRO | - | Manitoba Hydro | 7b8 | Biomass Derate On-Peak |  | 0 | 0 | 0 | 0 | 0 | 0 | 0 | 0 | 0 | 0 | 0
2012 | CAN | MRO | - | Manitoba Hydro | 7b9 | Transmission-Limited Resources
2012 | CAN | MRO | - | Manitoba Hydro | 7b10 | Scheduled Outage - Maintenance |  | 0 | 0 | 0 | 0 | 0 | 0 | 0 | 0 | 0 | 0 | 0
2012 | CAN | MRO | - | Manitoba Hydro | 7b11 | All Other Derates |  | 0 | 0 | 0 | 0 | 0 | 0 | 0 | 0 | 0 | 0 | 0
2012 | CAN | MRO | - | Manitoba Hydro | 7b12 | Energy-Only |  | 0 | 0 | 0 | 0 | 0 | 0 | 0 | 0 | 0 | 0 | 0
2012 | CAN | MRO | - | Manitoba Hydro | 8 | Conceptual |  | 0 | 0 | 0 | 0 | 0 | 0 | 0 | 0 | 630 | 630 | 630
2012 | CAN | MRO | - | Manitoba Hydro | 8a1 | Wind Expected On-Peak |  | 0 | 0 | 0 | 0 | 0 | 0 | 0 | 0 | 0 | 0 | 0
2012 | CAN | MRO | - | Manitoba Hydro | 8a2 | Wind Derate On-Peak |  | 0 | 0 | 0 | 0 | 0 | 0 | 0 | 0 | 0 | 0 | 0
2012 | CAN | MRO | - | Manitoba Hydro | 8a3 | Solar Expected On-Peak |  | 0 | 0 | 0 | 0 | 0 | 0 | 0 | 0 | 0 | 0 | 0
2012 | CAN | MRO | - | Manitoba Hydro | 8a4 | Solar Derate On-Peak |  | 0 | 0 | 0 | 0 | 0 | 0 | 0 | 0 | 0 | 0 | 0
2012 | CAN | MRO | - | Manitoba Hydro | 8a5 | Hydro Expected On-Peak |  | 0 | 0 | 0 | 0 | 0 | 0 | 0 | 0 | 630 | 630 | 630
2012 | CAN | MRO | - | Manitoba Hydro | 8a6 | Hydro Derate On-Peak |  | 0 | 0 | 0 | 0 | 0 | 0 | 0 | 0 | 0 | 0 | 0
2012 | CAN | MRO | - | Manitoba Hydro | 8a7 | Biomass Expected On-Peak |  | 0 | 0 | 0 | 0 | 0 | 0 | 0 | 0 | 0 | 0 | 0
2012 | CAN | MRO | - | Manitoba Hydro | 8a8 | Biomass Derate On-Peak |  | 0 | 0 | 0 | 0 | 0 | 0 | 0 | 0 | 0 | 0 | 0
2012 | CAN | MRO | - | Manitoba Hydro | 8a9 | All Other Derates |  | 0 | 0 | 0 | 0 | 0 | 0 | 0 | 0 | 0 | 0 | 0
2012 | CAN | MRO | - | Manitoba Hydro | 8a10 | Energy-Only |  | 0 | 0 | 0 | 0 | 0 | 0 | 0 | 0 | 0 | 0 | 0
2012 | CAN | MRO | - | Manitoba Hydro | 9 | ANTICIPATED INTERNAL CAPACITY |  | 5716.03 | 5847.14 | 5856.73 | 5869.19 | 5873.8 | 5873.8 | 5873.8 | 5777.16 | 5777.16 | 5777.16 | 5777.16
2012 | CAN | MRO | - | Manitoba Hydro | 10 | CAPACITY TRANSACTIONS - IMPORTS | 0 | 0 | 0 | 0 | 0 | 0 | 0 | 0 | 0 | 0 | 0 | 0
2012 | CAN | MRO | - | Manitoba Hydro | 10a | Firm | 0 | 0 | 0 | 0 | 0 | 0 | 0 | 0 | 0 | 0 | 0 | 0
2012 | CAN | MRO | - | Manitoba Hydro | 10a1 | Full-Responsibility Purchases |  |  | 0 | 0 | 0 | 0 | 0 | 0 | 0 | 0 | 0 | 0
2012 | CAN | MRO | - | Manitoba Hydro | 10a2 | Owned Capacity/Entitlement Located Outside the Region/Subregion |  |  | 0 | 0 | 0 | 0 | 0 | 0 | 0 | 0 | 0 | 0
2012 | CAN | MRO | - | Manitoba Hydro | 10b | Non-firm
2012 | CAN | MRO | - | Manitoba Hydro | 10c | Expected |  |  | 0 | 0 | 0 | 0 | 0 | 0 | 0 | 0 | 0 | 0
2012 | CAN | MRO | - | Manitoba Hydro | 10c1 | Full-Responsibility Purchases |  |  | 0 | 0 | 0 | 0 | 0 | 0 | 0 | 0 | 0 | 0
2012 | CAN | MRO | - | Manitoba Hydro | 10c2 | Owned Capacity/Entitlement Located Outside the Region/Subregion |  |  | 0 | 0 | 0 | 0 | 0 | 0 | 0 | 0 | 0 | 0
2012 | CAN | MRO | - | Manitoba Hydro | 11 | CAPACITY TRANSACTIONS - EXPORTS | 1110 | 1280 | 1250 | 1250 | 925 | 925 | 925 | 925 | 925 | 1175 | 1400 | 1400
2012 | CAN | MRO | - | Manitoba Hydro | 11a | Firm | 1110 | 1080 | 1050 | 1050 | 725 | 725 | 725 | 725 | 725 | 725 | 725 | 725
2012 | CAN | MRO | - | Manitoba Hydro | 11a1 | Full-Responsibility Purchases |  |  | 0 | 0 | 0 | 0 | 0 | 0 | 0 | 0 | 0 | 0
2012 | CAN | MRO | - | Manitoba Hydro | 11a2 | Owned Capacity/Entitlement Located Outside the Region/Subregion | 1100 | 1080 | 1050 | 1050 | 725 | 725 | 725 | 725 | 725 | 725 | 725 | 725
2012 | CAN | MRO | - | Manitoba Hydro | 11b | Non-firm
2012 | CAN | MRO | - | Manitoba Hydro | 11c | Expected |  | 200 | 200 | 200 | 200 | 200 | 200 | 200 | 200 | 450 | 675 | 675
2012 | CAN | MRO | - | Manitoba Hydro | 11c1 | Full-Responsibility Purchases |  |  | 0 | 0 | 0 | 0 | 0 | 0 | 0 | 0 | 0 | 0
2012 | CAN | MRO | - | Manitoba Hydro | 11c2 | Owned Capacity/Entitlement Located Outside the Region/Subregion |  | 200 | 200 | 200 | 200 | 200 | 200 | 200 | 200 | 450 | 675 | 675
2012 | CAN | MRO | - | Manitoba Hydro | 12 | EXISTING-CERTAIN & NET FIRM TRANSACTIONS | 4393 | 4562.49 | 4592.49 | 4592.49 | 4917.49 | 4917.49 | 4917.49 | 4917.49 | 4917.49 | 4917.49 | 4917.49 | 4917.49
2012 | CAN | MRO | - | Manitoba Hydro | 13 | ANTICIPATED CAPACITY RESOURCES |  |  | 4597.14 | 4606.73 | 4944.19 | 4948.8 | 4948.8 | 4948.8 | 4852.16 | 4602.16 | 4377.16 | 4377.16
2012 | CAN | MRO | - | Manitoba Hydro | 14 | PROSPECTIVE CAPACITY RESOURCES |  |  | 4597.14 | 4606.73 | 4944.19 | 4948.8 | 4948.8 | 4948.8 | 4852.16 | 4602.16 | 4377.16 | 4377.16
2012 | CAN | MRO | - | Manitoba Hydro | 15 | TOTAL POTENTIAL CAPACITY RESOURCES |  |  | 4597.14 | 4606.73 | 4944.19 | 4948.8 | 4948.8 | 4948.8 | 4852.16 | 5232.16 | 5007.16 | 5007.16
2012 | CAN | MRO | - | Manitoba Hydro | 16 | ADJUSTED POTENTIAL CAPACITY RESOURCES |  |  | 4597.14 | 4606.73 | 4944.19 | 4948.8 | 4948.8 | 4948.8 | 4852.16 | 5232.1537 | 5007.1537 | 5007.1537
2012 | CAN | MRO | - | Manitoba Hydro | 16a | Confidence of Future-Other |  |  | 0.99999 | 0.99999 | 0.99999 | 0.99999 | 0.99999 | 0.99999 | 0.99999 | 0.99999 | 0.99999 | 0.99999
2012 | CAN | MRO | - | Manitoba Hydro | 16b | Net Future-Other Resources After Confidence Percentage Is Applied |  |  | 0 | 0 | 0 | 0 | 0 | 0 | 0 | 0 | 0 | 0
2012 | CAN | MRO | - | Manitoba Hydro | 16c | Confidence of Conceptual |  |  | 0.99999 | 0.99999 | 0.99999 | 0.99999 | 0.99999 | 0.99999 | 0.99999 | 0.99999 | 0.99999 | 0.99999
2012 | CAN | MRO | - | Manitoba Hydro | 16d | Net Conceptual Resources After Confidence Percentage Is Applied |  |  | 0 | 0 | 0 | 0 | 0 | 0 | 0 | 629.9937 | 629.9937 | 629.9937
2012 | CAN | MRO | - | Manitoba Hydro | 17 | ASSESSMENT AREA TARGET RESERVE MARGIN |  | 12% | 12% | 12% | 12% | 12% | 12% | 12% | 12% | 12% | 12% | 12%
2012 | CAN | MRO | - | Manitoba Hydro | 18 | EXISTING-CERTAIN AND NET FIRM TRANSACTIONS RESERVE MARGIN | 161: 30.03%; 161: 45.26%
2012 | CAN | MRO | - | Manitoba Hydro | 19 | ANTICIPATED CAPACITY RESOURCES RESERVE MARGIN |  |  | 43.21% | 42.26% | 54.15% | 52.56% | 50.6% | 53.66% | 48.34% | 37.45% | 27.69% | 25.98%
2012 | CAN | MRO | - | Manitoba Hydro | 20 | PROSPECTIVE CAPACITY RESOURCES RESERVE MARGIN |  |  | 43.21% | 42.26% | 54.15% | 52.56% | 50.6% | 53.66% | 48.34% | 37.45% | 27.69% | 25.98%
2012 | CAN | MRO | - | Manitoba Hydro | 21 | TOTAL POTENTIAL RESOURCES RESERVE MARGIN |  |  | 43.21% | 42.26% | 54.15% | 52.56% | 50.6% | 53.66% | 48.34% | 56.26% | 46.06% | 44.11%
2012 | CAN | MRO | - | Manitoba Hydro | 22 | ADJUSTED POTENTIAL RESOURCES RESERVE MARGIN |  |  | 43.21% | 42.26% | 54.15% | 52.56% | 50.6% | 53.66% | 48.34% | 56.26% | 46.06% | 44.11%
2012 | CAN | MRO | - | Manitoba Hydro | 23 | Total Baseline Installed Capacity | 161: 5438
2012 | CAN | MRO | - | Manitoba Hydro | 24 | Distributed or Other Capacity (Behind the Meter) < 1 MW |  | 0 | 0 | 0 | 0 | 0 | 0 | 0 | 0 | 0 | 0 | 0
2012 | CAN | MRO | - | Manitoba Hydro | 25 | Distributed or Other Capacity (Behind the Meter) ≥ 1 MW |  | 0 | 0 | 0 | 0 | 0 | 0 | 0 | 0 | 0 | 0 | 0
2012 | CAN | MRO | - | Manitoba Hydro | 26 | Capacity Total from EIA-860 |  | 0 | 0 | 0 | 0 | 0 | 0 | 0 | 0 | 0 | 0 | 0
2012 | US | MRO | - | MAPP | 1 | Unrestricted Non-coincident Peak Demand |  | 4818.6046 | 5027.4711 | 5155.8438 | 5273.8105 | 5550.4498 | 5611.7875 | 5700.6021 | 5808.0148 | 5907.6322 | 6000.7918 | 6092.492
2012 | US | MRO | - | MAPP | 1a | New Conservation (Energy Efficiency) |  | 22.4 | 22.3048 | 26.2512 | 31.3313 | 35.5626 | 39.9526 | 45.5019 | 50.2345 | 56.0088 | 61.0351 | 65.9785
2012 | US | MRO | - | MAPP | 1b | Estimated Diversity |  | 0 | 0 | 0 | 0 | 0 | 0 | 0 | 0 | 0 | 0 | 0
2012 | US | MRO | - | MAPP | 1c | Additions for non-member load (load served by non-registered LSE's in a region) |  | 0 | 0 | 0 | 0 | 0 | 0 | 0 | 0 | 0 | 0 | 0
2012 | US | MRO | - | MAPP | 1d | Stand-by Load Under Contract (Normally served by behind the meter generation) |  | 0 | 0 | 0 | 0 | 0 | 0 | 0 | 0 | 0 | 0 | 0
2012 | US | MRO | - | MAPP | 1e | Non-Controllable Demand-Side Demand Response |  | 15.3577 | 10.057 | 12.3969 | 12.2412 | 12.0959 | 11.9627 | 11.8386 | 11.7404 | 11.6694 | 11.6464 | 11.6372
2012 | US | MRO | - | MAPP | 2 | Total Internal Demand | 4725.7453 | 4780.8469 | 4995.1093 | 5117.1957 | 5230.238 | 5502.7913 | 5559.8723 | 5643.2616 | 5746.0399 | 5839.954 | 5928.1102 | 6014.8763
2012 | US | MRO | - | MAPP | 2a | Supply-Side Direct Control Load Management (DCLM) | 5.3 | 5.3 | 5.3 | 5.3 | 5.3 | 5.3 | 5.3 | 5.3 | 5.3 | 5.3 | 5.3 | 5.3
2012 | US | MRO | - | MAPP | 2b | Supply-Side Contractually Interruptible (Curtailable) | 10.3 | 10.3 | 10.3 | 10.3 | 10.3 | 10.3 | 10.3 | 10.3 | 10.3 | 10.3 | 10.3 | 10.3
2012 | US | MRO | - | MAPP | 2c | Supply-Side Critical Peak-Pricing (CPP) with Control | 0 | 0 | 0 | 0 | 0 | 0 | 0 | 0 | 0 | 0 | 0 | 0
2012 | US | MRO | - | MAPP | 2d | Supply-Side Load as a Capacity Resource | 0 | 0 | 0 | 0 | 0 | 0 | 0 | 0 | 0 | 0 | 0 | 0
2012 | US | MRO | - | MAPP | 3 | Net Internal Demand | 4641.1171 | 4692.9792 | 4904.0329 | 5024.1944 | 5135.3044 | 5405.9223 | 5461.0637 | 5542.5101 | 5643.3297 | 5735.284 | 5821.4509 | 5906.2296
2012 | US | MRO | - | MAPP | 3a | Demand-Side Direct Control Load Management (DCLM) | 82 | 84 | 86 | 88 | 90 | 92 | 94 | 96 | 98 | 100 | 102 | 104
2012 | US | MRO | - | MAPP | 3b | Demand-Side Contractually Interruptible (Curtailable) | 2.6282 | 3.8676 | 5.0764 | 5.0013 | 4.9335 | 4.869 | 4.8086 | 4.7515 | 4.7102 | 4.67 | 4.6594 | 4.6467
2012 | US | MRO | - | MAPP | 3c | Demand-Side Critical Peak-Pricing (CPP) with Control | 0 | 0 | 0 | 0 | 0 | 0 | 0 | 0 | 0 | 0 | 0 | 0
2012 | US | MRO | - | MAPP | 3d | Demand-Side Load as a Capacity Resource | 0 | 0 | 0 | 0 | 0 | 0 | 0 | 0 | 0 | 0 | 0 | 0
2012 | US | MRO | - | MAPP | 4 | Total Controllable Demand Response | 100.2282 | 103.4676 | 106.6764 | 108.6013 | 110.5335 | 112.469 | 114.4086 | 116.3515 | 118.3102 | 120.27 | 122.2594 | 124.2467
2012 | US | MRO | - | MAPP | 4a | Demand Response used for Ancillary Services - Spinning Reserves | 50 | 50 | 50 | 50 | 50 | 50 | 50 | 50 | 50 | 50 | 50 | 50
2012 | US | MRO | - | MAPP | 4b | Demand Response used for Ancillary Services - Non-Spinning Reserves | 50 | 50 | 50 | 50 | 50 | 50 | 50 | 50 | 50 | 50 | 50 | 50
2012 | US | MRO | - | MAPP | 4c | Demand Response used for Regulation | 100 | 100 | 100 | 100 | 100 | 100 | 100 | 100 | 100 | 100 | 100 | 100
2012 | US | MRO | - | MAPP | 4d | Demand Response used for Energy, Voluntary Services - Emergency | 0 | 0 | 0 | 0 | 0 | 0 | 0 | 0 | 0 | 0 | 0 | 0
2012 | US | MRO | - | MAPP | 5 | TOTAL INTERNAL CAPACITY | 7892.05 | 8357.302 | 8628.802 | 8653.802 | 8678.802 | 8698.802 | 8698.802 | 8698.802 | 8698.802 | 8698.802 | 8698.802 | 8698.802
2012 | US | MRO | - | MAPP | 6a | Existing-Certain | 6761.79 | 7025.081 | 7025.081 | 7025.081 | 7025.081 | 7025.081 | 7025.081 | 7025.081 | 7025.081 | 7025.081 | 7025.081 | 7025.081
2012 | US | MRO | - | MAPP | 6a1 | Wind Expected On-Peak | 242.68 | 251.316 | 251.316 | 251.316 | 251.316 | 251.316 | 251.316 | 251.316 | 251.316 | 251.316 | 251.316 | 251.316
2012 | US | MRO | - | MAPP | 6a2 | Solar Expected On-Peak | 0 | 0 | 0 | 0 | 0 | 0 | 0 | 0 | 0 | 0 | 0 | 0
2012 | US | MRO | - | MAPP | 6a3 | Hydro Expected On-Peak | 2190.7 | 2193.36 | 2193.36 | 2193.36 | 2193.36 | 2193.36 | 2193.36 | 2193.36 | 2193.36 | 2193.36 | 2193.36 | 2193.36
2012 | US | MRO | - | MAPP | 6a4 | Biomass Expected On-Peak | 2.8 | 3.1 | 3.1 | 3.1 | 3.1 | 3.1 | 3.1 | 3.1 | 3.1 | 3.1 | 3.1 | 3.1
2012 | US | MRO | - | MAPP | 6b | Existing-Other | 0 | 0 | 0 | 0 | 0 | 0 | 0 | 0 | 0 | 0 | 0 | 0
2012 | US | MRO | - | MAPP | 6b1 | Wind Derate On-Peak | 861.12 | 852.511 | 852.511 | 852.511 | 852.511 | 852.511 | 852.511 | 852.511 | 852.511 | 852.511 | 852.511 | 852.511
2012 | US | MRO | - | MAPP | 6b2 | Solar Derate On-Peak | 0 | 0 | 0 | 0 | 0 | 0 | 0 | 0 | 0 | 0 | 0 | 0
2012 | US | MRO | - | MAPP | 6b3 | Hydro Derate On-Peak | 164 | 164 | 164 | 164 | 164 | 164 | 164 | 164 | 164 | 164 | 164 | 164
2012 | US | MRO | - | MAPP | 6b4 | Biomass Derate On-Peak | 0 | 0 | 0 | 0 | 0 | 0 | 0 | 0 | 0 | 0 | 0 | 0
2012 | US | MRO | - | MAPP | 6b5 | Transmission-Limited Resources | 0 |  | 0 | 0 | 0 | 0 | 0 | 0 | 0 | 0 | 0 | 0
2012 | US | MRO | - | MAPP | 6b6 | All Other Derates | 23.1 | 21.71 | 21.71 | 21.71 | 21.71 | 21.71 | 21.71 | 21.71 | 21.71 | 21.71 | 21.71 | 21.71
2012 | US | MRO | - | MAPP | 6b7 | Energy-Only (Existing-Other) | 0 | 0 | 0 | 0 | 0 | 0 | 0 | 0 | 0 | 0 | 0 | 0
2012 | US | MRO | - | MAPP | 6c | Unplanned Outages (Actual) / Current and Future Inoperable Resources |  |  | 0 | 0 | 0 | 0 | 0 | 0 | 0 | 0 | 0 | 0
2012 | US | MRO | - | MAPP | 6d | Total Supply-Side Demand Response | 15.6 | 15.6 | 15.6 | 15.6 | 15.6 | 15.6 | 15.6 | 15.6 | 15.6 | 15.6 | 15.6 | 15.6
2012 | US | MRO | - | MAPP | 7 | TOTAL FUTURE CAPACITY ADDITIONS |  | 294 | 513.5 | 538.5 | 563.5 | 583.5 | 583.5 | 583.5 | 583.5 | 583.5 | 583.5 | 583.5
2012 | US | MRO | - | MAPP | 7a | Future-Planned |  | 294 | 513.5 | 538.5 | 563.5 | 583.5 | 583.5 | 583.5 | 583.5 | 583.5 | 583.5 | 583.5
2012 | US | MRO | - | MAPP | 7a1 | Wind Expected On-Peak |  | 0 | 0 | 0 | 0 | 0 | 0 | 0 | 0 | 0 | 0 | 0
2012 | US | MRO | - | MAPP | 7a2 | Wind Derate On-Peak |  | 0 | 0 | 0 | 0 | 0 | 0 | 0 | 0 | 0 | 0 | 0
2012 | US | MRO | - | MAPP | 7a3 | Solar Expected On-Peak |  | 0 | 0 | 0 | 0 | 0 | 0 | 0 | 0 | 0 | 0 | 0
2012 | US | MRO | - | MAPP | 7a4 | Solar Derate On-Peak |  | 0 | 0 | 0 | 0 | 0 | 0 | 0 | 0 | 0 | 0 | 0
2012 | US | MRO | - | MAPP | 7a5 | Hydro Expected On-Peak |  | 0 | 0 | 0 | 0 | 0 | 0 | 0 | 0 | 0 | 0 | 0
2012 | US | MRO | - | MAPP | 7a6 | Hydro Derate On-Peak |  | 0 | 0 | 0 | 0 | 0 | 0 | 0 | 0 | 0 | 0 | 0
2012 | US | MRO | - | MAPP | 7a7 | Biomass Expected On-Peak |  | 0 | 0 | 0 | 0 | 0 | 0 | 0 | 0 | 0 | 0 | 0
2012 | US | MRO | - | MAPP | 7a8 | Biomass Derate On-Peak |  | 0 | 0 | 0 | 0 | 0 | 0 | 0 | 0 | 0 | 0 | 0
2012 | US | MRO | - | MAPP | 7a9 | Transmission-Limited Resources
2012 | US | MRO | - | MAPP | 7a10 | Scheduled Outage - Maintenance |  | 0 | 0 | 0 | 0 | 0 | 0 | 0 | 0 | 0 | 0 | 0
2012 | US | MRO | - | MAPP | 7a11 | All Other Derates |  | 0 | 0 | 0 | 0 | 0 | 0 | 0 | 0 | 0 | 0 | 0
2012 | US | MRO | - | MAPP | 7a12 | Energy-Only |  | 0 | 52 | 52 | 52 | 52 | 52 | 52 | 52 | 52 | 52 | 52
2012 | US | MRO | - | MAPP | 7b | Future-Other |  | 0 | 0 | 0 | 0 | 0 | 0 | 0 | 0 | 0 | 0 | 0
2012 | US | MRO | - | MAPP | 7b1 | Wind Expected On-Peak |  | 0 | 0 | 0 | 0 | 0 | 0 | 0 | 0 | 0 | 0 | 0
2012 | US | MRO | - | MAPP | 7b2 | Wind Derate On-Peak |  | 0 | 0 | 0 | 0 | 0 | 0 | 0 | 0 | 0 | 0 | 0
2012 | US | MRO | - | MAPP | 7b3 | Solar Expected On-Peak |  | 0 | 0 | 0 | 0 | 0 | 0 | 0 | 0 | 0 | 0 | 0
2012 | US | MRO | - | MAPP | 7b4 | Solar Derate On-Peak |  | 0 | 0 | 0 | 0 | 0 | 0 | 0 | 0 | 0 | 0 | 0
2012 | US | MRO | - | MAPP | 7b5 | Hydro Expected On-Peak |  | 0 | 0 | 0 | 0 | 0 | 0 | 0 | 0 | 0 | 0 | 0
2012 | US | MRO | - | MAPP | 7b6 | Hydro Derate On-Peak |  | 0 | 0 | 0 | 0 | 0 | 0 | 0 | 0 | 0 | 0 | 0
2012 | US | MRO | - | MAPP | 7b7 | Biomass Expected On-Peak |  | 0 | 0 | 0 | 0 | 0 | 0 | 0 | 0 | 0 | 0 | 0
2012 | US | MRO | - | MAPP | 7b8 | Biomass Derate On-Peak |  | 0 | 0 | 0 | 0 | 0 | 0 | 0 | 0 | 0 | 0 | 0
2012 | US | MRO | - | MAPP | 7b9 | Transmission-Limited Resources
2012 | US | MRO | - | MAPP | 7b10 | Scheduled Outage - Maintenance |  | 0 | 0 | 0 | 0 | 0 | 0 | 0 | 0 | 0 | 0 | 0
2012 | US | MRO | - | MAPP | 7b11 | All Other Derates |  | 0 | 0 | 0 | 0 | 0 | 0 | 0 | 0 | 0 | 0 | 0
2012 | US | MRO | - | MAPP | 7b12 | Energy-Only |  | 0 | 0 | 0 | 0 | 0 | 0 | 0 | 0 | 0 | 0 | 0
2012 | US | MRO | - | MAPP | 8 | Conceptual |  | 0 | 0 | 0 | 0 | 0 | 0 | 0 | 0 | 0 | 0 | 0
2012 | US | MRO | - | MAPP | 8a1 | Wind Expected On-Peak |  | 0 | 0 | 0 | 0 | 0 | 0 | 0 | 0 | 0 | 0 | 0
2012 | US | MRO | - | MAPP | 8a2 | Wind Derate On-Peak |  | 0 | 0 | 0 | 0 | 0 | 0 | 0 | 0 | 0 | 0 | 0
2012 | US | MRO | - | MAPP | 8a3 | Solar Expected On-Peak |  | 0 | 0 | 0 | 0 | 0 | 0 | 0 | 0 | 0 | 0 | 0
2012 | US | MRO | - | MAPP | 8a4 | Solar Derate On-Peak |  | 0 | 0 | 0 | 0 | 0 | 0 | 0 | 0 | 0 | 0 | 0
2012 | US | MRO | - | MAPP | 8a5 | Hydro Expected On-Peak |  | 0 | 0 | 0 | 0 | 0 | 0 | 0 | 0 | 0 | 0 | 0
2012 | US | MRO | - | MAPP | 8a6 | Hydro Derate On-Peak |  | 0 | 0 | 0 | 0 | 0 | 0 | 0 | 0 | 0 | 0 | 0
2012 | US | MRO | - | MAPP | 8a7 | Biomass Expected On-Peak |  | 0 | 0 | 0 | 0 | 0 | 0 | 0 | 0 | 0 | 0 | 0
2012 | US | MRO | - | MAPP | 8a8 | Biomass Derate On-Peak |  | 0 | 0 | 0 | 0 | 0 | 0 | 0 | 0 | 0 | 0 | 0
2012 | US | MRO | - | MAPP | 8a9 | All Other Derates |  | 0 | 0 | 0 | 0 | 0 | 0 | 0 | 0 | 0 | 0 | 0
2012 | US | MRO | - | MAPP | 8a10 | Energy-Only |  | 0 | 0 | 0 | 0 | 0 | 0 | 0 | 0 | 0 | 0 | 0
2012 | US | MRO | - | MAPP | 9 | ANTICIPATED INTERNAL CAPACITY |  | 7334.681 | 7554.181 | 7579.181 | 7604.181 | 7624.181 | 7624.181 | 7624.181 | 7624.181 | 7624.181 | 7624.181 | 7624.181
2012 | US | MRO | - | MAPP | 10 | CAPACITY TRANSACTIONS - IMPORTS | 114.8 | 216.8 | 306.9 | 312.9 | 318.9 | 311.9 | 313.9 | 315.9 | 317.9 | 317.9 | 317.9 | 317.9
2012 | US | MRO | - | MAPP | 10a | Firm | 114.8 | 216.8 | 306.9 | 312.9 | 318.9 | 311.9 | 313.9 | 315.9 | 317.9 | 317.9 | 317.9 | 317.9
2012 | US | MRO | - | MAPP | 10a1 | Full-Responsibility Purchases | 69.8 | 71.8 | 16.9 | 18.9 | 20.9 | 23.9 | 25.9 | 27.9 | 29.9 | 9.9 | 9.9 | 9.9
2012 | US | MRO | - | MAPP | 10a2 | Owned Capacity/Entitlement Located Outside the Region/Subregion | 0 | 100 | 220 | 220 | 220 | 240 | 240 | 240 | 240 | 240 | 240 | 240
2012 | US | MRO | - | MAPP | 10b | Non-firm
2012 | US | MRO | - | MAPP | 10c | Expected |  |  | 0 | 0 | 0 | 0 | 0 | 0 | 0 | 0 | 0 | 0
2012 | US | MRO | - | MAPP | 10c1 | Full-Responsibility Purchases |  |  | 0 | 0 | 0 | 0 | 0 | 0 | 0 | 0 | 0 | 0
2012 | US | MRO | - | MAPP | 10c2 | Owned Capacity/Entitlement Located Outside the Region/Subregion |  |  | 0 | 0 | 0 | 0 | 0 | 0 | 0 | 0 | 0 | 0
2012 | US | MRO | - | MAPP | 11 | CAPACITY TRANSACTIONS - EXPORTS | 1563.7 | 1566.6 | 1517.2 | 1521.8 | 1493.2 | 1424 | 1424 | 1424 | 1424 | 1424 | 1424 | 1424
2012 | US | MRO | - | MAPP | 11a | Firm | 1563.7 | 1566.6 | 1517.2 | 1521.8 | 1493.2 | 1424 | 1424 | 1424 | 1424 | 1424 | 1424 | 1424
2012 | US | MRO | - | MAPP | 11a1 | Full-Responsibility Purchases | 1383.7 | 1386.6 | 1392.2 | 1396.8 | 1368.2 | 1299 | 1299 | 1299 | 1299 | 1299 | 1299 | 1299
2012 | US | MRO | - | MAPP | 11a2 | Owned Capacity/Entitlement Located Outside the Region/Subregion |  |  | 0 | 0 | 0 | 0 | 0 | 0 | 0 | 0 | 0 | 0
2012 | US | MRO | - | MAPP | 11b | Non-firm
2012 | US | MRO | - | MAPP | 11c | Expected |  |  | 0 | 0 | 0 | 0 | 0 | 0 | 0 | 0 | 0 | 0
2012 | US | MRO | - | MAPP | 11c1 | Full-Responsibility Purchases |  |  | 0 | 0 | 0 | 0 | 0 | 0 | 0 | 0 | 0 | 0
2012 | US | MRO | - | MAPP | 11c2 | Owned Capacity/Entitlement Located Outside the Region/Subregion |  |  | 0 | 0 | 0 | 0 | 0 | 0 | 0 | 0 | 0 | 0
2012 | US | MRO | - | MAPP | 12 | EXISTING-CERTAIN & NET FIRM TRANSACTIONS | 5328.49 | 5690.881 | 5830.381 | 5831.781 | 5866.381 | 5928.581 | 5930.581 | 5932.581 | 5934.581 | 5934.581 | 5934.581 | 5934.581
2012 | US | MRO | - | MAPP | 13 | ANTICIPATED CAPACITY RESOURCES |  |  | 6343.881 | 6370.281 | 6429.881 | 6512.081 | 6514.081 | 6516.081 | 6518.081 | 6518.081 | 6518.081 | 6518.081
2012 | US | MRO | - | MAPP | 14 | PROSPECTIVE CAPACITY RESOURCES |  |  | 6343.881 | 6370.281 | 6429.881 | 6512.081 | 6514.081 | 6516.081 | 6518.081 | 6518.081 | 6518.081 | 6518.081
2012 | US | MRO | - | MAPP | 15 | TOTAL POTENTIAL CAPACITY RESOURCES |  |  | 6343.881 | 6370.281 | 6429.881 | 6512.081 | 6514.081 | 6516.081 | 6518.081 | 6518.081 | 6518.081 | 6518.081
2012 | US | MRO | - | MAPP | 16 | ADJUSTED POTENTIAL CAPACITY RESOURCES |  |  | 6343.881 | 6370.281 | 6429.881 | 6512.081 | 6514.081 | 6516.081 | 6518.081 | 6518.081 | 6518.081 | 6518.081
2012 | US | MRO | - | MAPP | 16a | Confidence of Future-Other |  |  | 0.99999 | 0.99999 | 0.99999 | 0.99999 | 0.99999 | 0.99999 | 0.99999 | 0.99999 | 0.99999 | 0.99999
2012 | US | MRO | - | MAPP | 16b | Net Future-Other Resources After Confidence Percentage Is Applied |  |  | 0 | 0 | 0 | 0 | 0 | 0 | 0 | 0 | 0 | 0
2012 | US | MRO | - | MAPP | 16c | Confidence of Conceptual |  |  | 0.99999 | 0.99999 | 0.99999 | 0.99999 | 0.99999 | 0.99999 | 0.99999 | 0.99999 | 0.99999 | 0.99999
2012 | US | MRO | - | MAPP | 16d | Net Conceptual Resources After Confidence Percentage Is Applied |  |  | 0 | 0 | 0 | 0 | 0 | 0 | 0 | 0 | 0 | 0
2012 | US | MRO | - | MAPP | 17 | ASSESSMENT AREA TARGET RESERVE MARGIN |  | 15% | 15% | 15% | 15% | 15% | 15% | 15% | 15% | 15% | 15% | 15%
2012 | US | MRO | - | MAPP | 18 | EXISTING-CERTAIN AND NET FIRM TRANSACTIONS RESERVE MARGIN | 82: 14.81%; 84: 21.26%
2012 | US | MRO | - | MAPP | 19 | ANTICIPATED CAPACITY RESOURCES RESERVE MARGIN |  |  | 29.36% | 26.79% | 25.21% | 20.46% | 19.28% | 17.57% | 15.5% | 13.65% | 11.97% | 10.36%
2012 | US | MRO | - | MAPP | 20 | PROSPECTIVE CAPACITY RESOURCES RESERVE MARGIN |  |  | 29.36% | 26.79% | 25.21% | 20.46% | 19.28% | 17.57% | 15.5% | 13.65% | 11.97% | 10.36%
2012 | US | MRO | - | MAPP | 21 | TOTAL POTENTIAL RESOURCES RESERVE MARGIN |  |  | 29.36% | 26.79% | 25.21% | 20.46% | 19.28% | 17.57% | 15.5% | 13.65% | 11.97% | 10.36%
2012 | US | MRO | - | MAPP | 22 | ADJUSTED POTENTIAL RESOURCES RESERVE MARGIN |  |  | 29.36% | 26.79% | 25.21% | 20.46% | 19.28% | 17.57% | 15.5% | 13.65% | 11.97% | 10.36%
2012 | US | MRO | - | MAPP | 23 | Total Baseline Installed Capacity | 82: 7810.01
2012 | US | MRO | - | MAPP | 24 | Distributed or Other Capacity (Behind the Meter) < 1 MW |  | 0 | 0 | 0 | 0 | 0 | 0 | 0 | 0 | 0 | 0 | 0
2012 | US | MRO | - | MAPP | 25 | Distributed or Other Capacity (Behind the Meter) ≥ 1 MW |  | 0 | 0 | 0 | 0 | 0 | 0 | 0 | 0 | 0 | 0 | 0
2012 | US | MRO | - | MAPP | 26 | Capacity Total from EIA-860 | 2918.6 | 2918.6 | 2918.6 | 2918.6 | 2918.6 | 2918.6 | 2918.6 | 2918.6 | 2918.6 | 2918.6 | 2918.6 | 2918.6
2012 | CAN | MRO | - | SaskPower | 1 | Unrestricted Non-coincident Peak Demand |  | 3134 | 3275.2191 | 3426.0972 | 3534.8286 | 3624.0101 | 3721.4472 | 3709.3524 | 3756.4705 | 3807.2827 | 3875.1283 | 3938
2012 | CAN | MRO | - | SaskPower | 1a | New Conservation (Energy Efficiency) |  |  |  | 0 | 0 | 0 | 0 | 0 | 0 | 0 | 0 | 0
2012 | CAN | MRO | - | SaskPower | 1b | Estimated Diversity |  |  |  | 0 | 0 | 0 | 0 | 0 | 0 | 0 | 0 | 0
2012 | CAN | MRO | - | SaskPower | 1c | Additions for non-member load (load served by non-registered LSE's in a region) |  |  |  | 0 | 0 | 0 | 0 | 0 | 0 | 0 | 0 | 0
2012 | CAN | MRO | - | SaskPower | 1d | Stand-by Load Under Contract (Normally served by behind the meter generation) |  |  |  | 0 | 0 | 0 | 0 | 0 | 0 | 0 | 0 | 0
2012 | CAN | MRO | - | SaskPower | 1e | Non-Controllable Demand-Side Demand Response |  |  |  | 0 | 0 | 0 | 0 | 0 | 0 | 0 | 0 | 0
2012 | CAN | MRO | - | SaskPower | 2 | Total Internal Demand | 2988 | 3134 | 3275.2191 | 3426.0972 | 3534.8286 | 3624.0101 | 3721.4472 | 3709.3524 | 3756.4705 | 3807.2827 | 3875.1283 | 3938
2012 | CAN | MRO | - | SaskPower | 2a | Supply-Side Direct Control Load Management (DCLM) |  |  |  | 0 | 0 | 0 | 0 | 0 | 0 | 0 | 0 | 0
2012 | CAN | MRO | - | SaskPower | 2b | Supply-Side Contractually Interruptible (Curtailable) |  |  |  | 0 | 0 | 0 | 0 | 0 | 0 | 0 | 0 | 0
2012 | CAN | MRO | - | SaskPower | 2c | Supply-Side Critical Peak-Pricing (CPP) with Control |  |  |  | 0 | 0 | 0 | 0 | 0 | 0 | 0 | 0 | 0
2012 | CAN | MRO | - | SaskPower | 2d | Supply-Side Load as a Capacity Resource |  |  |  | 0 | 0 | 0 | 0 | 0 | 0 | 0 | 0 | 0
2012 | CAN | MRO | - | SaskPower | 3 | Net Internal Demand | 2897 | 3043 | 3184.2191 | 3335.0972 | 3443.8286 | 3533.0101 | 3630.4472 | 3618.3524 | 3665.4705 | 3716.2827 | 3784.1283 | 3847
2012 | CAN | MRO | - | SaskPower | 3a | Demand-Side Direct Control Load Management (DCLM) |  |  |  | 0 | 0 | 0 | 0 | 0 | 0 | 0 | 0 | 0
2012 | CAN | MRO | - | SaskPower | 3b | Demand-Side Contractually Interruptible (Curtailable) | 91 | 91 | 91 | 91 | 91 | 91 | 91 | 91 | 91 | 91 | 91 | 91
2012 | CAN | MRO | - | SaskPower | 3c | Demand-Side Critical Peak-Pricing (CPP) with Control |  |  |  | 0 | 0 | 0 | 0 | 0 | 0 | 0 | 0 | 0
2012 | CAN | MRO | - | SaskPower | 3d | Demand-Side Load as a Capacity Resource |  |  |  | 0 | 0 | 0 | 0 | 0 | 0 | 0 | 0 | 0
2012 | CAN | MRO | - | SaskPower | 4 | Total Controllable Demand Response | 91 | 91 | 91 | 91 | 91 | 91 | 91 | 91 | 91 | 91 | 91 | 91
2012 | CAN | MRO | - | SaskPower | 4a | Demand Response used for Ancillary Services - Spinning Reserves |  |  |  | 0 | 0 | 0 | 0 | 0 | 0 | 0 | 0 | 0
2012 | CAN | MRO | - | SaskPower | 4b | Demand Response used for Ancillary Services - Non-Spinning Reserves |  |  |  | 0 | 0 | 0 | 0 | 0 | 0 | 0 | 0 | 0
2012 | CAN | MRO | - | SaskPower | 4c | Demand Response used for Regulation |  |  |  | 0 | 0 | 0 | 0 | 0 | 0 | 0 | 0 | 0
2012 | CAN | MRO | - | SaskPower | 4d | Demand Response used for Energy, Voluntary Services - Emergency |  |  |  | 0 | 0 | 0 | 0 | 0 | 0 | 0 | 0 | 0
2012 | CAN | MRO | - | SaskPower | 5 | TOTAL INTERNAL CAPACITY |  | 3959 | 4018.5 | 4152.5 | 4280.5 | 4878.5 | 5264.5 | 5404.5 | 5544.5 | 5684.5 | 5965.5 | 6216.5
2012 | CAN | MRO | - | SaskPower | 6a | Existing-Certain |  | 3742.66 | 3742.66 | 3742.66 | 3742.66 | 3742.66 | 3742.66 | 3742.66 | 3742.66 | 3742.66 | 3742.66 | 3742.66
2012 | CAN | MRO | - | SaskPower | 6a1 | Wind Expected On-Peak |  | 19.76 | 19.76 | 19.76 | 19.76 | 19.76 | 19.76 | 19.76 | 19.76 | 19.76 | 19.76 | 19.76
2012 | CAN | MRO | - | SaskPower | 6a2 | Solar Expected On-Peak |  | 0 | 0 | 0 | 0 | 0 | 0 | 0 | 0 | 0 | 0 | 0
2012 | CAN | MRO | - | SaskPower | 6a3 | Hydro Expected On-Peak |  | 855.1 | 855.1 | 855.1 | 855.1 | 855.1 | 855.1 | 855.1 | 855.1 | 855.1 | 855.1 | 855.1
2012 | CAN | MRO | - | SaskPower | 6a4 | Biomass Expected On-Peak |  | 10 | 10 | 10 | 10 | 10 | 10 | 10 | 10 | 10 | 10 | 10
2012 | CAN | MRO | - | SaskPower | 6b | Existing-Other |  | 0 | 0 | 0 | 0 | 0 | 0 | 0 | 0 | 0 | 0 | 0
2012 | CAN | MRO | - | SaskPower | 6b1 | Wind Derate On-Peak |  | 177.84 | 177.84 | 177.84 | 177.84 | 177.84 | 177.84 | 177.84 | 177.84 | 177.84 | 177.84 | 177.84
2012 | CAN | MRO | - | SaskPower | 6b2 | Solar Derate On-Peak |  | 0 | 0 | 0 | 0 | 0 | 0 | 0 | 0 | 0 | 0 | 0
2012 | CAN | MRO | - | SaskPower | 6b3 | Hydro Derate On-Peak |  | 1.2 | 1.2 | 1.2 | 1.2 | 1.2 | 1.2 | 1.2 | 1.2 | 1.2 | 1.2 | 1.2
2012 | CAN | MRO | - | SaskPower | 6b4 | Biomass Derate On-Peak |  | 0 | 0 | 0 | 0 | 0 | 0 | 0 | 0 | 0 | 0 | 0
2012 | CAN | MRO | - | SaskPower | 6b5 | Transmission-Limited Resources |  |  | 0 | 0 | 0 | 0 | 0 | 0 | 0 | 0 | 0 | 0
2012 | CAN | MRO | - | SaskPower | 6b6 | All Other Derates |  | 181.8 | 181.8 | 181.8 | 181.8 | 181.8 | 181.8 | 181.8 | 181.8 | 181.8 | 181.8 | 181.8
2012 | CAN | MRO | - | SaskPower | 6b7 | Energy-Only (Existing-Other) |  | 0 | 0 | 0 | 0 | 0 | 0 | 0 | 0 | 0 | 0 | 0
2012 | CAN | MRO | - | SaskPower | 6c | Unplanned Outages (Actual) / Current and Future Inoperable Resources |  |  | 0 | 0 | 0 | 0 | 0 | 0 | 0 | 0 | 0 | 0
2012 | CAN | MRO | - | SaskPower | 6d | Total Supply-Side Demand Response | 0 | 0 | 0 | 0 | 0 | 0 | 0 | 0 | 0 | 0 | 0 | 0
2012 | CAN | MRO | - | SaskPower | 7 | TOTAL FUTURE CAPACITY ADDITIONS |  | -144.5 | -115 | 19 | 97.5 | 328 | 542 | 542 | 542 | 542 | 651 | 762
2012 | CAN | MRO | - | SaskPower | 7a | Future-Planned |  | -144.5 | -115 | 19 | 97.5 | 328 | 542 | 542 | 542 | 542 | 651 | 762
2012 | CAN | MRO | - | SaskPower | 7a1 | Wind Expected On-Peak |  | 0 | 0 | 0 | 5.5 | 23 | 23 | 23 | 23 | 23 | 23 | 23
2012 | CAN | MRO | - | SaskPower | 7a2 | Wind Derate On-Peak |  | 0 | 0 | 0 | 49.5 | 207 | 207 | 207 | 207 | 207 | 207 | 207
2012 | CAN | MRO | - | SaskPower | 7a3 | Solar Expected On-Peak |  | 0 | 0 | 0 | 0 | 0 | 0 | 0 | 0 | 0 | 0 | 0
2012 | CAN | MRO | - | SaskPower | 7a4 | Solar Derate On-Peak |  | 0 | 0 | 0 | 0 | 0 | 0 | 0 | 0 | 0 | 0 | 0
2012 | CAN | MRO | - | SaskPower | 7a5 | Hydro Expected On-Peak |  | 3.5 | 7 | 7 | 7 | 7 | 7 | 7 | 7 | 7 | 7 | 7
2012 | CAN | MRO | - | SaskPower | 7a6 | Hydro Derate On-Peak |  | 0 | 0 | 0 | 0 | 0 | 0 | 0 | 0 | 0 | 0 | 0
2012 | CAN | MRO | - | SaskPower | 7a7 | Biomass Expected On-Peak |  | 0 | 0 | 36 | 36 | 106 | 106 | 106 | 106 | 106 | 106 | 106
2012 | CAN | MRO | - | SaskPower | 7a8 | Biomass Derate On-Peak |  | 0 | 0 | 0 | 0 | 70 | 70 | 70 | 70 | 70 | 70 | 70
2012 | CAN | MRO | - | SaskPower | 7a9 | Transmission-Limited Resources
2012 | CAN | MRO | - | SaskPower | 7a10 | Scheduled Outage - Maintenance |  | -148 | -161 | -178 | -105 | -106 | -140 | -140 | -140 | -140 | -140 | -140
2012 | CAN | MRO | - | SaskPower | 7a11 | All Other Derates |  | 0 | 30 | 30 | 30 | 170 | 342 | 482 | 622 | 762 | 934 | 1074
2012 | CAN | MRO | - | SaskPower | 7a12 | Energy-Only |  | 0 | 0 | 0 | 0 | 0 | 0 | 0 | 0 | 0 | 0 | 0
2012 | CAN | MRO | - | SaskPower | 7b | Future-Other |  | 0 | 0 | 0 | 0 | 0 | 0 | 0 | 0 | 0 | 0 | 0
2012 | CAN | MRO | - | SaskPower | 7b1 | Wind Expected On-Peak |  | 0 | 0 | 0 | 0 | 0 | 0 | 0 | 0 | 0 | 0 | 0
2012 | CAN | MRO | - | SaskPower | 7b2 | Wind Derate On-Peak |  | 0 | 0 | 0 | 0 | 0 | 0 | 0 | 0 | 0 | 0 | 0
2012 | CAN | MRO | - | SaskPower | 7b3 | Solar Expected On-Peak |  | 0 | 0 | 0 | 0 | 0 | 0 | 0 | 0 | 0 | 0 | 0
2012 | CAN | MRO | - | SaskPower | 7b4 | Solar Derate On-Peak |  | 0 | 0 | 0 | 0 | 0 | 0 | 0 | 0 | 0 | 0 | 0
2012 | CAN | MRO | - | SaskPower | 7b5 | Hydro Expected On-Peak |  | 0 | 0 | 0 | 0 | 0 | 0 | 0 | 0 | 0 | 0 | 0
2012 | CAN | MRO | - | SaskPower | 7b6 | Hydro Derate On-Peak |  | 0 | 0 | 0 | 0 | 0 | 0 | 0 | 0 | 0 | 0 | 0
2012 | CAN | MRO | - | SaskPower | 7b7 | Biomass Expected On-Peak |  | 0 | 0 | 0 | 0 | 0 | 0 | 0 | 0 | 0 | 0 | 0
2012 | CAN | MRO | - | SaskPower | 7b8 | Biomass Derate On-Peak |  | 0 | 0 | 0 | 0 | 0 | 0 | 0 | 0 | 0 | 0 | 0
2012 | CAN | MRO | - | SaskPower | 7b9 | Transmission-Limited Resources
2012 | CAN | MRO | - | SaskPower | 7b10 | Scheduled Outage - Maintenance |  | 0 | 0 | 0 | 0 | 0 | 0 | 0 | 0 | 0 | 0 | 0
2012 | CAN | MRO | - | SaskPower | 7b11 | All Other Derates |  | 0 | 0 | 0 | 0 | 0 | 0 | 0 | 0 | 0 | 0 | 0
2012 | CAN | MRO | - | SaskPower | 7b12 | Energy-Only |  | 0 | 0 | 0 | 0 | 0 | 0 | 0 | 0 | 0 | 0 | 0
2012 | CAN | MRO | - | SaskPower | 8 | Conceptual |  | 0 | 0 | 0 | 0 | 0 | 0 | 0 | 0 | 0 | 0 | 0
2012 | CAN | MRO | - | SaskPower | 8a1 | Wind Expected On-Peak |  | 0 | 0 | 0 | 0 | 0 | 0 | 0 | 0 | 0 | 0 | 0
2012 | CAN | MRO | - | SaskPower | 8a2 | Wind Derate On-Peak |  | 0 | 0 | 0 | 0 | 0 | 0 | 0 | 0 | 0 | 0 | 0
2012 | CAN | MRO | - | SaskPower | 8a3 | Solar Expected On-Peak |  | 0 | 0 | 0 | 0 | 0 | 0 | 0 | 0 | 0 | 0 | 0
2012 | CAN | MRO | - | SaskPower | 8a4 | Solar Derate On-Peak |  | 0 | 0 | 0 | 0 | 0 | 0 | 0 | 0 | 0 | 0 | 0
2012 | CAN | MRO | - | SaskPower | 8a5 | Hydro Expected On-Peak |  | 0 | 0 | 0 | 0 | 0 | 0 | 0 | 0 | 0 | 0 | 0
2012 | CAN | MRO | - | SaskPower | 8a6 | Hydro Derate On-Peak |  | 0 | 0 | 0 | 0 | 0 | 0 | 0 | 0 | 0 | 0 | 0
2012 | CAN | MRO | - | SaskPower | 8a7 | Biomass Expected On-Peak |  | 0 | 0 | 0 | 0 | 0 | 0 | 0 | 0 | 0 | 0 | 0
2012 | CAN | MRO | - | SaskPower | 8a8 | Biomass Derate On-Peak |  | 0 | 0 | 0 | 0 | 0 | 0 | 0 | 0 | 0 | 0 | 0
2012 | CAN | MRO | - | SaskPower | 8a9 | All Other Derates |  | 0 | 0 | 0 | 0 | 0 | 0 | 0 | 0 | 0 | 0 | 0
2012 | CAN | MRO | - | SaskPower | 8a10 | Energy-Only |  | 0 | 0 | 0 | 0 | 0 | 0 | 0 | 0 | 0 | 0 | 0
2012 | CAN | MRO | - | SaskPower | 9 | ANTICIPATED INTERNAL CAPACITY |  | 3598.16 | 3627.66 | 3761.66 | 3840.16 | 4070.66 | 4284.66 | 4284.66 | 4284.66 | 4284.66 | 4393.66 | 4504.66
2012 | CAN | MRO | - | SaskPower | 10 | CAPACITY TRANSACTIONS - IMPORTS | 0 | 0 | 0 | 0 | 0 | 0 | 0 | 0 | 0 | 0 | 0 | 0
2012 | CAN | MRO | - | SaskPower | 10a | Firm |  |  | 0 | 0 | 0 | 0 | 0 | 0 | 0 | 0 | 0 | 0
2012 | CAN | MRO | - | SaskPower | 10a1 | Full-Responsibility Purchases |  |  | 0 | 0 | 0 | 0 | 0 | 0 | 0 | 0 | 0 | 0
2012 | CAN | MRO | - | SaskPower | 10a2 | Owned Capacity/Entitlement Located Outside the Region/Subregion |  |  | 0 | 0 | 0 | 0 | 0 | 0 | 0 | 0 | 0 | 0
2012 | CAN | MRO | - | SaskPower | 10b | Non-firm
2012 | CAN | MRO | - | SaskPower | 10c | Expected |  |  | 0 | 0 | 0 | 0 | 0 | 0 | 0 | 0 | 0 | 0
2012 | CAN | MRO | - | SaskPower | 10c1 | Full-Responsibility Purchases |  |  | 0 | 0 | 0 | 0 | 0 | 0 | 0 | 0 | 0 | 0
2012 | CAN | MRO | - | SaskPower | 10c2 | Owned Capacity/Entitlement Located Outside the Region/Subregion |  |  | 0 | 0 | 0 | 0 | 0 | 0 | 0 | 0 | 0 | 0
2012 | CAN | MRO | - | SaskPower | 11 | CAPACITY TRANSACTIONS - EXPORTS | 0 | 0 | 0 | 0 | 0 | 0 | 0 | 0 | 0 | 0 | 0 | 0
2012 | CAN | MRO | - | SaskPower | 11a | Firm |  |  | 0 | 0 | 0 | 0 | 0 | 0 | 0 | 0 | 0 | 0
2012 | CAN | MRO | - | SaskPower | 11a1 | Full-Responsibility Purchases |  |  | 0 | 0 | 0 | 0 | 0 | 0 | 0 | 0 | 0 | 0
2012 | CAN | MRO | - | SaskPower | 11a2 | Owned Capacity/Entitlement Located Outside the Region/Subregion |  |  | 0 | 0 | 0 | 0 | 0 | 0 | 0 | 0 | 0 | 0
2012 | CAN | MRO | - | SaskPower | 11b | Non-firm
2012 | CAN | MRO | - | SaskPower | 11c | Expected |  |  | 0 | 0 | 0 | 0 | 0 | 0 | 0 | 0 | 0 | 0
2012 | CAN | MRO | - | SaskPower | 11c1 | Full-Responsibility Purchases |  |  | 0 | 0 | 0 | 0 | 0 | 0 | 0 | 0 | 0 | 0
2012 | CAN | MRO | - | SaskPower | 11c2 | Owned Capacity/Entitlement Located Outside the Region/Subregion |  |  | 0 | 0 | 0 | 0 | 0 | 0 | 0 | 0 | 0 | 0
2012 | CAN | MRO | - | SaskPower | 12 | EXISTING-CERTAIN & NET FIRM TRANSACTIONS | 0 | 3742.66 | 3742.66 | 3742.66 | 3742.66 | 3742.66 | 3742.66 | 3742.66 | 3742.66 | 3742.66 | 3742.66 | 3742.66
2012 | CAN | MRO | - | SaskPower | 13 | ANTICIPATED CAPACITY RESOURCES |  |  | 3627.66 | 3761.66 | 3840.16 | 4070.66 | 4284.66 | 4284.66 | 4284.66 | 4284.66 | 4393.66 | 4504.66
2012 | CAN | MRO | - | SaskPower | 14 | PROSPECTIVE CAPACITY RESOURCES |  |  | 3627.66 | 3761.66 | 3840.16 | 4070.66 | 4284.66 | 4284.66 | 4284.66 | 4284.66 | 4393.66 | 4504.66
2012 | CAN | MRO | - | SaskPower | 15 | TOTAL POTENTIAL CAPACITY RESOURCES |  |  | 3627.66 | 3761.66 | 3840.16 | 4070.66 | 4284.66 | 4284.66 | 4284.66 | 4284.66 | 4393.66 | 4504.66
2012 | CAN | MRO | - | SaskPower | 16 | ADJUSTED POTENTIAL CAPACITY RESOURCES |  |  | 3627.66 | 3761.66 | 3840.16 | 4070.66 | 4284.66 | 4284.66 | 4284.66 | 4284.66 | 4393.66 | 4504.66
2012 | CAN | MRO | - | SaskPower | 16a | Confidence of Future-Other |  |  | 0.99999 | 0.99999 | 0.99999 | 0.99999 | 0.99999 | 0.99999 | 0.99999 | 0.99999 | 0.99999 | 0.99999
2012 | CAN | MRO | - | SaskPower | 16b | Net Future-Other Resources After Confidence Percentage Is Applied |  |  | 0 | 0 | 0 | 0 | 0 | 0 | 0 | 0 | 0 | 0
2012 | CAN | MRO | - | SaskPower | 16c | Confidence of Conceptual |  |  | 0.99999 | 0.99999 | 0.99999 | 0.99999 | 0.99999 | 0.99999 | 0.99999 | 0.99999 | 0.99999 | 0.99999
2012 | CAN | MRO | - | SaskPower | 16d | Net Conceptual Resources After Confidence Percentage Is Applied |  |  | 0 | 0 | 0 | 0 | 0 | 0 | 0 | 0 | 0 | 0
2012 | CAN | MRO | - | SaskPower | 17 | ASSESSMENT AREA TARGET RESERVE MARGIN |  | 11% | 11% | 11% | 11% | 11% | 11% | 11% | 11% | 11% | 11% | 11%
2012 | CAN | MRO | - | SaskPower | 18 | EXISTING-CERTAIN AND NET FIRM TRANSACTIONS RESERVE MARGIN | 82: -100%; 84: 22.99%
2012 | CAN | MRO | - | SaskPower | 19 | ANTICIPATED CAPACITY RESOURCES RESERVE MARGIN |  |  | 13.93% | 12.79% | 11.51% | 15.22% | 18.02% | 18.41% | 16.89% | 15.29% | 16.11% | 17.1%
2012 | CAN | MRO | - | SaskPower | 20 | PROSPECTIVE CAPACITY RESOURCES RESERVE MARGIN |  |  | 13.93% | 12.79% | 11.51% | 15.22% | 18.02% | 18.41% | 16.89% | 15.29% | 16.11% | 17.1%
2012 | CAN | MRO | - | SaskPower | 21 | TOTAL POTENTIAL RESOURCES RESERVE MARGIN |  |  | 13.93% | 12.79% | 11.51% | 15.22% | 18.02% | 18.41% | 16.89% | 15.29% | 16.11% | 17.1%
2012 | CAN | MRO | - | SaskPower | 22 | ADJUSTED POTENTIAL RESOURCES RESERVE MARGIN |  |  | 13.93% | 12.79% | 11.51% | 15.22% | 18.02% | 18.41% | 16.89% | 15.29% | 16.11% | 17.1%
2012 | CAN | MRO | - | SaskPower | 23 | Total Baseline Installed Capacity | 82: 0
2012 | CAN | MRO | - | SaskPower | 24 | Distributed or Other Capacity (Behind the Meter) < 1 MW |  | 0 | 0 | 0 | 0 | 0 | 0 | 0 | 0 | 0 | 0 | 0
2012 | CAN | MRO | - | SaskPower | 25 | Distributed or Other Capacity (Behind the Meter) ≥ 1 MW |  | 0 | 0 | 0 | 0 | 0 | 0 | 0 | 0 | 0 | 0 | 0
2012 | CAN | MRO | - | SaskPower | 26 | Capacity Total from EIA-860 |  | 0 | 0 | 0 | 0 | 0 | 0 | 0 | 0 | 0 | 0 | 0
2012 | CAN | NPCC | - | Maritimes | 1 | Unrestricted Non-coincident Peak Demand |  | 3409 | 3435 | 3469 | 3448 | 3441 | 3447 | 3459 | 3471 | 3494 | 3506 | 3514
2012 | CAN | NPCC | - | Maritimes | 1a | New Conservation (Energy Efficiency) |  |  |  | 0 | 0 | 0 | 0 | 0 | 0 | 0 | 0 | 0
2012 | CAN | NPCC | - | Maritimes | 1b | Estimated Diversity |  |  |  | 0 | 0 | 0 | 0 | 0 | 0 | 0 | 0 | 0
2012 | CAN | NPCC | - | Maritimes | 1c | Additions for non-member load (load served by non-registered LSE's in a region) |  |  |  | 0 | 0 | 0 | 0 | 0 | 0 | 0 | 0 | 0
2012 | CAN | NPCC | - | Maritimes | 1d | Stand-by Load Under Contract (Normally served by behind the meter generation) |  |  |  | 0 | 0 | 0 | 0 | 0 | 0 | 0 | 0 | 0
2012 | CAN | NPCC | - | Maritimes | 1e | Non-Controllable Demand-Side Demand Response |  |  |  | 0 | 0 | 0 | 0 | 0 | 0 | 0 | 0 | 0
2012 | CAN | NPCC | - | Maritimes | 2 | Total Internal Demand | 3367 | 3409 | 3435 | 3469 | 3448 | 3441 | 3447 | 3459 | 3471 | 3494 | 3506 | 3514
2012 | CAN | NPCC | - | Maritimes | 2a | Supply-Side Direct Control Load Management (DCLM) |  |  |  | 0 | 0 | 0 | 0 | 0 | 0 | 0 | 0 | 0
2012 | CAN | NPCC | - | Maritimes | 2b | Supply-Side Contractually Interruptible (Curtailable) |  |  |  | 0 | 0 | 0 | 0 | 0 | 0 | 0 | 0 | 0
2012 | CAN | NPCC | - | Maritimes | 2c | Supply-Side Critical Peak-Pricing (CPP) with Control |  |  |  | 0 | 0 | 0 | 0 | 0 | 0 | 0 | 0 | 0
2012 | CAN | NPCC | - | Maritimes | 2d | Supply-Side Load as a Capacity Resource |  |  |  | 0 | 0 | 0 | 0 | 0 | 0 | 0 | 0 | 0
2012 | CAN | NPCC | - | Maritimes | 3 | Net Internal Demand | 2906.6 | 3149.2 | 3104 | 3138 | 3117 | 3110 | 3116 | 3128 | 3140 | 3163 | 3175 | 3183
2012 | CAN | NPCC | - | Maritimes | 3a | Demand-Side Direct Control Load Management (DCLM) |  |  |  | 0 | 0 | 0 | 0 | 0 | 0 | 0 | 0 | 0
2012 | CAN | NPCC | - | Maritimes | 3b | Demand-Side Contractually Interruptible (Curtailable) | 460.4 | 259.8 | 331 | 331 | 331 | 331 | 331 | 331 | 331 | 331 | 331 | 331
2012 | CAN | NPCC | - | Maritimes | 3c | Demand-Side Critical Peak-Pricing (CPP) with Control |  |  |  | 0 | 0 | 0 | 0 | 0 | 0 | 0 | 0 | 0
2012 | CAN | NPCC | - | Maritimes | 3d | Demand-Side Load as a Capacity Resource |  |  |  | 0 | 0 | 0 | 0 | 0 | 0 | 0 | 0 | 0
2012 | CAN | NPCC | - | Maritimes | 4 | Total Controllable Demand Response | 460.4 | 259.8 | 331 | 331 | 331 | 331 | 331 | 331 | 331 | 331 | 331 | 331
2012 | CAN | NPCC | - | Maritimes | 4a | Demand Response used for Ancillary Services - Spinning Reserves |  |  |  | 0 | 0 | 0 | 0 | 0 | 0 | 0 | 0 | 0
2012 | CAN | NPCC | - | Maritimes | 4b | Demand Response used for Ancillary Services - Non-Spinning Reserves |  |  |  | 0 | 0 | 0 | 0 | 0 | 0 | 0 | 0 | 0
2012 | CAN | NPCC | - | Maritimes | 4c | Demand Response used for Regulation |  |  |  | 0 | 0 | 0 | 0 | 0 | 0 | 0 | 0 | 0
2012 | CAN | NPCC | - | Maritimes | 4d | Demand Response used for Energy, Voluntary Services - Emergency |  |  |  | 0 | 0 | 0 | 0 | 0 | 0 | 0 | 0 | 0
2012 | CAN | NPCC | - | Maritimes | 5 | TOTAL INTERNAL CAPACITY | 7042.19 | 6783.19 | 7493.666 | 7520.366 | 7470.066 | 7486.766 | 7511.766 | 7387.966 | 7387.966 | 7387.966 | 7387.966 | 7387.966
2012 | CAN | NPCC | - | Maritimes | 6a | Existing-Certain | 6212.3082 | 5922.1682 | 5922.1682 | 5922.1682 | 5922.1682 | 5922.1682 | 5922.1682 | 5922.1682 | 5922.1682 | 5922.1682 | 5922.1682 | 5922.1682
2012 | CAN | NPCC | - | Maritimes | 6a1 | Wind Expected On-Peak | 169.2882 | 178.1482 | 178.1482 | 178.1482 | 178.1482 | 178.1482 | 178.1482 | 178.1482 | 178.1482 | 178.1482 | 178.1482 | 178.1482
2012 | CAN | NPCC | - | Maritimes | 6a2 | Solar Expected On-Peak | 0 | 0 | 0 | 0 | 0 | 0 | 0 | 0 | 0 | 0 | 0 | 0
2012 | CAN | NPCC | - | Maritimes | 6a3 | Hydro Expected On-Peak | 1336.83 | 1336.83 | 1336.83 | 1336.83 | 1336.83 | 1336.83 | 1336.83 | 1336.83 | 1336.83 | 1336.83 | 1336.83 | 1336.83
2012 | CAN | NPCC | - | Maritimes | 6a4 | Biomass Expected On-Peak | 142.4 | 142.4 | 142.4 | 142.4 | 142.4 | 142.4 | 142.4 | 142.4 | 142.4 | 142.4 | 142.4 | 142.4
2012 | CAN | NPCC | - | Maritimes | 6b | Existing-Other | 0 | 0 | 0 | 0 | 0 | 0 | 0 | 0 | 0 | 0 | 0 | 0
2012 | CAN | NPCC | - | Maritimes | 6b1 | Wind Derate On-Peak | 605.8318 | 636.9718 | 636.9718 | 636.9718 | 636.9718 | 636.9718 | 636.9718 | 636.9718 | 636.9718 | 636.9718 | 636.9718 | 636.9718
2012 | CAN | NPCC | - | Maritimes | 6b2 | Solar Derate On-Peak | 0 | 0 | 0 | 0 | 0 | 0 | 0 | 0 | 0 | 0 | 0 | 0
2012 | CAN | NPCC | - | Maritimes | 6b3 | Hydro Derate On-Peak | 1.7 | 1.7 | 1.7 | 1.7 | 1.7 | 1.7 | 1.7 | 1.7 | 1.7 | 1.7 | 1.7 | 1.7
2012 | CAN | NPCC | - | Maritimes | 6b4 | Biomass Derate On-Peak | 7.65 | 7.65 | 7.65 | 7.65 | 7.65 | 7.65 | 7.65 | 7.65 | 7.65 | 7.65 | 7.65 | 7.65
2012 | CAN | NPCC | - | Maritimes | 6b5 | Transmission-Limited Resources | 48.5 | 48.5 | 48.5 | 48.5 | 48.5 | 48.5 | 48.5 | 48.5 | 48.5 | 48.5 | 48.5 | 48.5
2012 | CAN | NPCC | - | Maritimes | 6b6 | All Other Derates | 86.5 | 86.5 | 86.5 | 86.5 | 86.5 | 86.5 | 86.5 | 86.5 | 86.5 | 86.5 | 86.5 | 86.5
2012 | CAN | NPCC | - | Maritimes | 6b7 | Energy-Only (Existing-Other) | 0 | 0 | 0 | 0 | 0 | 0 | 0 | 0 | 0 | 0 | 0 | 0
2012 | CAN | NPCC | - | Maritimes | 6c | Unplanned Outages (Actual) / Current and Future Inoperable Resources | 79.7 | 79.7 | 79.7 | 79.7 | 79.7 | 79.7 | 79.7 | 79.7 | 79.7 | 79.7 | 79.7 | 79.7
2012 | CAN | NPCC | - | Maritimes | 6d | Total Supply-Side Demand Response | 0 | 0 | 0 | 0 | 0 | 0 | 0 | 0 | 0 | 0 | 0 | 0
2012 | CAN | NPCC | - | Maritimes | 7 | TOTAL FUTURE CAPACITY ADDITIONS | 0 | 0 | 674.45 | 687.75 | 616.05 | 619.35 | 624.35 | 480.55 | 480.55 | 480.55 | 480.55 | 480.55
2012 | CAN | NPCC | - | Maritimes | 7a | Future-Planned | 0 | 0 | 674.45 | 687.75 | 616.05 | 619.35 | 624.35 | 480.55 | 480.55 | 480.55 | 480.55 | 480.55
2012 | CAN | NPCC | - | Maritimes | 7a1 | Wind Expected On-Peak | 0 | 0 | 12.2 | 15.5 | 18.8 | 22.1 | 27.1 | 32.1 | 32.1 | 32.1 | 32.1 | 32.1
2012 | CAN | NPCC | - | Maritimes | 7a2 | Wind Derate On-Peak | 0 | 0 | 36.026 | 49.426 | 62.826 | 76.226 | 96.226 | 116.226 | 116.226 | 116.226 | 116.226 | 116.226
2012 | CAN | NPCC | - | Maritimes | 7a3 | Solar Expected On-Peak | 0 | 0 | 0 | 0 | 0 | 0 | 0 | 0 | 0 | 0 | 0 | 0
2012 | CAN | NPCC | - | Maritimes | 7a4 | Solar Derate On-Peak | 0 | 0 | 0 | 0 | 0 | 0 | 0 | 0 | 0 | 0 | 0 | 0
2012 | CAN | NPCC | - | Maritimes | 7a5 | Hydro Expected On-Peak | 0 | 0 | 0 | 0 | 0 | 0 | 0 | 4.2 | 4.2 | 4.2 | 4.2 | 4.2
2012 | CAN | NPCC | - | Maritimes | 7a6 | Hydro Derate On-Peak | 0 | 0 | 0 | 0 | 0 | 0 | 0 | 0 | 0 | 0 | 0 | 0
2012 | CAN | NPCC | - | Maritimes | 7a7 | Biomass Expected On-Peak | 0 | 0 | 0 | 10 | 63 | 63 | 63 | 63 | 63 | 63 | 63 | 63
2012 | CAN | NPCC | - | Maritimes | 7a8 | Biomass Derate On-Peak | 0 | 0 | 0 | 0 | 0 | 0 | 0 | 0 | 0 | 0 | 0 | 0
2012 | CAN | NPCC | - | Maritimes | 7a9 | Transmission-Limited Resources
2012 | CAN | NPCC | - | Maritimes | 7a10 | Scheduled Outage - Maintenance | 787 | 750 | 750 | 750 | 750 | 750 | 750 | 750 | 750 | 750 | 750 | 750
2012 | CAN | NPCC | - | Maritimes | 7a11 | All Other Derates | 0 | 0 | 0 | 1.7764e-15 | 8 | 8 | 8 | 8 | 8 | 8 | 8 | 8
2012 | CAN | NPCC | - | Maritimes | 7a12 | Energy-Only | 0 | 0 | 0 | 0 | 0 | 0 | 0 | 0 | 0 | 0 | 0 | 0
2012 | CAN | NPCC | - | Maritimes | 7b | Future-Other | 0 | 0 | 0 | 0 | 0 | 0 | 0 | 0 | 0 | 0 | 0 | 0
2012 | CAN | NPCC | - | Maritimes | 7b1 | Wind Expected On-Peak | 0 | 0 | 0 | 0 | 0 | 0 | 0 | 0 | 0 | 0 | 0 | 0
2012 | CAN | NPCC | - | Maritimes | 7b2 | Wind Derate On-Peak | 0 | 0 | 0 | 0 | 0 | 0 | 0 | 0 | 0 | 0 | 0 | 0
2012 | CAN | NPCC | - | Maritimes | 7b3 | Solar Expected On-Peak | 0 | 0 | 0 | 0 | 0 | 0 | 0 | 0 | 0 | 0 | 0 | 0
2012 | CAN | NPCC | - | Maritimes | 7b4 | Solar Derate On-Peak | 0 | 0 | 0 | 0 | 0 | 0 | 0 | 0 | 0 | 0 | 0 | 0
2012 | CAN | NPCC | - | Maritimes | 7b5 | Hydro Expected On-Peak | 0 | 0 | 0 | 0 | 0 | 0 | 0 | 0 | 0 | 0 | 0 | 0
2012 | CAN | NPCC | - | Maritimes | 7b6 | Hydro Derate On-Peak | 0 | 0 | 0 | 0 | 0 | 0 | 0 | 0 | 0 | 0 | 0 | 0
2012 | CAN | NPCC | - | Maritimes | 7b7 | Biomass Expected On-Peak | 0 | 0 | 0 | 0 | 0 | 0 | 0 | 0 | 0 | 0 | 0 | 0
2012 | CAN | NPCC | - | Maritimes | 7b8 | Biomass Derate On-Peak | 0 | 0 | 0 | 0 | 0 | 0 | 0 | 0 | 0 | 0 | 0 | 0
2012 | CAN | NPCC | - | Maritimes | 7b9 | Transmission-Limited Resources
2012 | CAN | NPCC | - | Maritimes | 7b10 | Scheduled Outage - Maintenance | 0 | 0 | 0 | 0 | 0 | 0 | 0 | 0 | 0 | 0 | 0 | 0
2012 | CAN | NPCC | - | Maritimes | 7b11 | All Other Derates | 0 | 0 | 0 | 0 | 0 | 0 | 0 | 0 | 0 | 0 | 0 | 0
2012 | CAN | NPCC | - | Maritimes | 7b12 | Energy-Only | 0 | 0 | 0 | 0 | 0 | 0 | 0 | 0 | 0 | 0 | 0 | 0
2012 | CAN | NPCC | - | Maritimes | 8 | Conceptual | 0 | 0 | 0 | 0 | 0 | 0 | 0 | 0 | 0 | 0 | 0 | 0
2012 | CAN | NPCC | - | Maritimes | 8a1 | Wind Expected On-Peak | 0 | 0 | 0 | 0 | 0 | 0 | 0 | 0 | 0 | 0 | 0 | 0
2012 | CAN | NPCC | - | Maritimes | 8a2 | Wind Derate On-Peak | 0 | 0 | 0 | 0 | 0 | 0 | 0 | 0 | 0 | 0 | 0 | 0
2012 | CAN | NPCC | - | Maritimes | 8a3 | Solar Expected On-Peak | 0 | 0 | 0 | 0 | 0 | 0 | 0 | 0 | 0 | 0 | 0 | 0
2012 | CAN | NPCC | - | Maritimes | 8a4 | Solar Derate On-Peak | 0 | 0 | 0 | 0 | 0 | 0 | 0 | 0 | 0 | 0 | 0 | 0
2012 | CAN | NPCC | - | Maritimes | 8a5 | Hydro Expected On-Peak | 0 | 0 | 0 | 0 | 0 | 0 | 0 | 0 | 0 | 0 | 0 | 0
2012 | CAN | NPCC | - | Maritimes | 8a6 | Hydro Derate On-Peak | 0 | 0 | 0 | 0 | 0 | 0 | 0 | 0 | 0 | 0 | 0 | 0
2012 | CAN | NPCC | - | Maritimes | 8a7 | Biomass Expected On-Peak | 0 | 0 | 0 | 0 | 0 | 0 | 0 | 0 | 0 | 0 | 0 | 0
2012 | CAN | NPCC | - | Maritimes | 8a8 | Biomass Derate On-Peak | 0 | 0 | 0 | 0 | 0 | 0 | 0 | 0 | 0 | 0 | 0 | 0
2012 | CAN | NPCC | - | Maritimes | 8a9 | All Other Derates | 0 | 0 | 0 | 0 | 0 | 0 | 0 | 0 | 0 | 0 | 0 | 0
2012 | CAN | NPCC | - | Maritimes | 8a10 | Energy-Only | 0 | 0 | 0 | 0 | 0 | 0 | 0 | 0 | 0 | 0 | 0 | 0
2012 | CAN | NPCC | - | Maritimes | 9 | ANTICIPATED INTERNAL CAPACITY | 6212.3082 | 5922.1682 | 6596.6182 | 6609.9182 | 6538.2182 | 6541.5182 | 6546.5182 | 6402.7182 | 6402.7182 | 6402.7182 | 6402.7182 | 6402.7182
2012 | CAN | NPCC | - | Maritimes | 10 | CAPACITY TRANSACTIONS - IMPORTS | 100 | 0 | 0 | 0 | 0 | 0 | 0 | 155 | 155 | 155 | 155 | 155
2012 | CAN | NPCC | - | Maritimes | 10a | Firm | 100 | 0 | 0 | 0 | 0 | 0 | 0 | 0 | 0 | 0 | 0 | 0
2012 | CAN | NPCC | - | Maritimes | 10a1 | Full-Responsibility Purchases | 100 | 0 | 0 | 0 | 0 | 0 | 0 | 0 | 0 | 0 | 0 | 0
2012 | CAN | NPCC | - | Maritimes | 10a2 | Owned Capacity/Entitlement Located Outside the Region/Subregion |  |  | 0 | 0 | 0 | 0 | 0 | 0 | 0 | 0 | 0 | 0
2012 | CAN | NPCC | - | Maritimes | 10b | Non-firm
2012 | CAN | NPCC | - | Maritimes | 10c | Expected |  |  | 0 | 0 | 0 | 0 | 0 | 155 | 155 | 155 | 155 | 155
2012 | CAN | NPCC | - | Maritimes | 10c1 | Full-Responsibility Purchases |  |  | 0 | 0 | 0 | 0 | 0 | 0 | 0 | 0 | 0 | 0
2012 | CAN | NPCC | - | Maritimes | 10c2 | Owned Capacity/Entitlement Located Outside the Region/Subregion |  |  | 0 | 0 | 0 | 0 | 0 | 0 | 0 | 0 | 0 | 0
2012 | CAN | NPCC | - | Maritimes | 11 | CAPACITY TRANSACTIONS - EXPORTS | 0 | 0 | 0 | 0 | 0 | 0 | 0 | 0 | 0 | 0 | 0 | 0
2012 | CAN | NPCC | - | Maritimes | 11a | Firm |  |  | 0 | 0 | 0 | 0 | 0 | 0 | 0 | 0 | 0 | 0
2012 | CAN | NPCC | - | Maritimes | 11a1 | Full-Responsibility Purchases |  |  | 0 | 0 | 0 | 0 | 0 | 0 | 0 | 0 | 0 | 0
2012 | CAN | NPCC | - | Maritimes | 11a2 | Owned Capacity/Entitlement Located Outside the Region/Subregion |  |  | 0 | 0 | 0 | 0 | 0 | 0 | 0 | 0 | 0 | 0
2012 | CAN | NPCC | - | Maritimes | 11b | Non-firm
2012 | CAN | NPCC | - | Maritimes | 11c | Expected |  |  | 0 | 0 | 0 | 0 | 0 | 0 | 0 | 0 | 0 | 0
2012 | CAN | NPCC | - | Maritimes | 11c1 | Full-Responsibility Purchases |  |  | 0 | 0 | 0 | 0 | 0 | 0 | 0 | 0 | 0 | 0
2012 | CAN | NPCC | - | Maritimes | 11c2 | Owned Capacity/Entitlement Located Outside the Region/Subregion |  |  | 0 | 0 | 0 | 0 | 0 | 0 | 0 | 0 | 0 | 0
2012 | CAN | NPCC | - | Maritimes | 12 | EXISTING-CERTAIN & NET FIRM TRANSACTIONS | 6312.3082 | 5922.1682 | 5922.1682 | 5922.1682 | 5922.1682 | 5922.1682 | 5922.1682 | 5922.1682 | 5922.1682 | 5922.1682 | 5922.1682 | 5922.1682
2012 | CAN | NPCC | - | Maritimes | 13 | ANTICIPATED CAPACITY RESOURCES |  |  | 6596.6182 | 6609.9182 | 6538.2182 | 6541.5182 | 6546.5182 | 6557.7182 | 6557.7182 | 6557.7182 | 6557.7182 | 6557.7182
2012 | CAN | NPCC | - | Maritimes | 14 | PROSPECTIVE CAPACITY RESOURCES |  |  | 6596.6182 | 6609.9182 | 6538.2182 | 6541.5182 | 6546.5182 | 6557.7182 | 6557.7182 | 6557.7182 | 6557.7182 | 6557.7182
2012 | CAN | NPCC | - | Maritimes | 15 | TOTAL POTENTIAL CAPACITY RESOURCES |  |  | 6596.6182 | 6609.9182 | 6538.2182 | 6541.5182 | 6546.5182 | 6557.7182 | 6557.7182 | 6557.7182 | 6557.7182 | 6557.7182
2012 | CAN | NPCC | - | Maritimes | 16 | ADJUSTED POTENTIAL CAPACITY RESOURCES |  |  | 6596.6182 | 6609.9182 | 6538.2182 | 6541.5182 | 6546.5182 | 6557.7182 | 6557.7182 | 6557.7182 | 6557.7182 | 6557.7182
2012 | CAN | NPCC | - | Maritimes | 16a | Confidence of Future-Other |  |  | 0.99999 | 0.99999 | 0.99999 | 0.99999 | 0.99999 | 0.99999 | 0.99999 | 0.99999 | 0.99999 | 0.99999
2012 | CAN | NPCC | - | Maritimes | 16b | Net Future-Other Resources After Confidence Percentage Is Applied |  |  | 0 | 0 | 0 | 0 | 0 | 0 | 0 | 0 | 0 | 0
2012 | CAN | NPCC | - | Maritimes | 16c | Confidence of Conceptual |  |  | 0.99999 | 0.99999 | 0.99999 | 0.99999 | 0.99999 | 0.99999 | 0.99999 | 0.99999 | 0.99999 | 0.99999
2012 | CAN | NPCC | - | Maritimes | 16d | Net Conceptual Resources After Confidence Percentage Is Applied |  |  | 0 | 0 | 0 | 0 | 0 | 0 | 0 | 0 | 0 | 0
2012 | CAN | NPCC | - | Maritimes | 17 | ASSESSMENT AREA TARGET RESERVE MARGIN |  |  | 20% | 20% | 20% | 20% | 20% | 20% | 20% | 20% | 20% | 20%
2012 | CAN | NPCC | - | Maritimes | 18 | EXISTING-CERTAIN AND NET FIRM TRANSACTIONS RESERVE MARGIN | 82: 117.2%; 84: 88.05%
2012 | CAN | NPCC | - | Maritimes | 19 | ANTICIPATED CAPACITY RESOURCES RESERVE MARGIN |  |  | 112.5% | 110.6% | 109.8% | 110.3% | 110.1% | 109.6% | 108.8% | 107.3% | 106.5% | 106%
2012 | CAN | NPCC | - | Maritimes | 20 | PROSPECTIVE CAPACITY RESOURCES RESERVE MARGIN |  |  | 112.5% | 110.6% | 109.8% | 110.3% | 110.1% | 109.6% | 108.8% | 107.3% | 106.5% | 106%
2012 | CAN | NPCC | - | Maritimes | 21 | TOTAL POTENTIAL RESOURCES RESERVE MARGIN |  |  | 112.5% | 110.6% | 109.8% | 110.3% | 110.1% | 109.6% | 108.8% | 107.3% | 106.5% | 106%
2012 | CAN | NPCC | - | Maritimes | 22 | ADJUSTED POTENTIAL RESOURCES RESERVE MARGIN |  |  | 112.5% | 110.6% | 109.8% | 110.3% | 110.1% | 109.6% | 108.8% | 107.3% | 106.5% | 106%
2012 | CAN | NPCC | - | Maritimes | 23 | Total Baseline Installed Capacity | 82: 7042.19
2012 | CAN | NPCC | - | Maritimes | 24 | Distributed or Other Capacity (Behind the Meter) < 1 MW |  | 0 | 0 | 0 | 0 | 0 | 0 | 0 | 0 | 0 | 0 | 0
2012 | CAN | NPCC | - | Maritimes | 25 | Distributed or Other Capacity (Behind the Meter) ≥ 1 MW |  | 0 | 0 | 0 | 0 | 0 | 0 | 0 | 0 | 0 | 0 | 0
2012 | CAN | NPCC | - | Maritimes | 26 | Capacity Total from EIA-860 |  | 0 | 0 | 0 | 0 | 0 | 0 | 0 | 0 | 0 | 0 | 0
2012 | US | NPCC | - | New England | 1 | Unrestricted Non-coincident Peak Demand |  | 27440 | 27765 | 28275 | 28840 | 29400 | 29895 | 30275 | 30605 | 30930 | 31255 | 31583.415
2012 | US | NPCC | - | New England | 1a | New Conservation (Energy Efficiency) |  | 0 | 0 | 0 | 0 | 0 | 0 | 0 | 0 | 0 | 0 | 0
2012 | US | NPCC | - | New England | 1b | Estimated Diversity |  | 0 | 0 | 0 | 0 | 0 | 0 | 0 | 0 | 0 | 0 | 0
2012 | US | NPCC | - | New England | 1c | Additions for non-member load (load served by non-registered LSE's in a region) |  | 0 | 0 | 0 | 0 | 0 | 0 | 0 | 0 | 0 | 0 | 0
2012 | US | NPCC | - | New England | 1d | Stand-by Load Under Contract (Normally served by behind the meter generation) |  | 0 | 0 | 0 | 0 | 0 | 0 | 0 | 0 | 0 | 0 | 0
2012 | US | NPCC | - | New England | 1e | Non-Controllable Demand-Side Demand Response |  | 0 | 0 | 0 | 0 | 0 | 0 | 0 | 0 | 0 | 0 | 0
2012 | US | NPCC | - | New England | 2 | Total Internal Demand | 29524 | 27440 | 27765 | 28275 | 28840 | 29400 | 29895 | 30275 | 30605 | 30930 | 31255 | 31583.415
2012 | US | NPCC | - | New England | 2a | Supply-Side Direct Control Load Management (DCLM) | 0 | 0 | 0 | 0 | 0 | 0 | 0 | 0 | 0 | 0 | 0 | 0
2012 | US | NPCC | - | New England | 2b | Supply-Side Contractually Interruptible (Curtailable) | 0 | 0 | 0 | 0 | 0 | 0 | 0 | 0 | 0 | 0 | 0 | 0
2012 | US | NPCC | - | New England | 2c | Supply-Side Critical Peak-Pricing (CPP) with Control | 0 | 0 | 0 | 0 | 0 | 0 | 0 | 0 | 0 | 0 | 0 | 0
2012 | US | NPCC | - | New England | 2d | Supply-Side Load as a Capacity Resource | 710 | 1128 | 1681 | 1999 | 1919 | 1919 | 1919 | 1919 | 1919 | 1919 | 1919 | 1919
2012 | US | NPCC | - | New England | 3 | Net Internal Demand | 28447 | 26462 | 26629 | 26877 | 27193 | 27520 | 27797 | 27973 | 28111 | 28257 | 28414 | 28583.415
2012 | US | NPCC | - | New England | 3a | Demand-Side Direct Control Load Management (DCLM) | 0 | 0 | 0 | 0 | 0 | 0 | 0 | 0 | 0 | 0 | 0 | 0
2012 | US | NPCC | - | New England | 3b | Demand-Side Contractually Interruptible (Curtailable) | 0 | 0 | 0 | 0 | 0 | 0 | 0 | 0 | 0 | 0 | 0 | 0
2012 | US | NPCC | - | New England | 3c | Demand-Side Critical Peak-Pricing (CPP) with Control | 0 | 0 | 0 | 0 | 0 | 0 | 0 | 0 | 0 | 0 | 0 | 0
2012 | US | NPCC | - | New England | 3d | Demand-Side Load as a Capacity Resource | 1077 | 978 | 1136 | 1398 | 1647 | 1880 | 2098 | 2302 | 2494 | 2673 | 2841 | 3000
2012 | US | NPCC | - | New England | 4 | Total Controllable Demand Response | 1787 | 2106 | 2817 | 3397 | 3566 | 3799 | 4017 | 4221 | 4413 | 4592 | 4760 | 4919
2012 | US | NPCC | - | New England | 4a | Demand Response used for Ancillary Services - Spinning Reserves | 0 | 0 | 0 | 0 | 0 | 0 | 0 | 0 | 0 | 0 | 0 | 0
2012 | US | NPCC | - | New England | 4b | Demand Response used for Ancillary Services - Non-Spinning Reserves | 0 | 0 | 0 | 0 | 0 | 0 | 0 | 0 | 0 | 0 | 0 | 0
2012 | US | NPCC | - | New England | 4c | Demand Response used for Regulation | 0 | 0 | 0 | 0 | 0 | 0 | 0 | 0 | 0 | 0 | 0 | 0
2012 | US | NPCC | - | New England | 4d | Demand Response used for Energy, Voluntary Services - Emergency | 30 | 0 | 0 | 0 | 0 | 0 | 0 | 0 | 0 | 0 | 0 | 0
2012 | US | NPCC | - | New England | 5 | TOTAL INTERNAL CAPACITY | 32936.599 | 33011.061 | 33165.636 | 32637.777 | 32637.777 | 32637.777 | 32637.777 | 32637.777 | 32637.777 | 32637.777 | 32637.777 | 32637.777
2012 | US | NPCC | - | New England | 6a | Existing-Certain | 28634.879 | 31969.466 | 31969.466 | 31969.466 | 31969.466 | 31969.466 | 31969.466 | 31969.466 | 31969.466 | 31969.466 | 31969.466 | 31969.466
2012 | US | NPCC | - | New England | 6a1 | Wind Expected On-Peak | 39.154 | 96.985 | 96.985 | 96.985 | 96.985 | 96.985 | 96.985 | 96.985 | 96.985 | 96.985 | 96.985 | 96.985
2012 | US | NPCC | - | New England | 6a2 | Solar Expected On-Peak | 4.755 | 5.275 | 5.275 | 5.275 | 5.275 | 5.275 | 5.275 | 5.275 | 5.275 | 5.275 | 5.275 | 5.275
2012 | US | NPCC | - | New England | 6a3 | Hydro Expected On-Peak | 1381.642 | 1483.462 | 1483.462 | 1483.462 | 1483.462 | 1483.462 | 1483.462 | 1483.462 | 1483.462 | 1483.462 | 1483.462 | 1483.462
2012 | US | NPCC | - | New England | 6a4 | Biomass Expected On-Peak | 928.521 | 906.995 | 906.995 | 906.995 | 906.995 | 906.995 | 906.995 | 906.995 | 906.995 | 906.995 | 906.995 | 906.995
2012 | US | NPCC | - | New England | 6b | Existing-Other | 0 | 0 | 0 | 0 | 0 | 0 | 0 | 0 | 0 | 0 | 0 | 0
2012 | US | NPCC | - | New England | 6b1 | Wind Derate On-Peak | 307.97 | 469.115 | 469.115 | 469.115 | 469.115 | 469.115 | 469.115 | 469.115 | 469.115 | 469.115 | 469.115 | 469.115
2012 | US | NPCC | - | New England | 6b2 | Solar Derate On-Peak | 6.209 | 12.849 | 12.849 | 12.849 | 12.849 | 12.849 | 12.849 | 12.849 | 12.849 | 12.849 | 12.849 | 12.849
2012 | US | NPCC | - | New England | 6b3 | Hydro Derate On-Peak | 584.541 | 559.631 | 559.631 | 559.631 | 559.631 | 559.631 | 559.631 | 559.631 | 559.631 | 559.631 | 559.631 | 559.631
2012 | US | NPCC | - | New England | 6b4 | Biomass Derate On-Peak | 0 | 0 | 0 | 0 | 0 | 0 | 0 | 0 | 0 | 0 | 0 | 0
2012 | US | NPCC | - | New England | 6b5 | Transmission-Limited Resources | 0 | 0 | 0 | 0 | 0 | 0 | 0 | 0 | 0 | 0 | 0 | 0
2012 | US | NPCC | - | New England | 6b6 | All Other Derates | 339 | 188 | 188 | 188 | 188 | 188 | 188 | 188 | 188 | 188 | 188 | 188
2012 | US | NPCC | - | New England | 6b7 | Energy-Only (Existing-Other) | 0 | 0 | 0 | 0 | 0 | 0 | 0 | 0 | 0 | 0 | 0 | 0
2012 | US | NPCC | - | New England | 6c | Unplanned Outages (Actual) / Current and Future Inoperable Resources | 3064 | 0 | 0 | 0 | 0 | 0 | 0 | 0 | 0 | 0 | 0 | 0
2012 | US | NPCC | - | New England | 6d | Total Supply-Side Demand Response | 710 | 1128 | 1681 | 1999 | 1919 | 1919 | 1919 | 1919 | 1919 | 1919 | 1919 | 1919
2012 | US | NPCC | - | New England | 7 | TOTAL FUTURE CAPACITY ADDITIONS |  | 0 | -31.905 | -559.764 | -559.764 | -559.764 | -559.764 | -559.764 | -559.764 | -559.764 | -559.764 | -559.764
2012 | US | NPCC | - | New England | 7a | Future-Planned |  | 0 | -31.905 | -559.764 | -559.764 | -559.764 | -559.764 | -559.764 | -559.764 | -559.764 | -559.764 | -559.764
2012 | US | NPCC | - | New England | 7a1 | Wind Expected On-Peak |  | 0 | 41.52 | 41.52 | 41.52 | 41.52 | 41.52 | 41.52 | 41.52 | 41.52 | 41.52 | 41.52
2012 | US | NPCC | - | New England | 7a2 | Wind Derate On-Peak |  | 0 | 186.48 | 186.48 | 186.48 | 186.48 | 186.48 | 186.48 | 186.48 | 186.48 | 186.48 | 186.48
2012 | US | NPCC | - | New England | 7a3 | Solar Expected On-Peak |  | 0 | 0 | 0 | 0 | 0 | 0 | 0 | 0 | 0 | 0 | 0
2012 | US | NPCC | - | New England | 7a4 | Solar Derate On-Peak |  | 0 | 0 | 0 | 0 | 0 | 0 | 0 | 0 | 0 | 0 | 0
2012 | US | NPCC | - | New England | 7a5 | Hydro Expected On-Peak |  | 0 | 8.3 | 8.3 | 8.3 | 8.3 | 8.3 | 8.3 | 8.3 | 8.3 | 8.3 | 8.3
2012 | US | NPCC | - | New England | 7a6 | Hydro Derate On-Peak |  | 0 | 0 | 0 | 0 | 0 | 0 | 0 | 0 | 0 | 0 | 0
2012 | US | NPCC | - | New England | 7a7 | Biomass Expected On-Peak |  | 0 | 52.9 | 111.6 | 111.6 | 111.6 | 111.6 | 111.6 | 111.6 | 111.6 | 111.6 | 111.6
2012 | US | NPCC | - | New England | 7a8 | Biomass Derate On-Peak |  | 0 | 0 | 0 | 0 | 0 | 0 | 0 | 0 | 0 | 0 | 0
2012 | US | NPCC | - | New England | 7a9 | Transmission-Limited Resources |  |  | 0 | 0 | 0 | 0 | 0 | 0 | 0 | 0 | 0 | 0
2012 | US | NPCC | - | New England | 7a10 | Scheduled Outage - Maintenance |  | 0 | 0 | 0 | 0 | 0 | 0 | 0 | 0 | 0 | 0 | 0
2012 | US | NPCC | - | New England | 7a11 | All Other Derates |  | 0 | 0 | 0 | 0 | 0 | 0 | 0 | 0 | 0 | 0 | 0
2012 | US | NPCC | - | New England | 7a12 | Energy-Only |  | 0 | 0 | 0 | 0 | 0 | 0 | 0 | 0 | 0 | 0 | 0
2012 | US | NPCC | - | New England | 7b | Future-Other |  | 0 | 0 | 0 | 0 | 0 | 0 | 0 | 0 | 0 | 0 | 0
2012 | US | NPCC | - | New England | 7b1 | Wind Expected On-Peak |  | 0 | 0 | 0 | 0 | 0 | 0 | 0 | 0 | 0 | 0 | 0
2012 | US | NPCC | - | New England | 7b2 | Wind Derate On-Peak |  | 0 | 0 | 0 | 0 | 0 | 0 | 0 | 0 | 0 | 0 | 0
2012 | US | NPCC | - | New England | 7b3 | Solar Expected On-Peak |  | 0 | 0 | 0 | 0 | 0 | 0 | 0 | 0 | 0 | 0 | 0
2012 | US | NPCC | - | New England | 7b4 | Solar Derate On-Peak |  | 0 | 0 | 0 | 0 | 0 | 0 | 0 | 0 | 0 | 0 | 0
2012 | US | NPCC | - | New England | 7b5 | Hydro Expected On-Peak |  | 0 | 0 | 0 | 0 | 0 | 0 | 0 | 0 | 0 | 0 | 0
2012 | US | NPCC | - | New England | 7b6 | Hydro Derate On-Peak |  | 0 | 0 | 0 | 0 | 0 | 0 | 0 | 0 | 0 | 0 | 0
2012 | US | NPCC | - | New England | 7b7 | Biomass Expected On-Peak |  | 0 | 0 | 0 | 0 | 0 | 0 | 0 | 0 | 0 | 0 | 0
2012 | US | NPCC | - | New England | 7b8 | Biomass Derate On-Peak |  | 0 | 0 | 0 | 0 | 0 | 0 | 0 | 0 | 0 | 0 | 0
2012 | US | NPCC | - | New England | 7b9 | Transmission-Limited Resources |  |  | 0 | 0 | 0 | 0 | 0 | 0 | 0 | 0 | 0 | 0
2012 | US | NPCC | - | New England | 7b10 | Scheduled Outage - Maintenance |  | 0 | 0 | 0 | 0 | 0 | 0 | 0 | 0 | 0 | 0 | 0
2012 | US | NPCC | - | New England | 7b11 | All Other Derates |  | 0 | 0 | 0 | 0 | 0 | 0 | 0 | 0 | 0 | 0 | 0
2012 | US | NPCC | - | New England | 7b12 | Energy-Only |  | 0 | 0 | 0 | 0 | 0 | 0 | 0 | 0 | 0 | 0 | 0
2012 | US | NPCC | - | New England | 8 | Conceptual |  | 28.542 | 324.018 | 1689.144 | 2567.504 | 5788.704 | 6037.314 | 6037.314 | 6037.314 | 6037.314 | 6037.314 | 6037.314
2012 | US | NPCC | - | New England | 8a1 | Wind Expected On-Peak |  | 0 | 120.1 | 1315.35 | 1683.71 | 1741.91 | 1990.52 | 1990.52 | 1990.52 | 1990.52 | 1990.52 | 1990.52
2012 | US | NPCC | - | New England | 8a2 | Wind Derate On-Peak |  | 0 | 0 | 0 | 0 | 0 | 0 | 0 | 0 | 0 | 0 | 0
2012 | US | NPCC | - | New England | 8a3 | Solar Expected On-Peak |  | 0 | 9.84 | 15.84 | 15.84 | 15.84 | 15.84 | 15.84 | 15.84 | 15.84 | 15.84 | 15.84
2012 | US | NPCC | - | New England | 8a4 | Solar Derate On-Peak |  | 0 | 0 | 0 | 0 | 0 | 0 | 0 | 0 | 0 | 0 | 0
2012 | US | NPCC | - | New England | 8a5 | Hydro Expected On-Peak |  | 15.042 | 18.808 | 20.684 | 20.684 | 20.684 | 20.684 | 20.684 | 20.684 | 20.684 | 20.684 | 20.684
2012 | US | NPCC | - | New England | 8a6 | Hydro Derate On-Peak |  | 0 | 0 | 0 | 0 | 0 | 0 | 0 | 0 | 0 | 0 | 0
2012 | US | NPCC | - | New England | 8a7 | Biomass Expected On-Peak |  | 0 | 86.27 | 123.77 | 123.77 | 158.77 | 158.77 | 158.77 | 158.77 | 158.77 | 158.77 | 158.77
2012 | US | NPCC | - | New England | 8a8 | Biomass Derate On-Peak |  | 0 | 0 | 0 | 0 | 0 | 0 | 0 | 0 | 0 | 0 | 0
2012 | US | NPCC | - | New England | 8a9 | All Other Derates |  | 0 | 0 | 0 | 0 | 0 | 0 | 0 | 0 | 0 | 0 | 0
2012 | US | NPCC | - | New England | 8a10 | Energy-Only |  | 0 | 0 | 0 | 0 | 0 | 0 | 0 | 0 | 0 | 0 | 0
2012 | US | NPCC | - | New England | 9 | ANTICIPATED INTERNAL CAPACITY |  | 33097.466 | 33618.561 | 33408.702 | 33328.702 | 33328.702 | 33328.702 | 33328.702 | 33328.702 | 33328.702 | 33328.702 | 33328.702
2012 | US | NPCC | - | New England | 10 | CAPACITY TRANSACTIONS - IMPORTS | 1236 | 776 | 1746 | 1851 | 1768 | 120 | 95 | 95 | 95 | 95 | 89 | 89
2012 | US | NPCC | - | New England | 10a | Firm | 1236 | 776 | 1746 | 1851 | 1768 | 120 | 95 | 95 | 95 | 95 | 89 | 89
2012 | US | NPCC | - | New England | 10a1 | Full-Responsibility Purchases | 0 | 0 | 0 | 0 | 0 | 0 | 0 | 0 | 0 | 0 | 0 | 0
2012 | US | NPCC | - | New England | 10a2 | Owned Capacity/Entitlement Located Outside the Region/Subregion | 0 | 0 | 0 | 0 | 0 | 0 | 0 | 0 | 0 | 0 | 0 | 0
2012 | US | NPCC | - | New England | 10b | Non-firm | 82: 0
2012 | US | NPCC | - | New England | 10c | Expected |  | 0 | 0 | 0 | 0 | 0 | 0 | 0 | 0 | 0 | 0 | 0
2012 | US | NPCC | - | New England | 10c1 | Full-Responsibility Purchases |  | 0 | 0 | 0 | 0 | 0 | 0 | 0 | 0 | 0 | 0 | 0
2012 | US | NPCC | - | New England | 10c2 | Owned Capacity/Entitlement Located Outside the Region/Subregion |  | 0 | 0 | 0 | 0 | 0 | 0 | 0 | 0 | 0 | 0 | 0
2012 | US | NPCC | - | New England | 11 | CAPACITY TRANSACTIONS - EXPORTS | 100 | 100 | 100 | 100 | 100 | 100 | 100 | 100 | 100 | 100 | 100 | 100
2012 | US | NPCC | - | New England | 11a | Firm | 100 | 100 | 100 | 100 | 100 | 100 | 100 | 100 | 100 | 100 | 100 | 100
2012 | US | NPCC | - | New England | 11a1 | Full-Responsibility Purchases | 0 | 0 | 0 | 0 | 0 | 0 | 0 | 0 | 0 | 0 | 0 | 0
2012 | US | NPCC | - | New England | 11a2 | Owned Capacity/Entitlement Located Outside the Region/Subregion | 0 | 0 | 0 | 0 | 0 | 0 | 0 | 0 | 0 | 0 | 0 | 0
2012 | US | NPCC | - | New England | 11b | Non-firm | 82: 0
2012 | US | NPCC | - | New England | 11c | Expected |  | 0 | 0 | 0 | 0 | 0 | 0 | 0 | 0 | 0 | 0 | 0
2012 | US | NPCC | - | New England | 11c1 | Full-Responsibility Purchases |  | 0 | 0 | 0 | 0 | 0 | 0 | 0 | 0 | 0 | 0 | 0
2012 | US | NPCC | - | New England | 11c2 | Owned Capacity/Entitlement Located Outside the Region/Subregion |  | 0 | 0 | 0 | 0 | 0 | 0 | 0 | 0 | 0 | 0 | 0
2012 | US | NPCC | - | New England | 12 | EXISTING-CERTAIN & NET FIRM TRANSACTIONS | 30480.879 | 33773.466 | 35296.466 | 35719.466 | 35556.466 | 33908.466 | 33883.466 | 33883.466 | 33883.466 | 33883.466 | 33877.466 | 33877.466
2012 | US | NPCC | - | New England | 13 | ANTICIPATED CAPACITY RESOURCES |  |  | 35264.561 | 35159.702 | 34996.702 | 33348.702 | 33323.702 | 33323.702 | 33323.702 | 33323.702 | 33317.702 | 33317.702
2012 | US | NPCC | - | New England | 14 | PROSPECTIVE CAPACITY RESOURCES |  |  | 35264.561 | 35159.702 | 34996.702 | 33348.702 | 33323.702 | 33323.702 | 33323.702 | 33323.702 | 33317.702 | 33317.702
2012 | US | NPCC | - | New England | 15 | TOTAL POTENTIAL CAPACITY RESOURCES |  |  | 35588.579 | 36848.846 | 37564.206 | 39137.406 | 39361.016 | 39361.016 | 39361.016 | 39361.016 | 39355.016 | 39355.016
2012 | US | NPCC | - | New England | 16 | ADJUSTED POTENTIAL CAPACITY RESOURCES |  |  | 35329.3646 | 35497.5308 | 35510.2028 | 34506.4428 | 34531.1648 | 34531.1648 | 34531.1648 | 34531.1648 | 34525.1648 | 34525.1648
2012 | US | NPCC | - | New England | 16a | Confidence of Future-Other | bar: 86 to 104
2012 | US | NPCC | - | New England | 16b | Net Future-Other Resources After Confidence Percentage Is Applied |  |  | 0 | 0 | 0 | 0 | 0 | 0 | 0 | 0 | 0 | 0
2012 | US | NPCC | - | New England | 16c | Confidence of Conceptual |  |  | 0.2 | 0.2 | 0.2 | 0.2 | 0.2 | 0.2 | 0.2 | 0.2 | 0.2 | 0.2
2012 | US | NPCC | - | New England | 16d | Net Conceptual Resources After Confidence Percentage Is Applied |  |  | 64.8036 | 337.8288 | 513.5008 | 1157.7408 | 1207.4628 | 1207.4628 | 1207.4628 | 1207.4628 | 1207.4628 | 1207.4628
2012 | US | NPCC | - | New England | 17 | ASSESSMENT AREA TARGET RESERVE MARGIN |  |  | 15% | 15% | 15% | 15% | 15% | 15% | 15% | 15% | 15% | 15%
2012 | US | NPCC | - | New England | 18 | EXISTING-CERTAIN AND NET FIRM TRANSACTIONS RESERVE MARGIN | 82: 7.15%; 84: 27.63%
2012 | US | NPCC | - | New England | 19 | ANTICIPATED CAPACITY RESOURCES RESERVE MARGIN |  |  | 32.43% | 30.82% | 28.7% | 21.18% | 19.88% | 19.13% | 18.54% | 17.93% | 17.26% | 16.56%
2012 | US | NPCC | - | New England | 20 | PROSPECTIVE CAPACITY RESOURCES RESERVE MARGIN |  |  | 32.43% | 30.82% | 28.7% | 21.18% | 19.88% | 19.13% | 18.54% | 17.93% | 17.26% | 16.56%
2012 | US | NPCC | - | New England | 21 | TOTAL POTENTIAL RESOURCES RESERVE MARGIN |  |  | 33.65% | 37.1% | 38.14% | 42.21% | 41.6% | 40.71% | 40.02% | 39.3% | 38.51% | 37.68%
2012 | US | NPCC | - | New England | 22 | ADJUSTED POTENTIAL RESOURCES RESERVE MARGIN |  |  | 32.67% | 32.07% | 30.59% | 25.39% | 24.23% | 23.44% | 22.84% | 22.2% | 21.51% | 20.79%
2012 | US | NPCC | - | New England | 23 | Total Baseline Installed Capacity | 82: 32936.599
2012 | US | NPCC | - | New England | 24 | Distributed or Other Capacity (Behind the Meter) < 1 MW |  | 0 | 0 | 0 | 0 | 0 | 0 | 0 | 0 | 0 | 0 | 0
2012 | US | NPCC | - | New England | 25 | Distributed or Other Capacity (Behind the Meter) ≥ 1 MW |  | 0 | 0 | 0 | 0 | 0 | 0 | 0 | 0 | 0 | 0 | 0
2012 | US | NPCC | - | New England | 26 | Capacity Total from EIA-860 |  | 0 | 0 | 0 | 0 | 0 | 0 | 0 | 0 | 0 | 0 | 0
2012 | US | NPCC | - | New York | 1 | Unrestricted Non-coincident Peak Demand |  | 33638 | 34320 | 34846 | 35361 | 35791 | 36224 | 36729 | 37187 | 37627 | 38130 | 38554
2012 | US | NPCC | - | New York | 1a | New Conservation (Energy Efficiency) |  | 343 | 624 | 932 | 1210 | 1446 | 1674 | 1861 | 1983 | 2101 | 2217 | 2324
2012 | US | NPCC | - | New York | 1b | Estimated Diversity |  |  |  | 0 | 0 | 0 | 0 | 0 | 0 | 0 | 0 | 0
2012 | US | NPCC | - | New York | 1c | Additions for non-member load (load served by non-registered LSE's in a region) |  |  |  | 0 | 0 | 0 | 0 | 0 | 0 | 0 | 0 | 0
2012 | US | NPCC | - | New York | 1d | Stand-by Load Under Contract (Normally served by behind the meter generation) |  |  |  | 0 | 0 | 0 | 0 | 0 | 0 | 0 | 0 | 0
2012 | US | NPCC | - | New York | 1e | Non-Controllable Demand-Side Demand Response |  |  |  | 0 | 0 | 0 | 0 | 0 | 0 | 0 | 0 | 0
2012 | US | NPCC | - | New York | 2 | Total Internal Demand | 33865.6 | 33295 | 33696 | 33914 | 34151 | 34345 | 34550 | 34868 | 35204 | 35526 | 35913 | 36230
2012 | US | NPCC | - | New York | 2a | Supply-Side Direct Control Load Management (DCLM) |  |  |  | 0 | 0 | 0 | 0 | 0 | 0 | 0 | 0 | 0
2012 | US | NPCC | - | New York | 2b | Supply-Side Contractually Interruptible (Curtailable) |  |  |  | 0 | 0 | 0 | 0 | 0 | 0 | 0 | 0 | 0
2012 | US | NPCC | - | New York | 2c | Supply-Side Critical Peak-Pricing (CPP) with Control |  |  |  | 0 | 0 | 0 | 0 | 0 | 0 | 0 | 0 | 0
2012 | US | NPCC | - | New York | 2d | Supply-Side Load as a Capacity Resource | 2164.9 | 2164.9 | 2164.9 | 2164.9 | 2164.9 | 2164.9 | 2164.9 | 2164.9 | 2164.9 | 2164.9 | 2164.9 | 2164.9
2012 | US | NPCC | - | New York | 3 | Net Internal Demand | 33865.6 | 33295 | 33696 | 33914 | 34151 | 34345 | 34550 | 34868 | 35204 | 35526 | 35913 | 36230
2012 | US | NPCC | - | New York | 3a | Demand-Side Direct Control Load Management (DCLM) |  |  |  | 0 | 0 | 0 | 0 | 0 | 0 | 0 | 0 | 0
2012 | US | NPCC | - | New York | 3b | Demand-Side Contractually Interruptible (Curtailable) |  |  |  | 0 | 0 | 0 | 0 | 0 | 0 | 0 | 0 | 0
2012 | US | NPCC | - | New York | 3c | Demand-Side Critical Peak-Pricing (CPP) with Control |  |  |  | 0 | 0 | 0 | 0 | 0 | 0 | 0 | 0 | 0
2012 | US | NPCC | - | New York | 3d | Demand-Side Load as a Capacity Resource |  |  |  | 0 | 0 | 0 | 0 | 0 | 0 | 0 | 0 | 0
2012 | US | NPCC | - | New York | 4 | Total Controllable Demand Response | 2164.9 | 2164.9 | 2164.9 | 2164.9 | 2164.9 | 2164.9 | 2164.9 | 2164.9 | 2164.9 | 2164.9 | 2164.9 | 2164.9
2012 | US | NPCC | - | New York | 4a | Demand Response used for Ancillary Services - Spinning Reserves |  |  |  | 0 | 0 | 0 | 0 | 0 | 0 | 0 | 0 | 0
2012 | US | NPCC | - | New York | 4b | Demand Response used for Ancillary Services - Non-Spinning Reserves |  |  |  | 0 | 0 | 0 | 0 | 0 | 0 | 0 | 0 | 0
2012 | US | NPCC | - | New York | 4c | Demand Response used for Regulation |  |  |  | 0 | 0 | 0 | 0 | 0 | 0 | 0 | 0 | 0
2012 | US | NPCC | - | New York | 4d | Demand Response used for Energy, Voluntary Services - Emergency | 257 | 257 | 257 | 257 | 257 | 257 | 257 | 257 | 257 | 257 | 257 | 257
2012 | US | NPCC | - | New York | 5 | TOTAL INTERNAL CAPACITY | 38887 | 38523.6 | 38012.3 | 38015 | 38017.7 | 38020.4 | 38023.1 | 38025.8 | 38028.5 | 38031.2 | 38033.9 | 38036.6
2012 | US | NPCC | - | New York | 6a | Existing-Certain | 38887 | 37872.01 | 37872.01 | 37872.01 | 37872.01 | 37872.01 | 37872.01 | 37872.01 | 37872.01 | 37872.01 | 37872.01 | 37872.01
2012 | US | NPCC | - | New York | 6a1 | Wind Expected On-Peak |  | 131.14 | 131.14 | 131.14 | 131.14 | 131.14 | 131.14 | 131.14 | 131.14 | 131.14 | 131.14 | 131.14
2012 | US | NPCC | - | New York | 6a2 | Solar Expected On-Peak |  | 3.15 | 3.15 | 3.15 | 3.15 | 3.15 | 3.15 | 3.15 | 3.15 | 3.15 | 3.15 | 3.15
2012 | US | NPCC | - | New York | 6a3 | Hydro Expected On-Peak |  | 3825.82 | 3825.82 | 3825.82 | 3825.82 | 3825.82 | 3825.82 | 3825.82 | 3825.82 | 3825.82 | 3825.82 | 3825.82
2012 | US | NPCC | - | New York | 6a4 | Biomass Expected On-Peak |  | 390.7 | 390.7 | 390.7 | 390.7 | 390.7 | 390.7 | 390.7 | 390.7 | 390.7 | 390.7 | 390.7
2012 | US | NPCC | - | New York | 6b | Existing-Other |  | 0 | 0 | 0 | 0 | 0 | 0 | 0 | 0 | 0 | 0 | 0
2012 | US | NPCC | - | New York | 6b1 | Wind Derate On-Peak |  | 1180.26 | 1180.26 | 1180.26 | 1180.26 | 1180.26 | 1180.26 | 1180.26 | 1180.26 | 1180.26 | 1180.26 | 1180.26
2012 | US | NPCC | - | New York | 6b2 | Solar Derate On-Peak |  | 28.35 | 28.35 | 28.35 | 28.35 | 28.35 | 28.35 | 28.35 | 28.35 | 28.35 | 28.35 | 28.35
2012 | US | NPCC | - | New York | 6b3 | Hydro Derate On-Peak |  | 452.88 | 452.88 | 452.88 | 452.88 | 452.88 | 452.88 | 452.88 | 452.88 | 452.88 | 452.88 | 452.88
2012 | US | NPCC | - | New York | 6b4 | Biomass Derate On-Peak |  | 0 | 0 | 0 | 0 | 0 | 0 | 0 | 0 | 0 | 0 | 0
2012 | US | NPCC | - | New York | 6b5 | Transmission-Limited Resources |  |  | 0 | 0 | 0 | 0 | 0 | 0 | 0 | 0 | 0 | 0
2012 | US | NPCC | - | New York | 6b6 | All Other Derates |  | 2.2737e-13 | 2.2737e-13 | 2.2737e-13 | 2.2737e-13 | 2.2737e-13 | 2.2737e-13 | 2.2737e-13 | 2.2737e-13 | 2.2737e-13 | 2.2737e-13 | 2.2737e-13
2012 | US | NPCC | - | New York | 6b7 | Energy-Only (Existing-Other) |  | 0 | 0 | 0 | 0 | 0 | 0 | 0 | 0 | 0 | 0 | 0
2012 | US | NPCC | - | New York | 6c | Unplanned Outages (Actual) / Current and Future Inoperable Resources |  |  | 0 | 0 | 0 | 0 | 0 | 0 | 0 | 0 | 0 | 0
2012 | US | NPCC | - | New York | 6d | Total Supply-Side Demand Response | 2164.9 | 2164.9 | 2164.9 | 2164.9 | 2164.9 | 2164.9 | 2164.9 | 2164.9 | 2164.9 | 2164.9 | 2164.9 | 2164.9
2012 | US | NPCC | - | New York | 7 | TOTAL FUTURE CAPACITY ADDITIONS |  | -1013.95 | -1533.35 | -1533.35 | -1533.35 | -1533.35 | -1533.35 | -1533.35 | -1533.35 | -1533.35 | -1533.35 | -1533.35
2012 | US | NPCC | - | New York | 7a | Future-Planned |  | -1013.95 | -1533.35 | -1533.35 | -1533.35 | -1533.35 | -1533.35 | -1533.35 | -1533.35 | -1533.35 | -1533.35 | -1533.35
2012 | US | NPCC | - | New York | 7a1 | Wind Expected On-Peak |  | 0 | 0.6 | 0.6 | 0.6 | 0.6 | 0.6 | 0.6 | 0.6 | 0.6 | 0.6 | 0.6
2012 | US | NPCC | - | New York | 7a2 | Wind Derate On-Peak |  | 0 | 5.4 | 5.4 | 5.4 | 5.4 | 5.4 | 5.4 | 5.4 | 5.4 | 5.4 | 5.4
2012 | US | NPCC | - | New York | 7a3 | Solar Expected On-Peak |  | 0 | 0 | 0 | 0 | 0 | 0 | 0 | 0 | 0 | 0 | 0
2012 | US | NPCC | - | New York | 7a4 | Solar Derate On-Peak |  | 0 | 0 | 0 | 0 | 0 | 0 | 0 | 0 | 0 | 0 | 0
2012 | US | NPCC | - | New York | 7a5 | Hydro Expected On-Peak |  | 1.65 | 1.65 | 1.65 | 1.65 | 1.65 | 1.65 | 1.65 | 1.65 | 1.65 | 1.65 | 1.65
2012 | US | NPCC | - | New York | 7a6 | Hydro Derate On-Peak |  | 1.35 | 1.35 | 1.35 | 1.35 | 1.35 | 1.35 | 1.35 | 1.35 | 1.35 | 1.35 | 1.35
2012 | US | NPCC | - | New York | 7a7 | Biomass Expected On-Peak |  | 12 | 12 | 12 | 12 | 12 | 12 | 12 | 12 | 12 | 12 | 12
2012 | US | NPCC | - | New York | 7a8 | Biomass Derate On-Peak |  | 0 | 0 | 0 | 0 | 0 | 0 | 0 | 0 | 0 | 0 | 0
2012 | US | NPCC | - | New York | 7a9 | Transmission-Limited Resources
2012 | US | NPCC | - | New York | 7a10 | Scheduled Outage - Maintenance |  | 0 | 0 | 0 | 0 | 0 | 0 | 0 | 0 | 0 | 0 | 0
2012 | US | NPCC | - | New York | 7a11 | All Other Derates |  | 2.7 | 5.4 | 8.1 | 10.8 | 13.5 | 16.2 | 18.9 | 21.6 | 24.3 | 27 | 29.7
2012 | US | NPCC | - | New York | 7a12 | Energy-Only |  | 0 | 0 | 0 | 0 | 0 | 0 | 0 | 0 | 0 | 0 | 0
2012 | US | NPCC | - | New York | 7b | Future-Other |  | 0 | 0 | 0 | 0 | 0 | 0 | 0 | 0 | 0 | 0 | 0
2012 | US | NPCC | - | New York | 7b1 | Wind Expected On-Peak |  | 0 | 0 | 0 | 0 | 0 | 0 | 0 | 0 | 0 | 0 | 0
2012 | US | NPCC | - | New York | 7b2 | Wind Derate On-Peak |  | 0 | 0 | 0 | 0 | 0 | 0 | 0 | 0 | 0 | 0 | 0
2012 | US | NPCC | - | New York | 7b3 | Solar Expected On-Peak |  | 0 | 0 | 0 | 0 | 0 | 0 | 0 | 0 | 0 | 0 | 0
2012 | US | NPCC | - | New York | 7b4 | Solar Derate On-Peak |  | 0 | 0 | 0 | 0 | 0 | 0 | 0 | 0 | 0 | 0 | 0
2012 | US | NPCC | - | New York | 7b5 | Hydro Expected On-Peak |  | 0 | 0 | 0 | 0 | 0 | 0 | 0 | 0 | 0 | 0 | 0
2012 | US | NPCC | - | New York | 7b6 | Hydro Derate On-Peak |  | 0 | 0 | 0 | 0 | 0 | 0 | 0 | 0 | 0 | 0 | 0
2012 | US | NPCC | - | New York | 7b7 | Biomass Expected On-Peak |  | 0 | 0 | 0 | 0 | 0 | 0 | 0 | 0 | 0 | 0 | 0
2012 | US | NPCC | - | New York | 7b8 | Biomass Derate On-Peak |  | 0 | 0 | 0 | 0 | 0 | 0 | 0 | 0 | 0 | 0 | 0
2012 | US | NPCC | - | New York | 7b9 | Transmission-Limited Resources
2012 | US | NPCC | - | New York | 7b10 | Scheduled Outage - Maintenance |  | 0 | 0 | 0 | 0 | 0 | 0 | 0 | 0 | 0 | 0 | 0
2012 | US | NPCC | - | New York | 7b11 | All Other Derates |  | 0 | 0 | 0 | 0 | 0 | 0 | 0 | 0 | 0 | 0 | 0
2012 | US | NPCC | - | New York | 7b12 | Energy-Only |  | 0 | 0 | 0 | 0 | 0 | 0 | 0 | 0 | 0 | 0 | 0
2012 | US | NPCC | - | New York | 8 | Conceptual |  | 0 | 76.515 | 173.645 | 438.585 | 2160.565 | 2410.565 | 2410.565 | 2536.565 | 2536.565 | 2536.565 | 2536.565
2012 | US | NPCC | - | New York | 8a1 | Wind Expected On-Peak |  | 0 | 49.81 | 146.94 | 161.88 | 186.36 | 186.36 | 186.36 | 312.36 | 312.36 | 312.36 | 312.36
2012 | US | NPCC | - | New York | 8a2 | Wind Derate On-Peak |  | 0 | 448.47 | 1322.64 | 1457.1 | 1677.42 | 1677.42 | 1677.42 | 2811.42 | 2811.42 | 2811.42 | 2811.42
2012 | US | NPCC | - | New York | 8a3 | Solar Expected On-Peak |  | 0 | 0 | 0 | 0 | 0 | 0 | 0 | 0 | 0 | 0 | 0
2012 | US | NPCC | - | New York | 8a4 | Solar Derate On-Peak |  | 0 | 0 | 0 | 0 | 0 | 0 | 0 | 0 | 0 | 0 | 0
2012 | US | NPCC | - | New York | 8a5 | Hydro Expected On-Peak |  | 0 | 6.105 | 6.105 | 6.105 | 6.105 | 6.105 | 6.105 | 6.105 | 6.105 | 6.105 | 6.105
2012 | US | NPCC | - | New York | 8a6 | Hydro Derate On-Peak |  | 0 | 4.995 | 4.995 | 4.995 | 4.995 | 4.995 | 4.995 | 4.995 | 4.995 | 4.995 | 4.995
2012 | US | NPCC | - | New York | 8a7 | Biomass Expected On-Peak |  | 0 | 20.6 | 20.6 | 20.6 | 20.6 | 20.6 | 20.6 | 20.6 | 20.6 | 20.6 | 20.6
2012 | US | NPCC | - | New York | 8a8 | Biomass Derate On-Peak |  | 0 | 0 | 0 | 0 | 0 | 0 | 0 | 0 | 0 | 0 | 0
2012 | US | NPCC | - | New York | 8a9 | All Other Derates |  | 0 | 9.99 | 19.98 | 29.97 | 39.96 | 49.95 | 59.94 | 69.93 | 79.92 | 89.91 | 99.9
2012 | US | NPCC | - | New York | 8a10 | Energy-Only |  | 0 | 0 | 0 | 0 | 0 | 0 | 0 | 0 | 0 | 0 | 0
2012 | US | NPCC | - | New York | 9 | ANTICIPATED INTERNAL CAPACITY |  | 39022.96 | 38503.56 | 38503.56 | 38503.56 | 38503.56 | 38503.56 | 38503.56 | 38503.56 | 38503.56 | 38503.56 | 38503.56
2012 | US | NPCC | - | New York | 10 | CAPACITY TRANSACTIONS - IMPORTS | 1821 | 1951 | 3623.4 | 3573.4 | 3573.4 | 3573.4 | 3573.4 | 3573.4 | 3573.4 | 3573.4 | 3573.4 | 3573.4
2012 | US | NPCC | - | New York | 10a | Firm | 1821 | 1951 | 2270.4 | 2220.4 | 2220.4 | 2220.4 | 2220.4 | 2220.4 | 2220.4 | 2220.4 | 2220.4 | 2220.4
2012 | US | NPCC | - | New York | 10a1 | Full-Responsibility Purchases
2012 | US | NPCC | - | New York | 10a2 | Owned Capacity/Entitlement Located Outside the Region/Subregion |  |  | 0 | 0 | 0 | 0 | 0 | 0 | 0 | 0 | 0 | 0
2012 | US | NPCC | - | New York | 10b | Non-firm
2012 | US | NPCC | - | New York | 10c | Expected |  |  | 1353 | 1353 | 1353 | 1353 | 1353 | 1353 | 1353 | 1353 | 1353 | 1353
2012 | US | NPCC | - | New York | 10c1 | Full-Responsibility Purchases |  |  | 0 | 0 | 0 | 0 | 0 | 0 | 0 | 0 | 0 | 0
2012 | US | NPCC | - | New York | 10c2 | Owned Capacity/Entitlement Located Outside the Region/Subregion |  |  | 0 | 0 | 0 | 0 | 0 | 0 | 0 | 0 | 0 | 0
2012 | US | NPCC | - | New York | 11 | CAPACITY TRANSACTIONS - EXPORTS | 0 | 0 | 0 | 0 | 0 | 0 | 0 | 0 | 0 | 0 | 0 | 0
2012 | US | NPCC | - | New York | 11a | Firm |  |  | 0 | 0 | 0 | 0 | 0 | 0 | 0 | 0 | 0 | 0
2012 | US | NPCC | - | New York | 11a1 | Full-Responsibility Purchases |  |  | 0 | 0 | 0 | 0 | 0 | 0 | 0 | 0 | 0 | 0
2012 | US | NPCC | - | New York | 11a2 | Owned Capacity/Entitlement Located Outside the Region/Subregion |  |  | 0 | 0 | 0 | 0 | 0 | 0 | 0 | 0 | 0 | 0
2012 | US | NPCC | - | New York | 11b | Non-firm
2012 | US | NPCC | - | New York | 11c | Expected |  |  | 0 | 0 | 0 | 0 | 0 | 0 | 0 | 0 | 0 | 0
2012 | US | NPCC | - | New York | 11c1 | Full-Responsibility Purchases |  |  | 0 | 0 | 0 | 0 | 0 | 0 | 0 | 0 | 0 | 0
2012 | US | NPCC | - | New York | 11c2 | Owned Capacity/Entitlement Located Outside the Region/Subregion |  |  | 0 | 0 | 0 | 0 | 0 | 0 | 0 | 0 | 0 | 0
2012 | US | NPCC | - | New York | 12 | EXISTING-CERTAIN & NET FIRM TRANSACTIONS | 42872.9 | 41987.91 | 42307.31 | 42257.31 | 42257.31 | 42257.31 | 42257.31 | 42257.31 | 42257.31 | 42257.31 | 42257.31 | 42257.31
2012 | US | NPCC | - | New York | 13 | ANTICIPATED CAPACITY RESOURCES |  |  | 42126.96 | 42076.96 | 42076.96 | 42076.96 | 42076.96 | 42076.96 | 42076.96 | 42076.96 | 42076.96 | 42076.96
2012 | US | NPCC | - | New York | 14 | PROSPECTIVE CAPACITY RESOURCES |  |  | 42126.96 | 42076.96 | 42076.96 | 42076.96 | 42076.96 | 42076.96 | 42076.96 | 42076.96 | 42076.96 | 42076.96
2012 | US | NPCC | - | New York | 15 | TOTAL POTENTIAL CAPACITY RESOURCES |  |  | 42203.475 | 42250.605 | 42515.545 | 44237.525 | 44487.525 | 44487.525 | 44613.525 | 44613.525 | 44613.525 | 44613.525
2012 | US | NPCC | - | New York | 16 | ADJUSTED POTENTIAL CAPACITY RESOURCES |  |  | 42149.9145 | 42129.0535 | 42208.5355 | 42725.1295 | 42800.1295 | 42800.1295 | 42837.9295 | 42837.9295 | 42837.9295 | 42837.9295
2012 | US | NPCC | - | New York | 16a | Confidence of Future-Other |  |  | 0.99999 | 0.99999 | 0.99999 | 0.99999 | 0.99999 | 0.99999 | 0.99999 | 0.99999 | 0.99999 | 0.99999
2012 | US | NPCC | - | New York | 16b | Net Future-Other Resources After Confidence Percentage Is Applied |  |  | 0 | 0 | 0 | 0 | 0 | 0 | 0 | 0 | 0 | 0
2012 | US | NPCC | - | New York | 16c | Confidence of Conceptual |  |  | 0.3 | 0.3 | 0.3 | 0.3 | 0.3 | 0.3 | 0.3 | 0.3 | 0.3 | 0.3
2012 | US | NPCC | - | New York | 16d | Net Conceptual Resources After Confidence Percentage Is Applied |  |  | 22.9545 | 52.0935 | 131.5755 | 648.1695 | 723.1695 | 723.1695 | 760.9695 | 760.9695 | 760.9695 | 760.9695
2012 | US | NPCC | - | New York | 17 | ASSESSMENT AREA TARGET RESERVE MARGIN |  |  | 16% | 16% | 16% | 16% | 16% | 16% | 16% | 16% | 16% | 16%
2012 | US | NPCC | - | New York | 18 | EXISTING-CERTAIN AND NET FIRM TRANSACTIONS RESERVE MARGIN | 82: 26.6%; 84: 26.11%
2012 | US | NPCC | - | New York | 19 | ANTICIPATED CAPACITY RESOURCES RESERVE MARGIN |  |  | 25.02% | 24.07% | 23.21% | 22.51% | 21.79% | 20.68% | 19.52% | 18.44% | 17.16% | 16.14%
2012 | US | NPCC | - | New York | 20 | PROSPECTIVE CAPACITY RESOURCES RESERVE MARGIN |  |  | 25.02% | 24.07% | 23.21% | 22.51% | 21.79% | 20.68% | 19.52% | 18.44% | 17.16% | 16.14%
2012 | US | NPCC | - | New York | 21 | TOTAL POTENTIAL RESOURCES RESERVE MARGIN |  |  | 25.25% | 24.58% | 24.49% | 28.8% | 28.76% | 27.59% | 26.73% | 25.58% | 24.23% | 23.14%
2012 | US | NPCC | - | New York | 22 | ADJUSTED POTENTIAL RESOURCES RESERVE MARGIN |  |  | 25.09% | 24.22% | 23.59% | 24.4% | 23.88% | 22.75% | 21.68% | 20.58% | 19.28% | 18.24%
2012 | US | NPCC | - | New York | 23 | Total Baseline Installed Capacity | 82: 38887
2012 | US | NPCC | - | New York | 24 | Distributed or Other Capacity (Behind the Meter) < 1 MW |  | 0 | 0 | 0 | 0 | 0 | 0 | 0 | 0 | 0 | 0 | 0
2012 | US | NPCC | - | New York | 25 | Distributed or Other Capacity (Behind the Meter) ≥ 1 MW |  | 0 | 0 | 0 | 0 | 0 | 0 | 0 | 0 | 0 | 0 | 0
2012 | US | NPCC | - | New York | 26 | Capacity Total from EIA-860 |  | 0 | 0 | 0 | 0 | 0 | 0 | 0 | 0 | 0 | 0 | 0
2012 | CAN | NPCC | - | Ontario | 1 | Unrestricted Non-coincident Peak Demand |  | 23576.1694 | 24093.5182 | 24365.0997 | 24593.4387 | 24709.9668 | 24863.0257 | 25292.3126 | 25894.9865 | 26270.8411 | 26893.6871 | 27151.8779
2012 | CAN | NPCC | - | Ontario | 1a | New Conservation (Energy Efficiency) |  | 278.0272 | 792.9337 | 1285.2862 | 1734.3962 | 2071.6952 | 2392.1117 | 2709.1488 | 3004.4478 | 3260.525 | 3503.6208 | 3709.5855
2012 | CAN | NPCC | - | Ontario | 1b | Estimated Diversity |  |  | 0 | 0 | 0 | 0 | 0 | 0 | 0 | 0 | 0 | 0
2012 | CAN | NPCC | - | Ontario | 1c | Additions for non-member load (load served by non-registered LSE's in a region) |  |  | 0 | 0 | 0 | 0 | 0 | 0 | 0 | 0 | 0 | 0
2012 | CAN | NPCC | - | Ontario | 1d | Stand-by Load Under Contract (Normally served by behind the meter generation) |  |  | 0 | 0 | 0 | 0 | 0 | 0 | 0 | 0 | 0 | 0
2012 | CAN | NPCC | - | Ontario | 1e | Non-Controllable Demand-Side Demand Response |  |  | 0 | 0 | 0 | 0 | 0 | 0 | 0 | 0 | 0 | 0
2012 | CAN | NPCC | - | Ontario | 2 | Total Internal Demand | 25450 | 23298.1422 | 23300.5845 | 23079.8135 | 22859.0426 | 22638.2716 | 22470.9141 | 22583.1638 | 22890.5386 | 23010.3161 | 23390.0663 | 23442.2923
2012 | CAN | NPCC | - | Ontario | 2a | Supply-Side Direct Control Load Management (DCLM) |  |  | 0 | 0 | 0 | 0 | 0 | 0 | 0 | 0 | 0 | 0
2012 | CAN | NPCC | - | Ontario | 2b | Supply-Side Contractually Interruptible (Curtailable) |  |  | 0 | 0 | 0 | 0 | 0 | 0 | 0 | 0 | 0 | 0
2012 | CAN | NPCC | - | Ontario | 2c | Supply-Side Critical Peak-Pricing (CPP) with Control |  |  | 0 | 0 | 0 | 0 | 0 | 0 | 0 | 0 | 0 | 0
2012 | CAN | NPCC | - | Ontario | 2d | Supply-Side Load as a Capacity Resource |  | 1338.7938 | 1528.5802 | 1664.9872 | 1667.7008 | 1670.4376 | 1673.1818 | 1675.9335 | 1678.6926 | 1681.4591 | 1684.2332 | 1687.0148
2012 | CAN | NPCC | - | Ontario | 3 | Net Internal Demand | 25450 | 23298.1422 | 23300.5845 | 23079.8135 | 22859.0426 | 22638.2716 | 22470.9141 | 22583.1638 | 22890.5386 | 23010.3161 | 23390.0663 | 23442.2923
2012 | CAN | NPCC | - | Ontario | 3a | Demand-Side Direct Control Load Management (DCLM) |  |  | 0 | 0 | 0 | 0 | 0 | 0 | 0 | 0 | 0 | 0
2012 | CAN | NPCC | - | Ontario | 3b | Demand-Side Contractually Interruptible (Curtailable) |  |  | 0 | 0 | 0 | 0 | 0 | 0 | 0 | 0 | 0 | 0
2012 | CAN | NPCC | - | Ontario | 3c | Demand-Side Critical Peak-Pricing (CPP) with Control |  |  | 0 | 0 | 0 | 0 | 0 | 0 | 0 | 0 | 0 | 0
2012 | CAN | NPCC | - | Ontario | 3d | Demand-Side Load as a Capacity Resource |  |  | 0 | 0 | 0 | 0 | 0 | 0 | 0 | 0 | 0 | 0
2012 | CAN | NPCC | - | Ontario | 4 | Total Controllable Demand Response | 0 | 1338.7938 | 1528.5802 | 1664.9872 | 1667.7008 | 1670.4376 | 1673.1818 | 1675.9335 | 1678.6926 | 1681.4591 | 1684.2332 | 1687.0148
2012 | CAN | NPCC | - | Ontario | 4a | Demand Response used for Ancillary Services - Spinning Reserves |  |  | 0 | 0 | 0 | 0 | 0 | 0 | 0 | 0 | 0 | 0
2012 | CAN | NPCC | - | Ontario | 4b | Demand Response used for Ancillary Services - Non-Spinning Reserves |  |  | 0 | 0 | 0 | 0 | 0 | 0 | 0 | 0 | 0 | 0
2012 | CAN | NPCC | - | Ontario | 4c | Demand Response used for Regulation |  |  | 0 | 0 | 0 | 0 | 0 | 0 | 0 | 0 | 0 | 0
2012 | CAN | NPCC | - | Ontario | 4d | Demand Response used for Energy, Voluntary Services - Emergency |  |  | 0 | 0 | 0 | 0 | 0 | 0 | 0 | 0 | 0 | 0
2012 | CAN | NPCC | - | Ontario | 5 | TOTAL INTERNAL CAPACITY |  | 35108.7986 | 35592.8986 | 34674.7686 | 36433.138 | 36155.1168 | 34902.0956 | 34447.2744 | 34027.2532 | 33771.2374 | 33305.2198 | 33889.2022
2012 | CAN | NPCC | - | Ontario | 6a | Existing-Certain |  | 29484.9538 | 29484.9538 | 29484.9538 | 29484.9538 | 29484.9538 | 29484.9538 | 29484.9538 | 29484.9538 | 29484.9538 | 29484.9538 | 29484.9538
2012 | CAN | NPCC | - | Ontario | 6a1 | Wind Expected On-Peak |  | 197.446 | 197.446 | 197.446 | 197.446 | 197.446 | 197.446 | 197.446 | 197.446 | 197.446 | 197.446 | 197.446
2012 | CAN | NPCC | - | Ontario | 6a2 | Solar Expected On-Peak |  | 0 | 0 | 0 | 0 | 0 | 0 | 0 | 0 | 0 | 0 | 0
2012 | CAN | NPCC | - | Ontario | 6a3 | Hydro Expected On-Peak |  | 5794.1876 | 5794.1876 | 5794.1876 | 5794.1876 | 5794.1876 | 5794.1876 | 5794.1876 | 5794.1876 | 5794.1876 | 5794.1876 | 5794.1876
2012 | CAN | NPCC | - | Ontario | 6a4 | Biomass Expected On-Peak |  | 43.1548 | 43.1548 | 43.1548 | 43.1548 | 43.1548 | 43.1548 | 43.1548 | 43.1548 | 43.1548 | 43.1548 | 43.1548
2012 | CAN | NPCC | - | Ontario | 6b | Existing-Other |  | 0 | 0 | 0 | 0 | 0 | 0 | 0 | 0 | 0 | 0 | 0
2012 | CAN | NPCC | - | Ontario | 6b1 | Wind Derate On-Peak |  | 1313.754 | 1313.754 | 1313.754 | 1313.754 | 1313.754 | 1313.754 | 1313.754 | 1313.754 | 1313.754 | 1313.754 | 1313.754
2012 | CAN | NPCC | - | Ontario | 6b2 | Solar Derate On-Peak |  | 0 | 0 | 0 | 0 | 0 | 0 | 0 | 0 | 0 | 0 | 0
2012 | CAN | NPCC | - | Ontario | 6b3 | Hydro Derate On-Peak |  | 2037.9124 | 2037.9124 | 2037.9124 | 2037.9124 | 2037.9124 | 2037.9124 | 2037.9124 | 2037.9124 | 2037.9124 | 2037.9124 | 2037.9124
2012 | CAN | NPCC | - | Ontario | 6b4 | Biomass Derate On-Peak |  | 3.9434 | 3.9434 | 3.9434 | 3.9434 | 3.9434 | 3.9434 | 3.9434 | 3.9434 | 3.9434 | 3.9434 | 3.9434
2012 | CAN | NPCC | - | Ontario | 6b5 | Transmission-Limited Resources |  |  | 0 | 0 | 0 | 0 | 0 | 0 | 0 | 0 | 0 | 0
2012 | CAN | NPCC | - | Ontario | 6b6 | All Other Derates |  | 1468.035 | 1468.035 | 1468.035 | 1468.035 | 1468.035 | 1468.035 | 1468.035 | 1468.035 | 1468.035 | 1468.035 | 1468.035
2012 | CAN | NPCC | - | Ontario | 6b7 | Energy-Only (Existing-Other) |  | 0 | 0 | 0 | 0 | 0 | 0 | 0 | 0 | 0 | 0 | 0
2012 | CAN | NPCC | - | Ontario | 6c | Unplanned Outages (Actual) / Current and Future Inoperable Resources |  |  | 0 | 0 | 0 | 0 | 0 | 0 | 0 | 0 | 0 | 0
2012 | CAN | NPCC | - | Ontario | 6d | Total Supply-Side Demand Response | 0 | 1338.7938 | 1528.5802 | 1664.9872 | 1667.7008 | 1670.4376 | 1673.1818 | 1675.9335 | 1678.6926 | 1681.4591 | 1684.2332 | 1687.0148
2012 | CAN | NPCC | - | Ontario | 7 | TOTAL FUTURE CAPACITY ADDITIONS |  | 645.98 | 924.85 | -1127.381 | -1427.9827 | -2353.9272 | -4220.7272 | -5302.7272 | -6386.7272 | -7299.7272 | -8381.7272 | -8380.7272
2012 | CAN | NPCC | - | Ontario | 7a | Future-Planned |  | 645.98 | 924.85 | -1127.381 | -1427.9827 | -2353.9272 | -4220.7272 | -5302.7272 | -6386.7272 | -7299.7272 | -8381.7272 | -8380.7272
2012 | CAN | NPCC | - | Ontario | 7a1 | Wind Expected On-Peak |  | 29.98 | 56.65 | 209.229 | 409.6222 | 409.6222 | 409.6222 | 409.6222 | 409.6222 | 409.6222 | 409.6222 | 409.6222
2012 | CAN | NPCC | - | Ontario | 7a2 | Wind Derate On-Peak |  | 184.22 | 348.05 | 1285.321 | 2516.3078 | 2516.3078 | 2516.3078 | 2516.3078 | 2516.3078 | 2516.3078 | 2516.3078 | 2516.3078
2012 | CAN | NPCC | - | Ontario | 7a3 | Solar Expected On-Peak |  | 0 | 0 | 30 | 78 | 78 | 78 | 78 | 78 | 78 | 78 | 78
2012 | CAN | NPCC | - | Ontario | 7a4 | Solar Derate On-Peak |  | 0 | 0 | 70 | 182 | 182 | 182 | 182 | 182 | 182 | 182 | 182
2012 | CAN | NPCC | - | Ontario | 7a5 | Hydro Expected On-Peak |  | 0 | 0 | 69.39 | 338.5551 | 363.3106 | 363.3106 | 363.3106 | 363.3106 | 363.3106 | 363.3106 | 363.3106
2012 | CAN | NPCC | - | Ontario | 7a6 | Hydro Derate On-Peak |  | 0 | 0 | 27.61 | 141.4449 | 151.6894 | 151.6894 | 151.6894 | 151.6894 | 151.6894 | 151.6894 | 151.6894
2012 | CAN | NPCC | - | Ontario | 7a7 | Biomass Expected On-Peak |  | 0 | 39.2 | 39.2 | 39.2 | 39.2 | 39.2 | 39.2 | 39.2 | 4.2 | 4.2 | 4.2
2012 | CAN | NPCC | - | Ontario | 7a8 | Biomass Derate On-Peak |  | 0 | 0.8 | 0.8 | 0.8 | 0.8 | 0.8 | 0.8 | 0.8 | -2.1982 | -2.1982 | -2.1982
2012 | CAN | NPCC | - | Ontario | 7a9 | Transmission-Limited Resources
2012 | CAN | NPCC | - | Ontario | 7a10 | Scheduled Outage - Maintenance |  | -144 | -144 | -669 | -669 | -1480 | -3169 | -4047 | -5669 | -7425 | -8134 | -8826
2012 | CAN | NPCC | - | Ontario | 7a11 | All Other Derates |  | -30 | 10.6 | 109.82 | 711.9694 | 1349.6482 | 1963.427 | 2590.6058 | 3254.5846 | 3914.567 | 4530.5494 | 5113.5318
2012 | CAN | NPCC | - | Ontario | 7a12 | Energy-Only |  | 0 | 0 | 0 | 0 | 0 | 0 | 0 | 0 | 0 | 0 | 0
2012 | CAN | NPCC | - | Ontario | 7b | Future-Other |  | 0 | 0 | 0 | 0 | 0 | 0 | 0 | 0 | 0 | 0 | 0
2012 | CAN | NPCC | - | Ontario | 7b1 | Wind Expected On-Peak |  | 0 | 0 | 0 | 0 | 0 | 0 | 0 | 0 | 0 | 0 | 0
2012 | CAN | NPCC | - | Ontario | 7b2 | Wind Derate On-Peak |  | 0 | 0 | 0 | 0 | 0 | 0 | 0 | 0 | 0 | 0 | 0
2012 | CAN | NPCC | - | Ontario | 7b3 | Solar Expected On-Peak |  | 0 | 0 | 0 | 0 | 0 | 0 | 0 | 0 | 0 | 0 | 0
2012 | CAN | NPCC | - | Ontario | 7b4 | Solar Derate On-Peak |  | 0 | 0 | 0 | 0 | 0 | 0 | 0 | 0 | 0 | 0 | 0
2012 | CAN | NPCC | - | Ontario | 7b5 | Hydro Expected On-Peak |  | 0 | 0 | 0 | 0 | 0 | 0 | 0 | 0 | 0 | 0 | 0
2012 | CAN | NPCC | - | Ontario | 7b6 | Hydro Derate On-Peak |  | 0 | 0 | 0 | 0 | 0 | 0 | 0 | 0 | 0 | 0 | 0
2012 | CAN | NPCC | - | Ontario | 7b7 | Biomass Expected On-Peak |  | 0 | 0 | 0 | 0 | 0 | 0 | 0 | 0 | 0 | 0 | 0
2012 | CAN | NPCC | - | Ontario | 7b8 | Biomass Derate On-Peak |  | 0 | 0 | 0 | 0 | 0 | 0 | 0 | 0 | 0 | 0 | 0
2012 | CAN | NPCC | - | Ontario | 7b9 | Transmission-Limited Resources
2012 | CAN | NPCC | - | Ontario | 7b10 | Scheduled Outage - Maintenance |  | 0 | 0 | 0 | 0 | 0 | 0 | 0 | 0 | 0 | 0 | 0
2012 | CAN | NPCC | - | Ontario | 7b11 | All Other Derates |  | 0 | 0 | 0 | 0 | 0 | 0 | 0 | 0 | 0 | 0 | 0
2012 | CAN | NPCC | - | Ontario | 7b12 | Energy-Only |  | 0 | 0 | 0 | 0 | 0 | 0 | 0 | 0 | 0 | 0 | 0
2012 | CAN | NPCC | - | Ontario | 8 | Conceptual |  | 0 | 0 | 12.7314 | 236.9263 | 653.7967 | 719.7292 | 2509.7292 | 3050.5762 | 4642.5762 | 6032.5762 | 6204.5762
2012 | CAN | NPCC | - | Ontario | 8a1 | Wind Expected On-Peak |  | 0 | 0 | 0 | 56 | 126 | 158.396 | 658.396 | 792.243 | 792.243 | 792.243 | 792.243
2012 | CAN | NPCC | - | Ontario | 8a2 | Wind Derate On-Peak |  | 0 | 0 | 0 | 344 | 774 | 973.004 | 973.004 | 1795.207 | 1795.207 | 1795.207 | 1795.207
2012 | CAN | NPCC | - | Ontario | 8a3 | Solar Expected On-Peak |  | 0 | 0 | 0 | 30 | 60 | 90 | 480 | 480 | 480 | 480 | 480
2012 | CAN | NPCC | - | Ontario | 8a4 | Solar Derate On-Peak |  | 0 | 0 | 0 | 70 | 140 | 210 | 210 | 210 | 210 | 210 | 210
2012 | CAN | NPCC | - | Ontario | 8a5 | Hydro Expected On-Peak |  | 0 | 0 | 12.7314 | 21.9263 | 338.7967 | 342.3332 | 342.3332 | 342.3332 | 342.3332 | 342.3332 | 342.3332
2012 | CAN | NPCC | - | Ontario | 8a6 | Hydro Derate On-Peak |  | 0 | 0 | 5.2686 | 9.0737 | 140.2033 | 141.6668 | 141.6668 | 141.6668 | 141.6668 | 141.6668 | 141.6668
2012 | CAN | NPCC | - | Ontario | 8a7 | Biomass Expected On-Peak |  | 0 | 0 | 0 | 129 | 129 | 129 | 129 | 129 | 157 | 157 | 157
2012 | CAN | NPCC | - | Ontario | 8a8 | Biomass Derate On-Peak |  | 0 | 0 | 0 | 77 | 77 | 77 | 77 | 77 | 87 | 87 | 87
2012 | CAN | NPCC | - | Ontario | 8a9 | All Other Derates |  | 0 | 0 | 10.5372 | 322.6846 | 1037.0912 | 1894.4248 | 2751.7584 | 3609.092 | 4486.4256 | 5363.7592 | 6241.0928
2012 | CAN | NPCC | - | Ontario | 8a10 | Energy-Only |  | 0 | 0 | 0 | 0 | 0 | 0 | 0 | 0 | 0 | 0 | 0
2012 | CAN | NPCC | - | Ontario | 9 | ANTICIPATED INTERNAL CAPACITY |  | 31469.7276 | 31938.3839 | 30022.56 | 29724.6718 | 28801.4642 | 26937.4084 | 25858.16 | 24776.9192 | 23866.6857 | 22787.4598 | 22791.2414
2012 | CAN | NPCC | - | Ontario | 10 | CAPACITY TRANSACTIONS - IMPORTS | 0 | 0 | 0 | 0 | 0 | 0 | 0 | 0 | 0 | 0 | 0 | 0
2012 | CAN | NPCC | - | Ontario | 10a | Firm |  |  | 0 | 0 | 0 | 0 | 0 | 0 | 0 | 0 | 0 | 0
2012 | CAN | NPCC | - | Ontario | 10a1 | Full-Responsibility Purchases |  |  | 0 | 0 | 0 | 0 | 0 | 0 | 0 | 0 | 0 | 0
2012 | CAN | NPCC | - | Ontario | 10a2 | Owned Capacity/Entitlement Located Outside the Region/Subregion |  |  | 0 | 0 | 0 | 0 | 0 | 0 | 0 | 0 | 0 | 0
2012 | CAN | NPCC | - | Ontario | 10b | Non-firm
2012 | CAN | NPCC | - | Ontario | 10c | Expected |  |  | 0 | 0 | 0 | 0 | 0 | 0 | 0 | 0 | 0 | 0
2012 | CAN | NPCC | - | Ontario | 10c1 | Full-Responsibility Purchases |  |  | 0 | 0 | 0 | 0 | 0 | 0 | 0 | 0 | 0 | 0
2012 | CAN | NPCC | - | Ontario | 10c2 | Owned Capacity/Entitlement Located Outside the Region/Subregion |  |  | 0 | 0 | 0 | 0 | 0 | 0 | 0 | 0 | 0 | 0
2012 | CAN | NPCC | - | Ontario | 11 | CAPACITY TRANSACTIONS - EXPORTS | 0 | 0 | 0 | 0 | 0 | 0 | 0 | 0 | 0 | 0 | 0 | 0
2012 | CAN | NPCC | - | Ontario | 11a | Firm |  |  | 0 | 0 | 0 | 0 | 0 | 0 | 0 | 0 | 0 | 0
2012 | CAN | NPCC | - | Ontario | 11a1 | Full-Responsibility Purchases |  |  | 0 | 0 | 0 | 0 | 0 | 0 | 0 | 0 | 0 | 0
2012 | CAN | NPCC | - | Ontario | 11a2 | Owned Capacity/Entitlement Located Outside the Region/Subregion |  |  | 0 | 0 | 0 | 0 | 0 | 0 | 0 | 0 | 0 | 0
2012 | CAN | NPCC | - | Ontario | 11b | Non-firm
2012 | CAN | NPCC | - | Ontario | 11c | Expected |  |  | 0 | 0 | 0 | 0 | 0 | 0 | 0 | 0 | 0 | 0
2012 | CAN | NPCC | - | Ontario | 11c1 | Full-Responsibility Purchases |  |  | 0 | 0 | 0 | 0 | 0 | 0 | 0 | 0 | 0 | 0
2012 | CAN | NPCC | - | Ontario | 11c2 | Owned Capacity/Entitlement Located Outside the Region/Subregion |  |  | 0 | 0 | 0 | 0 | 0 | 0 | 0 | 0 | 0 | 0
2012 | CAN | NPCC | - | Ontario | 12 | EXISTING-CERTAIN & NET FIRM TRANSACTIONS | 0 | 30823.7476 | 31013.5339 | 31149.941 | 31152.6545 | 31155.3914 | 31158.1356 | 31160.8872 | 31163.6464 | 31166.4129 | 31169.187 | 31171.9686
2012 | CAN | NPCC | - | Ontario | 13 | ANTICIPATED CAPACITY RESOURCES |  |  | 31938.3839 | 30022.56 | 29724.6718 | 28801.4642 | 26937.4084 | 25858.16 | 24776.9192 | 23866.6857 | 22787.4598 | 22791.2414
2012 | CAN | NPCC | - | Ontario | 14 | PROSPECTIVE CAPACITY RESOURCES |  |  | 31938.3839 | 30022.56 | 29724.6718 | 28801.4642 | 26937.4084 | 25858.16 | 24776.9192 | 23866.6857 | 22787.4598 | 22791.2414
2012 | CAN | NPCC | - | Ontario | 15 | TOTAL POTENTIAL CAPACITY RESOURCES |  |  | 31938.3839 | 30035.2914 | 29961.5981 | 29455.2609 | 27657.1376 | 28367.8892 | 27827.4954 | 28509.2619 | 28820.036 | 28995.8176
2012 | CAN | NPCC | - | Ontario | 16 | ADJUSTED POTENTIAL CAPACITY RESOURCES |  |  | 31938.3839 | 30035.2914 | 29961.5981 | 29455.2609 | 27657.1376 | 28367.8892 | 27827.4954 | 28509.2619 | 28820.036 | 28995.8176
2012 | CAN | NPCC | - | Ontario | 16a | Confidence of Future-Other | bar: 86 to 104
2012 | CAN | NPCC | - | Ontario | 16b | Net Future-Other Resources After Confidence Percentage Is Applied |  |  | 0 | 0 | 0 | 0 | 0 | 0 | 0 | 0 | 0 | 0
2012 | CAN | NPCC | - | Ontario | 16c | Confidence of Conceptual | bar: 86 to 104
2012 | CAN | NPCC | - | Ontario | 16d | Net Conceptual Resources After Confidence Percentage Is Applied |  |  | 0 | 12.7314 | 236.9263 | 653.7967 | 719.7292 | 2509.7292 | 3050.5762 | 4642.5762 | 6032.5762 | 6204.5762
2012 | CAN | NPCC | - | Ontario | 17 | ASSESSMENT AREA TARGET RESERVE MARGIN |  |  | 19.7% | 18.6% | 19.8% | 19.2% | 20% | 20% | 20% | 20% | 20% | 20%
2012 | CAN | NPCC | - | Ontario | 18 | EXISTING-CERTAIN AND NET FIRM TRANSACTIONS RESERVE MARGIN | 82: -100%; 84: 32.3%
2012 | CAN | NPCC | - | Ontario | 19 | ANTICIPATED CAPACITY RESOURCES RESERVE MARGIN |  |  | 37.07% | 30.08% | 30.03% | 27.22% | 19.88% | 14.5% | 8.241% | 3.722% | -2.576% | -2.777%
2012 | CAN | NPCC | - | Ontario | 20 | PROSPECTIVE CAPACITY RESOURCES RESERVE MARGIN |  |  | 37.07% | 30.08% | 30.03% | 27.22% | 19.88% | 14.5% | 8.241% | 3.722% | -2.576% | -2.777%
2012 | CAN | NPCC | - | Ontario | 21 | TOTAL POTENTIAL RESOURCES RESERVE MARGIN |  |  | 37.07% | 30.14% | 31.07% | 30.11% | 23.08% | 25.62% | 21.57% | 23.9% | 23.21% | 23.69%
2012 | CAN | NPCC | - | Ontario | 22 | ADJUSTED POTENTIAL RESOURCES RESERVE MARGIN |  |  | 37.07% | 30.14% | 31.07% | 30.11% | 23.08% | 25.62% | 21.57% | 23.9% | 23.21% | 23.69%
2012 | CAN | NPCC | - | Ontario | 23 | Total Baseline Installed Capacity | 82: 0
2012 | CAN | NPCC | - | Ontario | 24 | Distributed or Other Capacity (Behind the Meter) < 1 MW |  | 0 | 0 | 0 | 0 | 0 | 0 | 0 | 0 | 0 | 0 | 0
2012 | CAN | NPCC | - | Ontario | 25 | Distributed or Other Capacity (Behind the Meter) ≥ 1 MW |  | 0 | 0 | 0 | 0 | 0 | 0 | 0 | 0 | 0 | 0 | 0
2012 | CAN | NPCC | - | Ontario | 26 | Capacity Total from EIA-860 |  | 0 | 0 | 0 | 0 | 0 | 0 | 0 | 0 | 0 | 0 | 0
2012 | CAN | NPCC | - | Quebec | 1 | Unrestricted Non-coincident Peak Demand |  | 22429.8338 | 22594.6332 | 23139.589 | 23321.639 | 23712.539 | 23968.289 | 24204.5461 | 24446.8091 | 24703.4438 | 24932.1438 | 25178.1438
2012 | CAN | NPCC | - | Quebec | 1a | New Conservation (Energy Efficiency) |  | 1300 | 1480 | 1590 | 1680 | 1830 | 1960 | 2080 | 2140 | 2200 | 2270 | 2360
2012 | CAN | NPCC | - | Quebec | 1b | Estimated Diversity |  |  |  | 0 | 0 | 0 | 0 | 0 | 0 | 0 | 0 | 0
2012 | CAN | NPCC | - | Quebec | 1c | Additions for non-member load (load served by non-registered LSE's in a region) |  |  |  | 0 | 0 | 0 | 0 | 0 | 0 | 0 | 0 | 0
2012 | CAN | NPCC | - | Quebec | 1d | Stand-by Load Under Contract (Normally served by behind the meter generation) |  |  |  | 0 | 0 | 0 | 0 | 0 | 0 | 0 | 0 | 0
2012 | CAN | NPCC | - | Quebec | 1e | Non-Controllable Demand-Side Demand Response |  |  |  | 0 | 0 | 0 | 0 | 0 | 0 | 0 | 0 | 0
2012 | CAN | NPCC | - | Quebec | 2 | Total Internal Demand | 21356 | 21129.8338 | 21114.6332 | 21549.589 | 21641.639 | 21882.539 | 22008.289 | 22124.5461 | 22306.8091 | 22503.4438 | 22662.1438 | 22818.1438
2012 | CAN | NPCC | - | Quebec | 2a | Supply-Side Direct Control Load Management (DCLM) |  |  |  | 0 | 0 | 0 | 0 | 0 | 0 | 0 | 0 | 0
2012 | CAN | NPCC | - | Quebec | 2b | Supply-Side Contractually Interruptible (Curtailable) |  |  |  | 0 | 0 | 0 | 0 | 0 | 0 | 0 | 0 | 0
2012 | CAN | NPCC | - | Quebec | 2c | Supply-Side Critical Peak-Pricing (CPP) with Control |  |  |  | 0 | 0 | 0 | 0 | 0 | 0 | 0 | 0 | 0
2012 | CAN | NPCC | - | Quebec | 2d | Supply-Side Load as a Capacity Resource |  |  |  | 0 | 0 | 0 | 0 | 0 | 0 | 0 | 0 | 0
2012 | CAN | NPCC | - | Quebec | 3 | Net Internal Demand | 21356 | 21129.8338 | 21114.6332 | 21549.589 | 21641.639 | 21882.539 | 22008.289 | 22124.5461 | 22306.8091 | 22503.4438 | 22662.1438 | 22818.1438
2012 | CAN | NPCC | - | Quebec | 3a | Demand-Side Direct Control Load Management (DCLM) |  |  |  | 0 | 0 | 0 | 0 | 0 | 0 | 0 | 0 | 0
2012 | CAN | NPCC | - | Quebec | 3b | Demand-Side Contractually Interruptible (Curtailable) |  |  |  | 0 | 0 | 0 | 0 | 0 | 0 | 0 | 0 | 0
2012 | CAN | NPCC | - | Quebec | 3c | Demand-Side Critical Peak-Pricing (CPP) with Control |  |  |  | 0 | 0 | 0 | 0 | 0 | 0 | 0 | 0 | 0
2012 | CAN | NPCC | - | Quebec | 3d | Demand-Side Load as a Capacity Resource |  |  |  | 0 | 0 | 0 | 0 | 0 | 0 | 0 | 0 | 0
2012 | CAN | NPCC | - | Quebec | 4 | Total Controllable Demand Response | 0 | 0 | 0 | 0 | 0 | 0 | 0 | 0 | 0 | 0 | 0 | 0
2012 | CAN | NPCC | - | Quebec | 4a | Demand Response used for Ancillary Services - Spinning Reserves |  |  |  | 0 | 0 | 0 | 0 | 0 | 0 | 0 | 0 | 0
2012 | CAN | NPCC | - | Quebec | 4b | Demand Response used for Ancillary Services - Non-Spinning Reserves |  |  |  | 0 | 0 | 0 | 0 | 0 | 0 | 0 | 0 | 0
2012 | CAN | NPCC | - | Quebec | 4c | Demand Response used for Regulation |  |  |  | 0 | 0 | 0 | 0 | 0 | 0 | 0 | 0 | 0
2012 | CAN | NPCC | - | Quebec | 4d | Demand Response used for Energy, Voluntary Services - Emergency |  |  |  | 0 | 0 | 0 | 0 | 0 | 0 | 0 | 0 | 0
2012 | CAN | NPCC | - | Quebec | 5 | TOTAL INTERNAL CAPACITY |  | 42110.002 | 43006.182 | 43778.582 | 44889.882 | 45469.682 | 45850.682 | 46703.682 | 46738.682 | 46844.682 | 47239.682 | 47239.682
2012 | CAN | NPCC | - | Quebec | 6a | Existing-Certain |  | 34015.3423 | 34015.3423 | 34015.3423 | 34015.3423 | 34015.3423 | 34015.3423 | 34015.3423 | 34015.3423 | 34015.3423 | 34015.3423 | 34015.3423
2012 | CAN | NPCC | - | Quebec | 6a1 | Wind Expected On-Peak |  | 0 | 0 | 0 | 0 | 0 | 0 | 0 | 0 | 0 | 0 | 0
2012 | CAN | NPCC | - | Quebec | 6a2 | Solar Expected On-Peak |  | 0 | 0 | 0 | 0 | 0 | 0 | 0 | 0 | 0 | 0 | 0
2012 | CAN | NPCC | - | Quebec | 6a3 | Hydro Expected On-Peak |  | 32724.6903 | 32724.6903 | 32724.6903 | 32724.6903 | 32724.6903 | 32724.6903 | 32724.6903 | 32724.6903 | 32724.6903 | 32724.6903 | 32724.6903
2012 | CAN | NPCC | - | Quebec | 6a4 | Biomass Expected On-Peak |  | 204.632 | 204.632 | 204.632 | 204.632 | 204.632 | 204.632 | 204.632 | 204.632 | 204.632 | 204.632 | 204.632
2012 | CAN | NPCC | - | Quebec | 6b | Existing-Other |  | 0 | 0 | 0 | 0 | 0 | 0 | 0 | 0 | 0 | 0 | 0
2012 | CAN | NPCC | - | Quebec | 6b1 | Wind Derate On-Peak |  | 1056.95 | 1056.95 | 1056.95 | 1056.95 | 1056.95 | 1056.95 | 1056.95 | 1056.95 | 1056.95 | 1056.95 | 1056.95
2012 | CAN | NPCC | - | Quebec | 6b2 | Solar Derate On-Peak |  | 0 | 0 | 0 | 0 | 0 | 0 | 0 | 0 | 0 | 0 | 0
2012 | CAN | NPCC | - | Quebec | 6b3 | Hydro Derate On-Peak |  | 6982.7097 | 6982.7097 | 6982.7097 | 6982.7097 | 6982.7097 | 6982.7097 | 6982.7097 | 6982.7097 | 6982.7097 | 6982.7097 | 6982.7097
2012 | CAN | NPCC | - | Quebec | 6b4 | Biomass Derate On-Peak |  | 0 | 0 | 0 | 0 | 0 | 0 | 0 | 0 | 0 | 0 | 0
2012 | CAN | NPCC | - | Quebec | 6b5 | Transmission-Limited Resources |  |  | 0 | 0 | 0 | 0 | 0 | 0 | 0 | 0 | 0 | 0
2012 | CAN | NPCC | - | Quebec | 6b6 | All Other Derates |  | 55 | 55 | 55 | 55 | 55 | 55 | 55 | 55 | 55 | 55 | 55
2012 | CAN | NPCC | - | Quebec | 6b7 | Energy-Only (Existing-Other) |  | 0 | 0 | 0 | 0 | 0 | 0 | 0 | 0 | 0 | 0 | 0
2012 | CAN | NPCC | - | Quebec | 6c | Unplanned Outages (Actual) / Current and Future Inoperable Resources |  |  | 507 | 507 | 507 | 507 | 507 | 507 | 507 | 507 | 507 | 507
2012 | CAN | NPCC | - | Quebec | 6d | Total Supply-Side Demand Response | 0 | 0 | 0 | 0 | 0 | 0 | 0 | 0 | 0 | 0 | 0 | 0
2012 | CAN | NPCC | - | Quebec | 7 | TOTAL FUTURE CAPACITY ADDITIONS |  | 0 | -446.32 | -267.42 | 427.68 | 561.88 | 942.88 | 1795.88 | 1830.88 | 1936.88 | 2331.88 | 2331.88
2012 | CAN | NPCC | - | Quebec | 7a | Future-Planned |  | 0 | -446.32 | -267.42 | 427.68 | 561.88 | 942.88 | 1795.88 | 1830.88 | 1936.88 | 2331.88 | 2331.88
2012 | CAN | NPCC | - | Quebec | 7a1 | Wind Expected On-Peak |  | 0 | 0 | 0 | 0 | 0 | 0 | 0 | 0 | 0 | 0 | 0
2012 | CAN | NPCC | - | Quebec | 7a2 | Wind Derate On-Peak |  | 0 | 835.5 | 1429 | 1845.2 | 2290.8 | 2290.8 | 2290.8 | 2290.8 | 2290.8 | 2290.8 | 2290.8
2012 | CAN | NPCC | - | Quebec | 7a3 | Solar Expected On-Peak |  | 0 | 0 | 0 | 0 | 0 | 0 | 0 | 0 | 0 | 0 | 0
2012 | CAN | NPCC | - | Quebec | 7a4 | Solar Derate On-Peak |  | 0 | 0 | 0 | 0 | 0 | 0 | 0 | 0 | 0 | 0 | 0
2012 | CAN | NPCC | - | Quebec | 7a5 | Hydro Expected On-Peak |  | 0 | 144.3 | 238.2 | 918.2 | 989.2 | 1320.2 | 2173.2 | 2208.2 | 2314.2 | 2709.2 | 2709.2
2012 | CAN | NPCC | - | Quebec | 7a6 | Hydro Derate On-Peak |  | 0 | 0 | 0 | 0 | 0 | 0 | 0 | 0 | 0 | 0 | 0
2012 | CAN | NPCC | - | Quebec | 7a7 | Biomass Expected On-Peak |  | 0 | 59.4 | 144.4 | 159.5 | 222.7 | 272.7 | 272.7 | 272.7 | 272.7 | 272.7 | 272.7
2012 | CAN | NPCC | - | Quebec | 7a8 | Biomass Derate On-Peak |  | 0 | 0 | 0 | 0 | 0 | 0 | 0 | 0 | 0 | 0 | 0
2012 | CAN | NPCC | - | Quebec | 7a9 | Transmission-Limited Resources
2012 | CAN | NPCC | - | Quebec | 7a10 | Scheduled Outage - Maintenance |  | 0 | 0 | 0 | 0 | 0 | 0 | 0 | 0 | 0 | 0 | 0
2012 | CAN | NPCC | - | Quebec | 7a11 | All Other Derates |  | 0 | 0 | 0 | 0 | -1.1369e-13 | -1.1369e-13 | -1.1369e-13 | -1.1369e-13 | -1.1369e-13 | -1.1369e-13 | -1.1369e-13
2012 | CAN | NPCC | - | Quebec | 7a12 | Energy-Only |  | 0 | 0 | 0 | 0 | 0 | 0 | 0 | 0 | 0 | 0 | 0
2012 | CAN | NPCC | - | Quebec | 7b | Future-Other |  | 0 | 0 | 0 | 0 | 0 | 0 | 0 | 0 | 0 | 0 | 0
2012 | CAN | NPCC | - | Quebec | 7b1 | Wind Expected On-Peak |  | 0 | 0 | 0 | 0 | 0 | 0 | 0 | 0 | 0 | 0 | 0
2012 | CAN | NPCC | - | Quebec | 7b2 | Wind Derate On-Peak |  | 0 | 0 | 0 | 0 | 0 | 0 | 0 | 0 | 0 | 0 | 0
2012 | CAN | NPCC | - | Quebec | 7b3 | Solar Expected On-Peak |  | 0 | 0 | 0 | 0 | 0 | 0 | 0 | 0 | 0 | 0 | 0
2012 | CAN | NPCC | - | Quebec | 7b4 | Solar Derate On-Peak |  | 0 | 0 | 0 | 0 | 0 | 0 | 0 | 0 | 0 | 0 | 0
2012 | CAN | NPCC | - | Quebec | 7b5 | Hydro Expected On-Peak |  | 0 | 0 | 0 | 0 | 0 | 0 | 0 | 0 | 0 | 0 | 0
2012 | CAN | NPCC | - | Quebec | 7b6 | Hydro Derate On-Peak |  | 0 | 0 | 0 | 0 | 0 | 0 | 0 | 0 | 0 | 0 | 0
2012 | CAN | NPCC | - | Quebec | 7b7 | Biomass Expected On-Peak |  | 0 | 0 | 0 | 0 | 0 | 0 | 0 | 0 | 0 | 0 | 0
2012 | CAN | NPCC | - | Quebec | 7b8 | Biomass Derate On-Peak |  | 0 | 0 | 0 | 0 | 0 | 0 | 0 | 0 | 0 | 0 | 0
2012 | CAN | NPCC | - | Quebec | 7b9 | Transmission-Limited Resources
2012 | CAN | NPCC | - | Quebec | 7b10 | Scheduled Outage - Maintenance |  | 0 | 0 | 0 | 0 | 0 | 0 | 0 | 0 | 0 | 0 | 0
2012 | CAN | NPCC | - | Quebec | 7b11 | All Other Derates |  | 0 | 0 | 0 | 0 | 0 | 0 | 0 | 0 | 0 | 0 | 0
2012 | CAN | NPCC | - | Quebec | 7b12 | Energy-Only |  | 0 | 0 | 0 | 0 | 0 | 0 | 0 | 0 | 0 | 0 | 0
2012 | CAN | NPCC | - | Quebec | 8 | Conceptual |  | 0 | 0 | 0 | 0 | 0 | 0 | 0 | 0 | 0 | 0 | 0
2012 | CAN | NPCC | - | Quebec | 8a1 | Wind Expected On-Peak |  | 0 | 0 | 0 | 0 | 0 | 0 | 0 | 0 | 0 | 0 | 0
2012 | CAN | NPCC | - | Quebec | 8a2 | Wind Derate On-Peak |  | 0 | 0 | 0 | 0 | 0 | 0 | 0 | 0 | 0 | 0 | 0
2012 | CAN | NPCC | - | Quebec | 8a3 | Solar Expected On-Peak |  | 0 | 0 | 0 | 0 | 0 | 0 | 0 | 0 | 0 | 0 | 0
2012 | CAN | NPCC | - | Quebec | 8a4 | Solar Derate On-Peak |  | 0 | 0 | 0 | 0 | 0 | 0 | 0 | 0 | 0 | 0 | 0
2012 | CAN | NPCC | - | Quebec | 8a5 | Hydro Expected On-Peak |  | 0 | 0 | 0 | 0 | 0 | 0 | 0 | 0 | 0 | 0 | 0
2012 | CAN | NPCC | - | Quebec | 8a6 | Hydro Derate On-Peak |  | 0 | 0 | 0 | 0 | 0 | 0 | 0 | 0 | 0 | 0 | 0
2012 | CAN | NPCC | - | Quebec | 8a7 | Biomass Expected On-Peak |  | 0 | 0 | 0 | 0 | 0 | 0 | 0 | 0 | 0 | 0 | 0
2012 | CAN | NPCC | - | Quebec | 8a8 | Biomass Derate On-Peak |  | 0 | 0 | 0 | 0 | 0 | 0 | 0 | 0 | 0 | 0 | 0
2012 | CAN | NPCC | - | Quebec | 8a9 | All Other Derates |  | 0 | 0 | 0 | 0 | 0 | 0 | 0 | 0 | 0 | 0 | 0
2012 | CAN | NPCC | - | Quebec | 8a10 | Energy-Only |  | 0 | 0 | 0 | 0 | 0 | 0 | 0 | 0 | 0 | 0 | 0
2012 | CAN | NPCC | - | Quebec | 9 | ANTICIPATED INTERNAL CAPACITY |  | 34015.3423 | 33569.0223 | 33747.9223 | 34443.0223 | 34577.2223 | 34958.2223 | 35811.2223 | 35846.2223 | 35952.2223 | 36347.2223 | 36347.2223
2012 | CAN | NPCC | - | Quebec | 10 | CAPACITY TRANSACTIONS - IMPORTS | 0 | 0 | 0 | 0 | 0 | 0 | 0 | 0 | 0 | 0 | 0 | 0
2012 | CAN | NPCC | - | Quebec | 10a | Firm |  |  | 0 | 0 | 0 | 0 | 0 | 0 | 0 | 0 | 0 | 0
2012 | CAN | NPCC | - | Quebec | 10a1 | Full-Responsibility Purchases |  |  | 0 | 0 | 0 | 0 | 0 | 0 | 0 | 0 | 0 | 0
2012 | CAN | NPCC | - | Quebec | 10a2 | Owned Capacity/Entitlement Located Outside the Region/Subregion |  |  | 0 | 0 | 0 | 0 | 0 | 0 | 0 | 0 | 0 | 0
2012 | CAN | NPCC | - | Quebec | 10b | Non-firm
2012 | CAN | NPCC | - | Quebec | 10c | Expected |  |  | 0 | 0 | 0 | 0 | 0 | 0 | 0 | 0 | 0 | 0
2012 | CAN | NPCC | - | Quebec | 10c1 | Full-Responsibility Purchases |  |  | 0 | 0 | 0 | 0 | 0 | 0 | 0 | 0 | 0 | 0
2012 | CAN | NPCC | - | Quebec | 10c2 | Owned Capacity/Entitlement Located Outside the Region/Subregion |  |  | 0 | 0 | 0 | 0 | 0 | 0 | 0 | 0 | 0 | 0
2012 | CAN | NPCC | - | Quebec | 11 | CAPACITY TRANSACTIONS - EXPORTS | 0 | 1551 | 1748 | 1993 | 1954 | 1072 | 1047 | 1047 | 1047 | 1047 | 1041 | 1041
2012 | CAN | NPCC | - | Quebec | 11a | Firm |  | 1551 | 852 | 1097 | 1058 | 176 | 151 | 151 | 151 | 151 | 145 | 145
2012 | CAN | NPCC | - | Quebec | 11a1 | Full-Responsibility Purchases |  | 1551 | 852 | 1097 | 1058 | 176 | 151 | 151 | 151 | 151 | 145 | 145
2012 | CAN | NPCC | - | Quebec | 11a2 | Owned Capacity/Entitlement Located Outside the Region/Subregion |  |  | 0 | 0 | 0 | 0 | 0 | 0 | 0 | 0 | 0 | 0
2012 | CAN | NPCC | - | Quebec | 11b | Non-firm
2012 | CAN | NPCC | - | Quebec | 11c | Expected |  |  | 896 | 896 | 896 | 896 | 896 | 896 | 896 | 896 | 896 | 896
2012 | CAN | NPCC | - | Quebec | 11c1 | Full-Responsibility Purchases |  |  | 896 | 896 | 896 | 896 | 896 | 896 | 896 | 896 | 896 | 896
2012 | CAN | NPCC | - | Quebec | 11c2 | Owned Capacity/Entitlement Located Outside the Region/Subregion |  |  | 0 | 0 | 0 | 0 | 0 | 0 | 0 | 0 | 0 | 0
2012 | CAN | NPCC | - | Quebec | 12 | EXISTING-CERTAIN & NET FIRM TRANSACTIONS | 0 | 32464.3423 | 33163.3423 | 32918.3423 | 32957.3423 | 33839.3423 | 33864.3423 | 33864.3423 | 33864.3423 | 33864.3423 | 33870.3423 | 33870.3423
2012 | CAN | NPCC | - | Quebec | 13 | ANTICIPATED CAPACITY RESOURCES |  |  | 31821.0223 | 31754.9223 | 32489.0223 | 33505.2223 | 33911.2223 | 34764.2223 | 34799.2223 | 34905.2223 | 35306.2223 | 35306.2223
2012 | CAN | NPCC | - | Quebec | 14 | PROSPECTIVE CAPACITY RESOURCES |  |  | 31821.0223 | 31754.9223 | 32489.0223 | 33505.2223 | 33911.2223 | 34764.2223 | 34799.2223 | 34905.2223 | 35306.2223 | 35306.2223
2012 | CAN | NPCC | - | Quebec | 15 | TOTAL POTENTIAL CAPACITY RESOURCES |  |  | 31821.0223 | 31754.9223 | 32489.0223 | 33505.2223 | 33911.2223 | 34764.2223 | 34799.2223 | 34905.2223 | 35306.2223 | 35306.2223
2012 | CAN | NPCC | - | Quebec | 16 | ADJUSTED POTENTIAL CAPACITY RESOURCES |  |  | 31821.0223 | 31754.9223 | 32489.0223 | 33505.2223 | 33911.2223 | 34764.2223 | 34799.2223 | 34905.2223 | 35306.2223 | 35306.2223
2012 | CAN | NPCC | - | Quebec | 16a | Confidence of Future-Other |  |  | 0.99999 | 0.99999 | 0.99999 | 0.99999 | 0.99999 | 0.99999 | 0.99999 | 0.99999 | 0.99999 | 0.99999
2012 | CAN | NPCC | - | Quebec | 16b | Net Future-Other Resources After Confidence Percentage Is Applied |  |  | 0 | 0 | 0 | 0 | 0 | 0 | 0 | 0 | 0 | 0
2012 | CAN | NPCC | - | Quebec | 16c | Confidence of Conceptual |  |  | 0.99999 | 0.99999 | 0.99999 | 0.99999 | 0.99999 | 0.99999 | 0.99999 | 0.99999 | 0.99999 | 0.99999
2012 | CAN | NPCC | - | Quebec | 16d | Net Conceptual Resources After Confidence Percentage Is Applied |  |  | 0 | 0 | 0 | 0 | 0 | 0 | 0 | 0 | 0 | 0
2012 | CAN | NPCC | - | Quebec | 17 | ASSESSMENT AREA TARGET RESERVE MARGIN |  |  | 9.6% | 10% | 10.5% | 11.4% | 12.2% | 12.2% | 12.2% | 12.2% | 12.2% | 12.2%
2012 | CAN | NPCC | - | Quebec | 18 | EXISTING-CERTAIN AND NET FIRM TRANSACTIONS RESERVE MARGIN | 82: -100%; 84: 53.64%
2012 | CAN | NPCC | - | Quebec | 19 | ANTICIPATED CAPACITY RESOURCES RESERVE MARGIN |  |  | 50.71% | 47.36% | 50.12% | 53.11% | 54.08% | 57.13% | 56% | 55.11% | 55.79% | 54.73%
2012 | CAN | NPCC | - | Quebec | 20 | PROSPECTIVE CAPACITY RESOURCES RESERVE MARGIN |  |  | 50.71% | 47.36% | 50.12% | 53.11% | 54.08% | 57.13% | 56% | 55.11% | 55.79% | 54.73%
2012 | CAN | NPCC | - | Quebec | 21 | TOTAL POTENTIAL RESOURCES RESERVE MARGIN |  |  | 50.71% | 47.36% | 50.12% | 53.11% | 54.08% | 57.13% | 56% | 55.11% | 55.79% | 54.73%
2012 | CAN | NPCC | - | Quebec | 22 | ADJUSTED POTENTIAL RESOURCES RESERVE MARGIN |  |  | 50.71% | 47.36% | 50.12% | 53.11% | 54.08% | 57.13% | 56% | 55.11% | 55.79% | 54.73%
2012 | CAN | NPCC | - | Quebec | 23 | Total Baseline Installed Capacity | 82: 0
2012 | CAN | NPCC | - | Quebec | 24 | Distributed or Other Capacity (Behind the Meter) < 1 MW |  | 0 | 0 | 0 | 0 | 0 | 0 | 0 | 0 | 0 | 0 | 0
2012 | CAN | NPCC | - | Quebec | 25 | Distributed or Other Capacity (Behind the Meter) ≥ 1 MW |  | 0 | 0 | 0 | 0 | 0 | 0 | 0 | 0 | 0 | 0 | 0
2012 | CAN | NPCC | - | Quebec | 26 | Capacity Total from EIA-860 |  | 0 | 0 | 0 | 0 | 0 | 0 | 0 | 0 | 0 | 0 | 0
2012 | US | RF | - | PJM | 1 | Unrestricted Non-coincident Peak Demand |  | 160770 | 163517 | 167391 | 170927 | 173272 | 175005 | 176687 | 178695 | 180931 | 182655 | 184307
2012 | US | RF | - | PJM | 1a | New Conservation (Energy Efficiency) |  | 581 | 728 | 804 | 804 | 804 | 804 | 804 | 804 | 804 | 804 | 804
2012 | US | RF | - | PJM | 1b | Estimated Diversity |  | 6407 | 6535 | 6745 | 6955 | 6777 | 6768 | 6851 | 7031 | 7334 | 7213 | 7083
2012 | US | RF | - | PJM | 1c | Additions for non-member load (load served by non-registered LSE's in a region) |  |  |  | 0 | 0 | 0 | 0 | 0 | 0 | 0 | 0 | 0
2012 | US | RF | - | PJM | 1d | Stand-by Load Under Contract (Normally served by behind the meter generation) |  |  |  | 0 | 0 | 0 | 0 | 0 | 0 | 0 | 0 | 0
2012 | US | RF | - | PJM | 1e | Non-Controllable Demand-Side Demand Response |  |  |  | 0 | 0 | 0 | 0 | 0 | 0 | 0 | 0 | 0
2012 | US | RF | - | PJM | 2 | Total Internal Demand | 158043 | 153782 | 156254 | 159842 | 163168 | 165691 | 167433 | 169032 | 170860 | 172793 | 174638 | 176420
2012 | US | RF | - | PJM | 2a | Supply-Side Direct Control Load Management (DCLM) |  |  |  | 0 | 0 | 0 | 0 | 0 | 0 | 0 | 0 | 0
2012 | US | RF | - | PJM | 2b | Supply-Side Contractually Interruptible (Curtailable) |  |  |  | 0 | 0 | 0 | 0 | 0 | 0 | 0 | 0 | 0
2012 | US | RF | - | PJM | 2c | Supply-Side Critical Peak-Pricing (CPP) with Control |  |  |  | 0 | 0 | 0 | 0 | 0 | 0 | 0 | 0 | 0
2012 | US | RF | - | PJM | 2d | Supply-Side Load as a Capacity Resource |  |  |  | 0 | 0 | 0 | 0 | 0 | 0 | 0 | 0 | 0
2012 | US | RF | - | PJM | 3 | Net Internal Demand | 146443 | 142782 | 145254 | 146642 | 149968 | 152491 | 154233 | 155832 | 157660 | 159593 | 161438 | 163220
2012 | US | RF | - | PJM | 3a | Demand-Side Direct Control Load Management (DCLM) | 695 | 1000 | 1000 | 1000 | 1000 | 1000 | 1000 | 1000 | 1000 | 1000 | 1000 | 1000
2012 | US | RF | - | PJM | 3b | Demand-Side Contractually Interruptible (Curtailable) | 4828 | 5000 | 5000 | 7200 | 7200 | 7200 | 7200 | 7200 | 7200 | 7200 | 7200 | 7200
2012 | US | RF | - | PJM | 3c | Demand-Side Critical Peak-Pricing (CPP) with Control |  |  |  | 0 | 0 | 0 | 0 | 0 | 0 | 0 | 0 | 0
2012 | US | RF | - | PJM | 3d | Demand-Side Load as a Capacity Resource | 6077 | 5000 | 5000 | 5000 | 5000 | 5000 | 5000 | 5000 | 5000 | 5000 | 5000 | 5000
2012 | US | RF | - | PJM | 4 | Total Controllable Demand Response | 11600 | 11000 | 11000 | 13200 | 13200 | 13200 | 13200 | 13200 | 13200 | 13200 | 13200 | 13200
2012 | US | RF | - | PJM | 4a | Demand Response used for Ancillary Services - Spinning Reserves |  |  |  | 0 | 0 | 0 | 0 | 0 | 0 | 0 | 0 | 0
2012 | US | RF | - | PJM | 4b | Demand Response used for Ancillary Services - Non-Spinning Reserves |  |  |  | 0 | 0 | 0 | 0 | 0 | 0 | 0 | 0 | 0
2012 | US | RF | - | PJM | 4c | Demand Response used for Regulation |  |  |  | 0 | 0 | 0 | 0 | 0 | 0 | 0 | 0 | 0
2012 | US | RF | - | PJM | 4d | Demand Response used for Energy, Voluntary Services - Emergency |  |  |  | 0 | 0 | 0 | 0 | 0 | 0 | 0 | 0 | 0
2012 | US | RF | - | PJM | 5 | TOTAL INTERNAL CAPACITY | 184986 | 190248.6024 | 190471.4824 | 191818.4624 | 186468.9424 | 187232.8224 | 187288.7024 | 187389.3824 | 189040.0624 | 189120.7424 | 189201.4224 | 189282.1024
2012 | US | RF | - | PJM | 6a | Existing-Certain | 180406 | 185423.9 | 185423.9 | 185423.9 | 185423.9 | 185423.9 | 185423.9 | 185423.9 | 185423.9 | 185423.9 | 185423.9 | 185423.9
2012 | US | RF | - | PJM | 6a1 | Wind Expected On-Peak | 670 | 711.4 | 711.4 | 711.4 | 711.4 | 711.4 | 711.4 | 711.4 | 711.4 | 711.4 | 711.4 | 711.4
2012 | US | RF | - | PJM | 6a2 | Solar Expected On-Peak | 12 | 42.3 | 42.3 | 42.3 | 42.3 | 42.3 | 42.3 | 42.3 | 42.3 | 42.3 | 42.3 | 42.3
2012 | US | RF | - | PJM | 6a3 | Hydro Expected On-Peak | 2622 | 2677.3 | 2677.3 | 2677.3 | 2677.3 | 2677.3 | 2677.3 | 2677.3 | 2677.3 | 2677.3 | 2677.3 | 2677.3
2012 | US | RF | - | PJM | 6a4 | Biomass Expected On-Peak | 879 | 943.3 | 943.3 | 943.3 | 943.3 | 943.3 | 943.3 | 943.3 | 943.3 | 943.3 | 943.3 | 943.3
2012 | US | RF | - | PJM | 6b | Existing-Other | 0 | 0 | 0 | 0 | 0 | 0 | 0 | 0 | 0 | 0 | 0 | 0
2012 | US | RF | - | PJM | 6b1 | Wind Derate On-Peak | 4273 | 4760.9077 | 4760.9077 | 4760.9077 | 4760.9077 | 4760.9077 | 4760.9077 | 4760.9077 | 4760.9077 | 4760.9077 | 4760.9077 | 4760.9077
2012 | US | RF | - | PJM | 6b2 | Solar Derate On-Peak | 20 | 63.7947 | 63.7947 | 63.7947 | 63.7947 | 63.7947 | 63.7947 | 63.7947 | 63.7947 | 63.7947 | 63.7947 | 63.7947
2012 | US | RF | - | PJM | 6b3 | Hydro Derate On-Peak | 9 | 0 | 0 | 0 | 0 | 0 | 0 | 0 | 0 | 0 | 0 | 0
2012 | US | RF | - | PJM | 6b4 | Biomass Derate On-Peak | 0 | 0 | 0 | 0 | 0 | 0 | 0 | 0 | 0 | 0 | 0 | 0
2012 | US | RF | - | PJM | 6b5 | Transmission-Limited Resources |  |  | 0 | 0 | 0 | 0 | 0 | 0 | 0 | 0 | 0 | 0
2012 | US | RF | - | PJM | 6b6 | All Other Derates | 278 | -2.7285e-12 | -2.7285e-12 | -2.7285e-12 | -2.7285e-12 | -2.7285e-12 | -2.7285e-12 | -2.7285e-12 | -2.7285e-12 | -2.7285e-12 | -2.7285e-12 | -2.7285e-12
2012 | US | RF | - | PJM | 6b7 | Energy-Only (Existing-Other) |  | 0 | 0 | 0 | 0 | 0 | 0 | 0 | 0 | 0 | 0 | 0
2012 | US | RF | - | PJM | 6c | Unplanned Outages (Actual) / Current and Future Inoperable Resources |  |  | 0 | 0 | 0 | 0 | 0 | 0 | 0 | 0 | 0 | 0
2012 | US | RF | - | PJM | 6d | Total Supply-Side Demand Response | 0 | 0 | 0 | 0 | 0 | 0 | 0 | 0 | 0 | 0 | 0 | 0
2012 | US | RF | - | PJM | 7 | TOTAL FUTURE CAPACITY ADDITIONS |  | 0 | -758.44 | 237.94 | -5167.46 | -4819.46 | -4819.46 | -4811.86 | -3241.86 | -3241.86 | -3241.86 | -3241.86
2012 | US | RF | - | PJM | 7a | Future-Planned |  | 0 | -758.44 | 237.94 | -5167.46 | -4819.46 | -4819.46 | -4811.86 | -3241.86 | -3241.86 | -3241.86 | -3241.86
2012 | US | RF | - | PJM | 7a1 | Wind Expected On-Peak |  | 0 | 202.5 | 276.18 | 276.18 | 366.18 | 366.18 | 366.18 | 366.18 | 366.18 | 366.18 | 366.18
2012 | US | RF | - | PJM | 7a2 | Wind Derate On-Peak |  | 0 | 897.5 | 1192.22 | 1192.22 | 1552.22 | 1552.22 | 1552.22 | 1552.22 | 1552.22 | 1552.22 | 1552.22
2012 | US | RF | - | PJM | 7a3 | Solar Expected On-Peak |  | 0 | 17.06 | 20.86 | 20.86 | 20.86 | 20.86 | 28.46 | 28.46 | 28.46 | 28.46 | 28.46
2012 | US | RF | - | PJM | 7a4 | Solar Derate On-Peak |  | 0 | 27.94 | 27.94 | 27.94 | 27.94 | 27.94 | 40.34 | 40.34 | 40.34 | 40.34 | 40.34
2012 | US | RF | - | PJM | 7a5 | Hydro Expected On-Peak |  | 0 | 0 | 112 | 112 | 112 | 112 | 112 | 112 | 112 | 112 | 112
2012 | US | RF | - | PJM | 7a6 | Hydro Derate On-Peak |  | 0 | 0 | 0 | 0 | 0 | 0 | 0 | 0 | 0 | 0 | 0
2012 | US | RF | - | PJM | 7a7 | Biomass Expected On-Peak |  | 0 | 50.5 | 138.1 | 147.1 | 147.1 | 147.1 | 147.1 | 147.1 | 147.1 | 147.1 | 147.1
2012 | US | RF | - | PJM | 7a8 | Biomass Derate On-Peak |  | 0 | 0 | 0 | 0 | 0 | 0 | 0 | 0 | 0 | 0 | 0
2012 | US | RF | - | PJM | 7a9 | Transmission-Limited Resources
2012 | US | RF | - | PJM | 7a10 | Scheduled Outage - Maintenance |  | 0 | 0 | 0 | 0 | 0 | 0 | 0 | 0 | 0 | 0 | 0
2012 | US | RF | - | PJM | 7a11 | All Other Derates |  | 0 | 55.88 | 111.76 | 167.64 | 223.52 | 279.4 | 360.08 | 440.76 | 521.44 | 602.12 | 682.8
2012 | US | RF | - | PJM | 7a12 | Energy-Only |  | 0 | 0 | 0 | 0 | 0 | 0 | 0 | 0 | 0 | 0 | 0
2012 | US | RF | - | PJM | 7b | Future-Other |  | 0 | 0 | 0 | 0 | 0 | 0 | 0 | 0 | 0 | 0 | 0
2012 | US | RF | - | PJM | 7b1 | Wind Expected On-Peak |  | 0 | 0 | 0 | 0 | 0 | 0 | 0 | 0 | 0 | 0 | 0
2012 | US | RF | - | PJM | 7b2 | Wind Derate On-Peak |  | 0 | 0 | 0 | 0 | 0 | 0 | 0 | 0 | 0 | 0 | 0
2012 | US | RF | - | PJM | 7b3 | Solar Expected On-Peak |  | 0 | 0 | 0 | 0 | 0 | 0 | 0 | 0 | 0 | 0 | 0
2012 | US | RF | - | PJM | 7b4 | Solar Derate On-Peak |  | 0 | 0 | 0 | 0 | 0 | 0 | 0 | 0 | 0 | 0 | 0
2012 | US | RF | - | PJM | 7b5 | Hydro Expected On-Peak |  | 0 | 0 | 0 | 0 | 0 | 0 | 0 | 0 | 0 | 0 | 0
2012 | US | RF | - | PJM | 7b6 | Hydro Derate On-Peak |  | 0 | 0 | 0 | 0 | 0 | 0 | 0 | 0 | 0 | 0 | 0
2012 | US | RF | - | PJM | 7b7 | Biomass Expected On-Peak |  | 0 | 0 | 0 | 0 | 0 | 0 | 0 | 0 | 0 | 0 | 0
2012 | US | RF | - | PJM | 7b8 | Biomass Derate On-Peak |  | 0 | 0 | 0 | 0 | 0 | 0 | 0 | 0 | 0 | 0 | 0
2012 | US | RF | - | PJM | 7b9 | Transmission-Limited Resources
2012 | US | RF | - | PJM | 7b10 | Scheduled Outage - Maintenance |  | 0 | 0 | 0 | 0 | 0 | 0 | 0 | 0 | 0 | 0 | 0
2012 | US | RF | - | PJM | 7b11 | All Other Derates |  | 0 | 0 | 0 | 0 | 0 | 0 | 0 | 0 | 0 | 0 | 0
2012 | US | RF | - | PJM | 7b12 | Energy-Only |  | 0 | 0 | 0 | 0 | 0 | 0 | 0 | 0 | 0 | 0 | 0
2012 | US | RF | - | PJM | 8 | Conceptual |  | 0 | 4852.975 | 8667.485 | 28417.345 | 37729.355 | 46277.605 | 50570.405 | 50570.405 | 50570.405 | 50570.405 | 50570.405
2012 | US | RF | - | PJM | 8a1 | Wind Expected On-Peak |  | 0 | 945.05 | 2229.68 | 5522.41 | 5842.62 | 5858.87 | 5858.87 | 5858.87 | 5858.87 | 5858.87 | 5858.87
2012 | US | RF | - | PJM | 8a2 | Wind Derate On-Peak |  | 0 | 0 | 0 | 0 | 0 | 0 | 0 | 0 | 0 | 0 | 0
2012 | US | RF | - | PJM | 8a3 | Solar Expected On-Peak |  | 0 | 526.245 | 671.785 | 1224.715 | 1226.615 | 1255.115 | 1277.915 | 1277.915 | 1277.915 | 1277.915 | 1277.915
2012 | US | RF | - | PJM | 8a4 | Solar Derate On-Peak |  | 0 | 0 | 0 | 0 | 0 | 0 | 0 | 0 | 0 | 0 | 0
2012 | US | RF | - | PJM | 8a5 | Hydro Expected On-Peak |  | 0 | 42.4 | 108.5 | 199.9 | 199.9 | 199.9 | 199.9 | 199.9 | 199.9 | 199.9 | 199.9
2012 | US | RF | - | PJM | 8a6 | Hydro Derate On-Peak |  | 0 | 0 | 0 | 0 | 0 | 0 | 0 | 0 | 0 | 0 | 0
2012 | US | RF | - | PJM | 8a7 | Biomass Expected On-Peak |  | 0 | 122.98 | 238.62 | 347.32 | 347.32 | 347.32 | 347.32 | 347.32 | 347.32 | 347.32 | 347.32
2012 | US | RF | - | PJM | 8a8 | Biomass Derate On-Peak |  | 0 | 0 | 0 | 0 | 0 | 0 | 0 | 0 | 0 | 0 | 0
2012 | US | RF | - | PJM | 8a9 | All Other Derates |  | 0 | 0 | 0 | 0 | 0 | 0 | 0 | 0 | 0 | 0 | 0
2012 | US | RF | - | PJM | 8a10 | Energy-Only |  | 0 | 0 | 0 | 0 | 0 | 0 | 0 | 0 | 0 | 0 | 0
2012 | US | RF | - | PJM | 9 | ANTICIPATED INTERNAL CAPACITY |  | 185423.9 | 184665.46 | 185661.84 | 180256.44 | 180604.44 | 180604.44 | 180612.04 | 182182.04 | 182182.04 | 182182.04 | 182182.04
2012 | US | RF | - | PJM | 10 | CAPACITY TRANSACTIONS - IMPORTS | 3858 | 1453 | 1453 | 1453 | 1453 | 1453 | 1453 | 1453 | 1453 | 1453 | 1453 | 1453
2012 | US | RF | - | PJM | 10a | Firm | 3858 | 1453 | 1453 | 1453 | 1453 | 1453 | 1453 | 1453 | 1453 | 1453 | 1453 | 1453
2012 | US | RF | - | PJM | 10a1 | Full-Responsibility Purchases | 3858 | 1453 | 1453 | 1453 | 1453 | 1453 | 1453 | 1453 | 1453 | 1453 | 1453 | 1453
2012 | US | RF | - | PJM | 10a2 | Owned Capacity/Entitlement Located Outside the Region/Subregion |  |  | 0 | 0 | 0 | 0 | 0 | 0 | 0 | 0 | 0 | 0
2012 | US | RF | - | PJM | 10b | Non-firm
2012 | US | RF | - | PJM | 10c | Expected |  |  | 0 | 0 | 0 | 0 | 0 | 0 | 0 | 0 | 0 | 0
2012 | US | RF | - | PJM | 10c1 | Full-Responsibility Purchases |  |  | 0 | 0 | 0 | 0 | 0 | 0 | 0 | 0 | 0 | 0
2012 | US | RF | - | PJM | 10c2 | Owned Capacity/Entitlement Located Outside the Region/Subregion |  |  | 0 | 0 | 0 | 0 | 0 | 0 | 0 | 0 | 0 | 0
2012 | US | RF | - | PJM | 11 | CAPACITY TRANSACTIONS - EXPORTS | 2598 | 1236 | 1236 | 1236 | 1236 | 1236 | 1236 | 1236 | 1236 | 1236 | 1236 | 1236
2012 | US | RF | - | PJM | 11a | Firm | 2598 | 1236 | 1236 | 1236 | 1236 | 1236 | 1236 | 1236 | 1236 | 1236 | 1236 | 1236
2012 | US | RF | - | PJM | 11a1 | Full-Responsibility Purchases | 2598 | 1236 | 1236 | 1236 | 1236 | 1236 | 1236 | 1236 | 1236 | 1236 | 1236 | 1236
2012 | US | RF | - | PJM | 11a2 | Owned Capacity/Entitlement Located Outside the Region/Subregion |  |  | 0 | 0 | 0 | 0 | 0 | 0 | 0 | 0 | 0 | 0
2012 | US | RF | - | PJM | 11b | Non-firm
2012 | US | RF | - | PJM | 11c | Expected |  |  | 0 | 0 | 0 | 0 | 0 | 0 | 0 | 0 | 0 | 0
2012 | US | RF | - | PJM | 11c1 | Full-Responsibility Purchases |  |  | 0 | 0 | 0 | 0 | 0 | 0 | 0 | 0 | 0 | 0
2012 | US | RF | - | PJM | 11c2 | Owned Capacity/Entitlement Located Outside the Region/Subregion |  |  | 0 | 0 | 0 | 0 | 0 | 0 | 0 | 0 | 0 | 0
2012 | US | RF | - | PJM | 12 | EXISTING-CERTAIN & NET FIRM TRANSACTIONS | 181666 | 185640.9 | 185640.9 | 185640.9 | 185640.9 | 185640.9 | 185640.9 | 185640.9 | 185640.9 | 185640.9 | 185640.9 | 185640.9
2012 | US | RF | - | PJM | 13 | ANTICIPATED CAPACITY RESOURCES |  |  | 184882.46 | 185878.84 | 180473.44 | 180821.44 | 180821.44 | 180829.04 | 182399.04 | 182399.04 | 182399.04 | 182399.04
2012 | US | RF | - | PJM | 14 | PROSPECTIVE CAPACITY RESOURCES |  |  | 184882.46 | 185878.84 | 180473.44 | 180821.44 | 180821.44 | 180829.04 | 182399.04 | 182399.04 | 182399.04 | 182399.04
2012 | US | RF | - | PJM | 15 | TOTAL POTENTIAL CAPACITY RESOURCES |  |  | 189735.435 | 194546.325 | 208890.785 | 218550.795 | 227099.045 | 231399.445 | 232969.445 | 232969.445 | 232969.445 | 232969.445
2012 | US | RF | - | PJM | 16 | ADJUSTED POTENTIAL CAPACITY RESOURCES |  |  | 186581.0013 | 188912.4598 | 188444.5053 | 190189.6388 | 191469.9169 | 192121.4114 | 193691.4114 | 193691.4114 | 193691.4114 | 193691.4114
2012 | US | RF | - | PJM | 16a | Confidence of Future-Other |  |  | 0.99999 | 0.99999 | 0.99999 | 0.99999 | 0.99999 | 0.99999 | 0.99999 | 0.99999 | 0.99999 | 0.99999
2012 | US | RF | - | PJM | 16b | Net Future-Other Resources After Confidence Percentage Is Applied |  |  | 0 | 0 | 0 | 0 | 0 | 0 | 0 | 0 | 0 | 0
2012 | US | RF | - | PJM | 16c | Confidence of Conceptual |  |  | 0.35 | 0.35 | 0.2805 | 0.2483 | 0.2301 | 0.2233 | 0.2233 | 0.2233 | 0.2233 | 0.2233
2012 | US | RF | - | PJM | 16d | Net Conceptual Resources After Confidence Percentage Is Applied |  |  | 1698.5412 | 3033.6197 | 7971.0653 | 9368.1988 | 10648.4769 | 11292.3714 | 11292.3714 | 11292.3714 | 11292.3714 | 11292.3714
2012 | US | RF | - | PJM | 17 | ASSESSMENT AREA TARGET RESERVE MARGIN |  | 15.4% | 15.4% | 15.4% | 15.4% | 15.4% | 15.4% | 15.4% | 15.4% | 15.4% | 15.4% | 15.4%
2012 | US | RF | - | PJM | 18 | EXISTING-CERTAIN AND NET FIRM TRANSACTIONS RESERVE MARGIN | 82: 24.05%; 84: 30.02%
2012 | US | RF | - | PJM | 19 | ANTICIPATED CAPACITY RESOURCES RESERVE MARGIN |  |  | 27.28% | 26.76% | 20.34% | 18.58% | 17.24% | 16.04% | 15.69% | 14.29% | 12.98% | 11.75%
2012 | US | RF | - | PJM | 20 | PROSPECTIVE CAPACITY RESOURCES RESERVE MARGIN |  |  | 27.28% | 26.76% | 20.34% | 18.58% | 17.24% | 16.04% | 15.69% | 14.29% | 12.98% | 11.75%
2012 | US | RF | - | PJM | 21 | TOTAL POTENTIAL RESOURCES RESERVE MARGIN |  |  | 30.62% | 32.67% | 39.29% | 43.32% | 47.24% | 48.49% | 47.77% | 45.98% | 44.31% | 42.73%
2012 | US | RF | - | PJM | 22 | ADJUSTED POTENTIAL RESOURCES RESERVE MARGIN |  |  | 28.45% | 28.83% | 25.66% | 24.72% | 24.14% | 23.29% | 22.85% | 21.37% | 19.98% | 18.67%
2012 | US | RF | - | PJM | 23 | Total Baseline Installed Capacity | 82: 184986
2012 | US | RF | - | PJM | 24 | Distributed or Other Capacity (Behind the Meter) < 1 MW |  | 0 | 0 | 0 | 0 | 0 | 0 | 0 | 0 | 0 | 0 | 0
2012 | US | RF | - | PJM | 25 | Distributed or Other Capacity (Behind the Meter) ≥ 1 MW |  | 0 | 0 | 0 | 0 | 0 | 0 | 0 | 0 | 0 | 0 | 0
2012 | US | RF | - | PJM | 26 | Capacity Total from EIA-860 |  | 0 | 0 | 0 | 0 | 0 | 0 | 0 | 0 | 0 | 0 | 0
2012 | US | SERC | - | SERC-E | 1 | Unrestricted Non-coincident Peak Demand |  | 43168.153 | 43748.953 | 44547.053 | 45164.928 | 45842.228 | 46471.428 | 47023.728 | 47712.028 | 48430.328 | 49226.628 | 49831.528
2012 | US | SERC | - | SERC-E | 1a | New Conservation (Energy Efficiency) |  | 225.753 | 298.753 | 374.753 | 549.428 | 693.428 | 823.428 | 959.428 | 1102.428 | 1244.428 | 1382.428 | 1444.428
2012 | US | SERC | - | SERC-E | 1b | Estimated Diversity |  |  |  | 0 | 0 | 0 | 0 | 0 | 0 | 0 | 0 | 0
2012 | US | SERC | - | SERC-E | 1c | Additions for non-member load (load served by non-registered LSE's in a region) | 0 | 237 | 238 | 240 | 242 | 243 | 247 | 250 | 254 | 257 | 261 | 266
2012 | US | SERC | - | SERC-E | 1d | Stand-by Load Under Contract (Normally served by behind the meter generation) | 0 | 76 | 45 | 45 | 45 | 44 | 44 | 44 | 44 | 44 | 44 | 44
2012 | US | SERC | - | SERC-E | 1e | Non-Controllable Demand-Side Demand Response |  |  |  | 0 | 0 | 0 | 0 | 0 | 0 | 0 | 0 | 0
2012 | US | SERC | - | SERC-E | 2 | Total Internal Demand | 43252.875 | 43255.4 | 43733.2 | 44457.3 | 44902.5 | 45435.8 | 45939 | 46358.3 | 46907.6 | 47486.9 | 48149.2 | 48697.1
2012 | US | SERC | - | SERC-E | 2a | Supply-Side Direct Control Load Management (DCLM) |  |  |  | 0 | 0 | 0 | 0 | 0 | 0 | 0 | 0 | 0
2012 | US | SERC | - | SERC-E | 2b | Supply-Side Contractually Interruptible (Curtailable) |  |  |  | 0 | 0 | 0 | 0 | 0 | 0 | 0 | 0 | 0
2012 | US | SERC | - | SERC-E | 2c | Supply-Side Critical Peak-Pricing (CPP) with Control |  |  |  | 0 | 0 | 0 | 0 | 0 | 0 | 0 | 0 | 0
2012 | US | SERC | - | SERC-E | 2d | Supply-Side Load as a Capacity Resource |  |  |  | 0 | 0 | 0 | 0 | 0 | 0 | 0 | 0 | 0
2012 | US | SERC | - | SERC-E | 3 | Net Internal Demand | 42360.045 | 41371.57 | 41805.37 | 42412.47 | 42749.67 | 43234.97 | 43707.17 | 44103.47 | 44635.77 | 45200.07 | 45848.37 | 46386.27
2012 | US | SERC | - | SERC-E | 3a | Demand-Side Direct Control Load Management (DCLM) | 346.83 | 760.83 | 857.83 | 968.83 | 1063.83 | 1104.83 | 1132.83 | 1153.83 | 1168.83 | 1181.83 | 1192.83 | 1200.83
2012 | US | SERC | - | SERC-E | 3b | Demand-Side Contractually Interruptible (Curtailable) | 451 | 1028 | 967 | 968 | 981 | 988 | 991 | 993 | 995 | 997 | 1000 | 1002
2012 | US | SERC | - | SERC-E | 3c | Demand-Side Critical Peak-Pricing (CPP) with Control | 6 | 6 | 14 | 19 | 19 | 19 | 19 | 19 | 19 | 19 | 19 | 19
2012 | US | SERC | - | SERC-E | 3d | Demand-Side Load as a Capacity Resource | 89 | 89 | 89 | 89 | 89 | 89 | 89 | 89 | 89 | 89 | 89 | 89
2012 | US | SERC | - | SERC-E | 4 | Total Controllable Demand Response | 892.83 | 1883.83 | 1927.83 | 2044.83 | 2152.83 | 2200.83 | 2231.83 | 2254.83 | 2271.83 | 2286.83 | 2300.83 | 2310.83
2012 | US | SERC | - | SERC-E | 4a | Demand Response used for Ancillary Services - Spinning Reserves | 602 | 599 | 599 | 599 | 599 | 599 | 599 | 599 | 599 | 599 | 599 | 599
2012 | US | SERC | - | SERC-E | 4b | Demand Response used for Ancillary Services - Non-Spinning Reserves | 242 | 242 | 242 | 242 | 242 | 242 | 242 | 242 | 242 | 242 | 242 | 242
2012 | US | SERC | - | SERC-E | 4c | Demand Response used for Regulation | 0 | 0 | 0 | 0 | 0 | 0 | 0 | 0 | 0 | 0 | 0 | 0
2012 | US | SERC | - | SERC-E | 4d | Demand Response used for Energy, Voluntary Services - Emergency | 699 | 763 | 786 | 789 | 793 | 797 | 801 | 805 | 810 | 814 | 814 | 814
2012 | US | SERC | - | SERC-E | 5 | TOTAL INTERNAL CAPACITY | 49664 | 48243.055 | 51384.555 | 52009.555 | 52009.555 | 53126.555 | 53126.555 | 53126.555 | 54419.555 | 54695.555 | 55323.555 | 56105.555
2012 | US | SERC | - | SERC-E | 6a | Existing-Certain | 49664 | 48218.055 | 48218.055 | 48218.055 | 48218.055 | 48218.055 | 48218.055 | 48218.055 | 48218.055 | 48218.055 | 48218.055 | 48218.055
2012 | US | SERC | - | SERC-E | 6a1 | Wind Expected On-Peak |  | 0 | 0 | 0 | 0 | 0 | 0 | 0 | 0 | 0 | 0 | 0
2012 | US | SERC | - | SERC-E | 6a2 | Solar Expected On-Peak |  | 23.2 | 23.2 | 23.2 | 23.2 | 23.2 | 23.2 | 23.2 | 23.2 | 23.2 | 23.2 | 23.2
2012 | US | SERC | - | SERC-E | 6a3 | Hydro Expected On-Peak |  | 3087.09 | 3087.09 | 3087.09 | 3087.09 | 3087.09 | 3087.09 | 3087.09 | 3087.09 | 3087.09 | 3087.09 | 3087.09
2012 | US | SERC | - | SERC-E | 6a4 | Biomass Expected On-Peak |  | 76.8 | 76.8 | 76.8 | 76.8 | 76.8 | 76.8 | 76.8 | 76.8 | 76.8 | 76.8 | 76.8
2012 | US | SERC | - | SERC-E | 6b | Existing-Other |  | 0 | 0 | 0 | 0 | 0 | 0 | 0 | 0 | 0 | 0 | 0
2012 | US | SERC | - | SERC-E | 6b1 | Wind Derate On-Peak |  | 0 | 0 | 0 | 0 | 0 | 0 | 0 | 0 | 0 | 0 | 0
2012 | US | SERC | - | SERC-E | 6b2 | Solar Derate On-Peak |  | 0 | 0 | 0 | 0 | 0 | 0 | 0 | 0 | 0 | 0 | 0
2012 | US | SERC | - | SERC-E | 6b3 | Hydro Derate On-Peak |  | 0 | 0 | 0 | 0 | 0 | 0 | 0 | 0 | 0 | 0 | 0
2012 | US | SERC | - | SERC-E | 6b4 | Biomass Derate On-Peak |  | 0 | 0 | 0 | 0 | 0 | 0 | 0 | 0 | 0 | 0 | 0
2012 | US | SERC | - | SERC-E | 6b5 | Transmission-Limited Resources |  |  | 0 | 0 | 0 | 0 | 0 | 0 | 0 | 0 | 0 | 0
2012 | US | SERC | - | SERC-E | 6b6 | All Other Derates |  | 0 | 0 | 0 | 0 | 0 | 0 | 0 | 0 | 0 | 0 | 0
2012 | US | SERC | - | SERC-E | 6b7 | Energy-Only (Existing-Other) |  | 0 | 0 | 0 | 0 | 0 | 0 | 0 | 0 | 0 | 0 | 0
2012 | US | SERC | - | SERC-E | 6c | Unplanned Outages (Actual) / Current and Future Inoperable Resources |  |  | 0 | 0 | 0 | 0 | 0 | 0 | 0 | 0 | 0 | 0
2012 | US | SERC | - | SERC-E | 6d | Total Supply-Side Demand Response | 0 | 0 | 0 | 0 | 0 | 0 | 0 | 0 | 0 | 0 | 0 | 0
2012 | US | SERC | - | SERC-E | 7 | TOTAL FUTURE CAPACITY ADDITIONS |  | 25 | 3166.5 | 3791.5 | 3791.5 | 4908.5 | 4908.5 | 4908.5 | 6201.5 | 6477.5 | 7105.5 | 7887.5
2012 | US | SERC | - | SERC-E | 7a | Future-Planned |  | 25 | 3166.5 | 3791.5 | 3791.5 | 4908.5 | 4908.5 | 4908.5 | 6201.5 | 6477.5 | 7105.5 | 7887.5
2012 | US | SERC | - | SERC-E | 7a1 | Wind Expected On-Peak |  | 0 | 0 | 0 | 0 | 0 | 0 | 0 | 0 | 0 | 0 | 0
2012 | US | SERC | - | SERC-E | 7a2 | Wind Derate On-Peak |  | 0 | 0 | 0 | 0 | 0 | 0 | 0 | 0 | 0 | 0 | 0
2012 | US | SERC | - | SERC-E | 7a3 | Solar Expected On-Peak |  | 5 | 5 | 5 | 5 | 5 | 5 | 5 | 5 | 5 | 5 | 5
2012 | US | SERC | - | SERC-E | 7a4 | Solar Derate On-Peak |  | 0 | 0 | 0 | 0 | 0 | 0 | 0 | 0 | 0 | 0 | 0
2012 | US | SERC | - | SERC-E | 7a5 | Hydro Expected On-Peak |  | 0 | 0 | 0 | 0 | 0 | 0 | 0 | 0 | 0 | 0 | 0
2012 | US | SERC | - | SERC-E | 7a6 | Hydro Derate On-Peak |  | 0 | 0 | 0 | 0 | 0 | 0 | 0 | 0 | 0 | 0 | 0
2012 | US | SERC | - | SERC-E | 7a7 | Biomass Expected On-Peak |  | 20 | 20 | 20 | 20 | 20 | 20 | 20 | 20 | 20 | 20 | 20
2012 | US | SERC | - | SERC-E | 7a8 | Biomass Derate On-Peak |  | 0 | 0 | 0 | 0 | 0 | 0 | 0 | 0 | 0 | 0 | 0
2012 | US | SERC | - | SERC-E | 7a9 | Transmission-Limited Resources
2012 | US | SERC | - | SERC-E | 7a10 | Scheduled Outage - Maintenance |  | 0 | 0 | 0 | 0 | 0 | 0 | 0 | 0 | 0 | 0 | 0
2012 | US | SERC | - | SERC-E | 7a11 | All Other Derates |  | 0 | 0 | 0 | 0 | 0 | 0 | 0 | 0 | 0 | 0 | 0
2012 | US | SERC | - | SERC-E | 7a12 | Energy-Only |  | 0 | 0 | 0 | 0 | 0 | 0 | 0 | 0 | 0 | 0 | 0
2012 | US | SERC | - | SERC-E | 7b | Future-Other |  | 0 | 0 | 0 | 0 | 0 | 0 | 0 | 0 | 0 | 0 | 0
2012 | US | SERC | - | SERC-E | 7b1 | Wind Expected On-Peak |  | 0 | 0 | 0 | 0 | 0 | 0 | 0 | 0 | 0 | 0 | 0
2012 | US | SERC | - | SERC-E | 7b2 | Wind Derate On-Peak |  | 0 | 0 | 0 | 0 | 0 | 0 | 0 | 0 | 0 | 0 | 0
2012 | US | SERC | - | SERC-E | 7b3 | Solar Expected On-Peak |  | 0 | 0 | 0 | 0 | 0 | 0 | 0 | 0 | 0 | 0 | 0
2012 | US | SERC | - | SERC-E | 7b4 | Solar Derate On-Peak |  | 0 | 0 | 0 | 0 | 0 | 0 | 0 | 0 | 0 | 0 | 0
2012 | US | SERC | - | SERC-E | 7b5 | Hydro Expected On-Peak |  | 0 | 0 | 0 | 0 | 0 | 0 | 0 | 0 | 0 | 0 | 0
2012 | US | SERC | - | SERC-E | 7b6 | Hydro Derate On-Peak |  | 0 | 0 | 0 | 0 | 0 | 0 | 0 | 0 | 0 | 0 | 0
2012 | US | SERC | - | SERC-E | 7b7 | Biomass Expected On-Peak |  | 0 | 0 | 0 | 0 | 0 | 0 | 0 | 0 | 0 | 0 | 0
2012 | US | SERC | - | SERC-E | 7b8 | Biomass Derate On-Peak |  | 0 | 0 | 0 | 0 | 0 | 0 | 0 | 0 | 0 | 0 | 0
2012 | US | SERC | - | SERC-E | 7b9 | Transmission-Limited Resources
2012 | US | SERC | - | SERC-E | 7b10 | Scheduled Outage - Maintenance |  | 0 | 0 | 0 | 0 | 0 | 0 | 0 | 0 | 0 | 0 | 0
2012 | US | SERC | - | SERC-E | 7b11 | All Other Derates |  | 0 | 0 | 0 | 0 | 0 | 0 | 0 | 0 | 0 | 0 | 0
2012 | US | SERC | - | SERC-E | 7b12 | Energy-Only |  | 0 | 0 | 0 | 0 | 0 | 0 | 0 | 0 | 0 | 0 | 0
2012 | US | SERC | - | SERC-E | 8 | Conceptual |  | 0 | 14 | 14 | 14 | 14 | 14 | 14 | 14 | 14 | 14 | 14
2012 | US | SERC | - | SERC-E | 8a1 | Wind Expected On-Peak |  | 0 | 0 | 0 | 0 | 0 | 0 | 0 | 0 | 0 | 0 | 0
2012 | US | SERC | - | SERC-E | 8a2 | Wind Derate On-Peak |  | 0 | 0 | 0 | 0 | 0 | 0 | 0 | 0 | 0 | 0 | 0
2012 | US | SERC | - | SERC-E | 8a3 | Solar Expected On-Peak |  | 0 | 4 | 4 | 4 | 4 | 4 | 4 | 4 | 4 | 4 | 4
2012 | US | SERC | - | SERC-E | 8a4 | Solar Derate On-Peak |  | 0 | 0 | 0 | 0 | 0 | 0 | 0 | 0 | 0 | 0 | 0
2012 | US | SERC | - | SERC-E | 8a5 | Hydro Expected On-Peak |  | 0 | 0 | 0 | 0 | 0 | 0 | 0 | 0 | 0 | 0 | 0
2012 | US | SERC | - | SERC-E | 8a6 | Hydro Derate On-Peak |  | 0 | 0 | 0 | 0 | 0 | 0 | 0 | 0 | 0 | 0 | 0
2012 | US | SERC | - | SERC-E | 8a7 | Biomass Expected On-Peak |  | 0 | 10 | 10 | 10 | 10 | 10 | 10 | 10 | 10 | 10 | 10
2012 | US | SERC | - | SERC-E | 8a8 | Biomass Derate On-Peak |  | 0 | 0 | 0 | 0 | 0 | 0 | 0 | 0 | 0 | 0 | 0
2012 | US | SERC | - | SERC-E | 8a9 | All Other Derates |  | 0 | 0 | 0 | 0 | 0 | 0 | 0 | 0 | 0 | 0 | 0
2012 | US | SERC | - | SERC-E | 8a10 | Energy-Only |  | 0 | 0 | 0 | 0 | 0 | 0 | 0 | 0 | 0 | 0 | 0
2012 | US | SERC | - | SERC-E | 9 | ANTICIPATED INTERNAL CAPACITY |  | 48243.055 | 51384.555 | 52009.555 | 52009.555 | 53126.555 | 53126.555 | 53126.555 | 54419.555 | 54695.555 | 55323.555 | 56105.555
2012 | US | SERC | - | SERC-E | 10 | CAPACITY TRANSACTIONS - IMPORTS | 938 | 1030 | 1003 | 815 | 815 | 715 | 760 | 760 | 850 | 850 | 850 | 850
2012 | US | SERC | - | SERC-E | 10a | Firm | 938 | 1030 | 1003 | 815 | 815 | 715 | 760 | 760 | 850 | 850 | 850 | 850
2012 | US | SERC | - | SERC-E | 10a1 | Full-Responsibility Purchases | 0 | 0 | 0 | 0 | 0 | 0 | 0 | 0 | 0 | 0 | 0 | 0
2012 | US | SERC | - | SERC-E | 10a2 | Owned Capacity/Entitlement Located Outside the Region/Subregion | 0 | 0 | 0 | 0 | 0 | 0 | 0 | 0 | 0 | 0 | 0 | 0
2012 | US | SERC | - | SERC-E | 10b | Non-firm | 82: 0
2012 | US | SERC | - | SERC-E | 10c | Expected |  | 0 | 0 | 0 | 0 | 0 | 0 | 0 | 0 | 0 | 0 | 0
2012 | US | SERC | - | SERC-E | 10c1 | Full-Responsibility Purchases |  | 0 | 0 | 0 | 0 | 0 | 0 | 0 | 0 | 0 | 0 | 0
2012 | US | SERC | - | SERC-E | 10c2 | Owned Capacity/Entitlement Located Outside the Region/Subregion |  | 0 | 0 | 0 | 0 | 0 | 0 | 0 | 0 | 0 | 0 | 0
2012 | US | SERC | - | SERC-E | 11 | CAPACITY TRANSACTIONS - EXPORTS | 17 | 117 | 117 | 167 | 167 | 167 | 167 | 167 | 167 | 167 | 167 | 67
2012 | US | SERC | - | SERC-E | 11a | Firm | 17 | 117 | 117 | 167 | 167 | 167 | 167 | 167 | 167 | 167 | 167 | 67
2012 | US | SERC | - | SERC-E | 11a1 | Full-Responsibility Purchases | 0 | 0 | 0 | 0 | 0 | 0 | 0 | 0 | 0 | 0 | 0 | 0
2012 | US | SERC | - | SERC-E | 11a2 | Owned Capacity/Entitlement Located Outside the Region/Subregion | 0 | 0 | 0 | 0 | 0 | 0 | 0 | 0 | 0 | 0 | 0 | 0
2012 | US | SERC | - | SERC-E | 11b | Non-firm | 82: 0
2012 | US | SERC | - | SERC-E | 11c | Expected |  | 0 | 0 | 0 | 0 | 0 | 0 | 0 | 0 | 0 | 0 | 0
2012 | US | SERC | - | SERC-E | 11c1 | Full-Responsibility Purchases |  | 0 | 0 | 0 | 0 | 0 | 0 | 0 | 0 | 0 | 0 | 0
2012 | US | SERC | - | SERC-E | 11c2 | Owned Capacity/Entitlement Located Outside the Region/Subregion |  | 0 | 0 | 0 | 0 | 0 | 0 | 0 | 0 | 0 | 0 | 0
2012 | US | SERC | - | SERC-E | 12 | EXISTING-CERTAIN & NET FIRM TRANSACTIONS | 50585 | 49131.055 | 49104.055 | 48866.055 | 48866.055 | 48766.055 | 48811.055 | 48811.055 | 48901.055 | 48901.055 | 48901.055 | 49001.055
2012 | US | SERC | - | SERC-E | 13 | ANTICIPATED CAPACITY RESOURCES |  |  | 52270.555 | 52657.555 | 52657.555 | 53674.555 | 53719.555 | 53719.555 | 55102.555 | 55378.555 | 56006.555 | 56888.555
2012 | US | SERC | - | SERC-E | 14 | PROSPECTIVE CAPACITY RESOURCES |  |  | 52270.555 | 52657.555 | 52657.555 | 53674.555 | 53719.555 | 53719.555 | 55102.555 | 55378.555 | 56006.555 | 56888.555
2012 | US | SERC | - | SERC-E | 15 | TOTAL POTENTIAL CAPACITY RESOURCES |  |  | 52284.555 | 52671.555 | 52671.555 | 53688.555 | 53733.555 | 53733.555 | 55116.555 | 55392.555 | 56020.555 | 56902.555
2012 | US | SERC | - | SERC-E | 16 | ADJUSTED POTENTIAL CAPACITY RESOURCES |  |  | 52284.5549 | 52671.5549 | 52671.5549 | 53688.5549 | 53733.5549 | 53733.5549 | 55116.5549 | 55392.5549 | 56020.5549 | 56902.5549
2012 | US | SERC | - | SERC-E | 16a | Confidence of Future-Other |  |  | 0.99999 | 0.99999 | 0.99999 | 0.99999 | 0.99999 | 0.99999 | 0.99999 | 0.99999 | 0.99999 | 0.99999
2012 | US | SERC | - | SERC-E | 16b | Net Future-Other Resources After Confidence Percentage Is Applied |  |  | 0 | 0 | 0 | 0 | 0 | 0 | 0 | 0 | 0 | 0
2012 | US | SERC | - | SERC-E | 16c | Confidence of Conceptual |  |  | 0.99999 | 0.99999 | 0.99999 | 0.99999 | 0.99999 | 0.99999 | 0.99999 | 0.99999 | 0.99999 | 0.99999
2012 | US | SERC | - | SERC-E | 16d | Net Conceptual Resources After Confidence Percentage Is Applied |  |  | 13.9999 | 13.9999 | 13.9999 | 13.9999 | 13.9999 | 13.9999 | 13.9999 | 13.9999 | 13.9999 | 13.9999
2012 | US | SERC | - | SERC-E | 17 | ASSESSMENT AREA TARGET RESERVE MARGIN |  |  | 15% | 15% | 15% | 15% | 15% | 15% | 15% | 15% | 15% | 15%
2012 | US | SERC | - | SERC-E | 18 | EXISTING-CERTAIN AND NET FIRM TRANSACTIONS RESERVE MARGIN | 82: 19.42%; 84: 18.76%
2012 | US | SERC | - | SERC-E | 19 | ANTICIPATED CAPACITY RESOURCES RESERVE MARGIN |  |  | 25.03% | 24.16% | 23.18% | 24.15% | 22.91% | 21.8% | 23.45% | 22.52% | 22.16% | 22.64%
2012 | US | SERC | - | SERC-E | 20 | PROSPECTIVE CAPACITY RESOURCES RESERVE MARGIN |  |  | 25.03% | 24.16% | 23.18% | 24.15% | 22.91% | 21.8% | 23.45% | 22.52% | 22.16% | 22.64%
2012 | US | SERC | - | SERC-E | 21 | TOTAL POTENTIAL RESOURCES RESERVE MARGIN |  |  | 25.07% | 24.19% | 23.21% | 24.18% | 22.94% | 21.84% | 23.48% | 22.55% | 22.19% | 22.67%
2012 | US | SERC | - | SERC-E | 22 | ADJUSTED POTENTIAL RESOURCES RESERVE MARGIN |  |  | 25.07% | 24.19% | 23.21% | 24.18% | 22.94% | 21.84% | 23.48% | 22.55% | 22.19% | 22.67%
2012 | US | SERC | - | SERC-E | 23 | Total Baseline Installed Capacity | 82: 49664
2012 | US | SERC | - | SERC-E | 24 | Distributed or Other Capacity (Behind the Meter) < 1 MW |  | 0 | 0 | 0 | 0 | 0 | 0 | 0 | 0 | 0 | 0 | 0
2012 | US | SERC | - | SERC-E | 25 | Distributed or Other Capacity (Behind the Meter) ≥ 1 MW |  | 0 | 0 | 0 | 0 | 0 | 0 | 0 | 0 | 0 | 0 | 0
2012 | US | SERC | - | SERC-E | 26 | Capacity Total from EIA-860 |  | 0 | 0 | 0 | 0 | 0 | 0 | 0 | 0 | 0 | 0 | 0
2012 | US | SERC | - | SERC-N | 1 | Unrestricted Non-coincident Peak Demand |  | 45206.9 | 45898.7 | 46740.7 | 47545.7 | 48258.7 | 48985.9 | 49657.1 | 50501.4 | 51311.8 | 51827.3 | 52553.9
2012 | US | SERC | - | SERC-N | 1a | New Conservation (Energy Efficiency) |  | 105 | 149 | 199 | 243 | 285 | 326 | 369 | 411 | 444 | 482 | 516
2012 | US | SERC | - | SERC-N | 1b | Estimated Diversity |  |  |  | 0 | 0 | 0 | 0 | 0 | 0 | 0 | 0 | 0
2012 | US | SERC | - | SERC-N | 1c | Additions for non-member load (load served by non-registered LSE's in a region) |  |  |  | 0 | 0 | 0 | 0 | 0 | 0 | 0 | 0 | 0
2012 | US | SERC | - | SERC-N | 1d | Stand-by Load Under Contract (Normally served by behind the meter generation) |  |  |  | 0 | 0 | 0 | 0 | 0 | 0 | 0 | 0 | 0
2012 | US | SERC | - | SERC-N | 1e | Non-Controllable Demand-Side Demand Response |  |  |  | 0 | 0 | 0 | 0 | 0 | 0 | 0 | 0 | 0
2012 | US | SERC | - | SERC-N | 2 | Total Internal Demand | 45579.1 | 45101.9 | 45749.7 | 46541.7 | 47302.7 | 47973.7 | 48659.9 | 49288.1 | 50090.4 | 50867.8 | 51345.3 | 52037.9
2012 | US | SERC | - | SERC-N | 2a | Supply-Side Direct Control Load Management (DCLM) |  |  |  | 0 | 0 | 0 | 0 | 0 | 0 | 0 | 0 | 0
2012 | US | SERC | - | SERC-N | 2b | Supply-Side Contractually Interruptible (Curtailable) |  |  |  | 0 | 0 | 0 | 0 | 0 | 0 | 0 | 0 | 0
2012 | US | SERC | - | SERC-N | 2c | Supply-Side Critical Peak-Pricing (CPP) with Control |  |  |  | 0 | 0 | 0 | 0 | 0 | 0 | 0 | 0 | 0
2012 | US | SERC | - | SERC-N | 2d | Supply-Side Load as a Capacity Resource |  |  |  | 0 | 0 | 0 | 0 | 0 | 0 | 0 | 0 | 0
2012 | US | SERC | - | SERC-N | 3 | Net Internal Demand | 45440.1 | 43676.9 | 43807.7 | 44386.7 | 44951.7 | 45536.7 | 45986.9 | 46504.1 | 47044.4 | 47652.8 | 48167.3 | 48777.9
2012 | US | SERC | - | SERC-N | 3a | Demand-Side Direct Control Load Management (DCLM) | 129 | 69 | 194 | 204 | 221 | 118 | 182 | 134 | 268 | 278 | 133 | 137
2012 | US | SERC | - | SERC-N | 3b | Demand-Side Contractually Interruptible (Curtailable) | 10 | 944 | 992 | 1000 | 1003 | 1003 | 1003 | 1003 | 1003 | 1003 | 1003 | 1003
2012 | US | SERC | - | SERC-N | 3c | Demand-Side Critical Peak-Pricing (CPP) with Control | 0 | 0 | 0 | 0 | 0 | 0 | 0 | 0 | 0 | 0 | 0 | 0
2012 | US | SERC | - | SERC-N | 3d | Demand-Side Load as a Capacity Resource | 0 | 412 | 756 | 951 | 1127 | 1316 | 1488 | 1647 | 1775 | 1934 | 2042 | 2120
2012 | US | SERC | - | SERC-N | 4 | Total Controllable Demand Response | 139 | 1425 | 1942 | 2155 | 2351 | 2437 | 2673 | 2784 | 3046 | 3215 | 3178 | 3260
2012 | US | SERC | - | SERC-N | 4a | Demand Response used for Ancillary Services - Spinning Reserves |  |  |  | 0 | 0 | 0 | 0 | 0 | 0 | 0 | 0 | 0
2012 | US | SERC | - | SERC-N | 4b | Demand Response used for Ancillary Services - Non-Spinning Reserves |  |  |  | 0 | 0 | 0 | 0 | 0 | 0 | 0 | 0 | 0
2012 | US | SERC | - | SERC-N | 4c | Demand Response used for Regulation |  |  |  | 0 | 0 | 0 | 0 | 0 | 0 | 0 | 0 | 0
2012 | US | SERC | - | SERC-N | 4d | Demand Response used for Energy, Voluntary Services - Emergency |  |  |  | 0 | 0 | 0 | 0 | 0 | 0 | 0 | 0 | 0
2012 | US | SERC | - | SERC-N | 5 | TOTAL INTERNAL CAPACITY | 54747.64 | 58032.2 | 58032.2 | 59154.2 | 59154.2 | 59154.2 | 59154.2 | 59154.2 | 59154.2 | 60414.2 | 60414.2 | 60414.2
2012 | US | SERC | - | SERC-N | 6a | Existing-Certain | 54747.64 | 53083.7 | 53083.7 | 53083.7 | 53083.7 | 53083.7 | 53083.7 | 53083.7 | 53083.7 | 53083.7 | 53083.7 | 53083.7
2012 | US | SERC | - | SERC-N | 6a1 | Wind Expected On-Peak |  | 27.6 | 27.6 | 27.6 | 27.6 | 27.6 | 27.6 | 27.6 | 27.6 | 27.6 | 27.6 | 27.6
2012 | US | SERC | - | SERC-N | 6a2 | Solar Expected On-Peak |  | 0 | 0 | 0 | 0 | 0 | 0 | 0 | 0 | 0 | 0 | 0
2012 | US | SERC | - | SERC-N | 6a3 | Hydro Expected On-Peak |  | 5325.1 | 5325.1 | 5325.1 | 5325.1 | 5325.1 | 5325.1 | 5325.1 | 5325.1 | 5325.1 | 5325.1 | 5325.1
2012 | US | SERC | - | SERC-N | 6a4 | Biomass Expected On-Peak |  | 16.8 | 16.8 | 16.8 | 16.8 | 16.8 | 16.8 | 16.8 | 16.8 | 16.8 | 16.8 | 16.8
2012 | US | SERC | - | SERC-N | 6b | Existing-Other |  | 3919 | 3919 | 3919 | 3919 | 3919 | 3919 | 3919 | 3919 | 3919 | 3919 | 3919
2012 | US | SERC | - | SERC-N | 6b1 | Wind Derate On-Peak |  | 151.5 | 151.5 | 151.5 | 151.5 | 151.5 | 151.5 | 151.5 | 151.5 | 151.5 | 151.5 | 151.5
2012 | US | SERC | - | SERC-N | 6b2 | Solar Derate On-Peak |  | 0 | 0 | 0 | 0 | 0 | 0 | 0 | 0 | 0 | 0 | 0
2012 | US | SERC | - | SERC-N | 6b3 | Hydro Derate On-Peak |  | 0 | 0 | 0 | 0 | 0 | 0 | 0 | 0 | 0 | 0 | 0
2012 | US | SERC | - | SERC-N | 6b4 | Biomass Derate On-Peak |  | 0 | 0 | 0 | 0 | 0 | 0 | 0 | 0 | 0 | 0 | 0
2012 | US | SERC | - | SERC-N | 6b5 | Transmission-Limited Resources |  |  | 0 | 0 | 0 | 0 | 0 | 0 | 0 | 0 | 0 | 0
2012 | US | SERC | - | SERC-N | 6b6 | All Other Derates |  | 0 | 0 | 0 | 0 | 0 | 0 | 0 | 0 | 0 | 0 | 0
2012 | US | SERC | - | SERC-N | 6b7 | Energy-Only (Existing-Other) |  | 0 | 0 | 0 | 0 | 0 | 0 | 0 | 0 | 0 | 0 | 0
2012 | US | SERC | - | SERC-N | 6c | Unplanned Outages (Actual) / Current and Future Inoperable Resources |  |  | 0 | 0 | 0 | 0 | 0 | 0 | 0 | 0 | 0 | 0
2012 | US | SERC | - | SERC-N | 6d | Total Supply-Side Demand Response | 0 | 0 | 0 | 0 | 0 | 0 | 0 | 0 | 0 | 0 | 0 | 0
2012 | US | SERC | - | SERC-N | 7 | TOTAL FUTURE CAPACITY ADDITIONS |  | 878 | 878 | 2000 | 2000 | 2000 | 2000 | 2000 | 2000 | 3260 | 3260 | 3260
2012 | US | SERC | - | SERC-N | 7a | Future-Planned |  | 878 | 878 | 2000 | 2000 | 2000 | 2000 | 2000 | 2000 | 3260 | 3260 | 3260
2012 | US | SERC | - | SERC-N | 7a1 | Wind Expected On-Peak |  | 0 | 0 | 0 | 0 | 0 | 0 | 0 | 0 | 0 | 0 | 0
2012 | US | SERC | - | SERC-N | 7a2 | Wind Derate On-Peak |  | 0 | 0 | 0 | 0 | 0 | 0 | 0 | 0 | 0 | 0 | 0
2012 | US | SERC | - | SERC-N | 7a3 | Solar Expected On-Peak |  | 0 | 0 | 0 | 0 | 0 | 0 | 0 | 0 | 0 | 0 | 0
2012 | US | SERC | - | SERC-N | 7a4 | Solar Derate On-Peak |  | 0 | 0 | 0 | 0 | 0 | 0 | 0 | 0 | 0 | 0 | 0
2012 | US | SERC | - | SERC-N | 7a5 | Hydro Expected On-Peak |  | 0 | 0 | 0 | 0 | 0 | 0 | 0 | 0 | 0 | 0 | 0
2012 | US | SERC | - | SERC-N | 7a6 | Hydro Derate On-Peak |  | 0 | 0 | 0 | 0 | 0 | 0 | 0 | 0 | 0 | 0 | 0
2012 | US | SERC | - | SERC-N | 7a7 | Biomass Expected On-Peak |  | 0 | 0 | 0 | 0 | 0 | 0 | 0 | 0 | 0 | 0 | 0
2012 | US | SERC | - | SERC-N | 7a8 | Biomass Derate On-Peak |  | 0 | 0 | 0 | 0 | 0 | 0 | 0 | 0 | 0 | 0 | 0
2012 | US | SERC | - | SERC-N | 7a9 | Transmission-Limited Resources
2012 | US | SERC | - | SERC-N | 7a10 | Scheduled Outage - Maintenance |  | 0 | 0 | 0 | 0 | 0 | 0 | 0 | 0 | 0 | 0 | 0
2012 | US | SERC | - | SERC-N | 7a11 | All Other Derates |  | 0 | 0 | 0 | 0 | 0 | 0 | 0 | 0 | 0 | 0 | 0
2012 | US | SERC | - | SERC-N | 7a12 | Energy-Only |  | 0 | 0 | 0 | 0 | 0 | 0 | 0 | 0 | 0 | 0 | 0
2012 | US | SERC | - | SERC-N | 7b | Future-Other |  | 0 | 0 | 0 | 0 | 0 | 0 | 0 | 0 | 0 | 0 | 0
2012 | US | SERC | - | SERC-N | 7b1 | Wind Expected On-Peak |  | 0 | 0 | 0 | 0 | 0 | 0 | 0 | 0 | 0 | 0 | 0
2012 | US | SERC | - | SERC-N | 7b2 | Wind Derate On-Peak |  | 0 | 0 | 0 | 0 | 0 | 0 | 0 | 0 | 0 | 0 | 0
2012 | US | SERC | - | SERC-N | 7b3 | Solar Expected On-Peak |  | 0 | 0 | 0 | 0 | 0 | 0 | 0 | 0 | 0 | 0 | 0
2012 | US | SERC | - | SERC-N | 7b4 | Solar Derate On-Peak |  | 0 | 0 | 0 | 0 | 0 | 0 | 0 | 0 | 0 | 0 | 0
2012 | US | SERC | - | SERC-N | 7b5 | Hydro Expected On-Peak |  | 0 | 0 | 0 | 0 | 0 | 0 | 0 | 0 | 0 | 0 | 0
2012 | US | SERC | - | SERC-N | 7b6 | Hydro Derate On-Peak |  | 0 | 0 | 0 | 0 | 0 | 0 | 0 | 0 | 0 | 0 | 0
2012 | US | SERC | - | SERC-N | 7b7 | Biomass Expected On-Peak |  | 0 | 0 | 0 | 0 | 0 | 0 | 0 | 0 | 0 | 0 | 0
2012 | US | SERC | - | SERC-N | 7b8 | Biomass Derate On-Peak |  | 0 | 0 | 0 | 0 | 0 | 0 | 0 | 0 | 0 | 0 | 0
2012 | US | SERC | - | SERC-N | 7b9 | Transmission-Limited Resources
2012 | US | SERC | - | SERC-N | 7b10 | Scheduled Outage - Maintenance |  | 0 | 0 | 0 | 0 | 0 | 0 | 0 | 0 | 0 | 0 | 0
2012 | US | SERC | - | SERC-N | 7b11 | All Other Derates |  | 0 | 0 | 0 | 0 | 0 | 0 | 0 | 0 | 0 | 0 | 0
2012 | US | SERC | - | SERC-N | 7b12 | Energy-Only |  | 0 | 0 | 0 | 0 | 0 | 0 | 0 | 0 | 0 | 0 | 0
2012 | US | SERC | - | SERC-N | 8 | Conceptual |  | 0 | 0 | 0 | 0 | 1645 | 1830 | 2610 | 3390 | 3390 | 4170 | 4170
2012 | US | SERC | - | SERC-N | 8a1 | Wind Expected On-Peak |  | 0 | 0 | 0 | 0 | 0 | 0 | 0 | 0 | 0 | 0 | 0
2012 | US | SERC | - | SERC-N | 8a2 | Wind Derate On-Peak |  | 0 | 0 | 0 | 0 | 0 | 0 | 0 | 0 | 0 | 0 | 0
2012 | US | SERC | - | SERC-N | 8a3 | Solar Expected On-Peak |  | 0 | 0 | 0 | 0 | 0 | 0 | 0 | 0 | 0 | 0 | 0
2012 | US | SERC | - | SERC-N | 8a4 | Solar Derate On-Peak |  | 0 | 0 | 0 | 0 | 0 | 0 | 0 | 0 | 0 | 0 | 0
2012 | US | SERC | - | SERC-N | 8a5 | Hydro Expected On-Peak |  | 0 | 0 | 0 | 0 | 0 | 0 | 0 | 0 | 0 | 0 | 0
2012 | US | SERC | - | SERC-N | 8a6 | Hydro Derate On-Peak |  | 0 | 0 | 0 | 0 | 0 | 0 | 0 | 0 | 0 | 0 | 0
2012 | US | SERC | - | SERC-N | 8a7 | Biomass Expected On-Peak |  | 0 | 0 | 0 | 0 | 0 | 0 | 0 | 0 | 0 | 0 | 0
2012 | US | SERC | - | SERC-N | 8a8 | Biomass Derate On-Peak |  | 0 | 0 | 0 | 0 | 0 | 0 | 0 | 0 | 0 | 0 | 0
2012 | US | SERC | - | SERC-N | 8a9 | All Other Derates |  | 0 | 0 | 0 | 0 | 0 | 0 | 0 | 0 | 0 | 0 | 0
2012 | US | SERC | - | SERC-N | 8a10 | Energy-Only |  | 0 | 0 | 0 | 0 | 0 | 0 | 0 | 0 | 0 | 0 | 0
2012 | US | SERC | - | SERC-N | 9 | ANTICIPATED INTERNAL CAPACITY |  | 53961.7 | 53961.7 | 55083.7 | 55083.7 | 55083.7 | 55083.7 | 55083.7 | 55083.7 | 56343.7 | 56343.7 | 56343.7
2012 | US | SERC | - | SERC-N | 10 | CAPACITY TRANSACTIONS - IMPORTS | 415 | 1275.2 | 1640.2 | 1640.2 | 1640.2 | 1640.2 | 1640.2 | 1640.2 | 1640.2 | 1640.2 | 1640.2 | 1640.2
2012 | US | SERC | - | SERC-N | 10a | Firm | 50 | 263.2 | 307.2 | 307.2 | 307.2 | 307.2 | 307.2 | 307.2 | 307.2 | 307.2 | 307.2 | 307.2
2012 | US | SERC | - | SERC-N | 10a1 | Full-Responsibility Purchases | 0 | 0 | 0 | 0 | 0 | 0 | 0 | 0 | 0 | 0 | 0 | 0
2012 | US | SERC | - | SERC-N | 10a2 | Owned Capacity/Entitlement Located Outside the Region/Subregion | 0 | 0 | 0 | 0 | 0 | 0 | 0 | 0 | 0 | 0 | 0 | 0
2012 | US | SERC | - | SERC-N | 10b | Non-firm | 82: 365
2012 | US | SERC | - | SERC-N | 10c | Expected |  | 1012 | 1333 | 1333 | 1333 | 1333 | 1333 | 1333 | 1333 | 1333 | 1333 | 1333
2012 | US | SERC | - | SERC-N | 10c1 | Full-Responsibility Purchases |  | 0 | 0 | 0 | 0 | 0 | 0 | 0 | 0 | 0 | 0 | 0
2012 | US | SERC | - | SERC-N | 10c2 | Owned Capacity/Entitlement Located Outside the Region/Subregion |  | 0 | 0 | 0 | 0 | 0 | 0 | 0 | 0 | 0 | 0 | 0
2012 | US | SERC | - | SERC-N | 11 | CAPACITY TRANSACTIONS - EXPORTS | 1487.7 | 1568.2 | 1582.2 | 1582.2 | 1582.2 | 1582.2 | 1582.2 | 1582.2 | 1582.2 | 1582.2 | 1582.2 | 1582.2
2012 | US | SERC | - | SERC-N | 11a | Firm | 1331.7 | 1412.2 | 1426.2 | 1426.2 | 1426.2 | 1426.2 | 1426.2 | 1426.2 | 1426.2 | 1426.2 | 1426.2 | 1426.2
2012 | US | SERC | - | SERC-N | 11a1 | Full-Responsibility Purchases | 0 | 0 | 0 | 0 | 0 | 0 | 0 | 0 | 0 | 0 | 0 | 0
2012 | US | SERC | - | SERC-N | 11a2 | Owned Capacity/Entitlement Located Outside the Region/Subregion | 217 | 324 | 324 | 324 | 324 | 324 | 324 | 324 | 324 | 324 | 324 | 324
2012 | US | SERC | - | SERC-N | 11b | Non-firm | 82: 156
2012 | US | SERC | - | SERC-N | 11c | Expected |  | 156 | 156 | 156 | 156 | 156 | 156 | 156 | 156 | 156 | 156 | 156
2012 | US | SERC | - | SERC-N | 11c1 | Full-Responsibility Purchases |  | 0 | 0 | 0 | 0 | 0 | 0 | 0 | 0 | 0 | 0 | 0
2012 | US | SERC | - | SERC-N | 11c2 | Owned Capacity/Entitlement Located Outside the Region/Subregion |  | 0 | 0 | 0 | 0 | 0 | 0 | 0 | 0 | 0 | 0 | 0
2012 | US | SERC | - | SERC-N | 12 | EXISTING-CERTAIN & NET FIRM TRANSACTIONS | 53465.94 | 51934.7 | 51964.7 | 51964.7 | 51964.7 | 51964.7 | 51964.7 | 51964.7 | 51964.7 | 51964.7 | 51964.7 | 51964.7
2012 | US | SERC | - | SERC-N | 13 | ANTICIPATED CAPACITY RESOURCES |  |  | 54019.7 | 55141.7 | 55141.7 | 55141.7 | 55141.7 | 55141.7 | 55141.7 | 56401.7 | 56401.7 | 56401.7
2012 | US | SERC | - | SERC-N | 14 | PROSPECTIVE CAPACITY RESOURCES |  |  | 57938.7 | 59060.7 | 59060.7 | 59060.7 | 59060.7 | 59060.7 | 59060.7 | 60320.7 | 60320.7 | 60320.7
2012 | US | SERC | - | SERC-N | 15 | TOTAL POTENTIAL CAPACITY RESOURCES |  |  | 57938.7 | 59060.7 | 59060.7 | 60705.7 | 60890.7 | 61670.7 | 62450.7 | 63710.7 | 64490.7 | 64490.7
2012 | US | SERC | - | SERC-N | 16 | ADJUSTED POTENTIAL CAPACITY RESOURCES |  |  | 57938.7 | 59060.7 | 59060.7 | 60705.6836 | 60890.6817 | 61670.6739 | 62450.6661 | 63710.6661 | 64490.6583 | 64490.6583
2012 | US | SERC | - | SERC-N | 16a | Confidence of Future-Other |  |  | 0.99999 | 0.99999 | 0.99999 | 0.99999 | 0.99999 | 0.99999 | 0.99999 | 0.99999 | 0.99999 | 0.99999
2012 | US | SERC | - | SERC-N | 16b | Net Future-Other Resources After Confidence Percentage Is Applied |  |  | 0 | 0 | 0 | 0 | 0 | 0 | 0 | 0 | 0 | 0
2012 | US | SERC | - | SERC-N | 16c | Confidence of Conceptual |  |  | 0.99999 | 0.99999 | 0.99999 | 0.99999 | 0.99999 | 0.99999 | 0.99999 | 0.99999 | 0.99999 | 0.99999
2012 | US | SERC | - | SERC-N | 16d | Net Conceptual Resources After Confidence Percentage Is Applied |  |  | 0 | 0 | 0 | 1644.9835 | 1829.9817 | 2609.9739 | 3389.9661 | 3389.9661 | 4169.9583 | 4169.9583
2012 | US | SERC | - | SERC-N | 17 | ASSESSMENT AREA TARGET RESERVE MARGIN |  |  | 15% | 15% | 15% | 15% | 15% | 15% | 15% | 15% | 15% | 15%
2012 | US | SERC | - | SERC-N | 18 | EXISTING-CERTAIN AND NET FIRM TRANSACTIONS RESERVE MARGIN | 82: 17.66%; 84: 18.91%
2012 | US | SERC | - | SERC-N | 19 | ANTICIPATED CAPACITY RESOURCES RESERVE MARGIN |  |  | 23.31% | 24.23% | 22.67% | 21.09% | 19.91% | 18.57% | 17.21% | 18.36% | 17.1% | 15.63%
2012 | US | SERC | - | SERC-N | 20 | PROSPECTIVE CAPACITY RESOURCES RESERVE MARGIN |  |  | 32.26% | 33.06% | 31.39% | 29.7% | 28.43% | 27% | 25.54% | 26.58% | 25.23% | 23.66%
2012 | US | SERC | - | SERC-N | 21 | TOTAL POTENTIAL RESOURCES RESERVE MARGIN |  |  | 32.26% | 33.06% | 31.39% | 33.31% | 32.41% | 32.61% | 32.75% | 33.7% | 33.89% | 32.21%
2012 | US | SERC | - | SERC-N | 22 | ADJUSTED POTENTIAL RESOURCES RESERVE MARGIN |  |  | 32.26% | 33.06% | 31.39% | 33.31% | 32.41% | 32.61% | 32.75% | 33.7% | 33.89% | 32.21%
2012 | US | SERC | - | SERC-N | 23 | Total Baseline Installed Capacity | 82: 54747.64
2012 | US | SERC | - | SERC-N | 24 | Distributed or Other Capacity (Behind the Meter) < 1 MW |  | 0 | 0 | 0 | 0 | 0 | 0 | 0 | 0 | 0 | 0 | 0
2012 | US | SERC | - | SERC-N | 25 | Distributed or Other Capacity (Behind the Meter) ≥ 1 MW |  | 0 | 0 | 0 | 0 | 0 | 0 | 0 | 0 | 0 | 0 | 0
2012 | US | SERC | - | SERC-N | 26 | Capacity Total from EIA-860 |  | 0 | 0 | 0 | 0 | 0 | 0 | 0 | 0 | 0 | 0 | 0
2012 | US | SERC | - | SERC-SE | 1 | Unrestricted Non-coincident Peak Demand |  | 48895 | 49799 | 50838 | 51431 | 52045 | 52789 | 53256 | 53948 | 54645 | 55600 | 56512
2012 | US | SERC | - | SERC-SE | 1a | New Conservation (Energy Efficiency) |  | 0 | 0 | 0 | 0 | 0 | 0 | 0 | 0 | 0 | 0 | 0
2012 | US | SERC | - | SERC-SE | 1b | Estimated Diversity |  | 0 | 0 | 0 | 0 | 0 | 0 | 0 | 0 | 0 | 0 | 0
2012 | US | SERC | - | SERC-SE | 1c | Additions for non-member load (load served by non-registered LSE's in a region) | 0 | 0 | 0 | 0 | 0 | 0 | 0 | 0 | 0 | 0 | 0 | 0
2012 | US | SERC | - | SERC-SE | 1d | Stand-by Load Under Contract (Normally served by behind the meter generation) | 0 | 0 | 0 | 0 | 0 | 0 | 0 | 0 | 0 | 0 | 0 | 0
2012 | US | SERC | - | SERC-SE | 1e | Non-Controllable Demand-Side Demand Response |  | 0 | 0 | 0 | 0 | 0 | 0 | 0 | 0 | 0 | 0 | 0
2012 | US | SERC | - | SERC-SE | 2 | Total Internal Demand | 50309 | 48895 | 49799 | 50838 | 51431 | 52045 | 52789 | 53256 | 53948 | 54645 | 55600 | 56512
2012 | US | SERC | - | SERC-SE | 2a | Supply-Side Direct Control Load Management (DCLM) |  |  |  | 0 | 0 | 0 | 0 | 0 | 0 | 0 | 0 | 0
2012 | US | SERC | - | SERC-SE | 2b | Supply-Side Contractually Interruptible (Curtailable) |  |  |  | 0 | 0 | 0 | 0 | 0 | 0 | 0 | 0 | 0
2012 | US | SERC | - | SERC-SE | 2c | Supply-Side Critical Peak-Pricing (CPP) with Control |  |  |  | 0 | 0 | 0 | 0 | 0 | 0 | 0 | 0 | 0
2012 | US | SERC | - | SERC-SE | 2d | Supply-Side Load as a Capacity Resource |  |  |  | 0 | 0 | 0 | 0 | 0 | 0 | 0 | 0 | 0
2012 | US | SERC | - | SERC-SE | 3 | Net Internal Demand | 48621 | 47120 | 47900 | 48738 | 49227 | 49823 | 50551 | 51023 | 51707 | 52396 | 53343 | 54249
2012 | US | SERC | - | SERC-SE | 3a | Demand-Side Direct Control Load Management (DCLM) | 358 | 468 | 626 | 825 | 848 | 863 | 877 | 886 | 892 | 899 | 907 | 912
2012 | US | SERC | - | SERC-SE | 3b | Demand-Side Contractually Interruptible (Curtailable) | 1238 | 1205 | 1188 | 1188 | 1267 | 1267 | 1267 | 1252 | 1252 | 1252 | 1252 | 1252
2012 | US | SERC | - | SERC-SE | 3c | Demand-Side Critical Peak-Pricing (CPP) with Control | 0 | 0 | 0 | 0 | 0 | 0 | 0 | 0 | 0 | 0 | 0 | 0
2012 | US | SERC | - | SERC-SE | 3d | Demand-Side Load as a Capacity Resource | 92 | 102 | 85 | 87 | 89 | 92 | 94 | 95 | 97 | 98 | 98 | 99
2012 | US | SERC | - | SERC-SE | 4 | Total Controllable Demand Response | 1688 | 1775 | 1899 | 2100 | 2204 | 2222 | 2238 | 2233 | 2241 | 2249 | 2257 | 2263
2012 | US | SERC | - | SERC-SE | 4a | Demand Response used for Ancillary Services - Spinning Reserves | 0 | 0 | 0 | 0 | 0 | 0 | 0 | 0 | 0 | 0 | 0 | 0
2012 | US | SERC | - | SERC-SE | 4b | Demand Response used for Ancillary Services - Non-Spinning Reserves | 0 | 0 | 0 | 0 | 0 | 0 | 0 | 0 | 0 | 0 | 0 | 0
2012 | US | SERC | - | SERC-SE | 4c | Demand Response used for Regulation | 0 | 0 | 0 | 0 | 0 | 0 | 0 | 0 | 0 | 0 | 0 | 0
2012 | US | SERC | - | SERC-SE | 4d | Demand Response used for Energy, Voluntary Services - Emergency | 0 | 236 | 236 | 236 | 236 | 236 | 236 | 236 | 236 | 236 | 236 | 236
2012 | US | SERC | - | SERC-SE | 5 | TOTAL INTERNAL CAPACITY | 69162 | 63577.82 | 64418.82 | 65003.82 | 65003.82 | 66199.82 | 67299.82 | 67299.82 | 67299.82 | 67299.82 | 67299.82 | 67299.82
2012 | US | SERC | - | SERC-SE | 6a | Existing-Certain | 69162 | 62311.82 | 62311.82 | 62311.82 | 62311.82 | 62311.82 | 62311.82 | 62311.82 | 62311.82 | 62311.82 | 62311.82 | 62311.82
2012 | US | SERC | - | SERC-SE | 6a1 | Wind Expected On-Peak |  | 0 | 0 | 0 | 0 | 0 | 0 | 0 | 0 | 0 | 0 | 0
2012 | US | SERC | - | SERC-SE | 6a2 | Solar Expected On-Peak |  | 4 | 4 | 4 | 4 | 4 | 4 | 4 | 4 | 4 | 4 | 4
2012 | US | SERC | - | SERC-SE | 6a3 | Hydro Expected On-Peak |  | 3360.18 | 3360.18 | 3360.18 | 3360.18 | 3360.18 | 3360.18 | 3360.18 | 3360.18 | 3360.18 | 3360.18 | 3360.18
2012 | US | SERC | - | SERC-SE | 6a4 | Biomass Expected On-Peak |  | 17 | 17 | 17 | 17 | 17 | 17 | 17 | 17 | 17 | 17 | 17
2012 | US | SERC | - | SERC-SE | 6b | Existing-Other |  | 300 | 300 | 300 | 300 | 300 | 300 | 300 | 300 | 300 | 300 | 300
2012 | US | SERC | - | SERC-SE | 6b1 | Wind Derate On-Peak |  | 0 | 0 | 0 | 0 | 0 | 0 | 0 | 0 | 0 | 0 | 0
2012 | US | SERC | - | SERC-SE | 6b2 | Solar Derate On-Peak |  | 0 | 0 | 0 | 0 | 0 | 0 | 0 | 0 | 0 | 0 | 0
2012 | US | SERC | - | SERC-SE | 6b3 | Hydro Derate On-Peak |  | 0 | 0 | 0 | 0 | 0 | 0 | 0 | 0 | 0 | 0 | 0
2012 | US | SERC | - | SERC-SE | 6b4 | Biomass Derate On-Peak |  | 0 | 0 | 0 | 0 | 0 | 0 | 0 | 0 | 0 | 0 | 0
2012 | US | SERC | - | SERC-SE | 6b5 | Transmission-Limited Resources |  |  | 0 | 0 | 0 | 0 | 0 | 0 | 0 | 0 | 0 | 0
2012 | US | SERC | - | SERC-SE | 6b6 | All Other Derates |  | 0 | 0 | 0 | 0 | 0 | 0 | 0 | 0 | 0 | 0 | 0
2012 | US | SERC | - | SERC-SE | 6b7 | Energy-Only (Existing-Other) |  | 0 | 0 | 0 | 0 | 0 | 0 | 0 | 0 | 0 | 0 | 0
2012 | US | SERC | - | SERC-SE | 6c | Unplanned Outages (Actual) / Current and Future Inoperable Resources |  |  | 0 | 0 | 0 | 0 | 0 | 0 | 0 | 0 | 0 | 0
2012 | US | SERC | - | SERC-SE | 6d | Total Supply-Side Demand Response | 0 | 0 | 0 | 0 | 0 | 0 | 0 | 0 | 0 | 0 | 0 | 0
2012 | US | SERC | - | SERC-SE | 7 | TOTAL FUTURE CAPACITY ADDITIONS |  | 966 | 1807 | 2392 | 2392 | 3588 | 4688 | 4688 | 4688 | 4688 | 4688 | 4688
2012 | US | SERC | - | SERC-SE | 7a | Future-Planned |  | 966 | 1807 | 2392 | 2392 | 3588 | 4688 | 4688 | 4688 | 4688 | 4688 | 4688
2012 | US | SERC | - | SERC-SE | 7a1 | Wind Expected On-Peak |  | 0 | 0 | 0 | 0 | 0 | 0 | 0 | 0 | 0 | 0 | 0
2012 | US | SERC | - | SERC-SE | 7a2 | Wind Derate On-Peak |  | 0 | 0 | 0 | 0 | 0 | 0 | 0 | 0 | 0 | 0 | 0
2012 | US | SERC | - | SERC-SE | 7a3 | Solar Expected On-Peak |  | 0 | 0 | 0 | 0 | 0 | 0 | 0 | 0 | 0 | 0 | 0
2012 | US | SERC | - | SERC-SE | 7a4 | Solar Derate On-Peak |  | 0 | 0 | 0 | 0 | 0 | 0 | 0 | 0 | 0 | 0 | 0
2012 | US | SERC | - | SERC-SE | 7a5 | Hydro Expected On-Peak |  | 0 | 0 | 0 | 0 | 0 | 0 | 0 | 0 | 0 | 0 | 0
2012 | US | SERC | - | SERC-SE | 7a6 | Hydro Derate On-Peak |  | 0 | 0 | 0 | 0 | 0 | 0 | 0 | 0 | 0 | 0 | 0
2012 | US | SERC | - | SERC-SE | 7a7 | Biomass Expected On-Peak |  | 50 | 50 | 50 | 50 | 146 | 146 | 146 | 146 | 146 | 146 | 146
2012 | US | SERC | - | SERC-SE | 7a8 | Biomass Derate On-Peak |  | 0 | 0 | 0 | 0 | 0 | 0 | 0 | 0 | 0 | 0 | 0
2012 | US | SERC | - | SERC-SE | 7a9 | Transmission-Limited Resources
2012 | US | SERC | - | SERC-SE | 7a10 | Scheduled Outage - Maintenance |  | 0 | 0 | 0 | 0 | 0 | 0 | 0 | 0 | 0 | 0 | 0
2012 | US | SERC | - | SERC-SE | 7a11 | All Other Derates |  | 0 | 0 | 0 | 0 | 0 | 0 | 0 | 0 | 0 | 0 | 0
2012 | US | SERC | - | SERC-SE | 7a12 | Energy-Only |  | 0 | 0 | 0 | 0 | 0 | 0 | 0 | 0 | 0 | 0 | 0
2012 | US | SERC | - | SERC-SE | 7b | Future-Other |  | 0 | 0 | 0 | 0 | 0 | 0 | 0 | 0 | 0 | 0 | 0
2012 | US | SERC | - | SERC-SE | 7b1 | Wind Expected On-Peak |  | 0 | 0 | 0 | 0 | 0 | 0 | 0 | 0 | 0 | 0 | 0
2012 | US | SERC | - | SERC-SE | 7b2 | Wind Derate On-Peak |  | 0 | 0 | 0 | 0 | 0 | 0 | 0 | 0 | 0 | 0 | 0
2012 | US | SERC | - | SERC-SE | 7b3 | Solar Expected On-Peak |  | 0 | 0 | 0 | 0 | 0 | 0 | 0 | 0 | 0 | 0 | 0
2012 | US | SERC | - | SERC-SE | 7b4 | Solar Derate On-Peak |  | 0 | 0 | 0 | 0 | 0 | 0 | 0 | 0 | 0 | 0 | 0
2012 | US | SERC | - | SERC-SE | 7b5 | Hydro Expected On-Peak |  | 0 | 0 | 0 | 0 | 0 | 0 | 0 | 0 | 0 | 0 | 0
2012 | US | SERC | - | SERC-SE | 7b6 | Hydro Derate On-Peak |  | 0 | 0 | 0 | 0 | 0 | 0 | 0 | 0 | 0 | 0 | 0
2012 | US | SERC | - | SERC-SE | 7b7 | Biomass Expected On-Peak |  | 0 | 0 | 0 | 0 | 0 | 0 | 0 | 0 | 0 | 0 | 0
2012 | US | SERC | - | SERC-SE | 7b8 | Biomass Derate On-Peak |  | 0 | 0 | 0 | 0 | 0 | 0 | 0 | 0 | 0 | 0 | 0
2012 | US | SERC | - | SERC-SE | 7b9 | Transmission-Limited Resources
2012 | US | SERC | - | SERC-SE | 7b10 | Scheduled Outage - Maintenance |  | 0 | 0 | 0 | 0 | 0 | 0 | 0 | 0 | 0 | 0 | 0
2012 | US | SERC | - | SERC-SE | 7b11 | All Other Derates |  | 0 | 0 | 0 | 0 | 0 | 0 | 0 | 0 | 0 | 0 | 0
2012 | US | SERC | - | SERC-SE | 7b12 | Energy-Only |  | 0 | 0 | 0 | 0 | 0 | 0 | 0 | 0 | 0 | 0 | 0
2012 | US | SERC | - | SERC-SE | 8 | Conceptual |  | 36 | 142.3 | 242.3 | 242.3 | 242.3 | 242.3 | 242.3 | 242.3 | 430.3 | 430.3 | 430.3
2012 | US | SERC | - | SERC-SE | 8a1 | Wind Expected On-Peak |  | 0 | 0 | 0 | 0 | 0 | 0 | 0 | 0 | 0 | 0 | 0
2012 | US | SERC | - | SERC-SE | 8a2 | Wind Derate On-Peak |  | 0 | 0 | 0 | 0 | 0 | 0 | 0 | 0 | 0 | 0 | 0
2012 | US | SERC | - | SERC-SE | 8a3 | Solar Expected On-Peak |  | 0 | 0 | 0 | 0 | 0 | 0 | 0 | 0 | 0 | 0 | 0
2012 | US | SERC | - | SERC-SE | 8a4 | Solar Derate On-Peak |  | 0 | 0 | 0 | 0 | 0 | 0 | 0 | 0 | 0 | 0 | 0
2012 | US | SERC | - | SERC-SE | 8a5 | Hydro Expected On-Peak |  | 0 | 0 | 0 | 0 | 0 | 0 | 0 | 0 | 0 | 0 | 0
2012 | US | SERC | - | SERC-SE | 8a6 | Hydro Derate On-Peak |  | 0 | 0 | 0 | 0 | 0 | 0 | 0 | 0 | 0 | 0 | 0
2012 | US | SERC | - | SERC-SE | 8a7 | Biomass Expected On-Peak |  | 0 | 106.3 | 206.3 | 206.3 | 206.3 | 206.3 | 206.3 | 206.3 | 206.3 | 206.3 | 206.3
2012 | US | SERC | - | SERC-SE | 8a8 | Biomass Derate On-Peak |  | 0 | 0 | 0 | 0 | 0 | 0 | 0 | 0 | 0 | 0 | 0
2012 | US | SERC | - | SERC-SE | 8a9 | All Other Derates |  | 0 | 0 | 0 | 0 | 0 | 0 | 0 | 0 | 0 | 0 | 0
2012 | US | SERC | - | SERC-SE | 8a10 | Energy-Only |  | 0 | 0 | 0 | 0 | 0 | 0 | 0 | 0 | 0 | 0 | 0
2012 | US | SERC | - | SERC-SE | 9 | ANTICIPATED INTERNAL CAPACITY |  | 63277.82 | 64118.82 | 64703.82 | 64703.82 | 65899.82 | 66999.82 | 66999.82 | 66999.82 | 66999.82 | 66999.82 | 66999.82
2012 | US | SERC | - | SERC-SE | 10 | CAPACITY TRANSACTIONS - IMPORTS | 732 | 1150 | 850 | 900 | 900 | 825 | 825 | 825 | 825 | 825 | 546 | 446
2012 | US | SERC | - | SERC-SE | 10a | Firm | 732 | 1150 | 850 | 900 | 900 | 825 | 825 | 825 | 825 | 825 | 546 | 446
2012 | US | SERC | - | SERC-SE | 10a1 | Full-Responsibility Purchases | 0 | 0 | 0 | 0 | 0 | 0 | 0 | 0 | 0 | 0 | 0 | 0
2012 | US | SERC | - | SERC-SE | 10a2 | Owned Capacity/Entitlement Located Outside the Region/Subregion | 125 | 143 | 143 | 143 | 143 | 143 | 143 | 143 | 143 | 143 | 143 | 143
2012 | US | SERC | - | SERC-SE | 10b | Non-firm | 82: 0
2012 | US | SERC | - | SERC-SE | 10c | Expected |  | 0 | 0 | 0 | 0 | 0 | 0 | 0 | 0 | 0 | 0 | 0
2012 | US | SERC | - | SERC-SE | 10c1 | Full-Responsibility Purchases |  | 0 | 0 | 0 | 0 | 0 | 0 | 0 | 0 | 0 | 0 | 0
2012 | US | SERC | - | SERC-SE | 10c2 | Owned Capacity/Entitlement Located Outside the Region/Subregion |  | 0 | 0 | 0 | 0 | 0 | 0 | 0 | 0 | 0 | 0 | 0
2012 | US | SERC | - | SERC-SE | 11 | CAPACITY TRANSACTIONS - EXPORTS | 2048.4 | 2659.6 | 2862.2 | 2702.8 | 2690.4 | 1399 | 1547.2 | 1555.4 | 1670.7 | 1690 | 1697.4 | 1704.7
2012 | US | SERC | - | SERC-SE | 11a | Firm | 2048.4 | 2659.6 | 2862.2 | 2702.8 | 2690.4 | 1399 | 1547.2 | 1555.4 | 1670.7 | 1690 | 1697.4 | 1704.7
2012 | US | SERC | - | SERC-SE | 11a1 | Full-Responsibility Purchases | 0 | 0 | 0 | 0 | 0 | 0 | 0 | 0 | 0 | 0 | 0 | 0
2012 | US | SERC | - | SERC-SE | 11a2 | Owned Capacity/Entitlement Located Outside the Region/Subregion | 0 | 0 | 0 | 0 | 0 | 0 | 0 | 0 | 0 | 0 | 0 | 0
2012 | US | SERC | - | SERC-SE | 11b | Non-firm | 82: 0
2012 | US | SERC | - | SERC-SE | 11c | Expected |  | 0 | 0 | 0 | 0 | 0 | 0 | 0 | 0 | 0 | 0 | 0
2012 | US | SERC | - | SERC-SE | 11c1 | Full-Responsibility Purchases |  | 0 | 0 | 0 | 0 | 0 | 0 | 0 | 0 | 0 | 0 | 0
2012 | US | SERC | - | SERC-SE | 11c2 | Owned Capacity/Entitlement Located Outside the Region/Subregion |  | 0 | 0 | 0 | 0 | 0 | 0 | 0 | 0 | 0 | 0 | 0
2012 | US | SERC | - | SERC-SE | 12 | EXISTING-CERTAIN & NET FIRM TRANSACTIONS | 67845.6 | 60802.22 | 60299.62 | 60509.02 | 60521.42 | 61737.82 | 61589.62 | 61581.42 | 61466.12 | 61446.82 | 61160.42 | 61053.12
2012 | US | SERC | - | SERC-SE | 13 | ANTICIPATED CAPACITY RESOURCES |  |  | 62106.62 | 62901.02 | 62913.42 | 65325.82 | 66277.62 | 66269.42 | 66154.12 | 66134.82 | 65848.42 | 65741.12
2012 | US | SERC | - | SERC-SE | 14 | PROSPECTIVE CAPACITY RESOURCES |  |  | 62406.62 | 63201.02 | 63213.42 | 65625.82 | 66577.62 | 66569.42 | 66454.12 | 66434.82 | 66148.42 | 66041.12
2012 | US | SERC | - | SERC-SE | 15 | TOTAL POTENTIAL CAPACITY RESOURCES |  |  | 62548.92 | 63443.32 | 63455.72 | 65868.12 | 66819.92 | 66811.72 | 66696.42 | 66865.12 | 66578.72 | 66471.42
2012 | US | SERC | - | SERC-SE | 16 | ADJUSTED POTENTIAL CAPACITY RESOURCES |  |  | 62548.9186 | 63443.3176 | 63455.7176 | 65868.1176 | 66819.9176 | 66811.7176 | 66696.4176 | 66865.1157 | 66578.7157 | 66471.4157
2012 | US | SERC | - | SERC-SE | 16a | Confidence of Future-Other |  |  | 0.99999 | 0.99999 | 0.99999 | 0.99999 | 0.99999 | 0.99999 | 0.99999 | 0.99999 | 0.99999 | 0.99999
2012 | US | SERC | - | SERC-SE | 16b | Net Future-Other Resources After Confidence Percentage Is Applied |  |  | 0 | 0 | 0 | 0 | 0 | 0 | 0 | 0 | 0 | 0
2012 | US | SERC | - | SERC-SE | 16c | Confidence of Conceptual |  |  | 0.99999 | 0.99999 | 0.99999 | 0.99999 | 0.99999 | 0.99999 | 0.99999 | 0.99999 | 0.99999 | 0.99999
2012 | US | SERC | - | SERC-SE | 16d | Net Conceptual Resources After Confidence Percentage Is Applied |  |  | 142.2986 | 242.2976 | 242.2976 | 242.2976 | 242.2976 | 242.2976 | 242.2976 | 430.2957 | 430.2957 | 430.2957
2012 | US | SERC | - | SERC-SE | 17 | ASSESSMENT AREA TARGET RESERVE MARGIN |  |  | 15% | 15% | 15% | 15% | 15% | 15% | 15% | 15% | 15% | 15%
2012 | US | SERC | - | SERC-SE | 18 | EXISTING-CERTAIN AND NET FIRM TRANSACTIONS RESERVE MARGIN | 82: 39.54%; 84: 29.04%
2012 | US | SERC | - | SERC-SE | 19 | ANTICIPATED CAPACITY RESOURCES RESERVE MARGIN |  |  | 29.66% | 29.06% | 27.8% | 31.12% | 31.11% | 29.88% | 27.94% | 26.22% | 23.44% | 21.18%
2012 | US | SERC | - | SERC-SE | 20 | PROSPECTIVE CAPACITY RESOURCES RESERVE MARGIN |  |  | 30.29% | 29.68% | 28.41% | 31.72% | 31.7% | 30.47% | 28.52% | 26.79% | 24.01% | 21.74%
2012 | US | SERC | - | SERC-SE | 21 | TOTAL POTENTIAL RESOURCES RESERVE MARGIN |  |  | 30.58% | 30.17% | 28.9% | 32.2% | 32.18% | 30.94% | 28.99% | 27.61% | 24.81% | 22.53%
2012 | US | SERC | - | SERC-SE | 22 | ADJUSTED POTENTIAL RESOURCES RESERVE MARGIN |  |  | 30.58% | 30.17% | 28.9% | 32.2% | 32.18% | 30.94% | 28.99% | 27.61% | 24.81% | 22.53%
2012 | US | SERC | - | SERC-SE | 23 | Total Baseline Installed Capacity | 82: 69162
2012 | US | SERC | - | SERC-SE | 24 | Distributed or Other Capacity (Behind the Meter) < 1 MW |  | 0 | 0 | 0 | 0 | 0 | 0 | 0 | 0 | 0 | 0 | 0
2012 | US | SERC | - | SERC-SE | 25 | Distributed or Other Capacity (Behind the Meter) ≥ 1 MW |  | 0 | 0 | 0 | 0 | 0 | 0 | 0 | 0 | 0 | 0 | 0
2012 | US | SERC | - | SERC-SE | 26 | Capacity Total from EIA-860 |  | 0 | 0 | 0 | 0 | 0 | 0 | 0 | 0 | 0 | 0 | 0
2012 | US | SERC | - | SERC-W | 1 | Unrestricted Non-coincident Peak Demand |  | 25168 | 25741 | 25969 | 26356 | 26669 | 26974 | 27264 | 27619 | 27897 | 28185 | 28471
2012 | US | SERC | - | SERC-W | 1a | New Conservation (Energy Efficiency) |  | 0 | 0 | 0 | 0 | 0 | 0 | 0 | 0 | 0 | 0 | 0
2012 | US | SERC | - | SERC-W | 1b | Estimated Diversity | 0 | 453 | 455 | 456 | 473 | 479 | 476 | 470 | 473 | 470 | 489 | 492
2012 | US | SERC | - | SERC-W | 1c | Additions for non-member load (load served by non-registered LSE's in a region) | 0 | 688 | 635 | 653 | 680 | 691 | 701 | 711 | 717 | 726 | 739 | 751
2012 | US | SERC | - | SERC-W | 1d | Stand-by Load Under Contract (Normally served by behind the meter generation) | 0 | 0 | 0 | 0 | 0 | 0 | 0 | 0 | 0 | 0 | 0 | 0
2012 | US | SERC | - | SERC-W | 1e | Non-Controllable Demand-Side Demand Response |  |  |  | 0 | 0 | 0 | 0 | 0 | 0 | 0 | 0 | 0
2012 | US | SERC | - | SERC-W | 2 | Total Internal Demand | 25585 | 25403 | 25921 | 26166 | 26563 | 26881 | 27199 | 27505 | 27863 | 28153 | 28435 | 28730
2012 | US | SERC | - | SERC-W | 2a | Supply-Side Direct Control Load Management (DCLM) |  |  |  | 0 | 0 | 0 | 0 | 0 | 0 | 0 | 0 | 0
2012 | US | SERC | - | SERC-W | 2b | Supply-Side Contractually Interruptible (Curtailable) |  |  |  | 0 | 0 | 0 | 0 | 0 | 0 | 0 | 0 | 0
2012 | US | SERC | - | SERC-W | 2c | Supply-Side Critical Peak-Pricing (CPP) with Control |  |  |  | 0 | 0 | 0 | 0 | 0 | 0 | 0 | 0 | 0
2012 | US | SERC | - | SERC-W | 2d | Supply-Side Load as a Capacity Resource |  |  |  | 0 | 0 | 0 | 0 | 0 | 0 | 0 | 0 | 0
2012 | US | SERC | - | SERC-W | 3 | Net Internal Demand | 25574 | 24503 | 25015 | 25257 | 25623 | 25937 | 26252 | 26556 | 26910 | 27198 | 27472 | 27764
2012 | US | SERC | - | SERC-W | 3a | Demand-Side Direct Control Load Management (DCLM) | 0 | 0 | 0 | 0 | 0 | 0 | 0 | 0 | 0 | 0 | 0 | 0
2012 | US | SERC | - | SERC-W | 3b | Demand-Side Contractually Interruptible (Curtailable) | 11 | 900 | 906 | 909 | 940 | 944 | 947 | 949 | 953 | 955 | 963 | 966
2012 | US | SERC | - | SERC-W | 3c | Demand-Side Critical Peak-Pricing (CPP) with Control | 0 | 0 | 0 | 0 | 0 | 0 | 0 | 0 | 0 | 0 | 0 | 0
2012 | US | SERC | - | SERC-W | 3d | Demand-Side Load as a Capacity Resource | 0 | 0 | 0 | 0 | 0 | 0 | 0 | 0 | 0 | 0 | 0 | 0
2012 | US | SERC | - | SERC-W | 4 | Total Controllable Demand Response | 11 | 900 | 906 | 909 | 940 | 944 | 947 | 949 | 953 | 955 | 963 | 966
2012 | US | SERC | - | SERC-W | 4a | Demand Response used for Ancillary Services - Spinning Reserves | 0 | 0 | 0 | 0 | 0 | 0 | 0 | 0 | 0 | 0 | 0 | 0
2012 | US | SERC | - | SERC-W | 4b | Demand Response used for Ancillary Services - Non-Spinning Reserves | 0 | 0 | 0 | 0 | 0 | 0 | 0 | 0 | 0 | 0 | 0 | 0
2012 | US | SERC | - | SERC-W | 4c | Demand Response used for Regulation | 0 | 0 | 0 | 0 | 0 | 0 | 0 | 0 | 0 | 0 | 0 | 0
2012 | US | SERC | - | SERC-W | 4d | Demand Response used for Energy, Voluntary Services - Emergency | 0 | 0 | 0 | 0 | 0 | 0 | 0 | 0 | 0 | 0 | 0 | 0
2012 | US | SERC | - | SERC-W | 5 | TOTAL INTERNAL CAPACITY | 34291.6 | 41108.4 | 41108.4 | 41158.4 | 41185.4 | 41311.4 | 41311.4 | 41311.4 | 41311.4 | 41311.4 | 41311.4 | 41311.4
2012 | US | SERC | - | SERC-W | 6a | Existing-Certain | 34291.6 | 34611.4 | 34611.4 | 34611.4 | 34611.4 | 34611.4 | 34611.4 | 34611.4 | 34611.4 | 34611.4 | 34611.4 | 34611.4
2012 | US | SERC | - | SERC-W | 6a1 | Wind Expected On-Peak |  | 0 | 0 | 0 | 0 | 0 | 0 | 0 | 0 | 0 | 0 | 0
2012 | US | SERC | - | SERC-W | 6a2 | Solar Expected On-Peak |  | 0 | 0 | 0 | 0 | 0 | 0 | 0 | 0 | 0 | 0 | 0
2012 | US | SERC | - | SERC-W | 6a3 | Hydro Expected On-Peak |  | 311.4 | 311.4 | 311.4 | 311.4 | 311.4 | 311.4 | 311.4 | 311.4 | 311.4 | 311.4 | 311.4
2012 | US | SERC | - | SERC-W | 6a4 | Biomass Expected On-Peak |  | 0 | 0 | 0 | 0 | 0 | 0 | 0 | 0 | 0 | 0 | 0
2012 | US | SERC | - | SERC-W | 6b | Existing-Other |  | 4519 | 4519 | 4519 | 4519 | 4519 | 4519 | 4519 | 4519 | 4519 | 4519 | 4519
2012 | US | SERC | - | SERC-W | 6b1 | Wind Derate On-Peak |  | 0 | 0 | 0 | 0 | 0 | 0 | 0 | 0 | 0 | 0 | 0
2012 | US | SERC | - | SERC-W | 6b2 | Solar Derate On-Peak |  | 0 | 0 | 0 | 0 | 0 | 0 | 0 | 0 | 0 | 0 | 0
2012 | US | SERC | - | SERC-W | 6b3 | Hydro Derate On-Peak |  | 0 | 0 | 0 | 0 | 0 | 0 | 0 | 0 | 0 | 0 | 0
2012 | US | SERC | - | SERC-W | 6b4 | Biomass Derate On-Peak |  | 0 | 0 | 0 | 0 | 0 | 0 | 0 | 0 | 0 | 0 | 0
2012 | US | SERC | - | SERC-W | 6b5 | Transmission-Limited Resources |  |  | 0 | 0 | 0 | 0 | 0 | 0 | 0 | 0 | 0 | 0
2012 | US | SERC | - | SERC-W | 6b6 | All Other Derates |  | 0 | 0 | 0 | 0 | 0 | 0 | 0 | 0 | 0 | 0 | 0
2012 | US | SERC | - | SERC-W | 6b7 | Energy-Only (Existing-Other) |  | 0 | 0 | 0 | 0 | 0 | 0 | 0 | 0 | 0 | 0 | 0
2012 | US | SERC | - | SERC-W | 6c | Unplanned Outages (Actual) / Current and Future Inoperable Resources |  |  | 0 | 0 | 0 | 0 | 0 | 0 | 0 | 0 | 0 | 0
2012 | US | SERC | - | SERC-W | 6d | Total Supply-Side Demand Response | 0 | 0 | 0 | 0 | 0 | 0 | 0 | 0 | 0 | 0 | 0 | 0
2012 | US | SERC | - | SERC-W | 7 | TOTAL FUTURE CAPACITY ADDITIONS |  | 1978 | 1978 | 2028 | 2055 | 2181 | 2181 | 2181 | 2181 | 2181 | 2181 | 2181
2012 | US | SERC | - | SERC-W | 7a | Future-Planned |  | 1978 | 1978 | 2028 | 2055 | 2181 | 2181 | 2181 | 2181 | 2181 | 2181 | 2181
2012 | US | SERC | - | SERC-W | 7a1 | Wind Expected On-Peak |  | 0 | 0 | 0 | 0 | 0 | 0 | 0 | 0 | 0 | 0 | 0
2012 | US | SERC | - | SERC-W | 7a2 | Wind Derate On-Peak |  | 0 | 0 | 0 | 0 | 0 | 0 | 0 | 0 | 0 | 0 | 0
2012 | US | SERC | - | SERC-W | 7a3 | Solar Expected On-Peak |  | 0 | 0 | 0 | 0 | 0 | 0 | 0 | 0 | 0 | 0 | 0
2012 | US | SERC | - | SERC-W | 7a4 | Solar Derate On-Peak |  | 0 | 0 | 0 | 0 | 0 | 0 | 0 | 0 | 0 | 0 | 0
2012 | US | SERC | - | SERC-W | 7a5 | Hydro Expected On-Peak |  | 0 | 0 | 0 | 27 | 27 | 27 | 27 | 27 | 27 | 27 | 27
2012 | US | SERC | - | SERC-W | 7a6 | Hydro Derate On-Peak |  | 0 | 0 | 0 | 0 | 0 | 0 | 0 | 0 | 0 | 0 | 0
2012 | US | SERC | - | SERC-W | 7a7 | Biomass Expected On-Peak |  | 0 | 0 | 50 | 50 | 50 | 50 | 50 | 50 | 50 | 50 | 50
2012 | US | SERC | - | SERC-W | 7a8 | Biomass Derate On-Peak |  | 0 | 0 | 0 | 0 | 0 | 0 | 0 | 0 | 0 | 0 | 0
2012 | US | SERC | - | SERC-W | 7a9 | Transmission-Limited Resources
2012 | US | SERC | - | SERC-W | 7a10 | Scheduled Outage - Maintenance |  | 0 | 0 | 0 | 0 | 0 | 0 | 0 | 0 | 0 | 0 | 0
2012 | US | SERC | - | SERC-W | 7a11 | All Other Derates |  | 0 | 0 | 0 | 0 | 0 | 0 | 0 | 0 | 0 | 0 | 0
2012 | US | SERC | - | SERC-W | 7a12 | Energy-Only |  | 0 | 0 | 0 | 0 | 0 | 0 | 0 | 0 | 0 | 0 | 0
2012 | US | SERC | - | SERC-W | 7b | Future-Other |  | 0 | 0 | 0 | 0 | 0 | 0 | 0 | 0 | 0 | 0 | 0
2012 | US | SERC | - | SERC-W | 7b1 | Wind Expected On-Peak |  | 0 | 0 | 0 | 0 | 0 | 0 | 0 | 0 | 0 | 0 | 0
2012 | US | SERC | - | SERC-W | 7b2 | Wind Derate On-Peak |  | 0 | 0 | 0 | 0 | 0 | 0 | 0 | 0 | 0 | 0 | 0
2012 | US | SERC | - | SERC-W | 7b3 | Solar Expected On-Peak |  | 0 | 0 | 0 | 0 | 0 | 0 | 0 | 0 | 0 | 0 | 0
2012 | US | SERC | - | SERC-W | 7b4 | Solar Derate On-Peak |  | 0 | 0 | 0 | 0 | 0 | 0 | 0 | 0 | 0 | 0 | 0
2012 | US | SERC | - | SERC-W | 7b5 | Hydro Expected On-Peak |  | 0 | 0 | 0 | 0 | 0 | 0 | 0 | 0 | 0 | 0 | 0
2012 | US | SERC | - | SERC-W | 7b6 | Hydro Derate On-Peak |  | 0 | 0 | 0 | 0 | 0 | 0 | 0 | 0 | 0 | 0 | 0
2012 | US | SERC | - | SERC-W | 7b7 | Biomass Expected On-Peak |  | 0 | 0 | 0 | 0 | 0 | 0 | 0 | 0 | 0 | 0 | 0
2012 | US | SERC | - | SERC-W | 7b8 | Biomass Derate On-Peak |  | 0 | 0 | 0 | 0 | 0 | 0 | 0 | 0 | 0 | 0 | 0
2012 | US | SERC | - | SERC-W | 7b9 | Transmission-Limited Resources
2012 | US | SERC | - | SERC-W | 7b10 | Scheduled Outage - Maintenance |  | 0 | 0 | 0 | 0 | 0 | 0 | 0 | 0 | 0 | 0 | 0
2012 | US | SERC | - | SERC-W | 7b11 | All Other Derates |  | 0 | 0 | 0 | 0 | 0 | 0 | 0 | 0 | 0 | 0 | 0
2012 | US | SERC | - | SERC-W | 7b12 | Energy-Only |  | 0 | 0 | 0 | 0 | 0 | 0 | 0 | 0 | 0 | 0 | 0
2012 | US | SERC | - | SERC-W | 8 | Conceptual |  | 0 | 10 | 710 | 1683.5 | 1786 | 1888.5 | 2591 | 3890 | 4040 | 4790 | 4852.5
2012 | US | SERC | - | SERC-W | 8a1 | Wind Expected On-Peak |  | 0 | 0 | 0 | 2.5 | 5 | 7.5 | 10 | 10 | 10 | 10 | 22.5
2012 | US | SERC | - | SERC-W | 8a2 | Wind Derate On-Peak |  | 0 | 0 | 0 | 0 | 0 | 0 | 0 | 0 | 0 | 0 | 0
2012 | US | SERC | - | SERC-W | 8a3 | Solar Expected On-Peak |  | 0 | 0 | 0 | 0 | 0 | 0 | 0 | 0 | 0 | 0 | 0
2012 | US | SERC | - | SERC-W | 8a4 | Solar Derate On-Peak |  | 0 | 0 | 0 | 0 | 0 | 0 | 0 | 0 | 0 | 0 | 0
2012 | US | SERC | - | SERC-W | 8a5 | Hydro Expected On-Peak |  | 0 | 0 | 0 | 0 | 0 | 0 | 0 | 119 | 169 | 219 | 269
2012 | US | SERC | - | SERC-W | 8a6 | Hydro Derate On-Peak |  | 0 | 0 | 0 | 0 | 0 | 0 | 0 | 0 | 0 | 0 | 0
2012 | US | SERC | - | SERC-W | 8a7 | Biomass Expected On-Peak |  | 0 | 10 | 110 | 210 | 310 | 410 | 510 | 610 | 710 | 810 | 810
2012 | US | SERC | - | SERC-W | 8a8 | Biomass Derate On-Peak |  | 0 | 0 | 0 | 0 | 0 | 0 | 0 | 0 | 0 | 0 | 0
2012 | US | SERC | - | SERC-W | 8a9 | All Other Derates |  | 0 | 0 | 0 | 0 | 0 | 0 | 0 | 0 | 0 | 0 | 0
2012 | US | SERC | - | SERC-W | 8a10 | Energy-Only |  | 0 | 0 | 100 | 473.5 | 576 | 678.5 | 781 | 950 | 1050 | 1800 | 1800
2012 | US | SERC | - | SERC-W | 9 | ANTICIPATED INTERNAL CAPACITY |  | 36589.4 | 36589.4 | 36639.4 | 36666.4 | 36792.4 | 36792.4 | 36792.4 | 36792.4 | 36792.4 | 36792.4 | 36792.4
2012 | US | SERC | - | SERC-W | 10 | CAPACITY TRANSACTIONS - IMPORTS | 155 | 180 | 50 | 50 | 50 | 50 | 50 | 50 | 50 | 50 | 50 | 50
2012 | US | SERC | - | SERC-W | 10a | Firm | 155 | 180 | 50 | 50 | 50 | 50 | 50 | 50 | 50 | 50 | 50 | 50
2012 | US | SERC | - | SERC-W | 10a1 | Full-Responsibility Purchases | 0 | 0 | 0 | 0 | 0 | 0 | 0 | 0 | 0 | 0 | 0 | 0
2012 | US | SERC | - | SERC-W | 10a2 | Owned Capacity/Entitlement Located Outside the Region/Subregion | 50 | 50 | 50 | 50 | 50 | 50 | 50 | 50 | 50 | 50 | 50 | 50
2012 | US | SERC | - | SERC-W | 10b | Non-firm | 82: 0
2012 | US | SERC | - | SERC-W | 10c | Expected |  | 0 | 0 | 0 | 0 | 0 | 0 | 0 | 0 | 0 | 0 | 0
2012 | US | SERC | - | SERC-W | 10c1 | Full-Responsibility Purchases |  | 0 | 0 | 0 | 0 | 0 | 0 | 0 | 0 | 0 | 0 | 0
2012 | US | SERC | - | SERC-W | 10c2 | Owned Capacity/Entitlement Located Outside the Region/Subregion |  | 0 | 0 | 0 | 0 | 0 | 0 | 0 | 0 | 0 | 0 | 0
2012 | US | SERC | - | SERC-W | 11 | CAPACITY TRANSACTIONS - EXPORTS | 2509 | 2734 | 2304 | 1746 | 1746 | 1671 | 1671 | 1671 | 1671 | 1671 | 1392 | 1392
2012 | US | SERC | - | SERC-W | 11a | Firm | 2509 | 2734 | 2304 | 1746 | 1746 | 1671 | 1671 | 1671 | 1671 | 1671 | 1392 | 1392
2012 | US | SERC | - | SERC-W | 11a1 | Full-Responsibility Purchases | 588 | 588 | 588 | 588 | 588 | 588 | 588 | 588 | 588 | 588 | 588 | 588
2012 | US | SERC | - | SERC-W | 11a2 | Owned Capacity/Entitlement Located Outside the Region/Subregion | 373 | 373 | 373 | 373 | 373 | 373 | 373 | 373 | 373 | 373 | 373 | 373
2012 | US | SERC | - | SERC-W | 11b | Non-firm | 82: 0
2012 | US | SERC | - | SERC-W | 11c | Expected |  | 0 | 0 | 0 | 0 | 0 | 0 | 0 | 0 | 0 | 0 | 0
2012 | US | SERC | - | SERC-W | 11c1 | Full-Responsibility Purchases |  | 0 | 0 | 0 | 0 | 0 | 0 | 0 | 0 | 0 | 0 | 0
2012 | US | SERC | - | SERC-W | 11c2 | Owned Capacity/Entitlement Located Outside the Region/Subregion |  | 0 | 0 | 0 | 0 | 0 | 0 | 0 | 0 | 0 | 0 | 0
2012 | US | SERC | - | SERC-W | 12 | EXISTING-CERTAIN & NET FIRM TRANSACTIONS | 31937.6 | 32057.4 | 32357.4 | 32915.4 | 32915.4 | 32990.4 | 32990.4 | 32990.4 | 32990.4 | 32990.4 | 33269.4 | 33269.4
2012 | US | SERC | - | SERC-W | 13 | ANTICIPATED CAPACITY RESOURCES |  |  | 34335.4 | 34943.4 | 34970.4 | 35171.4 | 35171.4 | 35171.4 | 35171.4 | 35171.4 | 35450.4 | 35450.4
2012 | US | SERC | - | SERC-W | 14 | PROSPECTIVE CAPACITY RESOURCES |  |  | 38854.4 | 39462.4 | 39489.4 | 39690.4 | 39690.4 | 39690.4 | 39690.4 | 39690.4 | 39969.4 | 39969.4
2012 | US | SERC | - | SERC-W | 15 | TOTAL POTENTIAL CAPACITY RESOURCES |  |  | 38864.4 | 40172.4 | 41172.9 | 41476.4 | 41578.9 | 42281.4 | 43580.4 | 43730.4 | 44759.4 | 44821.9
2012 | US | SERC | - | SERC-W | 16 | ADJUSTED POTENTIAL CAPACITY RESOURCES |  |  | 38864.3999 | 40172.3929 | 41172.8832 | 41476.3821 | 41578.8811 | 42281.3741 | 43580.3611 | 43730.3596 | 44759.3521 | 44821.8515
2012 | US | SERC | - | SERC-W | 16a | Confidence of Future-Other |  |  | 0.99999 | 0.99999 | 0.99999 | 0.99999 | 0.99999 | 0.99999 | 0.99999 | 0.99999 | 0.99999 | 0.99999
2012 | US | SERC | - | SERC-W | 16b | Net Future-Other Resources After Confidence Percentage Is Applied |  |  | 0 | 0 | 0 | 0 | 0 | 0 | 0 | 0 | 0 | 0
2012 | US | SERC | - | SERC-W | 16c | Confidence of Conceptual |  |  | 0.99999 | 0.99999 | 0.99999 | 0.99999 | 0.99999 | 0.99999 | 0.99999 | 0.99999 | 0.99999 | 0.99999
2012 | US | SERC | - | SERC-W | 16d | Net Conceptual Resources After Confidence Percentage Is Applied |  |  | 9.9999 | 709.9929 | 1683.4832 | 1785.9821 | 1888.4811 | 2590.9741 | 3889.9611 | 4039.9596 | 4789.9521 | 4852.4515
2012 | US | SERC | - | SERC-W | 17 | ASSESSMENT AREA TARGET RESERVE MARGIN |  | 15% | 15% | 15% | 15% | 15% | 15% | 15% | 15% | 15% | 15% | 15%
2012 | US | SERC | - | SERC-W | 18 | EXISTING-CERTAIN AND NET FIRM TRANSACTIONS RESERVE MARGIN | 82: 24.88%; 84: 30.83%
2012 | US | SERC | - | SERC-W | 19 | ANTICIPATED CAPACITY RESOURCES RESERVE MARGIN |  |  | 37.26% | 38.35% | 36.48% | 35.6% | 33.98% | 32.44% | 30.7% | 29.32% | 29.04% | 27.68%
2012 | US | SERC | - | SERC-W | 20 | PROSPECTIVE CAPACITY RESOURCES RESERVE MARGIN |  |  | 55.32% | 56.24% | 54.12% | 53.03% | 51.19% | 49.46% | 47.49% | 45.93% | 45.49% | 43.96%
2012 | US | SERC | - | SERC-W | 21 | TOTAL POTENTIAL RESOURCES RESERVE MARGIN |  |  | 55.36% | 59.05% | 60.69% | 59.91% | 58.38% | 59.22% | 61.95% | 60.79% | 62.93% | 61.44%
2012 | US | SERC | - | SERC-W | 22 | ADJUSTED POTENTIAL RESOURCES RESERVE MARGIN |  |  | 55.36% | 59.05% | 60.69% | 59.91% | 58.38% | 59.22% | 61.95% | 60.79% | 62.93% | 61.44%
2012 | US | SERC | - | SERC-W | 23 | Total Baseline Installed Capacity | 82: 34291.6
2012 | US | SERC | - | SERC-W | 24 | Distributed or Other Capacity (Behind the Meter) < 1 MW |  | 0 | 0 | 0 | 0 | 0 | 0 | 0 | 0 | 0 | 0 | 0
2012 | US | SERC | - | SERC-W | 25 | Distributed or Other Capacity (Behind the Meter) ≥ 1 MW |  | 0 | 0 | 0 | 0 | 0 | 0 | 0 | 0 | 0 | 0 | 0
2012 | US | SERC | - | SERC-W | 26 | Capacity Total from EIA-860 |  | 0 | 0 | 0 | 0 | 0 | 0 | 0 | 0 | 0 | 0 | 0
2012 | US | SPP | - | SPP | 1 | Unrestricted Non-coincident Peak Demand |  | 54811.195 | 55706.6451 | 56426.1864 | 56559.6992 | 57250.9451 | 58019.9782 | 58634.732 | 59491.3483 | 60414.8427 | 61132.5519 | 61349.329
2012 | US | SPP | - | SPP | 1a | New Conservation (Energy Efficiency) |  | 248.8056 | 307.0983 | 368.5134 | 423.4561 | 480.9632 | 542.9316 | 608.2921 | 669.7952 | 728.138 | 779.4347 | 809.0682
2012 | US | SPP | - | SPP | 1b | Estimated Diversity |  | 63.5608 | 64.6851 | 65.6609 | 73.3521 | 73.6637 | 74.8731 | 75.8913 | 76.9177 | 77.286 | 78.0533 | 78.0525
2012 | US | SPP | - | SPP | 1c | Additions for non-member load (load served by non-registered LSE's in a region) |  | 14 | 14 | 14 | 14 | 14 | 14 | 14 | 14 | 14 | 14 | 14
2012 | US | SPP | - | SPP | 1d | Stand-by Load Under Contract (Normally served by behind the meter generation) |  | 0 | 0 | 0 | 0 | 0 | 0 | 6 | 0 | 0 | 0 | 0
2012 | US | SPP | - | SPP | 1e | Non-Controllable Demand-Side Demand Response |  | 77.3 | 169.1 | 274.1 | 311.1 | 346.1 | 361.1 | 379.1 | 381.1 | 384.1 | 385.1 | 388.1
2012 | US | SPP | - | SPP | 2 | Total Internal Demand | 55816.9546 | 54435.5287 | 55179.7617 | 55731.9121 | 55765.7911 | 56364.2182 | 57055.0735 | 57591.4486 | 58377.5354 | 59239.3187 | 59903.9639 | 60088.1083
2012 | US | SPP | - | SPP | 2a | Supply-Side Direct Control Load Management (DCLM) | 70 | 72.3 | 85.4 | 94.4 | 103.8 | 113.9 | 124 | 134.2 | 144.3 | 154.5 | 164.6 | 174.7
2012 | US | SPP | - | SPP | 2b | Supply-Side Contractually Interruptible (Curtailable) | 130.1783 | 180.2 | 187 | 271 | 286.25 | 294 | 307.5 | 279 | 294.25 | 307.25 | 315.75 | 320.25
2012 | US | SPP | - | SPP | 2c | Supply-Side Critical Peak-Pricing (CPP) with Control | 0 | 0 | 0 | 0 | 0 | 0 | 0 | 0 | 0 | 0 | 0 | 0
2012 | US | SPP | - | SPP | 2d | Supply-Side Load as a Capacity Resource | 0 | 0 | 0 | 0 | 0 | 0 | 0 | 0 | 0 | 0 | 0 | 0
2012 | US | SPP | - | SPP | 3 | Net Internal Demand | 54991.2756 | 53461.8627 | 54246.7129 | 54793.5704 | 54788.4607 | 55368.2961 | 55926.5568 | 56539.3342 | 57337.8204 | 57971.0001 | 58716.0386 | 58984.5734
2012 | US | SPP | - | SPP | 3a | Demand-Side Direct Control Load Management (DCLM) | 45.6 | 171.194 | 181.994 | 191.194 | 199.594 | 207.594 | 207.594 | 207.594 | 207.594 | 207.594 | 207.594 | 207.594
2012 | US | SPP | - | SPP | 3b | Demand-Side Contractually Interruptible (Curtailable) | 752.079 | 774.472 | 723.0549 | 719.1477 | 749.7364 | 760.3281 | 892.9227 | 816.5204 | 804.121 | 1032.7246 | 952.3312 | 867.9409
2012 | US | SPP | - | SPP | 3c | Demand-Side Critical Peak-Pricing (CPP) with Control | 0 | 0 | 0 | 0 | 0 | 0 | 0 | 0 | 0 | 0 | 0 | 0
2012 | US | SPP | - | SPP | 3d | Demand-Side Load as a Capacity Resource | 28 | 28 | 28 | 28 | 28 | 28 | 28 | 28 | 28 | 28 | 28 | 28
2012 | US | SPP | - | SPP | 4 | Total Controllable Demand Response | 1025.8573 | 1226.166 | 1205.4489 | 1303.7417 | 1367.3804 | 1403.8221 | 1560.0167 | 1465.3144 | 1478.265 | 1730.0686 | 1668.2752 | 1598.4849
2012 | US | SPP | - | SPP | 4a | Demand Response used for Ancillary Services - Spinning Reserves | 2 | 2 | 2 | 2 | 2 | 2 | 2 | 2 | 2 | 2 | 2 | 2
2012 | US | SPP | - | SPP | 4b | Demand Response used for Ancillary Services - Non-Spinning Reserves | bar: 82 to 104
2012 | US | SPP | - | SPP | 4c | Demand Response used for Regulation |  |  |  | 0 | 0 | 0 | 0 | 0 | 0 | 0 | 0 | 0
2012 | US | SPP | - | SPP | 4d | Demand Response used for Energy, Voluntary Services - Emergency |  |  |  | 0 | 0 | 0 | 0 | 0 | 0 | 0 | 0 | 0
2012 | US | SPP | - | SPP | 5 | TOTAL INTERNAL CAPACITY | 74776.7892 | 75684.026 | 80584.706 | 85341.406 | 87329.006 | 87359.696 | 88224.758 | 88303.13 | 88366.13 | 89004.13 | 89314.13 | 89443.13
2012 | US | SPP | - | SPP | 6a | Existing-Certain | 62838.2692 | 63896.576 | 63896.576 | 63896.576 | 63896.576 | 63896.576 | 63896.576 | 63896.576 | 63896.576 | 63896.576 | 63896.576 | 63896.576
2012 | US | SPP | - | SPP | 6a1 | Wind Expected On-Peak | 144.1027 | 252.629 | 252.629 | 252.629 | 252.629 | 252.629 | 252.629 | 252.629 | 252.629 | 252.629 | 252.629 | 252.629
2012 | US | SPP | - | SPP | 6a2 | Solar Expected On-Peak | 0 | 5 | 5 | 5 | 5 | 5 | 5 | 5 | 5 | 5 | 5 | 5
2012 | US | SPP | - | SPP | 6a3 | Hydro Expected On-Peak | 2626.558 | 2695.658 | 2695.658 | 2695.658 | 2695.658 | 2695.658 | 2695.658 | 2695.658 | 2695.658 | 2695.658 | 2695.658 | 2695.658
2012 | US | SPP | - | SPP | 6a4 | Biomass Expected On-Peak | 14.24 | 18.84 | 18.84 | 18.84 | 18.84 | 18.84 | 18.84 | 18.84 | 18.84 | 18.84 | 18.84 | 18.84
2012 | US | SPP | - | SPP | 6b | Existing-Other | 6870.72 | 5083.546 | 5083.546 | 5083.546 | 5083.546 | 5083.546 | 5083.546 | 5083.546 | 5083.546 | 5083.546 | 5083.546 | 5083.546
2012 | US | SPP | - | SPP | 6b1 | Wind Derate On-Peak | 4529 | 4744.9 | 4744.9 | 4744.9 | 4744.9 | 4744.9 | 4744.9 | 4744.9 | 4744.9 | 4744.9 | 4744.9 | 4744.9
2012 | US | SPP | - | SPP | 6b2 | Solar Derate On-Peak | 0 | 45 | 45 | 45 | 45 | 45 | 45 | 45 | 45 | 45 | 45 | 45
2012 | US | SPP | - | SPP | 6b3 | Hydro Derate On-Peak | 134.5 | 151.5 | 151.5 | 151.5 | 151.5 | 151.5 | 151.5 | 151.5 | 151.5 | 151.5 | 151.5 | 151.5
2012 | US | SPP | - | SPP | 6b4 | Biomass Derate On-Peak | 0 | 0 | 0 | 0 | 0 | 0 | 0 | 0 | 0 | 0 | 0 | 0
2012 | US | SPP | - | SPP | 6b5 | Transmission-Limited Resources | 0 |  | 0 | 0 | 0 | 0 | 0 | 0 | 0 | 0 | 0 | 0
2012 | US | SPP | - | SPP | 6b6 | All Other Derates | 3 | 455.194 | 455.194 | 455.194 | 455.194 | 455.194 | 455.194 | 455.194 | 455.194 | 455.194 | 455.194 | 455.194
2012 | US | SPP | - | SPP | 6b7 | Energy-Only (Existing-Other) | 0 | 0 | 0 | 0 | 0 | 0 | 0 | 0 | 0 | 0 | 0 | 0
2012 | US | SPP | - | SPP | 6c | Unplanned Outages (Actual) / Current and Future Inoperable Resources | 401.3 | 281.3 | 285.3 | 290.3 | 829.3 | 857.3 | 857.3 | 857.3 | 857.3 | 857.3 | 857.3 | 857.3
2012 | US | SPP | - | SPP | 6d | Total Supply-Side Demand Response | 200.1783 | 252.5 | 272.4 | 365.4 | 390.05 | 407.9 | 431.5 | 413.2 | 438.55 | 461.75 | 480.35 | 494.95
2012 | US | SPP | - | SPP | 7 | TOTAL FUTURE CAPACITY ADDITIONS |  | 507.01 | 1307.69 | 1774.39 | 1589.99 | 1418.845 | 2220.896 | 2230.082 | 2231.582 | 2734.582 | 2934.582 | 2953.582
2012 | US | SPP | - | SPP | 7a | Future-Planned |  | 507.01 | 1307.69 | 1774.39 | 1589.99 | 1418.845 | 2220.896 | 2230.082 | 2231.582 | 2734.582 | 2934.582 | 2953.582
2012 | US | SPP | - | SPP | 7a1 | Wind Expected On-Peak |  | 20.01 | 411.89 | 839.39 | 995.99 | 1015.99 | 1015.99 | 1015.99 | 1015.99 | 1015.99 | 1015.99 | 1015.99
2012 | US | SPP | - | SPP | 7a2 | Wind Derate On-Peak |  | 519 | 4600 | 8875 | 10441 | 10641 | 10641 | 10641 | 10641 | 10641 | 10641 | 10641
2012 | US | SPP | - | SPP | 7a3 | Solar Expected On-Peak |  | 0 | 0 | 0 | 2.5 | 2.5 | 2.5 | 2.5 | 2.5 | 5 | 5 | 5
2012 | US | SPP | - | SPP | 7a4 | Solar Derate On-Peak |  | 0 | 0 | 0 | 22.5 | 22.5 | 22.5 | 22.5 | 22.5 | 45 | 45 | 45
2012 | US | SPP | - | SPP | 7a5 | Hydro Expected On-Peak |  | -20 | -62.2 | -45 | -43 | -3 | -3 | -3 | -3 | -3 | -3 | -3
2012 | US | SPP | - | SPP | 7a6 | Hydro Derate On-Peak |  | 0 | 0 | 0 | 0 | 0 | 0 | 0 | 0 | 0 | 0 | 0
2012 | US | SPP | - | SPP | 7a7 | Biomass Expected On-Peak |  | 0 | 1 | 1 | 201.5 | 201.5 | 201.5 | 201.5 | 201.5 | 202 | 202 | 202
2012 | US | SPP | - | SPP | 7a8 | Biomass Derate On-Peak |  | 0 | 5 | 5 | 7.5 | 7.5 | 7.5 | 7.5 | 7.5 | 10 | 10 | 10
2012 | US | SPP | - | SPP | 7a9 | Transmission-Limited Resources
2012 | US | SPP | - | SPP | 7a10 | Scheduled Outage - Maintenance |  | -20 | -20 | -40 | -60 | -60 | -60 | -60 | -60 | -60 | -60 | -60
2012 | US | SPP | - | SPP | 7a11 | All Other Derates |  | 0 | 10 | 20 | 62 | 35.835 | 98.846 | 168.032 | 229.532 | 339.532 | 449.532 | 559.532
2012 | US | SPP | - | SPP | 7a12 | Energy-Only |  | 0 | 0 | 0 | 0 | 0 | 0 | 0 | 0 | 0 | 0 | 0
2012 | US | SPP | - | SPP | 7b | Future-Other |  | 0 | 0 | 0 | 0 | 0 | 0 | 0 | 0 | 0 | 0 | 0
2012 | US | SPP | - | SPP | 7b1 | Wind Expected On-Peak |  | 0 | 0 | 0 | 0 | 0 | 0 | 0 | 0 | 0 | 0 | 0
2012 | US | SPP | - | SPP | 7b2 | Wind Derate On-Peak |  | 0 | 0 | 0 | 0 | 0 | 0 | 0 | 0 | 0 | 0 | 0
2012 | US | SPP | - | SPP | 7b3 | Solar Expected On-Peak |  | 0 | 0 | 0 | 0 | 0 | 0 | 0 | 0 | 0 | 0 | 0
2012 | US | SPP | - | SPP | 7b4 | Solar Derate On-Peak |  | 0 | 0 | 0 | 0 | 0 | 0 | 0 | 0 | 0 | 0 | 0
2012 | US | SPP | - | SPP | 7b5 | Hydro Expected On-Peak |  | 0 | 0 | 0 | 0 | 0 | 0 | 0 | 0 | 0 | 0 | 0
2012 | US | SPP | - | SPP | 7b6 | Hydro Derate On-Peak |  | 0 | 0 | 0 | 0 | 0 | 0 | 0 | 0 | 0 | 0 | 0
2012 | US | SPP | - | SPP | 7b7 | Biomass Expected On-Peak |  | 0 | 0 | 0 | 0 | 0 | 0 | 0 | 0 | 0 | 0 | 0
2012 | US | SPP | - | SPP | 7b8 | Biomass Derate On-Peak |  | 0 | 0 | 0 | 0 | 0 | 0 | 0 | 0 | 0 | 0 | 0
2012 | US | SPP | - | SPP | 7b9 | Transmission-Limited Resources
2012 | US | SPP | - | SPP | 7b10 | Scheduled Outage - Maintenance |  | 0 | 0 | 0 | 0 | 0 | 0 | 0 | 0 | 0 | 0 | 0
2012 | US | SPP | - | SPP | 7b11 | All Other Derates |  | 0 | 0 | 0 | 0 | 0 | 0 | 0 | 0 | 0 | 0 | 0
2012 | US | SPP | - | SPP | 7b12 | Energy-Only |  | 0 | 0 | 0 | 0 | 0 | 0 | 0 | 0 | 0 | 0 | 0
2012 | US | SPP | - | SPP | 8 | Conceptual |  | 0 | 1045.3 | 1105.4 | 1196.4 | 1200 | 1181 | 1183.4 | 1353.5 | 1574.9 | 1574.9 | 1574.9
2012 | US | SPP | - | SPP | 8a1 | Wind Expected On-Peak |  | 0 | 1045.3 | 1105.4 | 1193.4 | 1197 | 1200 | 1202.4 | 1204.5 | 1215.9 | 1215.9 | 1215.9
2012 | US | SPP | - | SPP | 8a2 | Wind Derate On-Peak |  | 0 | 10453 | 11054 | 11934 | 12054 | 12154 | 12234 | 12304 | 12684 | 12684 | 12684
2012 | US | SPP | - | SPP | 8a3 | Solar Expected On-Peak |  | 0 | 0 | 0 | 3 | 3 | 3 | 3 | 3 | 3 | 3 | 3
2012 | US | SPP | - | SPP | 8a4 | Solar Derate On-Peak |  | 0 | 0 | 0 | 0 | 0 | 0 | 0 | 0 | 0 | 0 | 0
2012 | US | SPP | - | SPP | 8a5 | Hydro Expected On-Peak |  | 0 | 0 | 0 | 0 | 0 | 0 | 0 | 0 | 0 | 0 | 0
2012 | US | SPP | - | SPP | 8a6 | Hydro Derate On-Peak |  | 0 | 0 | 0 | 0 | 0 | 0 | 0 | 0 | 0 | 0 | 0
2012 | US | SPP | - | SPP | 8a7 | Biomass Expected On-Peak |  | 0 | 0 | 0 | 0 | 0 | 0 | 0 | 0 | 0 | 0 | 0
2012 | US | SPP | - | SPP | 8a8 | Biomass Derate On-Peak |  | 0 | 0 | 0 | 0 | 0 | 0 | 0 | 0 | 0 | 0 | 0
2012 | US | SPP | - | SPP | 8a9 | All Other Derates |  | 0 | 0 | 0 | 0 | 0 | 0 | 0 | 0 | 0 | 0 | 0
2012 | US | SPP | - | SPP | 8a10 | Energy-Only |  | 0 | 0 | 0 | 0 | 0 | 0 | 0 | 0 | 0 | 0 | 0
2012 | US | SPP | - | SPP | 9 | ANTICIPATED INTERNAL CAPACITY |  | 64656.086 | 65476.666 | 66036.366 | 65876.616 | 65723.321 | 66548.972 | 66539.858 | 66566.708 | 67092.908 | 67311.508 | 67345.108
2012 | US | SPP | - | SPP | 10 | CAPACITY TRANSACTIONS - IMPORTS | 2057.8 | 2334.5 | 2246.5 | 2407.5 | 2407.5 | 2407.5 | 2457.5 | 2457.5 | 2487.5 | 2487.5 | 2487.5 | 2487.5
2012 | US | SPP | - | SPP | 10a | Firm | 2057.8 | 2334.5 | 2246.5 | 2407.5 | 2407.5 | 2407.5 | 2457.5 | 2457.5 | 2487.5 | 2487.5 | 2487.5 | 2487.5
2012 | US | SPP | - | SPP | 10a1 | Full-Responsibility Purchases | 1871.8 | 1939.5 | 1851.5 | 2012.5 | 2012.5 | 2012.5 | 2062.5 | 2062.5 | 2092.5 | 2092.5 | 2092.5 | 2092.5
2012 | US | SPP | - | SPP | 10a2 | Owned Capacity/Entitlement Located Outside the Region/Subregion | 186 | 395 | 395 | 395 | 395 | 395 | 395 | 395 | 395 | 395 | 395 | 395
2012 | US | SPP | - | SPP | 10b | Non-firm
2012 | US | SPP | - | SPP | 10c | Expected |  |  | 0 | 0 | 0 | 0 | 0 | 0 | 0 | 0 | 0 | 0
2012 | US | SPP | - | SPP | 10c1 | Full-Responsibility Purchases |  |  | 0 | 0 | 0 | 0 | 0 | 0 | 0 | 0 | 0 | 0
2012 | US | SPP | - | SPP | 10c2 | Owned Capacity/Entitlement Located Outside the Region/Subregion |  |  | 0 | 0 | 0 | 0 | 0 | 0 | 0 | 0 | 0 | 0
2012 | US | SPP | - | SPP | 11 | CAPACITY TRANSACTIONS - EXPORTS | 2227 | 2390.0116 | 2387.7178 | 2357.4874 | 2047 | 2047 | 2117 | 2084 | 2084 | 2084 | 2084 | 2093
2012 | US | SPP | - | SPP | 11a | Firm | 2227 | 2340.0116 | 2337.7178 | 2307.4874 | 1997 | 1997 | 2067 | 2034 | 2034 | 2034 | 2034 | 2043
2012 | US | SPP | - | SPP | 11a1 | Full-Responsibility Purchases | 2161 | 2272.0116 | 2269.7178 | 2239.4874 | 1929 | 1929 | 1999 | 1964 | 1964 | 1964 | 1964 | 1973
2012 | US | SPP | - | SPP | 11a2 | Owned Capacity/Entitlement Located Outside the Region/Subregion | 66 | 68 | 68 | 68 | 68 | 68 | 68 | 70 | 70 | 70 | 70 | 70
2012 | US | SPP | - | SPP | 11b | Non-firm
2012 | US | SPP | - | SPP | 11c | Expected |  | 50 | 50 | 50 | 50 | 50 | 50 | 50 | 50 | 50 | 50 | 50
2012 | US | SPP | - | SPP | 11c1 | Full-Responsibility Purchases |  |  | 0 | 0 | 0 | 0 | 0 | 0 | 0 | 0 | 0 | 0
2012 | US | SPP | - | SPP | 11c2 | Owned Capacity/Entitlement Located Outside the Region/Subregion |  |  | 0 | 0 | 0 | 0 | 0 | 0 | 0 | 0 | 0 | 0
2012 | US | SPP | - | SPP | 12 | EXISTING-CERTAIN & NET FIRM TRANSACTIONS | 62869.2475 | 64143.5644 | 64077.7582 | 64361.9886 | 64697.126 | 64714.976 | 64718.576 | 64733.276 | 64788.626 | 64811.826 | 64830.426 | 64836.026
2012 | US | SPP | - | SPP | 13 | ANTICIPATED CAPACITY RESOURCES |  |  | 65335.4482 | 66086.3786 | 66237.116 | 66083.821 | 66889.472 | 66913.358 | 66970.208 | 67496.408 | 67715.008 | 67739.608
2012 | US | SPP | - | SPP | 14 | PROSPECTIVE CAPACITY RESOURCES |  |  | 70418.9942 | 71169.9246 | 71320.662 | 71167.367 | 71973.018 | 71996.904 | 72053.754 | 72579.954 | 72798.554 | 72823.154
2012 | US | SPP | - | SPP | 15 | TOTAL POTENTIAL CAPACITY RESOURCES |  |  | 71464.2942 | 72275.3246 | 72517.062 | 72367.367 | 73154.018 | 73180.304 | 73407.254 | 74154.854 | 74373.454 | 74398.054
2012 | US | SPP | - | SPP | 16 | ADJUSTED POTENTIAL CAPACITY RESOURCES |  |  | 70523.5242 | 71280.4646 | 71440.302 | 71287.367 | 72091.118 | 72115.244 | 72189.104 | 72737.444 | 72956.044 | 72980.644
2012 | US | SPP | - | SPP | 16a | Confidence of Future-Other |  |  | 0.1 | 0.1 | 0.1 | 0.1 | 0.1 | 0.1 | 0.1 | 0.1 | 0.1 | 0.1
2012 | US | SPP | - | SPP | 16b | Net Future-Other Resources After Confidence Percentage Is Applied |  |  | 0 | 0 | 0 | 0 | 0 | 0 | 0 | 0 | 0 | 0
2012 | US | SPP | - | SPP | 16c | Confidence of Conceptual |  |  | 0.1 | 0.1 | 0.1 | 0.1 | 0.1 | 0.1 | 0.1 | 0.1 | 0.1 | 0.1
2012 | US | SPP | - | SPP | 16d | Net Conceptual Resources After Confidence Percentage Is Applied |  |  | 104.53 | 110.54 | 119.64 | 120 | 118.1 | 118.34 | 135.35 | 157.49 | 157.49 | 157.49
2012 | US | SPP | - | SPP | 17 | ASSESSMENT AREA TARGET RESERVE MARGIN |  | 13.6% | 13.6% | 13.6% | 13.6% | 13.6% | 13.6% | 13.6% | 13.6% | 13.6% | 13.6% | 13.6%
2012 | US | SPP | - | SPP | 18 | EXISTING-CERTAIN AND NET FIRM TRANSACTIONS RESERVE MARGIN | 82: 14.33%; 84: 19.98%
2012 | US | SPP | - | SPP | 19 | ANTICIPATED CAPACITY RESOURCES RESERVE MARGIN |  |  | 20.44% | 20.61% | 20.9% | 19.35% | 19.6% | 18.35% | 16.8% | 16.43% | 15.33% | 14.84%
2012 | US | SPP | - | SPP | 20 | PROSPECTIVE CAPACITY RESOURCES RESERVE MARGIN |  |  | 29.81% | 29.89% | 30.17% | 28.53% | 28.69% | 27.34% | 25.67% | 25.2% | 23.98% | 23.46%
2012 | US | SPP | - | SPP | 21 | TOTAL POTENTIAL RESOURCES RESERVE MARGIN |  |  | 31.74% | 31.9% | 32.36% | 30.7% | 30.8% | 29.43% | 28.03% | 27.92% | 26.67% | 26.13%
2012 | US | SPP | - | SPP | 22 | ADJUSTED POTENTIAL RESOURCES RESERVE MARGIN |  |  | 30.01% | 30.09% | 30.39% | 28.75% | 28.9% | 27.55% | 25.9% | 25.47% | 24.25% | 23.73%
2012 | US | SPP | - | SPP | 23 | Total Baseline Installed Capacity | 82: 74776.7892
2012 | US | SPP | - | SPP | 24 | Distributed or Other Capacity (Behind the Meter) < 1 MW | 1.5 | 1.5 | 1.5 | 1.5 | 1.5 | 1.5 | 1.5 | 1.5 | 1.5 | 1.5 | 1.5 | 1.5
2012 | US | SPP | - | SPP | 25 | Distributed or Other Capacity (Behind the Meter) ≥ 1 MW | 54.5 | 54.5 | 54.5 | 54.5 | 54.5 | 54.5 | 54.5 | 54.5 | 54.5 | 54.5 | 54.5 | 54.5
2012 | US | SPP | - | SPP | 26 | Capacity Total from EIA-860 |  | 0 | 0 | 0 | 0 | 0 | 0 | 0 | 0 | 0 | 0 | 0
2012 | TL | WECC | - | WECC | 1 | Unrestricted Non-coincident Peak Demand |  | 147443.7 | 148924.4 | 152426.8 | 155565.1 | 160933.7 | 164044.6 | 167062.2 | 168107.8 | 171696.5 | 175139.9 | 178957.5
2012 | TL | WECC | - | WECC | 1a | New Conservation (Energy Efficiency) |  | 525 | 1150 | 1749 | 2418 | 3107 | 3760 | 4602 | 5363 | 6139 | 6951 | 6859
2012 | TL | WECC | - | WECC | 1b | Estimated Diversity |  | 0 | 0 | 0 | 0 | 0 | 0 | 0 | 0 | 0 | 0 | 0
2012 | TL | WECC | - | WECC | 1c | Additions for non-member load (load served by non-registered LSE's in a region) |  | 0 | 0 | 0 | 0 | 0 | 0 | 0 | 0 | 0 | 0 | 0
2012 | TL | WECC | - | WECC | 1d | Stand-by Load Under Contract (Normally served by behind the meter generation) |  | 2178 | 2203 | 2229 | 2256 | 2283 | 2310 | 2339 | 2367 | 2397 | 2426 | 2457
2012 | TL | WECC | - | WECC | 1e | Non-Controllable Demand-Side Demand Response |  | 0 | 0 | 0 | 0 | 0 | 0 | 0 | 0 | 0 | 0 | 0
2012 | TL | WECC | - | WECC | 2 | Total Internal Demand | 136957 | 149096.7 | 149977.4 | 152906.8 | 155403.1 | 160109.7 | 162594.6 | 164799.2 | 165111.8 | 167954.5 | 170614.9 | 174555.5
2012 | TL | WECC | - | WECC | 2a | Supply-Side Direct Control Load Management (DCLM) | 0 | 0 | 0 | 0 | 0 | 0 | 0 | 0 | 0 | 0 | 0 | 0
2012 | TL | WECC | - | WECC | 2b | Supply-Side Contractually Interruptible (Curtailable) | 0 | 0 | 0 | 0 | 0 | 0 | 0 | 0 | 0 | 0 | 0 | 0
2012 | TL | WECC | - | WECC | 2c | Supply-Side Critical Peak-Pricing (CPP) with Control | 0 | 0 | 0 | 0 | 0 | 0 | 0 | 0 | 0 | 0 | 0 | 0
2012 | TL | WECC | - | WECC | 2d | Supply-Side Load as a Capacity Resource | 0 | 0 | 0 | 0 | 0 | 0 | 0 | 0 | 0 | 0 | 0 | 0
2012 | TL | WECC | - | WECC | 3 | Net Internal Demand | 135147 | 144373.7 | 144936.4 | 147769.8 | 150179.1 | 154782.7 | 157210.6 | 159436.2 | 159672.8 | 162439.5 | 165083.9 | 168972.5
2012 | TL | WECC | - | WECC | 3a | Demand-Side Direct Control Load Management (DCLM) | 667 | 1888 | 2023 | 2103 | 2125 | 2166 | 2177 | 2122 | 2132 | 2144 | 2148 | 2144
2012 | TL | WECC | - | WECC | 3b | Demand-Side Contractually Interruptible (Curtailable) | 885 | 1738 | 1836 | 1923 | 1971 | 2010 | 2017 | 2025 | 2040 | 2054 | 2017 | 2023
2012 | TL | WECC | - | WECC | 3c | Demand-Side Critical Peak-Pricing (CPP) with Control | 0 | 2 | 7 | 12 | 13 | 14 | 15 | 15 | 16 | 16 | 16 | 16
2012 | TL | WECC | - | WECC | 3d | Demand-Side Load as a Capacity Resource | 258 | 1095 | 1175 | 1099 | 1115 | 1137 | 1175 | 1201 | 1251 | 1301 | 1350 | 1400
2012 | TL | WECC | - | WECC | 4 | Total Controllable Demand Response | 1810 | 4723 | 5041 | 5137 | 5224 | 5327 | 5384 | 5363 | 5439 | 5515 | 5531 | 5583
2012 | TL | WECC | - | WECC | 4a | Demand Response used for Ancillary Services - Spinning Reserves | 541 | 689 | 694 | 701 | 706 | 711 | 711 | 716 | 716 | 721 | 721 | 721
2012 | TL | WECC | - | WECC | 4b | Demand Response used for Ancillary Services - Non-Spinning Reserves | 496 | 646 | 646 | 648 | 648 | 648 | 648 | 648 | 648 | 648 | 648 | 648
2012 | TL | WECC | - | WECC | 4c | Demand Response used for Regulation | 63 | 75 | 80 | 85 | 90 | 95 | 95 | 100 | 100 | 105 | 105 | 105
2012 | TL | WECC | - | WECC | 4d | Demand Response used for Energy, Voluntary Services - Emergency | 2730 | 2729 | 2943 | 2892 | 2914 | 2889 | 2894 | 2896 | 2900 | 2902 | 2902 | 2909
2012 | TL | WECC | - | WECC | 5 | TOTAL INTERNAL CAPACITY | 221000.4196 | 226701.2876 | 239272.4423 | 247056.6076 | 253689.8476 | 257441.6088 | 259526.5245 | 260068.5245 | 260434.5245 | 260265.7245 | 259841.7245 | 259806.7245
2012 | TL | WECC | - | WECC | 6a | Existing-Certain | 173230.1116 | 174648.377 | 174176.237 | 173880.957 | 173879.697 | 174964.077 | 174955.577 | 175134.147 | 174159.507 | 174093.907 | 174096.207 | 175040.447
2012 | TL | WECC | - | WECC | 6a1 | Wind Expected On-Peak | 1800.2506 | 297.12 | 546.6 | 187.59 | 41.18 | 407.96 | 347.39 | 520.7 | 247.91 | 23.28 | 4.52 | 365.18
2012 | TL | WECC | - | WECC | 6a2 | Solar Expected On-Peak | 507.5391 | 627.4 | 599.9 | 626.26 | 567.99 | 623.93 | 622.36 | 590.73 | 600.04 | 567.97 | 603.94 | 602.1
2012 | TL | WECC | - | WECC | 6a3 | Hydro Expected On-Peak | 39596.1449 | 46955.27 | 46364.47 | 46372.83 | 46327.45 | 47038.99 | 46964.99 | 46873.94 | 46232.26 | 46349.14 | 46394.97 | 46852.13
2012 | TL | WECC | - | WECC | 6a4 | Biomass Expected On-Peak | 1356.7 | 1018.11 | 880.79 | 882.8 | 1023.6 | 884.72 | 1034.36 | 1096.3 | 1086.82 | 1095.04 | 1096.3 | 1088.56
2012 | TL | WECC | - | WECC | 6b | Existing-Other | 0 | 0 | 0 | 0 | 0 | 0 | 0 | 0 | 0 | 0 | 0 | 0
2012 | TL | WECC | - | WECC | 6b1 | Wind Derate On-Peak | 13559.3184 | 15062.449 | 14812.969 | 15171.979 | 15318.389 | 14951.609 | 15012.179 | 14838.869 | 15111.659 | 15336.289 | 15355.049 | 14994.389
2012 | TL | WECC | - | WECC | 6b2 | Solar Derate On-Peak | 488.8699 | 369.009 | 396.509 | 370.149 | 428.419 | 372.479 | 374.049 | 405.679 | 396.369 | 428.439 | 392.469 | 394.309
2012 | TL | WECC | - | WECC | 6b3 | Hydro Derate On-Peak | 26851.9746 | 19492.8496 | 20083.6496 | 20075.2896 | 20120.6696 | 19409.1296 | 19483.1296 | 19574.1796 | 20215.8596 | 20098.9796 | 20053.1496 | 19595.9896
2012 | TL | WECC | - | WECC | 6b4 | Biomass Derate On-Peak | 446.145 | 784.735 | 922.055 | 920.045 | 779.245 | 918.125 | 768.485 | 706.545 | 716.025 | 707.805 | 706.545 | 714.285
2012 | TL | WECC | - | WECC | 6b5 | Transmission-Limited Resources | 0 | 0 | 0 | 0 | 0 | 0 | 0 | 0 | 0 | 0 | 0 | 0
2012 | TL | WECC | - | WECC | 6b6 | All Other Derates | 0 | 0 | 0 | 0 | 0 | 0 | 0 | 0 | 0 | 0 | 0 | 0
2012 | TL | WECC | - | WECC | 6b7 | Energy-Only (Existing-Other) | 0 | 0 | 0 | 0 | 0 | 0 | 0 | 0 | 0 | 0 | 0 | 0
2012 | TL | WECC | - | WECC | 6c | Unplanned Outages (Actual) / Current and Future Inoperable Resources | 6424 | 10643 | 10609 | 10582 | 10474 | 10385 | 10407 | 10341 | 10401 | 10335 | 10397 | 10261
2012 | TL | WECC | - | WECC | 6d | Total Supply-Side Demand Response | 0 | 0 | 0 | 0 | 0 | 0 | 0 | 0 | 0 | 0 | 0 | 0
2012 | TL | WECC | - | WECC | 7 | TOTAL FUTURE CAPACITY ADDITIONS |  | 2596.77 | 8696.77 | 13364.98 | 15514.72 | 18998.79 | 19769.96 | 19636.79 | 19199.47 | 18971.79 | 18629 | 19360.87
2012 | TL | WECC | - | WECC | 7a | Future-Planned |  | 2596.77 | 8696.77 | 13364.98 | 15514.72 | 18998.79 | 19769.96 | 19636.79 | 19199.47 | 18971.79 | 18629 | 19360.87
2012 | TL | WECC | - | WECC | 7a1 | Wind Expected On-Peak |  | 58.94 | 363.36 | 402.5 | 38.21 | 880.32 | 400.84 | 447.1 | 185.32 | 19.78 | 21.07 | 781.49
2012 | TL | WECC | - | WECC | 7a2 | Wind Derate On-Peak |  | 1830.76 | 6053.4 | 7863.96 | 11243.25 | 10624.2872 | 11878.7672 | 12452.5072 | 13114.2872 | 13379.8272 | 13378.5372 | 12618.1172
2012 | TL | WECC | - | WECC | 7a3 | Solar Expected On-Peak |  | 1018.89 | 3051.14 | 4521.76 | 5532.08 | 6806.77 | 7728.36 | 7663.76 | 7630.27 | 7723.11 | 7881.28 | 7948.42
2012 | TL | WECC | - | WECC | 7a4 | Solar Derate On-Peak |  | 710.1 | 2634.6 | 3588.28 | 4250.96 | 4922.27 | 4937.68 | 5031.28 | 5143.77 | 5131.93 | 5053.76 | 5064.62
2012 | TL | WECC | - | WECC | 7a5 | Hydro Expected On-Peak |  | 60.34 | 185.75 | 510.44 | 913.49 | 1429.36 | 1443.82 | 1440.34 | 1416.01 | 1422.96 | 1424.71 | 1442.02
2012 | TL | WECC | - | WECC | 7a6 | Hydro Derate On-Peak |  | 475.8644 | 512.7856 | 570.421 | 687.611 | 770.955 | 782.365 | 785.845 | 810.175 | 624.425 | 622.675 | 605.365
2012 | TL | WECC | - | WECC | 7a7 | Biomass Expected On-Peak |  | 53.4 | 28.68 | 133.2 | 185.86 | 133.26 | 185.86 | 181.51 | 176.79 | 185.86 | 185.86 | 185.86
2012 | TL | WECC | - | WECC | 7a8 | Biomass Derate On-Peak |  | 87.3736 | 374.4671 | 668.5471 | 992.8871 | 1124.8871 | 1157.3328 | 1161.6828 | 1166.4028 | 1157.3328 | 1157.3328 | 1157.3328
2012 | TL | WECC | - | WECC | 7a9 | Transmission-Limited Resources |  | 0 | 0 | 0 | 0 | 0 | 0 | 0 | 0 | 0 | 0 | 0
2012 | TL | WECC | - | WECC | 7a10 | Scheduled Outage - Maintenance |  | 10705 | 10264 | 9952 | 10001 | 10074 | 9946 | 9829 | 9863 | 9849 | 9912 | 9863
2012 | TL | WECC | - | WECC | 7a11 | All Other Derates |  | 0 | 0 | 0 | 0 | 0 | 0 | 0 | 0 | 0 | 0 | 0
2012 | TL | WECC | - | WECC | 7a12 | Energy-Only |  | 0 | 0 | 0 | 0 | 0 | 0 | 0 | 0 | 0 | 0 | 0
2012 | TL | WECC | - | WECC | 7b | Future-Other |  | 0 | 0 | 0 | 0 | 0 | 0 | 0 | 0 | 0 | 0 | 0
2012 | TL | WECC | - | WECC | 7b1 | Wind Expected On-Peak |  | 0 | 0 | 0 | 0 | 0 | 0 | 0 | 0 | 0 | 0 | 0
2012 | TL | WECC | - | WECC | 7b2 | Wind Derate On-Peak |  | 0 | 0 | 0 | 0 | 0 | 0 | 0 | 0 | 0 | 0 | 0
2012 | TL | WECC | - | WECC | 7b3 | Solar Expected On-Peak |  | 0 | 0 | 0 | 0 | 0 | 0 | 0 | 0 | 0 | 0 | 0
2012 | TL | WECC | - | WECC | 7b4 | Solar Derate On-Peak |  | 0 | 0 | 0 | 0 | 0 | 0 | 0 | 0 | 0 | 0 | 0
2012 | TL | WECC | - | WECC | 7b5 | Hydro Expected On-Peak |  | 0 | 0 | 0 | 0 | 0 | 0 | 0 | 0 | 0 | 0 | 0
2012 | TL | WECC | - | WECC | 7b6 | Hydro Derate On-Peak |  | 0 | 0 | 0 | 0 | 0 | 0 | 0 | 0 | 0 | 0 | 0
2012 | TL | WECC | - | WECC | 7b7 | Biomass Expected On-Peak |  | 0 | 0 | 0 | 0 | 0 | 0 | 0 | 0 | 0 | 0 | 0
2012 | TL | WECC | - | WECC | 7b8 | Biomass Derate On-Peak |  | 0 | 0 | 0 | 0 | 0 | 0 | 0 | 0 | 0 | 0 | 0
2012 | TL | WECC | - | WECC | 7b9 | Transmission-Limited Resources |  | 0 | 0 | 0 | 0 | 0 | 0 | 0 | 0 | 0 | 0 | 0
2012 | TL | WECC | - | WECC | 7b10 | Scheduled Outage - Maintenance |  | 0 | 0 | 0 | 0 | 0 | 0 | 0 | 0 | 0 | 0 | 0
2012 | TL | WECC | - | WECC | 7b11 | All Other Derates |  | 0 | 0 | 0 | 0 | 0 | 0 | 0 | 0 | 0 | 0 | 0
2012 | TL | WECC | - | WECC | 7b12 | Energy-Only |  | 0 | 0 | 0 | 0 | 0 | 0 | 0 | 0 | 0 | 0 | 0
2012 | TL | WECC | - | WECC | 8 | Conceptual |  | 74.46 | 258.89 | 964.83 | 1095.8 | 1918.456 | 2184.516 | 2246.196 | 2950.096 | 3578.326 | 3660.446 | 3726.396
2012 | TL | WECC | - | WECC | 8a1 | Wind Expected On-Peak |  | 0.17 | 2.99 | 4.91 | 7.27 | 4.13 | 5.04 | 20.5 | 20.1 | 5.93 | 10.75 | 40.36
2012 | TL | WECC | - | WECC | 8a2 | Wind Derate On-Peak |  | 115.33 | 364.76 | 1055.34 | 1052.98 | 1511.12 | 1530.21 | 1534.75 | 1682.65 | 1829.32 | 1824.5 | 1869.89
2012 | TL | WECC | - | WECC | 8a3 | Solar Expected On-Peak |  | 0.03 | 181.22 | 439.13 | 568.16 | 546.23 | 728.86 | 509.77 | 753.42 | 677.24 | 753.46 | 787.8
2012 | TL | WECC | - | WECC | 8a4 | Solar Derate On-Peak |  | 0.095 | 0 | 2.345 | 0 | 20.245 | 7.615 | 301.705 | 83.055 | 159.235 | 83.015 | 48.675
2012 | TL | WECC | - | WECC | 8a5 | Hydro Expected On-Peak |  | 0 | 0 | 0 | 0 | 24.37 | 24.32 | 24.26 | 23.81 | 23.89 | 23.92 | 24.24
2012 | TL | WECC | - | WECC | 8a6 | Hydro Derate On-Peak |  | 0 | 1 | 1 | 1 | 40.63 | 40.68 | 235.74 | 236.19 | 236.11 | 236.08 | 235.76
2012 | TL | WECC | - | WECC | 8a7 | Biomass Expected On-Peak |  | 0.42 | 0.84 | 1.26 | 0.84 | 2.1 | 2.52 | 2.73 | 3.36 | 1.89 | 2.94 | 4.62
2012 | TL | WECC | - | WECC | 8a8 | Biomass Derate On-Peak |  | 9.4391 | 28.0184 | 44.841 | 60.428 | 72.2594 | 83.0552 | 93.2232 | 102.9712 | 114.8192 | 124.1472 | 132.8452
2012 | TL | WECC | - | WECC | 8a9 | All Other Derates |  | 0 | 0 | 0 | 0 | 0 | 0 | 0 | 0 | 0 | 0 | 0
2012 | TL | WECC | - | WECC | 8a10 | Energy-Only |  | 0 | 0 | 0 | 0 | 0 | 0 | 0 | 0 | 0 | 0 | 0
2012 | TL | WECC | - | WECC | 9 | ANTICIPATED INTERNAL CAPACITY |  | 177245.147 | 182873.007 | 187245.937 | 189394.417 | 193962.867 | 194725.537 | 194770.937 | 193358.977 | 193065.697 | 192725.207 | 194401.317
2012 | TL | WECC | - | WECC | 10 | CAPACITY TRANSACTIONS - IMPORTS | 0 | 0 | 0 | 0 | 0 | 0 | 0 | 0 | 0 | 0 | 0 | 0
2012 | TL | WECC | - | WECC | 10a | Firm | 0 | 0 | 0 | 0 | 0 | 0 | 0 | 0 | 0 | 0 | 0 | 0
2012 | TL | WECC | - | WECC | 10a1 | Full-Responsibility Purchases | 0 | 0 | 0 | 0 | 0 | 0 | 0 | 0 | 0 | 0 | 0 | 0
2012 | TL | WECC | - | WECC | 10a2 | Owned Capacity/Entitlement Located Outside the Region/Subregion | 0 | 0 | 0 | 0 | 0 | 0 | 0 | 0 | 0 | 0 | 0 | 0
2012 | TL | WECC | - | WECC | 10b | Non-firm | 82: 0
2012 | TL | WECC | - | WECC | 10c | Expected |  | 0 | 0 | 0 | 0 | 0 | 0 | 0 | 0 | 0 | 0 | 0
2012 | TL | WECC | - | WECC | 10c1 | Full-Responsibility Purchases |  | 0 | 0 | 0 | 0 | 0 | 0 | 0 | 0 | 0 | 0 | 0
2012 | TL | WECC | - | WECC | 10c2 | Owned Capacity/Entitlement Located Outside the Region/Subregion |  | 0 | 0 | 0 | 0 | 0 | 0 | 0 | 0 | 0 | 0 | 0
2012 | TL | WECC | - | WECC | 11 | CAPACITY TRANSACTIONS - EXPORTS | 0 | 0 | 0 | 0 | 0 | 0 | 0 | 0 | 0 | 0 | 0 | 0
2012 | TL | WECC | - | WECC | 11a | Firm | 0 | 0 | 0 | 0 | 0 | 0 | 0 | 0 | 0 | 0 | 0 | 0
2012 | TL | WECC | - | WECC | 11a1 | Full-Responsibility Purchases | 0 | 0 | 0 | 0 | 0 | 0 | 0 | 0 | 0 | 0 | 0 | 0
2012 | TL | WECC | - | WECC | 11a2 | Owned Capacity/Entitlement Located Outside the Region/Subregion | 0 | 0 | 0 | 0 | 0 | 0 | 0 | 0 | 0 | 0 | 0 | 0
2012 | TL | WECC | - | WECC | 11b | Non-firm | 82: 0
2012 | TL | WECC | - | WECC | 11c | Expected |  | 0 | 0 | 0 | 0 | 0 | 0 | 0 | 0 | 0 | 0 | 0
2012 | TL | WECC | - | WECC | 11c1 | Full-Responsibility Purchases |  | 0 | 0 | 0 | 0 | 0 | 0 | 0 | 0 | 0 | 0 | 0
2012 | TL | WECC | - | WECC | 11c2 | Owned Capacity/Entitlement Located Outside the Region/Subregion |  | 0 | 0 | 0 | 0 | 0 | 0 | 0 | 0 | 0 | 0 | 0
2012 | TL | WECC | - | WECC | 12 | EXISTING-CERTAIN & NET FIRM TRANSACTIONS | 173230.1116 | 174648.377 | 174176.237 | 173880.957 | 173879.697 | 174964.077 | 174955.577 | 175134.147 | 174159.507 | 174093.907 | 174096.207 | 175040.447
2012 | TL | WECC | - | WECC | 13 | ANTICIPATED CAPACITY RESOURCES |  |  | 182873.007 | 187245.937 | 189394.417 | 193962.867 | 194725.537 | 194770.937 | 193358.977 | 193065.697 | 192725.207 | 194401.317
2012 | TL | WECC | - | WECC | 14 | PROSPECTIVE CAPACITY RESOURCES |  |  | 182873.007 | 187245.937 | 189394.417 | 193962.867 | 194725.537 | 194770.937 | 193358.977 | 193065.697 | 192725.207 | 194401.317
2012 | TL | WECC | - | WECC | 15 | TOTAL POTENTIAL CAPACITY RESOURCES |  |  | 183131.897 | 188210.767 | 190490.217 | 195881.323 | 196910.053 | 197017.133 | 196309.073 | 196644.023 | 196385.653 | 198127.713
2012 | TL | WECC | - | WECC | 16 | ADJUSTED POTENTIAL CAPACITY RESOURCES |  |  | 183131.8944 | 188210.7574 | 190490.206 | 195881.3038 | 196910.0312 | 197017.1105 | 196309.0435 | 196643.9872 | 196385.6164 | 198127.6757
2012 | TL | WECC | - | WECC | 16a | Confidence of Future-Other |  |  | 0.99999 | 0.99999 | 0.99999 | 0.99999 | 0.99999 | 0.99999 | 0.99999 | 0.99999 | 0.99999 | 0.99999
2012 | TL | WECC | - | WECC | 16b | Net Future-Other Resources After Confidence Percentage Is Applied |  |  | 0 | 0 | 0 | 0 | 0 | 0 | 0 | 0 | 0 | 0
2012 | TL | WECC | - | WECC | 16c | Confidence of Conceptual |  |  | 0.99999 | 0.99999 | 0.99999 | 0.99999 | 0.99999 | 0.99999 | 0.99999 | 0.99999 | 0.99999 | 0.99999
2012 | TL | WECC | - | WECC | 16d | Net Conceptual Resources After Confidence Percentage Is Applied |  |  | 258.8874 | 964.8204 | 1095.789 | 1918.4368 | 2184.4942 | 2246.1735 | 2950.0665 | 3578.2902 | 3660.4094 | 3726.3587
2012 | TL | WECC | - | WECC | 17 | ASSESSMENT AREA TARGET RESERVE MARGIN |  |  | 14.58% | 14.58% | 14.58% | 14.58% | 14.58% | 14.58% | 14.58% | 14.58% | 14.58% | 14.58%
2012 | TL | WECC | - | WECC | 18 | EXISTING-CERTAIN AND NET FIRM TRANSACTIONS RESERVE MARGIN | 28.18% | 20.97% | 20.17% | 17.67% | 15.78% | 13.04% | 11.29% | 9.846% | 9.073% | 7.175% | 5.459% | 3.591%
2012 | TL | WECC | - | WECC | 19 | ANTICIPATED CAPACITY RESOURCES RESERVE MARGIN |  |  | 26.17% | 26.71% | 26.11% | 25.31% | 23.86% | 22.16% | 21.1% | 18.85% | 16.74% | 15.05%
2012 | TL | WECC | - | WECC | 20 | PROSPECTIVE CAPACITY RESOURCES RESERVE MARGIN |  |  | 26.17% | 26.71% | 26.11% | 25.31% | 23.86% | 22.16% | 21.1% | 18.85% | 16.74% | 15.05%
2012 | TL | WECC | - | WECC | 21 | TOTAL POTENTIAL RESOURCES RESERVE MARGIN |  |  | 26.35% | 27.37% | 26.84% | 26.55% | 25.25% | 23.57% | 22.94% | 21.06% | 18.96% | 17.25%
2012 | TL | WECC | - | WECC | 22 | ADJUSTED POTENTIAL RESOURCES RESERVE MARGIN |  |  | 26.35% | 27.37% | 26.84% | 26.55% | 25.25% | 23.57% | 22.94% | 21.06% | 18.96% | 17.25%
2012 | TL | WECC | - | WECC | 23 | Total Baseline Installed Capacity | 82: 221000.4196
2012 | TL | WECC | - | WECC | 24 | Distributed or Other Capacity (Behind the Meter) < 1 MW |  | 0 | 0 | 0 | 0 | 0 | 0 | 0 | 0 | 0 | 0 | 0
2012 | TL | WECC | - | WECC | 25 | Distributed or Other Capacity (Behind the Meter) ≥ 1 MW |  | 0 | 0 | 0 | 0 | 0 | 0 | 0 | 0 | 0 | 0 | 0
2012 | TL | WECC | - | WECC | 26 | Capacity Total from EIA-860 |  | 0 | 0 | 0 | 0 | 0 | 0 | 0 | 0 | 0 | 0 | 0
2012 | CAN | WECC | - | AB | 1 | Unrestricted Non-coincident Peak Demand |  | 10408 | 10941 | 11548 | 12077 | 12642 | 13146 | 13560 | 13974 | 14374 | 14765 | 15131
2012 | CAN | WECC | - | AB | 1a | New Conservation (Energy Efficiency) |  | 0 | 0 | 0 | 0 | 0 | 0 | 0 | 0 | 0 | 0 | 0
2012 | CAN | WECC | - | AB | 1b | Estimated Diversity |  | 0 | 0 | 0 | 0 | 0 | 0 | 0 | 0 | 0 | 0 | 0
2012 | CAN | WECC | - | AB | 1c | Additions for non-member load (load served by non-registered LSE's in a region) |  | 0 | 0 | 0 | 0 | 0 | 0 | 0 | 0 | 0 | 0 | 0
2012 | CAN | WECC | - | AB | 1d | Stand-by Load Under Contract (Normally served by behind the meter generation) |  | 0 | 0 | 0 | 0 | 0 | 0 | 0 | 0 | 0 | 0 | 0
2012 | CAN | WECC | - | AB | 1e | Non-Controllable Demand-Side Demand Response |  | 0 | 0 | 0 | 0 | 0 | 0 | 0 | 0 | 0 | 0 | 0
2012 | CAN | WECC | - | AB | 2 | Total Internal Demand | 9552 | 10408 | 10941 | 11548 | 12077 | 12642 | 13146 | 13560 | 13974 | 14374 | 14765 | 15131
2012 | CAN | WECC | - | AB | 2a | Supply-Side Direct Control Load Management (DCLM) | 0 | 0 | 0 | 0 | 0 | 0 | 0 | 0 | 0 | 0 | 0 | 0
2012 | CAN | WECC | - | AB | 2b | Supply-Side Contractually Interruptible (Curtailable) | 0 | 0 | 0 | 0 | 0 | 0 | 0 | 0 | 0 | 0 | 0 | 0
2012 | CAN | WECC | - | AB | 2c | Supply-Side Critical Peak-Pricing (CPP) with Control | 0 | 0 | 0 | 0 | 0 | 0 | 0 | 0 | 0 | 0 | 0 | 0
2012 | CAN | WECC | - | AB | 2d | Supply-Side Load as a Capacity Resource | 0 | 0 | 0 | 0 | 0 | 0 | 0 | 0 | 0 | 0 | 0 | 0
2012 | CAN | WECC | - | AB | 3 | Net Internal Demand | 9552 | 10403 | 10903 | 11510 | 12039 | 12604 | 13108 | 13522 | 13936 | 14336 | 14727 | 15093
2012 | CAN | WECC | - | AB | 3a | Demand-Side Direct Control Load Management (DCLM) | 0 | 5 | 38 | 38 | 38 | 38 | 38 | 38 | 38 | 38 | 38 | 38
2012 | CAN | WECC | - | AB | 3b | Demand-Side Contractually Interruptible (Curtailable) | 0 | 0 | 0 | 0 | 0 | 0 | 0 | 0 | 0 | 0 | 0 | 0
2012 | CAN | WECC | - | AB | 3c | Demand-Side Critical Peak-Pricing (CPP) with Control | 0 | 0 | 0 | 0 | 0 | 0 | 0 | 0 | 0 | 0 | 0 | 0
2012 | CAN | WECC | - | AB | 3d | Demand-Side Load as a Capacity Resource | 0 | 0 | 0 | 0 | 0 | 0 | 0 | 0 | 0 | 0 | 0 | 0
2012 | CAN | WECC | - | AB | 4 | Total Controllable Demand Response | 0 | 5 | 38 | 38 | 38 | 38 | 38 | 38 | 38 | 38 | 38 | 38
2012 | CAN | WECC | - | AB | 4a | Demand Response used for Ancillary Services - Spinning Reserves | 0 | 0 | 0 | 0 | 0 | 0 | 0 | 0 | 0 | 0 | 0 | 0
2012 | CAN | WECC | - | AB | 4b | Demand Response used for Ancillary Services - Non-Spinning Reserves | 0 | 0 | 0 | 0 | 0 | 0 | 0 | 0 | 0 | 0 | 0 | 0
2012 | CAN | WECC | - | AB | 4c | Demand Response used for Regulation | 0 | 0 | 0 | 0 | 0 | 0 | 0 | 0 | 0 | 0 | 0 | 0
2012 | CAN | WECC | - | AB | 4d | Demand Response used for Energy, Voluntary Services - Emergency | 0 | 0 | 0 | 0 | 0 | 0 | 0 | 0 | 0 | 0 | 0 | 0
2012 | CAN | WECC | - | AB | 5 | TOTAL INTERNAL CAPACITY | 13076.896 | 13200.196 | 15167.196 | 17192.196 | 19747.196 | 20682.196 | 20767.196 | 20767.196 | 20767.196 | 20767.196 | 20767.196 | 20767.196
2012 | CAN | WECC | - | AB | 6a | Existing-Certain | 11225.66 | 12103.61 | 11981.49 | 11939.86 | 12065.88 | 12056.4 | 12155.86 | 12150.48 | 12080.78 | 12061.4 | 12057.39 | 12186.61
2012 | CAN | WECC | - | AB | 6a1 | Wind Expected On-Peak | 7 | 35.07 | 63.57 | 16.99 | 11.56 | 137.74 | 85.67 | 82.56 | 28.83 | 6.54 | 1.39 | 123.3
2012 | CAN | WECC | - | AB | 6a2 | Solar Expected On-Peak | 0 | 0 | 0 | 0 | 0 | 0 | 0 | 0 | 0 | 0 | 0 | 0
2012 | CAN | WECC | - | AB | 6a3 | Hydro Expected On-Peak | 532 | 792.18 | 778.88 | 779.09 | 777.96 | 795.67 | 793.83 | 791.56 | 775.59 | 778.5 | 779.64 | 791.01
2012 | CAN | WECC | - | AB | 6a4 | Biomass Expected On-Peak | 214 | 227.7 | 90.38 | 95.12 | 227.7 | 74.33 | 227.7 | 227.7 | 227.7 | 227.7 | 227.7 | 223.64
2012 | CAN | WECC | - | AB | 6b | Existing-Other | 0 | 0 | 0 | 0 | 0 | 0 | 0 | 0 | 0 | 0 | 0 | 0
2012 | CAN | WECC | - | AB | 6b1 | Wind Derate On-Peak | 863.036 | 834.966 | 806.466 | 853.046 | 858.476 | 732.296 | 784.366 | 787.476 | 841.206 | 863.496 | 868.646 | 746.736
2012 | CAN | WECC | - | AB | 6b2 | Solar Derate On-Peak | 0 | 0 | 0 | 0 | 0 | 0 | 0 | 0 | 0 | 0 | 0 | 0
2012 | CAN | WECC | - | AB | 6b3 | Hydro Derate On-Peak | 378.5 | 118.32 | 131.62 | 131.41 | 132.54 | 114.83 | 116.67 | 118.94 | 134.91 | 132 | 130.86 | 119.49
2012 | CAN | WECC | - | AB | 6b4 | Biomass Derate On-Peak | 33.7 | 20 | 157.32 | 152.58 | 20 | 173.37 | 20 | 20 | 20 | 20 | 20 | 24.06
2012 | CAN | WECC | - | AB | 6b5 | Transmission-Limited Resources | 0 | 0 | 0 | 0 | 0 | 0 | 0 | 0 | 0 | 0 | 0 | 0
2012 | CAN | WECC | - | AB | 6b6 | All Other Derates | 0 | 0 | 0 | 0 | 0 | 0 | 0 | 0 | 0 | 0 | 0 | 0
2012 | CAN | WECC | - | AB | 6b7 | Energy-Only (Existing-Other) | 0 | 0 | 0 | 0 | 0 | 0 | 0 | 0 | 0 | 0 | 0 | 0
2012 | CAN | WECC | - | AB | 6c | Unplanned Outages (Actual) / Current and Future Inoperable Resources | 576 | 0 | 0 | 0 | 0 | 0 | 0 | 0 | 0 | 0 | 0 | 0
2012 | CAN | WECC | - | AB | 6d | Total Supply-Side Demand Response | 0 | 0 | 0 | 0 | 0 | 0 | 0 | 0 | 0 | 0 | 0 | 0
2012 | CAN | WECC | - | AB | 7 | TOTAL FUTURE CAPACITY ADDITIONS |  | 93.3 | 212.63 | 1024.83 | 1747.27 | 3325.39 | 3005.85 | 2978.39 | 2787.72 | 2757.24 | 2763.89 | 3388.59
2012 | CAN | WECC | - | AB | 7a | Future-Planned |  | 93.3 | 212.63 | 1024.83 | 1747.27 | 3325.39 | 3005.85 | 2978.39 | 2787.72 | 2757.24 | 2763.89 | 3388.59
2012 | CAN | WECC | - | AB | 7a1 | Wind Expected On-Peak |  | 0 | 133.05 | 309.13 | 13.97 | 709.69 | 252.55 | 225.09 | 34.42 | 3.94 | 10.59 | 635.29
2012 | CAN | WECC | - | AB | 7a2 | Wind Derate On-Peak |  | 0 | 1762.95 | 2921.87 | 4747.03 | 4051.31 | 4508.45 | 4535.91 | 4726.58 | 4757.06 | 4750.41 | 4125.71
2012 | CAN | WECC | - | AB | 7a3 | Solar Expected On-Peak |  | 0 | 0 | 0 | 0 | 0 | 0 | 0 | 0 | 0 | 0 | 0
2012 | CAN | WECC | - | AB | 7a4 | Solar Derate On-Peak |  | 0 | 0 | 0 | 0 | 0 | 0 | 0 | 0 | 0 | 0 | 0
2012 | CAN | WECC | - | AB | 7a5 | Hydro Expected On-Peak |  | 0 | 0 | 0 | 0 | 0 | 0 | 0 | 0 | 0 | 0 | 0
2012 | CAN | WECC | - | AB | 7a6 | Hydro Derate On-Peak |  | 0 | 0 | 0 | 0 | 0 | 0 | 0 | 0 | 0 | 0 | 0
2012 | CAN | WECC | - | AB | 7a7 | Biomass Expected On-Peak |  | 30 | 5.28 | 11.4 | 64 | 11.4 | 64 | 64 | 64 | 64 | 64 | 64
2012 | CAN | WECC | - | AB | 7a8 | Biomass Derate On-Peak |  | 30 | 114.72 | 168.6 | 176 | 228.6 | 176 | 176 | 176 | 176 | 176 | 176
2012 | CAN | WECC | - | AB | 7a9 | Transmission-Limited Resources |  | 0 | 0 | 0 | 0 | 0 | 0 | 0 | 0 | 0 | 0 | 0
2012 | CAN | WECC | - | AB | 7a10 | Scheduled Outage - Maintenance |  | 648 | 648 | 648 | 648 | 648 | 648 | 648 | 648 | 648 | 648 | 648
2012 | CAN | WECC | - | AB | 7a11 | All Other Derates |  | 0 | 0 | 0 | 0 | 0 | 0 | 0 | 0 | 0 | 0 | 0
2012 | CAN | WECC | - | AB | 7a12 | Energy-Only |  | 0 | 0 | 0 | 0 | 0 | 0 | 0 | 0 | 0 | 0 | 0
2012 | CAN | WECC | - | AB | 7b | Future-Other |  | 0 | 0 | 0 | 0 | 0 | 0 | 0 | 0 | 0 | 0 | 0
2012 | CAN | WECC | - | AB | 7b1 | Wind Expected On-Peak |  | 0 | 0 | 0 | 0 | 0 | 0 | 0 | 0 | 0 | 0 | 0
2012 | CAN | WECC | - | AB | 7b2 | Wind Derate On-Peak |  | 0 | 0 | 0 | 0 | 0 | 0 | 0 | 0 | 0 | 0 | 0
2012 | CAN | WECC | - | AB | 7b3 | Solar Expected On-Peak |  | 0 | 0 | 0 | 0 | 0 | 0 | 0 | 0 | 0 | 0 | 0
2012 | CAN | WECC | - | AB | 7b4 | Solar Derate On-Peak |  | 0 | 0 | 0 | 0 | 0 | 0 | 0 | 0 | 0 | 0 | 0
2012 | CAN | WECC | - | AB | 7b5 | Hydro Expected On-Peak |  | 0 | 0 | 0 | 0 | 0 | 0 | 0 | 0 | 0 | 0 | 0
2012 | CAN | WECC | - | AB | 7b6 | Hydro Derate On-Peak |  | 0 | 0 | 0 | 0 | 0 | 0 | 0 | 0 | 0 | 0 | 0
2012 | CAN | WECC | - | AB | 7b7 | Biomass Expected On-Peak |  | 0 | 0 | 0 | 0 | 0 | 0 | 0 | 0 | 0 | 0 | 0
2012 | CAN | WECC | - | AB | 7b8 | Biomass Derate On-Peak |  | 0 | 0 | 0 | 0 | 0 | 0 | 0 | 0 | 0 | 0 | 0
2012 | CAN | WECC | - | AB | 7b9 | Transmission-Limited Resources |  | 0 | 0 | 0 | 0 | 0 | 0 | 0 | 0 | 0 | 0 | 0
2012 | CAN | WECC | - | AB | 7b10 | Scheduled Outage - Maintenance |  | 0 | 0 | 0 | 0 | 0 | 0 | 0 | 0 | 0 | 0 | 0
2012 | CAN | WECC | - | AB | 7b11 | All Other Derates |  | 0 | 0 | 0 | 0 | 0 | 0 | 0 | 0 | 0 | 0 | 0
2012 | CAN | WECC | - | AB | 7b12 | Energy-Only |  | 0 | 0 | 0 | 0 | 0 | 0 | 0 | 0 | 0 | 0 | 0
2012 | CAN | WECC | - | AB | 8 | Conceptual |  | 0 | 0 | 0 | 0 | 0 | 0 | 0 | 0 | 0 | 0 | 0
2012 | CAN | WECC | - | AB | 8a1 | Wind Expected On-Peak |  | 0 | 0 | 0 | 0 | 0 | 0 | 0 | 0 | 0 | 0 | 0
2012 | CAN | WECC | - | AB | 8a2 | Wind Derate On-Peak |  | 0 | 0 | 0 | 0 | 0 | 0 | 0 | 0 | 0 | 0 | 0
2012 | CAN | WECC | - | AB | 8a3 | Solar Expected On-Peak |  | 0 | 0 | 0 | 0 | 0 | 0 | 0 | 0 | 0 | 0 | 0
2012 | CAN | WECC | - | AB | 8a4 | Solar Derate On-Peak |  | 0 | 0 | 0 | 0 | 0 | 0 | 0 | 0 | 0 | 0 | 0
2012 | CAN | WECC | - | AB | 8a5 | Hydro Expected On-Peak |  | 0 | 0 | 0 | 0 | 0 | 0 | 0 | 0 | 0 | 0 | 0
2012 | CAN | WECC | - | AB | 8a6 | Hydro Derate On-Peak |  | 0 | 0 | 0 | 0 | 0 | 0 | 0 | 0 | 0 | 0 | 0
2012 | CAN | WECC | - | AB | 8a7 | Biomass Expected On-Peak |  | 0 | 0 | 0 | 0 | 0 | 0 | 0 | 0 | 0 | 0 | 0
2012 | CAN | WECC | - | AB | 8a8 | Biomass Derate On-Peak |  | 0 | 0 | 0 | 0 | 0 | 0 | 0 | 0 | 0 | 0 | 0
2012 | CAN | WECC | - | AB | 8a9 | All Other Derates |  | 0 | 0 | 0 | 0 | 0 | 0 | 0 | 0 | 0 | 0 | 0
2012 | CAN | WECC | - | AB | 8a10 | Energy-Only |  | 0 | 0 | 0 | 0 | 0 | 0 | 0 | 0 | 0 | 0 | 0
2012 | CAN | WECC | - | AB | 9 | ANTICIPATED INTERNAL CAPACITY |  | 12196.91 | 12194.12 | 12964.69 | 13813.15 | 15381.79 | 15161.71 | 15128.87 | 14868.5 | 14818.64 | 14821.28 | 15575.2
2012 | CAN | WECC | - | AB | 10 | CAPACITY TRANSACTIONS - IMPORTS | 490 | 800 | 800 | 800 | 800 | 800 | 800 | 800 | 800 | 800 | 800 | 800
2012 | CAN | WECC | - | AB | 10a | Firm | 490 | 800 | 800 | 800 | 800 | 800 | 800 | 800 | 800 | 800 | 800 | 800
2012 | CAN | WECC | - | AB | 10a1 | Full-Responsibility Purchases | 0 | 0 | 0 | 0 | 0 | 0 | 0 | 0 | 0 | 0 | 0 | 0
2012 | CAN | WECC | - | AB | 10a2 | Owned Capacity/Entitlement Located Outside the Region/Subregion | 0 | 0 | 0 | 0 | 0 | 0 | 0 | 0 | 0 | 0 | 0 | 0
2012 | CAN | WECC | - | AB | 10b | Non-firm | 82: 0
2012 | CAN | WECC | - | AB | 10c | Expected |  | 0 | 0 | 0 | 0 | 0 | 0 | 0 | 0 | 0 | 0 | 0
2012 | CAN | WECC | - | AB | 10c1 | Full-Responsibility Purchases |  | 0 | 0 | 0 | 0 | 0 | 0 | 0 | 0 | 0 | 0 | 0
2012 | CAN | WECC | - | AB | 10c2 | Owned Capacity/Entitlement Located Outside the Region/Subregion |  | 0 | 0 | 0 | 0 | 0 | 0 | 0 | 0 | 0 | 0 | 0
2012 | CAN | WECC | - | AB | 11 | CAPACITY TRANSACTIONS - EXPORTS | 0 | 0 | 0 | 0 | 0 | 0 | 0 | 0 | 0 | 0 | 0 | 0
2012 | CAN | WECC | - | AB | 11a | Firm | 0 | 0 | 0 | 0 | 0 | 0 | 0 | 0 | 0 | 0 | 0 | 0
2012 | CAN | WECC | - | AB | 11a1 | Full-Responsibility Purchases | 0 | 0 | 0 | 0 | 0 | 0 | 0 | 0 | 0 | 0 | 0 | 0
2012 | CAN | WECC | - | AB | 11a2 | Owned Capacity/Entitlement Located Outside the Region/Subregion | 0 | 0 | 0 | 0 | 0 | 0 | 0 | 0 | 0 | 0 | 0 | 0
2012 | CAN | WECC | - | AB | 11b | Non-firm | 82: 0
2012 | CAN | WECC | - | AB | 11c | Expected |  | 0 | 0 | 0 | 0 | 0 | 0 | 0 | 0 | 0 | 0 | 0
2012 | CAN | WECC | - | AB | 11c1 | Full-Responsibility Purchases |  | 0 | 0 | 0 | 0 | 0 | 0 | 0 | 0 | 0 | 0 | 0
2012 | CAN | WECC | - | AB | 11c2 | Owned Capacity/Entitlement Located Outside the Region/Subregion |  | 0 | 0 | 0 | 0 | 0 | 0 | 0 | 0 | 0 | 0 | 0
2012 | CAN | WECC | - | AB | 12 | EXISTING-CERTAIN & NET FIRM TRANSACTIONS | 11715.66 | 12903.61 | 12781.49 | 12739.86 | 12865.88 | 12856.4 | 12955.86 | 12950.48 | 12880.78 | 12861.4 | 12857.39 | 12986.61
2012 | CAN | WECC | - | AB | 13 | ANTICIPATED CAPACITY RESOURCES |  |  | 12994.12 | 13764.69 | 14613.15 | 16181.79 | 15961.71 | 15928.87 | 15668.5 | 15618.64 | 15621.28 | 16375.2
2012 | CAN | WECC | - | AB | 14 | PROSPECTIVE CAPACITY RESOURCES |  |  | 12994.12 | 13764.69 | 14613.15 | 16181.79 | 15961.71 | 15928.87 | 15668.5 | 15618.64 | 15621.28 | 16375.2
2012 | CAN | WECC | - | AB | 15 | TOTAL POTENTIAL CAPACITY RESOURCES |  |  | 12994.12 | 13764.69 | 14613.15 | 16181.79 | 15961.71 | 15928.87 | 15668.5 | 15618.64 | 15621.28 | 16375.2
2012 | CAN | WECC | - | AB | 16 | ADJUSTED POTENTIAL CAPACITY RESOURCES |  |  | 12994.12 | 13764.69 | 14613.15 | 16181.79 | 15961.71 | 15928.87 | 15668.5 | 15618.64 | 15621.28 | 16375.2
2012 | CAN | WECC | - | AB | 16a | Confidence of Future-Other |  |  | 0.99999 | 0.99999 | 0.99999 | 0.99999 | 0.99999 | 0.99999 | 0.99999 | 0.99999 | 0.99999 | 0.99999
2012 | CAN | WECC | - | AB | 16b | Net Future-Other Resources After Confidence Percentage Is Applied |  |  | 0 | 0 | 0 | 0 | 0 | 0 | 0 | 0 | 0 | 0
2012 | CAN | WECC | - | AB | 16c | Confidence of Conceptual |  |  | 0.99999 | 0.99999 | 0.99999 | 0.99999 | 0.99999 | 0.99999 | 0.99999 | 0.99999 | 0.99999 | 0.99999
2012 | CAN | WECC | - | AB | 16d | Net Conceptual Resources After Confidence Percentage Is Applied |  |  | 0 | 0 | 0 | 0 | 0 | 0 | 0 | 0 | 0 | 0
2012 | CAN | WECC | - | AB | 17 | ASSESSMENT AREA TARGET RESERVE MARGIN |  |  | 12.24% | 12.24% | 12.24% | 12.24% | 12.24% | 12.24% | 12.24% | 12.24% | 12.24% | 12.24%
2012 | CAN | WECC | - | AB | 18 | EXISTING-CERTAIN AND NET FIRM TRANSACTIONS RESERVE MARGIN | 22.65% | 24.04% | 17.23% | 10.69% | 6.868% | 2.003% | -1.161% | -4.227% | -7.572% | -10.29% | -12.7% | -13.96%
2012 | CAN | WECC | - | AB | 19 | ANTICIPATED CAPACITY RESOURCES RESERVE MARGIN |  |  | 19.18% | 19.59% | 21.38% | 28.39% | 21.77% | 17.8% | 12.43% | 8.947% | 6.072% | 8.495%
2012 | CAN | WECC | - | AB | 20 | PROSPECTIVE CAPACITY RESOURCES RESERVE MARGIN |  |  | 19.18% | 19.59% | 21.38% | 28.39% | 21.77% | 17.8% | 12.43% | 8.947% | 6.072% | 8.495%
2012 | CAN | WECC | - | AB | 21 | TOTAL POTENTIAL RESOURCES RESERVE MARGIN |  |  | 19.18% | 19.59% | 21.38% | 28.39% | 21.77% | 17.8% | 12.43% | 8.947% | 6.072% | 8.495%
2012 | CAN | WECC | - | AB | 22 | ADJUSTED POTENTIAL RESOURCES RESERVE MARGIN |  |  | 19.18% | 19.59% | 21.38% | 28.39% | 21.77% | 17.8% | 12.43% | 8.947% | 6.072% | 8.495%
2012 | CAN | WECC | - | AB | 23 | Total Baseline Installed Capacity | 82: 13076.896
2012 | CAN | WECC | - | AB | 24 | Distributed or Other Capacity (Behind the Meter) < 1 MW |  | 0 | 0 | 0 | 0 | 0 | 0 | 0 | 0 | 0 | 0 | 0
2012 | CAN | WECC | - | AB | 25 | Distributed or Other Capacity (Behind the Meter) ≥ 1 MW |  | 0 | 0 | 0 | 0 | 0 | 0 | 0 | 0 | 0 | 0 | 0
2012 | CAN | WECC | - | AB | 26 | Capacity Total from EIA-860 |  | 0 | 0 | 0 | 0 | 0 | 0 | 0 | 0 | 0 | 0 | 0
2012 | US | WECC | - | BASN | 1 | Unrestricted Non-coincident Peak Demand |  | 13401.4 | 13821.6 | 14209.3 | 14563.9 | 14863.8 | 15197.4 | 15435.2 | 15694.9 | 15943.5 | 16156.8 | 16033.7
2012 | US | WECC | - | BASN | 1a | New Conservation (Energy Efficiency) |  | 26 | 46 | 65 | 82 | 99 | 116 | 129 | 145 | 158 | 163 | 120
2012 | US | WECC | - | BASN | 1b | Estimated Diversity |  | 0 | 0 | 0 | 0 | 0 | 0 | 0 | 0 | 0 | 0 | 0
2012 | US | WECC | - | BASN | 1c | Additions for non-member load (load served by non-registered LSE's in a region) |  | 0 | 0 | 0 | 0 | 0 | 0 | 0 | 0 | 0 | 0 | 0
2012 | US | WECC | - | BASN | 1d | Stand-by Load Under Contract (Normally served by behind the meter generation) |  | 0 | 0 | 0 | 0 | 0 | 0 | 0 | 0 | 0 | 0 | 0
2012 | US | WECC | - | BASN | 1e | Non-Controllable Demand-Side Demand Response |  | 0 | 0 | 0 | 0 | 0 | 0 | 0 | 0 | 0 | 0 | 0
2012 | US | WECC | - | BASN | 2 | Total Internal Demand | 12100 | 13375.4 | 13775.6 | 14144.3 | 14481.9 | 14764.8 | 15081.4 | 15306.2 | 15549.9 | 15785.5 | 15993.8 | 15913.7
2012 | US | WECC | - | BASN | 2a | Supply-Side Direct Control Load Management (DCLM) | 0 | 0 | 0 | 0 | 0 | 0 | 0 | 0 | 0 | 0 | 0 | 0
2012 | US | WECC | - | BASN | 2b | Supply-Side Contractually Interruptible (Curtailable) | 0 | 0 | 0 | 0 | 0 | 0 | 0 | 0 | 0 | 0 | 0 | 0
2012 | US | WECC | - | BASN | 2c | Supply-Side Critical Peak-Pricing (CPP) with Control | 0 | 0 | 0 | 0 | 0 | 0 | 0 | 0 | 0 | 0 | 0 | 0
2012 | US | WECC | - | BASN | 2d | Supply-Side Load as a Capacity Resource | 0 | 0 | 0 | 0 | 0 | 0 | 0 | 0 | 0 | 0 | 0 | 0
2012 | US | WECC | - | BASN | 3 | Net Internal Demand | 12010 | 12294.4 | 12666.6 | 13025.3 | 13353.9 | 13606.8 | 13923.4 | 14148.2 | 14391.9 | 14627.5 | 14835.8 | 14755.7
2012 | US | WECC | - | BASN | 3a | Demand-Side Direct Control Load Management (DCLM) | 90 | 797 | 825 | 835 | 844 | 874 | 874 | 874 | 874 | 874 | 874 | 874
2012 | US | WECC | - | BASN | 3b | Demand-Side Contractually Interruptible (Curtailable) | 0 | 284 | 284 | 284 | 284 | 284 | 284 | 284 | 284 | 284 | 284 | 284
2012 | US | WECC | - | BASN | 3c | Demand-Side Critical Peak-Pricing (CPP) with Control | 0 | 0 | 0 | 0 | 0 | 0 | 0 | 0 | 0 | 0 | 0 | 0
2012 | US | WECC | - | BASN | 3d | Demand-Side Load as a Capacity Resource | 0 | 0 | 0 | 0 | 0 | 0 | 0 | 0 | 0 | 0 | 0 | 0
2012 | US | WECC | - | BASN | 4 | Total Controllable Demand Response | 90 | 1081 | 1109 | 1119 | 1128 | 1158 | 1158 | 1158 | 1158 | 1158 | 1158 | 1158
2012 | US | WECC | - | BASN | 4a | Demand Response used for Ancillary Services - Spinning Reserves | 0 | 0 | 0 | 0 | 0 | 0 | 0 | 0 | 0 | 0 | 0 | 0
2012 | US | WECC | - | BASN | 4b | Demand Response used for Ancillary Services - Non-Spinning Reserves | 0 | 0 | 0 | 0 | 0 | 0 | 0 | 0 | 0 | 0 | 0 | 0
2012 | US | WECC | - | BASN | 4c | Demand Response used for Regulation | 0 | 0 | 0 | 0 | 0 | 0 | 0 | 0 | 0 | 0 | 0 | 0
2012 | US | WECC | - | BASN | 4d | Demand Response used for Energy, Voluntary Services - Emergency | 65 | 65 | 65 | 65 | 65 | 35 | 35 | 35 | 35 | 35 | 35 | 35
2012 | US | WECC | - | BASN | 5 | TOTAL INTERNAL CAPACITY | 16186.1906 | 16798.4906 | 17448.5906 | 17395.5906 | 17671.5906 | 17588.0146 | 17588.0146 | 17728.0146 | 17615.0146 | 17615.0146 | 17615.0146 | 17502.0146
2012 | US | WECC | - | BASN | 6a | Existing-Certain | 14349.7 | 14162.15 | 14207.66 | 14057.95 | 14054.98 | 14154.35 | 14146.25 | 14143.39 | 14117.88 | 14055.29 | 14056.63 | 14138.28
2012 | US | WECC | - | BASN | 6a1 | Wind Expected On-Peak | 533 | 81.14 | 152.65 | 2.49 | 1.73 | 66.54 | 62.08 | 63.62 | 69.24 | 0.98 | 0.11 | 59.57
2012 | US | WECC | - | BASN | 6a2 | Solar Expected On-Peak | 0 | 0.48 | 0.43 | 0.47 | 0.46 | 0.48 | 0.43 | 0.45 | 0.47 | 0.47 | 0.46 | 0.44
2012 | US | WECC | - | BASN | 6a3 | Hydro Expected On-Peak | 1590 | 1834.14 | 1808.19 | 1808.6 | 1806.4 | 1840.94 | 1837.35 | 1832.93 | 1801.78 | 1807.45 | 1809.67 | 1831.88
2012 | US | WECC | - | BASN | 6a4 | Biomass Expected On-Peak | 6 | 25.69 | 25.69 | 25.69 | 25.69 | 25.69 | 25.69 | 25.69 | 25.69 | 25.69 | 25.69 | 25.69
2012 | US | WECC | - | BASN | 6b | Existing-Other | 0 | 0 | 0 | 0 | 0 | 0 | 0 | 0 | 0 | 0 | 0 | 0
2012 | US | WECC | - | BASN | 6b1 | Wind Derate On-Peak | 1015.71 | 1467.57 | 1396.06 | 1546.22 | 1546.98 | 1482.17 | 1486.63 | 1485.09 | 1479.47 | 1547.73 | 1548.6 | 1489.14
2012 | US | WECC | - | BASN | 6b2 | Solar Derate On-Peak | 1 | 0.52 | 0.57 | 0.53 | 0.54 | 0.52 | 0.57 | 0.55 | 0.53 | 0.53 | 0.54 | 0.56
2012 | US | WECC | - | BASN | 6b3 | Hydro Derate On-Peak | 793.4106 | 549.2706 | 575.2206 | 574.8106 | 577.0106 | 542.4706 | 546.0606 | 550.4806 | 581.6306 | 575.9606 | 573.7406 | 551.5306
2012 | US | WECC | - | BASN | 6b4 | Biomass Derate On-Peak | 26.37 | 6.68 | 6.68 | 6.68 | 6.68 | 6.68 | 6.68 | 6.68 | 6.68 | 6.68 | 6.68 | 6.68
2012 | US | WECC | - | BASN | 6b5 | Transmission-Limited Resources | 0 | 0 | 0 | 0 | 0 | 0 | 0 | 0 | 0 | 0 | 0 | 0
2012 | US | WECC | - | BASN | 6b6 | All Other Derates | 0 | 0 | 0 | 0 | 0 | 0 | 0 | 0 | 0 | 0 | 0 | 0
2012 | US | WECC | - | BASN | 6b7 | Energy-Only (Existing-Other) | 0 | 0 | 0 | 0 | 0 | 0 | 0 | 0 | 0 | 0 | 0 | 0
2012 | US | WECC | - | BASN | 6c | Unplanned Outages (Actual) / Current and Future Inoperable Resources | 0 | 0 | 0 | 0 | 0 | 0 | 0 | 0 | 0 | 0 | 0 | 0
2012 | US | WECC | - | BASN | 6d | Total Supply-Side Demand Response | 0 | 0 | 0 | 0 | 0 | 0 | 0 | 0 | 0 | 0 | 0 | 0
2012 | US | WECC | - | BASN | 7 | TOTAL FUTURE CAPACITY ADDITIONS |  | 352.45 | 392.84 | 298.23 | 390.76 | 359.4 | 354.76 | 340.89 | 224.19 | 110.8 | 204.16 | 121.86
2012 | US | WECC | - | BASN | 7a | Future-Planned |  | 352.45 | 392.84 | 298.23 | 390.76 | 359.4 | 354.76 | 340.89 | 224.19 | 110.8 | 204.16 | 121.86
2012 | US | WECC | - | BASN | 7a1 | Wind Expected On-Peak |  | 7.12 | 43.18 | 0.62 | 1.51 | 49.31 | 41.64 | 30.68 | 27.37 | 0.31 | 5.46 | 37.78
2012 | US | WECC | - | BASN | 7a2 | Wind Derate On-Peak |  | 221.88 | 804.82 | 847.38 | 996.49 | 948.69 | 956.36 | 1107.32 | 1110.63 | 1137.69 | 1132.54 | 1100.22
2012 | US | WECC | - | BASN | 7a3 | Solar Expected On-Peak |  | 24.03 | 24.36 | 25.31 | 116.95 | 120.79 | 123.82 | 120.91 | 120.52 | 34.19 | 122.4 | 120.78
2012 | US | WECC | - | BASN | 7a4 | Solar Derate On-Peak |  | 37.97 | 37.64 | 36.69 | 71.05 | 67.21 | 64.18 | 67.09 | 67.48 | 153.81 | 65.6 | 67.22
2012 | US | WECC | - | BASN | 7a5 | Hydro Expected On-Peak |  | 0 | 4 | 4 | 4 | 4 | 4 | 4 | 4 | 4 | 4 | 4
2012 | US | WECC | - | BASN | 7a6 | Hydro Derate On-Peak |  | 0 | 0.7 | 0.7 | 0.7 | 0.124 | 0.124 | 0.124 | 0.124 | 0.124 | 0.124 | 0.124
2012 | US | WECC | - | BASN | 7a7 | Biomass Expected On-Peak |  | 6.4 | 6.4 | 6.4 | 6.4 | 6.4 | 6.4 | 6.4 | 6.4 | 6.4 | 6.4 | 6.4
2012 | US | WECC | - | BASN | 7a8 | Biomass Derate On-Peak |  | 0 | 26.4 | 26.4 | 26.4 | 26.4 | 26.4 | 26.4 | 26.4 | 26.4 | 26.4 | 26.4
2012 | US | WECC | - | BASN | 7a9 | Transmission-Limited Resources |  | 0 | 0 | 0 | 0 | 0 | 0 | 0 | 0 | 0 | 0 | 0
2012 | US | WECC | - | BASN | 7a10 | Scheduled Outage - Maintenance |  | 0 | 0 | 0 | 0 | 0 | 2 | 0 | 0 | 0 | 0 | 0
2012 | US | WECC | - | BASN | 7a11 | All Other Derates |  | 0 | 0 | 0 | 0 | 0 | 0 | 0 | 0 | 0 | 0 | 0
2012 | US | WECC | - | BASN | 7a12 | Energy-Only |  | 0 | 0 | 0 | 0 | 0 | 0 | 0 | 0 | 0 | 0 | 0
2012 | US | WECC | - | BASN | 7b | Future-Other |  | 0 | 0 | 0 | 0 | 0 | 0 | 0 | 0 | 0 | 0 | 0
2012 | US | WECC | - | BASN | 7b1 | Wind Expected On-Peak |  | 0 | 0 | 0 | 0 | 0 | 0 | 0 | 0 | 0 | 0 | 0
2012 | US | WECC | - | BASN | 7b2 | Wind Derate On-Peak |  | 0 | 0 | 0 | 0 | 0 | 0 | 0 | 0 | 0 | 0 | 0
2012 | US | WECC | - | BASN | 7b3 | Solar Expected On-Peak |  | 0 | 0 | 0 | 0 | 0 | 0 | 0 | 0 | 0 | 0 | 0
2012 | US | WECC | - | BASN | 7b4 | Solar Derate On-Peak |  | 0 | 0 | 0 | 0 | 0 | 0 | 0 | 0 | 0 | 0 | 0
2012 | US | WECC | - | BASN | 7b5 | Hydro Expected On-Peak |  | 0 | 0 | 0 | 0 | 0 | 0 | 0 | 0 | 0 | 0 | 0
2012 | US | WECC | - | BASN | 7b6 | Hydro Derate On-Peak |  | 0 | 0 | 0 | 0 | 0 | 0 | 0 | 0 | 0 | 0 | 0
2012 | US | WECC | - | BASN | 7b7 | Biomass Expected On-Peak |  | 0 | 0 | 0 | 0 | 0 | 0 | 0 | 0 | 0 | 0 | 0
2012 | US | WECC | - | BASN | 7b8 | Biomass Derate On-Peak |  | 0 | 0 | 0 | 0 | 0 | 0 | 0 | 0 | 0 | 0 | 0
2012 | US | WECC | - | BASN | 7b9 | Transmission-Limited Resources |  | 0 | 0 | 0 | 0 | 0 | 0 | 0 | 0 | 0 | 0 | 0
2012 | US | WECC | - | BASN | 7b10 | Scheduled Outage - Maintenance |  | 0 | 0 | 0 | 0 | 0 | 0 | 0 | 0 | 0 | 0 | 0
2012 | US | WECC | - | BASN | 7b11 | All Other Derates |  | 0 | 0 | 0 | 0 | 0 | 0 | 0 | 0 | 0 | 0 | 0
2012 | US | WECC | - | BASN | 7b12 | Energy-Only |  | 0 | 0 | 0 | 0 | 0 | 0 | 0 | 0 | 0 | 0 | 0
2012 | US | WECC | - | BASN | 8 | Conceptual |  | 0.21 | 0.42 | 446.32 | 446.53 | 767.61 | 767.77 | 767.92 | 771.46 | 966.07 | 965.16 | 1002.93
2012 | US | WECC | - | BASN | 8a1 | Wind Expected On-Peak |  | 0 | 0 | 0 | 0 | 0 | 0 | 0 | 3.78 | 1.6 | 1.71 | 37.69
2012 | US | WECC | - | BASN | 8a2 | Wind Derate On-Peak |  | 0 | 0 | 0 | 0 | 0 | 0 | 0 | 108.72 | 223.4 | 223.29 | 262.31
2012 | US | WECC | - | BASN | 8a3 | Solar Expected On-Peak |  | 0 | 0 | 0 | 0 | 0 | 0 | 0 | 0 | 0 | 0 | 0
2012 | US | WECC | - | BASN | 8a4 | Solar Derate On-Peak |  | 0 | 0 | 0 | 0 | 0 | 0 | 0 | 0 | 0 | 0 | 0
2012 | US | WECC | - | BASN | 8a5 | Hydro Expected On-Peak |  | 0 | 0 | 0 | 0 | 22.37 | 22.32 | 22.26 | 21.81 | 21.89 | 21.92 | 22.24
2012 | US | WECC | - | BASN | 8a6 | Hydro Derate On-Peak |  | 0 | 0 | 0 | 0 | 27.63 | 27.68 | 27.74 | 28.19 | 28.11 | 28.08 | 27.76
2012 | US | WECC | - | BASN | 8a7 | Biomass Expected On-Peak |  | 0.21 | 0.42 | 0.63 | 0.84 | 1.05 | 1.26 | 1.47 | 1.68 | 1.89 | 0.84 | 2.31
2012 | US | WECC | - | BASN | 8a8 | Biomass Derate On-Peak |  | 1.69 | 4.98 | 7.77 | 10.16 | 12.15 | 13.94 | 15.73 | 17.52 | 19.31 | 22.36 | 22.89
2012 | US | WECC | - | BASN | 8a9 | All Other Derates |  | 0 | 0 | 0 | 0 | 0 | 0 | 0 | 0 | 0 | 0 | 0
2012 | US | WECC | - | BASN | 8a10 | Energy-Only |  | 0 | 0 | 0 | 0 | 0 | 0 | 0 | 0 | 0 | 0 | 0
2012 | US | WECC | - | BASN | 9 | ANTICIPATED INTERNAL CAPACITY |  | 14514.6 | 14600.5 | 14356.18 | 14445.74 | 14513.75 | 14501.01 | 14484.28 | 14342.07 | 14166.09 | 14260.79 | 14260.14
2012 | US | WECC | - | BASN | 10 | CAPACITY TRANSACTIONS - IMPORTS | 650 | 4313 | 4313 | 4313 | 4313 | 4313 | 4313 | 4313 | 4313 | 4313 | 4313 | 4313
2012 | US | WECC | - | BASN | 10a | Firm | 650 | 4313 | 4313 | 4313 | 4313 | 4313 | 4313 | 4313 | 4313 | 4313 | 4313 | 4313
2012 | US | WECC | - | BASN | 10a1 | Full-Responsibility Purchases | 0 | 0 | 0 | 0 | 0 | 0 | 0 | 0 | 0 | 0 | 0 | 0
2012 | US | WECC | - | BASN | 10a2 | Owned Capacity/Entitlement Located Outside the Region/Subregion | 0 | 0 | 0 | 0 | 0 | 0 | 0 | 0 | 0 | 0 | 0 | 0
2012 | US | WECC | - | BASN | 10b | Non-firm | 82: 0
2012 | US | WECC | - | BASN | 10c | Expected |  | 0 | 0 | 0 | 0 | 0 | 0 | 0 | 0 | 0 | 0 | 0
2012 | US | WECC | - | BASN | 10c1 | Full-Responsibility Purchases |  | 0 | 0 | 0 | 0 | 0 | 0 | 0 | 0 | 0 | 0 | 0
2012 | US | WECC | - | BASN | 10c2 | Owned Capacity/Entitlement Located Outside the Region/Subregion |  | 0 | 0 | 0 | 0 | 0 | 0 | 0 | 0 | 0 | 0 | 0
2012 | US | WECC | - | BASN | 11 | CAPACITY TRANSACTIONS - EXPORTS | 125 | 2760 | 2760 | 2760 | 2760 | 2760 | 2760 | 2760 | 2760 | 2760 | 2760 | 2760
2012 | US | WECC | - | BASN | 11a | Firm | 125 | 2760 | 2760 | 2760 | 2760 | 2760 | 2760 | 2760 | 2760 | 2760 | 2760 | 2760
2012 | US | WECC | - | BASN | 11a1 | Full-Responsibility Purchases | 0 | 0 | 0 | 0 | 0 | 0 | 0 | 0 | 0 | 0 | 0 | 0
2012 | US | WECC | - | BASN | 11a2 | Owned Capacity/Entitlement Located Outside the Region/Subregion | 0 | 2760 | 2760 | 2760 | 2760 | 2760 | 2760 | 2760 | 2760 | 2760 | 2760 | 2760
2012 | US | WECC | - | BASN | 11b | Non-firm | 82: 0
2012 | US | WECC | - | BASN | 11c | Expected |  | 0 | 0 | 0 | 0 | 0 | 0 | 0 | 0 | 0 | 0 | 0
2012 | US | WECC | - | BASN | 11c1 | Full-Responsibility Purchases |  | 0 | 0 | 0 | 0 | 0 | 0 | 0 | 0 | 0 | 0 | 0
2012 | US | WECC | - | BASN | 11c2 | Owned Capacity/Entitlement Located Outside the Region/Subregion |  | 0 | 0 | 0 | 0 | 0 | 0 | 0 | 0 | 0 | 0 | 0
2012 | US | WECC | - | BASN | 12 | EXISTING-CERTAIN & NET FIRM TRANSACTIONS | 14874.7 | 15715.15 | 15760.66 | 15610.95 | 15607.98 | 15707.35 | 15699.25 | 15696.39 | 15670.88 | 15608.29 | 15609.63 | 15691.28
2012 | US | WECC | - | BASN | 13 | ANTICIPATED CAPACITY RESOURCES |  |  | 16153.5 | 15909.18 | 15998.74 | 16066.75 | 16054.01 | 16037.28 | 15895.07 | 15719.09 | 15813.79 | 15813.14
2012 | US | WECC | - | BASN | 14 | PROSPECTIVE CAPACITY RESOURCES |  |  | 16153.5 | 15909.18 | 15998.74 | 16066.75 | 16054.01 | 16037.28 | 15895.07 | 15719.09 | 15813.79 | 15813.14
2012 | US | WECC | - | BASN | 15 | TOTAL POTENTIAL CAPACITY RESOURCES |  |  | 16153.92 | 16355.5 | 16445.27 | 16834.36 | 16821.78 | 16805.2 | 16666.53 | 16685.16 | 16778.95 | 16816.07
2012 | US | WECC | - | BASN | 16 | ADJUSTED POTENTIAL CAPACITY RESOURCES |  |  | 16153.92 | 16355.4955 | 16445.2655 | 16834.3523 | 16821.7723 | 16805.1923 | 16666.5223 | 16685.1503 | 16778.9403 | 16816.06
2012 | US | WECC | - | BASN | 16a | Confidence of Future-Other |  |  | 0.99999 | 0.99999 | 0.99999 | 0.99999 | 0.99999 | 0.99999 | 0.99999 | 0.99999 | 0.99999 | 0.99999
2012 | US | WECC | - | BASN | 16b | Net Future-Other Resources After Confidence Percentage Is Applied |  |  | 0 | 0 | 0 | 0 | 0 | 0 | 0 | 0 | 0 | 0
2012 | US | WECC | - | BASN | 16c | Confidence of Conceptual |  |  | 0.99999 | 0.99999 | 0.99999 | 0.99999 | 0.99999 | 0.99999 | 0.99999 | 0.99999 | 0.99999 | 0.99999
2012 | US | WECC | - | BASN | 16d | Net Conceptual Resources After Confidence Percentage Is Applied |  |  | 0.42 | 446.3155 | 446.5255 | 767.6023 | 767.7623 | 767.9123 | 771.4523 | 966.0603 | 965.1503 | 1002.92
2012 | US | WECC | - | BASN | 17 | ASSESSMENT AREA TARGET RESERVE MARGIN |  |  | 12.6% | 12.6% | 12.6% | 12.6% | 12.6% | 12.6% | 12.6% | 12.6% | 12.6% | 12.6%
2012 | US | WECC | - | BASN | 18 | EXISTING-CERTAIN AND NET FIRM TRANSACTIONS RESERVE MARGIN | 23.85% | 27.82% | 24.43% | 19.85% | 16.88% | 15.44% | 12.75% | 10.94% | 8.887% | 6.705% | 5.216% | 6.34%
2012 | US | WECC | - | BASN | 19 | ANTICIPATED CAPACITY RESOURCES RESERVE MARGIN |  |  | 27.53% | 22.14% | 19.81% | 18.08% | 15.3% | 13.35% | 10.44% | 7.463% | 6.592% | 7.166%
2012 | US | WECC | - | BASN | 20 | PROSPECTIVE CAPACITY RESOURCES RESERVE MARGIN |  |  | 27.53% | 22.14% | 19.81% | 18.08% | 15.3% | 13.35% | 10.44% | 7.463% | 6.592% | 7.166%
2012 | US | WECC | - | BASN | 21 | TOTAL POTENTIAL RESOURCES RESERVE MARGIN |  |  | 27.53% | 25.57% | 23.15% | 23.72% | 20.82% | 18.78% | 15.8% | 14.07% | 13.1% | 13.96%
2012 | US | WECC | - | BASN | 22 | ADJUSTED POTENTIAL RESOURCES RESERVE MARGIN |  |  | 27.53% | 25.57% | 23.15% | 23.72% | 20.82% | 18.78% | 15.8% | 14.07% | 13.1% | 13.96%
2012 | US | WECC | - | BASN | 23 | Total Baseline Installed Capacity | 82: 16186.1906
2012 | US | WECC | - | BASN | 24 | Distributed or Other Capacity (Behind the Meter) < 1 MW |  | 0 | 0 | 0 | 0 | 0 | 0 | 0 | 0 | 0 | 0 | 0
2012 | US | WECC | - | BASN | 25 | Distributed or Other Capacity (Behind the Meter) ≥ 1 MW |  | 0 | 0 | 0 | 0 | 0 | 0 | 0 | 0 | 0 | 0 | 0
2012 | US | WECC | - | BASN | 26 | Capacity Total from EIA-860 |  | 0 | 0 | 0 | 0 | 0 | 0 | 0 | 0 | 0 | 0 | 0
2012 | CAN | WECC | - | BC | 1 | Unrestricted Non-coincident Peak Demand |  | 8418 | 8449 | 8684 | 8834 | 8913 | 9043.1667 | 9167.3333 | 9288.5 | 9426.6667 | 9552.8333 | 9670
2012 | CAN | WECC | - | BC | 1a | New Conservation (Energy Efficiency) |  | 0 | 0 | 0 | 0 | 0 | 0 | 0 | 0 | 0 | 0 | 0
2012 | CAN | WECC | - | BC | 1b | Estimated Diversity |  | 0 | 0 | 0 | 0 | 0 | 0 | 0 | 0 | 0 | 0 | 0
2012 | CAN | WECC | - | BC | 1c | Additions for non-member load (load served by non-registered LSE's in a region) |  | 0 | 0 | 0 | 0 | 0 | 0 | 0 | 0 | 0 | 0 | 0
2012 | CAN | WECC | - | BC | 1d | Stand-by Load Under Contract (Normally served by behind the meter generation) |  | 0 | 0 | 0 | 0 | 0 | 0 | 0 | 0 | 0 | 0 | 0
2012 | CAN | WECC | - | BC | 1e | Non-Controllable Demand-Side Demand Response |  | 0 | 0 | 0 | 0 | 0 | 0 | 0 | 0 | 0 | 0 | 0
2012 | CAN | WECC | - | BC | 2 | Total Internal Demand | 7338 | 8418 | 8449 | 8684 | 8834 | 8913 | 9043.1667 | 9167.3333 | 9288.5 | 9426.6667 | 9552.8333 | 9670
2012 | CAN | WECC | - | BC | 2a | Supply-Side Direct Control Load Management (DCLM) | 0 | 0 | 0 | 0 | 0 | 0 | 0 | 0 | 0 | 0 | 0 | 0
2012 | CAN | WECC | - | BC | 2b | Supply-Side Contractually Interruptible (Curtailable) | 0 | 0 | 0 | 0 | 0 | 0 | 0 | 0 | 0 | 0 | 0 | 0
2012 | CAN | WECC | - | BC | 2c | Supply-Side Critical Peak-Pricing (CPP) with Control | 0 | 0 | 0 | 0 | 0 | 0 | 0 | 0 | 0 | 0 | 0 | 0
2012 | CAN | WECC | - | BC | 2d | Supply-Side Load as a Capacity Resource | 0 | 0 | 0 | 0 | 0 | 0 | 0 | 0 | 0 | 0 | 0 | 0
2012 | CAN | WECC | - | BC | 3 | Net Internal Demand | 7338 | 8418 | 8449 | 8684 | 8834 | 8913 | 9043.1667 | 9167.3333 | 9288.5 | 9426.6667 | 9552.8333 | 9670
2012 | CAN | WECC | - | BC | 3a | Demand-Side Direct Control Load Management (DCLM) | 0 | 0 | 0 | 0 | 0 | 0 | 0 | 0 | 0 | 0 | 0 | 0
2012 | CAN | WECC | - | BC | 3b | Demand-Side Contractually Interruptible (Curtailable) | 0 | 0 | 0 | 0 | 0 | 0 | 0 | 0 | 0 | 0 | 0 | 0
2012 | CAN | WECC | - | BC | 3c | Demand-Side Critical Peak-Pricing (CPP) with Control | 0 | 0 | 0 | 0 | 0 | 0 | 0 | 0 | 0 | 0 | 0 | 0
2012 | CAN | WECC | - | BC | 3d | Demand-Side Load as a Capacity Resource | 0 | 0 | 0 | 0 | 0 | 0 | 0 | 0 | 0 | 0 | 0 | 0
2012 | CAN | WECC | - | BC | 4 | Total Controllable Demand Response | 0 | 0 | 0 | 0 | 0 | 0 | 0 | 0 | 0 | 0 | 0 | 0
2012 | CAN | WECC | - | BC | 4a | Demand Response used for Ancillary Services - Spinning Reserves | 0 | 0 | 0 | 0 | 0 | 0 | 0 | 0 | 0 | 0 | 0 | 0
2012 | CAN | WECC | - | BC | 4b | Demand Response used for Ancillary Services - Non-Spinning Reserves | 0 | 0 | 0 | 0 | 0 | 0 | 0 | 0 | 0 | 0 | 0 | 0
2012 | CAN | WECC | - | BC | 4c | Demand Response used for Regulation | 0 | 0 | 0 | 0 | 0 | 0 | 0 | 0 | 0 | 0 | 0 | 0
2012 | CAN | WECC | - | BC | 4d | Demand Response used for Energy, Voluntary Services - Emergency | 0 | 0 | 0 | 0 | 0 | 0 | 0 | 0 | 0 | 0 | 0 | 0
2012 | CAN | WECC | - | BC | 5 | TOTAL INTERNAL CAPACITY | 14880.11 | 14965.488 | 15512.4527 | 16210.0781 | 16951.3181 | 17644.6552 | 17755.5709 | 17755.5709 | 17755.5709 | 17755.5709 | 17755.5709 | 17755.5709
2012 | CAN | WECC | - | BC | 6a | Existing-Certain | 10157.11 | 12650.02 | 12661.47 | 12656.45 | 12654.57 | 12661.85 | 12657.68 | 12662.14 | 12657.34 | 12654.28 | 12654.02 | 12661.02
2012 | CAN | WECC | - | BC | 6a1 | Wind Expected On-Peak | 10 | 4.11 | 7.56 | 2.54 | 0.66 | 7.94 | 3.77 | 8.23 | 3.43 | 0.37 | 0.11 | 7.11
2012 | CAN | WECC | - | BC | 6a2 | Solar Expected On-Peak | 0 | 0 | 0 | 0 | 0 | 0 | 0 | 0 | 0 | 0 | 0 | 0
2012 | CAN | WECC | - | BC | 6a3 | Hydro Expected On-Peak | 8688 | 11706 | 11706 | 11706 | 11706 | 11706 | 11706 | 11706 | 11706 | 11706 | 11706 | 11706
2012 | CAN | WECC | - | BC | 6a4 | Biomass Expected On-Peak | 72 | 8.8 | 8.8 | 8.8 | 8.8 | 8.8 | 8.8 | 8.8 | 8.8 | 8.8 | 8.8 | 8.8
2012 | CAN | WECC | - | BC | 6b | Existing-Other | 0 | 0 | 0 | 0 | 0 | 0 | 0 | 0 | 0 | 0 | 0 | 0
2012 | CAN | WECC | - | BC | 6b1 | Wind Derate On-Peak | 236.5 | 242.39 | 238.94 | 243.96 | 245.84 | 238.56 | 242.73 | 238.27 | 243.07 | 246.13 | 246.39 | 239.39
2012 | CAN | WECC | - | BC | 6b2 | Solar Derate On-Peak | 0 | 0 | 0 | 0 | 0 | 0 | 0 | 0 | 0 | 0 | 0 | 0
2012 | CAN | WECC | - | BC | 6b3 | Hydro Derate On-Peak | 4318.19 | 1300.19 | 1300.19 | 1300.19 | 1300.19 | 1300.19 | 1300.19 | 1300.19 | 1300.19 | 1300.19 | 1300.19 | 1300.19
2012 | CAN | WECC | - | BC | 6b4 | Biomass Derate On-Peak | 160.31 | 223.51 | 223.51 | 223.51 | 223.51 | 223.51 | 223.51 | 223.51 | 223.51 | 223.51 | 223.51 | 223.51
2012 | CAN | WECC | - | BC | 6b5 | Transmission-Limited Resources | 0 | 0 | 0 | 0 | 0 | 0 | 0 | 0 | 0 | 0 | 0 | 0
2012 | CAN | WECC | - | BC | 6b6 | All Other Derates | 0 | 0 | 0 | 0 | 0 | 0 | 0 | 0 | 0 | 0 | 0 | 0
2012 | CAN | WECC | - | BC | 6b7 | Energy-Only (Existing-Other) | 0 | 0 | 0 | 0 | 0 | 0 | 0 | 0 | 0 | 0 | 0 | 0
2012 | CAN | WECC | - | BC | 6c | Unplanned Outages (Actual) / Current and Future Inoperable Resources | 8 | 464 | 456 | 456 | 456 | 456 | 456 | 456 | 456 | 456 | 456 | 456
2012 | CAN | WECC | - | BC | 6d | Total Supply-Side Demand Response | 0 | 0 | 0 | 0 | 0 | 0 | 0 | 0 | 0 | 0 | 0 | 0
2012 | CAN | WECC | - | BC | 7 | TOTAL FUTURE CAPACITY ADDITIONS |  | 15.31 | 113.98 | 435.75 | 822.75 | 1344.57 | 1358.97 | 1352.19 | 1328.56 | 1327.57 | 1329.13 | 1354.46
2012 | CAN | WECC | - | BC | 7a | Future-Planned |  | 15.31 | 113.98 | 435.75 | 822.75 | 1344.57 | 1358.97 | 1352.19 | 1328.56 | 1327.57 | 1329.13 | 1354.46
2012 | CAN | WECC | - | BC | 7a1 | Wind Expected On-Peak |  | 0 | 12.05 | 9.15 | 1.54 | 12.89 | 12.69 | 9.2 | 8.69 | 0.97 | 0.88 | 9.76
2012 | CAN | WECC | - | BC | 7a2 | Wind Derate On-Peak |  | 0 | 381.31 | 512.91 | 520.52 | 527.3172 | 527.5172 | 531.0072 | 531.5172 | 539.2372 | 539.3272 | 530.4472
2012 | CAN | WECC | - | BC | 7a3 | Solar Expected On-Peak |  | 0 | 0 | 0 | 0 | 0 | 0 | 0 | 0 | 0 | 0 | 0
2012 | CAN | WECC | - | BC | 7a4 | Solar Derate On-Peak |  | 0 | 0 | 0 | 0 | 0 | 0 | 0 | 0 | 0 | 0 | 0
2012 | CAN | WECC | - | BC | 7a5 | Hydro Expected On-Peak |  | 12.51 | 99.13 | 423.8 | 817.01 | 1327.48 | 1342.08 | 1338.79 | 1315.67 | 1322.4 | 1324.05 | 1340.5
2012 | CAN | WECC | - | BC | 7a6 | Hydro Derate On-Peak |  | 30.6944 | 19.9056 | 77.561 | 190.591 | 275.911 | 287.181 | 290.471 | 313.591 | 306.861 | 305.211 | 288.761
2012 | CAN | WECC | - | BC | 7a7 | Biomass Expected On-Peak |  | 2.8 | 2.8 | 2.8 | 4.2 | 4.2 | 4.2 | 4.2 | 4.2 | 4.2 | 4.2 | 4.2
2012 | CAN | WECC | - | BC | 7a8 | Biomass Derate On-Peak |  | 39.3736 | 117.1471 | 303.7471 | 537.3471 | 616.7471 | 701.7928 | 701.7928 | 701.7928 | 701.7928 | 701.7928 | 701.7928
2012 | CAN | WECC | - | BC | 7a9 | Transmission-Limited Resources |  | 0 | 0 | 0 | 0 | 0 | 0 | 0 | 0 | 0 | 0 | 0
2012 | CAN | WECC | - | BC | 7a10 | Scheduled Outage - Maintenance |  | 1945 | 1349 | 1349 | 1349 | 1349 | 1349 | 1349 | 1349 | 1349 | 1349 | 1349
2012 | CAN | WECC | - | BC | 7a11 | All Other Derates |  | 0 | 0 | 0 | 0 | 0 | 0 | 0 | 0 | 0 | 0 | 0
2012 | CAN | WECC | - | BC | 7a12 | Energy-Only |  | 0 | 0 | 0 | 0 | 0 | 0 | 0 | 0 | 0 | 0 | 0
2012 | CAN | WECC | - | BC | 7b | Future-Other |  | 0 | 0 | 0 | 0 | 0 | 0 | 0 | 0 | 0 | 0 | 0
2012 | CAN | WECC | - | BC | 7b1 | Wind Expected On-Peak |  | 0 | 0 | 0 | 0 | 0 | 0 | 0 | 0 | 0 | 0 | 0
2012 | CAN | WECC | - | BC | 7b2 | Wind Derate On-Peak |  | 0 | 0 | 0 | 0 | 0 | 0 | 0 | 0 | 0 | 0 | 0
2012 | CAN | WECC | - | BC | 7b3 | Solar Expected On-Peak |  | 0 | 0 | 0 | 0 | 0 | 0 | 0 | 0 | 0 | 0 | 0
2012 | CAN | WECC | - | BC | 7b4 | Solar Derate On-Peak |  | 0 | 0 | 0 | 0 | 0 | 0 | 0 | 0 | 0 | 0 | 0
2012 | CAN | WECC | - | BC | 7b5 | Hydro Expected On-Peak |  | 0 | 0 | 0 | 0 | 0 | 0 | 0 | 0 | 0 | 0 | 0
2012 | CAN | WECC | - | BC | 7b6 | Hydro Derate On-Peak |  | 0 | 0 | 0 | 0 | 0 | 0 | 0 | 0 | 0 | 0 | 0
2012 | CAN | WECC | - | BC | 7b7 | Biomass Expected On-Peak |  | 0 | 0 | 0 | 0 | 0 | 0 | 0 | 0 | 0 | 0 | 0
2012 | CAN | WECC | - | BC | 7b8 | Biomass Derate On-Peak |  | 0 | 0 | 0 | 0 | 0 | 0 | 0 | 0 | 0 | 0 | 0
2012 | CAN | WECC | - | BC | 7b9 | Transmission-Limited Resources |  | 0 | 0 | 0 | 0 | 0 | 0 | 0 | 0 | 0 | 0 | 0
2012 | CAN | WECC | - | BC | 7b10 | Scheduled Outage - Maintenance |  | 0 | 0 | 0 | 0 | 0 | 0 | 0 | 0 | 0 | 0 | 0
2012 | CAN | WECC | - | BC | 7b11 | All Other Derates |  | 0 | 0 | 0 | 0 | 0 | 0 | 0 | 0 | 0 | 0 | 0
2012 | CAN | WECC | - | BC | 7b12 | Energy-Only |  | 0 | 0 | 0 | 0 | 0 | 0 | 0 | 0 | 0 | 0 | 0
2012 | CAN | WECC | - | BC | 8 | Conceptual |  | 0 | 0 | 0 | 0 | 0 | 0 | 0 | 0 | 0 | 0 | 0
2012 | CAN | WECC | - | BC | 8a1 | Wind Expected On-Peak |  | 0 | 0 | 0 | 0 | 0 | 0 | 0 | 0 | 0 | 0 | 0
2012 | CAN | WECC | - | BC | 8a2 | Wind Derate On-Peak |  | 0 | 0 | 0 | 0 | 0 | 0 | 0 | 0 | 0 | 0 | 0
2012 | CAN | WECC | - | BC | 8a3 | Solar Expected On-Peak |  | 0 | 0 | 0 | 0 | 0 | 0 | 0 | 0 | 0 | 0 | 0
2012 | CAN | WECC | - | BC | 8a4 | Solar Derate On-Peak |  | 0 | 0 | 0 | 0 | 0 | 0 | 0 | 0 | 0 | 0 | 0
2012 | CAN | WECC | - | BC | 8a5 | Hydro Expected On-Peak |  | 0 | 0 | 0 | 0 | 0 | 0 | 0 | 0 | 0 | 0 | 0
2012 | CAN | WECC | - | BC | 8a6 | Hydro Derate On-Peak |  | 0 | 0 | 0 | 0 | 0 | 0 | 0 | 0 | 0 | 0 | 0
2012 | CAN | WECC | - | BC | 8a7 | Biomass Expected On-Peak |  | 0 | 0 | 0 | 0 | 0 | 0 | 0 | 0 | 0 | 0 | 0
2012 | CAN | WECC | - | BC | 8a8 | Biomass Derate On-Peak |  | 0 | 0 | 0 | 0 | 0 | 0 | 0 | 0 | 0 | 0 | 0
2012 | CAN | WECC | - | BC | 8a9 | All Other Derates |  | 0 | 0 | 0 | 0 | 0 | 0 | 0 | 0 | 0 | 0 | 0
2012 | CAN | WECC | - | BC | 8a10 | Energy-Only |  | 0 | 0 | 0 | 0 | 0 | 0 | 0 | 0 | 0 | 0 | 0
2012 | CAN | WECC | - | BC | 9 | ANTICIPATED INTERNAL CAPACITY |  | 12665.33 | 12775.45 | 13092.2 | 13477.32 | 14006.42 | 14016.65 | 14014.33 | 13985.9 | 13981.85 | 13983.15 | 14015.48
2012 | CAN | WECC | - | BC | 10 | CAPACITY TRANSACTIONS - IMPORTS | 438 | 0 | 0 | 0 | 0 | 0 | 0 | 0 | 0 | 0 | 0 | 0
2012 | CAN | WECC | - | BC | 10a | Firm | 438 | 0 | 0 | 0 | 0 | 0 | 0 | 0 | 0 | 0 | 0 | 0
2012 | CAN | WECC | - | BC | 10a1 | Full-Responsibility Purchases | 0 | 0 | 0 | 0 | 0 | 0 | 0 | 0 | 0 | 0 | 0 | 0
2012 | CAN | WECC | - | BC | 10a2 | Owned Capacity/Entitlement Located Outside the Region/Subregion | 0 | 0 | 0 | 0 | 0 | 0 | 0 | 0 | 0 | 0 | 0 | 0
2012 | CAN | WECC | - | BC | 10b | Non-firm | 82: 0
2012 | CAN | WECC | - | BC | 10c | Expected |  | 0 | 0 | 0 | 0 | 0 | 0 | 0 | 0 | 0 | 0 | 0
2012 | CAN | WECC | - | BC | 10c1 | Full-Responsibility Purchases |  | 0 | 0 | 0 | 0 | 0 | 0 | 0 | 0 | 0 | 0 | 0
2012 | CAN | WECC | - | BC | 10c2 | Owned Capacity/Entitlement Located Outside the Region/Subregion |  | 0 | 0 | 0 | 0 | 0 | 0 | 0 | 0 | 0 | 0 | 0
2012 | CAN | WECC | - | BC | 11 | CAPACITY TRANSACTIONS - EXPORTS | 2321 | 800 | 800 | 874 | 1520 | 2097 | 2097 | 1544 | 1617 | 2356 | 3000 | 3000
2012 | CAN | WECC | - | BC | 11a | Firm | 2321 | 800 | 800 | 874 | 1520 | 2097 | 2097 | 1544 | 1617 | 2356 | 3000 | 3000
2012 | CAN | WECC | - | BC | 11a1 | Full-Responsibility Purchases | 0 | 0 | 0 | 0 | 0 | 0 | 0 | 0 | 0 | 0 | 0 | 0
2012 | CAN | WECC | - | BC | 11a2 | Owned Capacity/Entitlement Located Outside the Region/Subregion | 0 | 0 | 0 | 0 | 0 | 0 | 0 | 0 | 0 | 0 | 0 | 0
2012 | CAN | WECC | - | BC | 11b | Non-firm | 82: 0
2012 | CAN | WECC | - | BC | 11c | Expected |  | 0 | 0 | 0 | 0 | 0 | 0 | 0 | 0 | 0 | 0 | 0
2012 | CAN | WECC | - | BC | 11c1 | Full-Responsibility Purchases |  | 0 | 0 | 0 | 0 | 0 | 0 | 0 | 0 | 0 | 0 | 0
2012 | CAN | WECC | - | BC | 11c2 | Owned Capacity/Entitlement Located Outside the Region/Subregion |  | 0 | 0 | 0 | 0 | 0 | 0 | 0 | 0 | 0 | 0 | 0
2012 | CAN | WECC | - | BC | 12 | EXISTING-CERTAIN & NET FIRM TRANSACTIONS | 8274.11 | 11850.02 | 11861.47 | 11782.45 | 11134.57 | 10564.85 | 10560.68 | 11118.14 | 11040.34 | 10298.28 | 9654.02 | 9661.02
2012 | CAN | WECC | - | BC | 13 | ANTICIPATED CAPACITY RESOURCES |  |  | 11975.45 | 12218.2 | 11957.32 | 11909.42 | 11919.65 | 12470.33 | 12368.9 | 11625.85 | 10983.15 | 11015.48
2012 | CAN | WECC | - | BC | 14 | PROSPECTIVE CAPACITY RESOURCES |  |  | 11975.45 | 12218.2 | 11957.32 | 11909.42 | 11919.65 | 12470.33 | 12368.9 | 11625.85 | 10983.15 | 11015.48
2012 | CAN | WECC | - | BC | 15 | TOTAL POTENTIAL CAPACITY RESOURCES |  |  | 11975.45 | 12218.2 | 11957.32 | 11909.42 | 11919.65 | 12470.33 | 12368.9 | 11625.85 | 10983.15 | 11015.48
2012 | CAN | WECC | - | BC | 16 | ADJUSTED POTENTIAL CAPACITY RESOURCES |  |  | 11975.45 | 12218.2 | 11957.32 | 11909.42 | 11919.65 | 12470.33 | 12368.9 | 11625.85 | 10983.15 | 11015.48
2012 | CAN | WECC | - | BC | 16a | Confidence of Future-Other |  |  | 0.99999 | 0.99999 | 0.99999 | 0.99999 | 0.99999 | 0.99999 | 0.99999 | 0.99999 | 0.99999 | 0.99999
2012 | CAN | WECC | - | BC | 16b | Net Future-Other Resources After Confidence Percentage Is Applied |  |  | 0 | 0 | 0 | 0 | 0 | 0 | 0 | 0 | 0 | 0
2012 | CAN | WECC | - | BC | 16c | Confidence of Conceptual |  |  | 0.99999 | 0.99999 | 0.99999 | 0.99999 | 0.99999 | 0.99999 | 0.99999 | 0.99999 | 0.99999 | 0.99999
2012 | CAN | WECC | - | BC | 16d | Net Conceptual Resources After Confidence Percentage Is Applied |  |  | 0 | 0 | 0 | 0 | 0 | 0 | 0 | 0 | 0 | 0
2012 | CAN | WECC | - | BC | 17 | ASSESSMENT AREA TARGET RESERVE MARGIN |  |  | 12.51% | 12.51% | 12.51% | 12.51% | 12.51% | 12.51% | 12.51% | 12.51% | 12.51% | 12.51%
2012 | CAN | WECC | - | BC | 18 | EXISTING-CERTAIN AND NET FIRM TRANSACTIONS RESERVE MARGIN | 12.76% | 40.77% | 40.39% | 35.68% | 26.04% | 18.53% | 16.78% | 21.28% | 18.86% | 9.246% | 1.059% | -0.09286%
2012 | CAN | WECC | - | BC | 19 | ANTICIPATED CAPACITY RESOURCES RESERVE MARGIN |  |  | 41.74% | 40.7% | 35.36% | 33.62% | 31.81% | 36.03% | 33.16% | 23.33% | 14.97% | 13.91%
2012 | CAN | WECC | - | BC | 20 | PROSPECTIVE CAPACITY RESOURCES RESERVE MARGIN |  |  | 41.74% | 40.7% | 35.36% | 33.62% | 31.81% | 36.03% | 33.16% | 23.33% | 14.97% | 13.91%
2012 | CAN | WECC | - | BC | 21 | TOTAL POTENTIAL RESOURCES RESERVE MARGIN |  |  | 41.74% | 40.7% | 35.36% | 33.62% | 31.81% | 36.03% | 33.16% | 23.33% | 14.97% | 13.91%
2012 | CAN | WECC | - | BC | 22 | ADJUSTED POTENTIAL RESOURCES RESERVE MARGIN |  |  | 41.74% | 40.7% | 35.36% | 33.62% | 31.81% | 36.03% | 33.16% | 23.33% | 14.97% | 13.91%
2012 | CAN | WECC | - | BC | 23 | Total Baseline Installed Capacity | 82: 14880.11
2012 | CAN | WECC | - | BC | 24 | Distributed or Other Capacity (Behind the Meter) < 1 MW |  | 0 | 0 | 0 | 0 | 0 | 0 | 0 | 0 | 0 | 0 | 0
2012 | CAN | WECC | - | BC | 25 | Distributed or Other Capacity (Behind the Meter) ≥ 1 MW |  | 0 | 0 | 0 | 0 | 0 | 0 | 0 | 0 | 0 | 0 | 0
2012 | CAN | WECC | - | BC | 26 | Capacity Total from EIA-860 |  | 0 | 0 | 0 | 0 | 0 | 0 | 0 | 0 | 0 | 0 | 0
2012 | US | WECC | - | CALN | 1 | Unrestricted Non-coincident Peak Demand |  | 25093 | 25574.7273 | 26061.4545 | 26566.1818 | 27368 | 27869 | 28368 | 28902.7273 | 29429.4545 | 30002.1818 | 30708
2012 | US | WECC | - | CALN | 1a | New Conservation (Energy Efficiency) |  | 59 | 239 | 425 | 630 | 853 | 1074 | 1306 | 1542 | 1772 | 2047 | 2359
2012 | US | WECC | - | CALN | 1b | Estimated Diversity |  | 0 | 0 | 0 | 0 | 0 | 0 | 0 | 0 | 0 | 0 | 0
2012 | US | WECC | - | CALN | 1c | Additions for non-member load (load served by non-registered LSE's in a region) |  | 0 | 0 | 0 | 0 | 0 | 0 | 0 | 0 | 0 | 0 | 0
2012 | US | WECC | - | CALN | 1d | Stand-by Load Under Contract (Normally served by behind the meter generation) |  | 1284 | 1309 | 1335 | 1362 | 1389 | 1416 | 1445 | 1473 | 1503 | 1532 | 1563
2012 | US | WECC | - | CALN | 1e | Non-Controllable Demand-Side Demand Response |  | 0 | 0 | 0 | 0 | 0 | 0 | 0 | 0 | 0 | 0 | 0
2012 | US | WECC | - | CALN | 2 | Total Internal Demand | 21813 | 26318 | 26644.7273 | 26971.4545 | 27298.1818 | 27904 | 28211 | 28507 | 28833.7273 | 29160.4545 | 29487.1818 | 29912
2012 | US | WECC | - | CALN | 2a | Supply-Side Direct Control Load Management (DCLM) | 0 | 0 | 0 | 0 | 0 | 0 | 0 | 0 | 0 | 0 | 0 | 0
2012 | US | WECC | - | CALN | 2b | Supply-Side Contractually Interruptible (Curtailable) | 0 | 0 | 0 | 0 | 0 | 0 | 0 | 0 | 0 | 0 | 0 | 0
2012 | US | WECC | - | CALN | 2c | Supply-Side Critical Peak-Pricing (CPP) with Control | 0 | 0 | 0 | 0 | 0 | 0 | 0 | 0 | 0 | 0 | 0 | 0
2012 | US | WECC | - | CALN | 2d | Supply-Side Load as a Capacity Resource | 0 | 0 | 0 | 0 | 0 | 0 | 0 | 0 | 0 | 0 | 0 | 0
2012 | US | WECC | - | CALN | 3 | Net Internal Demand | 21813 | 25533 | 25840.7273 | 26154.4545 | 26471.1818 | 27072 | 27376 | 27670 | 27997.7273 | 28324.4545 | 28652.1818 | 29077
2012 | US | WECC | - | CALN | 3a | Demand-Side Direct Control Load Management (DCLM) | 0 | 232 | 234 | 232 | 232 | 232 | 232 | 232 | 232 | 232 | 232 | 232
2012 | US | WECC | - | CALN | 3b | Demand-Side Contractually Interruptible (Curtailable) | 0 | 96 | 105 | 107 | 110 | 112 | 114 | 116 | 117 | 119 | 121 | 121
2012 | US | WECC | - | CALN | 3c | Demand-Side Critical Peak-Pricing (CPP) with Control | 0 | 0 | 0 | 0 | 0 | 0 | 0 | 0 | 0 | 0 | 0 | 0
2012 | US | WECC | - | CALN | 3d | Demand-Side Load as a Capacity Resource | 0 | 457 | 465 | 478 | 485 | 488 | 489 | 489 | 487 | 485 | 482 | 482
2012 | US | WECC | - | CALN | 4 | Total Controllable Demand Response | 0 | 785 | 804 | 817 | 827 | 832 | 835 | 837 | 836 | 836 | 835 | 835
2012 | US | WECC | - | CALN | 4a | Demand Response used for Ancillary Services - Spinning Reserves | 0 | 0 | 0 | 0 | 0 | 0 | 0 | 0 | 0 | 0 | 0 | 0
2012 | US | WECC | - | CALN | 4b | Demand Response used for Ancillary Services - Non-Spinning Reserves | 0 | 0 | 0 | 0 | 0 | 0 | 0 | 0 | 0 | 0 | 0 | 0
2012 | US | WECC | - | CALN | 4c | Demand Response used for Regulation | 0 | 0 | 0 | 0 | 0 | 0 | 0 | 0 | 0 | 0 | 0 | 0
2012 | US | WECC | - | CALN | 4d | Demand Response used for Energy, Voluntary Services - Emergency | 1164 | 1164 | 1258 | 1235 | 1245 | 1247 | 1249 | 1250 | 1252 | 1253 | 1253 | 1256
2012 | US | WECC | - | CALN | 5 | TOTAL INTERNAL CAPACITY | 30281.521 | 30667.021 | 31993.021 | 32363.021 | 33589.021 | 33589.021 | 33589.021 | 33589.021 | 33589.021 | 33589.021 | 33589.021 | 33589.021
2012 | US | WECC | - | CALN | 6a | Existing-Certain | 26997.21 | 24483.83 | 24402.86 | 24430.92 | 24398.44 | 24470.12 | 24477.45 | 24489.31 | 24419.29 | 24397.37 | 24378.71 | 24442.21
2012 | US | WECC | - | CALN | 6a1 | Wind Expected On-Peak | 414.8 | 28.97 | 28.97 | 54.28 | 28.73 | 0.91 | 19.22 | 49.15 | 64.05 | 24.61 | 0.51 | 0.43
2012 | US | WECC | - | CALN | 6a2 | Solar Expected On-Peak | 27 | 62.64 | 57.17 | 58.75 | 58.22 | 57.18 | 56.65 | 51.46 | 57.19 | 58.21 | 57.17 | 57.2
2012 | US | WECC | - | CALN | 6a3 | Hydro Expected On-Peak | 7070.2 | 6714.69 | 6639.19 | 6640.36 | 6633.96 | 6734.5 | 6724.05 | 6711.17 | 6620.52 | 6637.02 | 6643.5 | 6708.1
2012 | US | WECC | - | CALN | 6a4 | Biomass Expected On-Peak | 357.7 | 421.02 | 421.02 | 421.02 | 421.02 | 421.02 | 421.02 | 421.02 | 421.02 | 421.02 | 421.02 | 419.97
2012 | US | WECC | - | CALN | 6b | Existing-Other | 0 | 0 | 0 | 0 | 0 | 0 | 0 | 0 | 0 | 0 | 0 | 0
2012 | US | WECC | - | CALN | 6b1 | Wind Derate On-Peak | 1540.38 | 1926.21 | 1926.21 | 1900.9 | 1926.45 | 1954.27 | 1935.96 | 1906.03 | 1891.13 | 1930.57 | 1954.67 | 1954.75
2012 | US | WECC | - | CALN | 6b2 | Solar Derate On-Peak | 79.57 | 43.93 | 49.4 | 47.82 | 48.35 | 49.39 | 49.92 | 55.11 | 49.38 | 48.36 | 49.4 | 49.37
2012 | US | WECC | - | CALN | 6b3 | Hydro Derate On-Peak | 400.65 | 756.16 | 831.66 | 830.49 | 836.89 | 736.35 | 746.8 | 759.68 | 850.33 | 833.83 | 827.35 | 762.75
2012 | US | WECC | - | CALN | 6b4 | Biomass Derate On-Peak | 105.711 | 42.391 | 42.391 | 42.391 | 42.391 | 42.391 | 42.391 | 42.391 | 42.391 | 42.391 | 42.391 | 43.441
2012 | US | WECC | - | CALN | 6b5 | Transmission-Limited Resources | 0 | 0 | 0 | 0 | 0 | 0 | 0 | 0 | 0 | 0 | 0 | 0
2012 | US | WECC | - | CALN | 6b6 | All Other Derates | 0 | 0 | 0 | 0 | 0 | 0 | 0 | 0 | 0 | 0 | 0 | 0
2012 | US | WECC | - | CALN | 6b7 | Energy-Only (Existing-Other) | 0 | 0 | 0 | 0 | 0 | 0 | 0 | 0 | 0 | 0 | 0 | 0
2012 | US | WECC | - | CALN | 6c | Unplanned Outages (Actual) / Current and Future Inoperable Resources | 1158 | 3029 | 3029 | 3029 | 3029 | 3029 | 3029 | 3029 | 3029 | 3029 | 3029 | 3029
2012 | US | WECC | - | CALN | 6d | Total Supply-Side Demand Response | 0 | 0 | 0 | 0 | 0 | 0 | 0 | 0 | 0 | 0 | 0 | 0
2012 | US | WECC | - | CALN | 7 | TOTAL FUTURE CAPACITY ADDITIONS |  | 181.67 | 1254.29 | 1600.51 | 2814.41 | 2835.59 | 2825.29 | 2823.42 | 2814.56 | 2813.95 | 2813.91 | 2833.15
2012 | US | WECC | - | CALN | 7a | Future-Planned |  | 181.67 | 1254.29 | 1600.51 | 2814.41 | 2835.59 | 2825.29 | 2823.42 | 2814.56 | 2813.95 | 2813.91 | 2833.15
2012 | US | WECC | - | CALN | 7a1 | Wind Expected On-Peak |  | 8.67 | 18.73 | 13.26 | 1.17 | 23.82 | 12.93 | 11.36 | 5.43 | 0.67 | 0.93 | 21.33
2012 | US | WECC | - | CALN | 7a2 | Wind Derate On-Peak |  | 167.33 | 373.27 | 388.74 | 400.83 | 378.18 | 389.07 | 390.64 | 396.57 | 401.33 | 401.07 | 380.67
2012 | US | WECC | - | CALN | 7a3 | Solar Expected On-Peak |  | 0 | 21.56 | 33.25 | 33.24 | 31.77 | 32.36 | 32.06 | 29.13 | 33.28 | 32.98 | 31.82
2012 | US | WECC | - | CALN | 7a4 | Solar Derate On-Peak |  | 18.5 | 36.94 | 45.25 | 45.26 | 46.73 | 46.14 | 46.44 | 49.37 | 45.22 | 45.52 | 46.68
2012 | US | WECC | - | CALN | 7a5 | Hydro Expected On-Peak |  | 0 | 0 | 0 | 0 | 0 | 0 | 0 | 0 | 0 | 0 | 0
2012 | US | WECC | - | CALN | 7a6 | Hydro Derate On-Peak |  | 0 | 0 | 0 | 0 | 0 | 0 | 0 | 0 | 0 | 0 | 0
2012 | US | WECC | - | CALN | 7a7 | Biomass Expected On-Peak |  | 11 | 11 | 11 | 11 | 11 | 11 | 11 | 11 | 11 | 11 | 11
2012 | US | WECC | - | CALN | 7a8 | Biomass Derate On-Peak |  | 18 | 47 | 47 | 47 | 47 | 47 | 47 | 47 | 47 | 47 | 47
2012 | US | WECC | - | CALN | 7a9 | Transmission-Limited Resources |  | 0 | 0 | 0 | 0 | 0 | 0 | 0 | 0 | 0 | 0 | 0
2012 | US | WECC | - | CALN | 7a10 | Scheduled Outage - Maintenance |  | 2411 | 2411 | 2411 | 2411 | 2411 | 2411 | 2411 | 2411 | 2411 | 2411 | 2411
2012 | US | WECC | - | CALN | 7a11 | All Other Derates |  | 0 | 0 | 0 | 0 | 0 | 0 | 0 | 0 | 0 | 0 | 0
2012 | US | WECC | - | CALN | 7a12 | Energy-Only |  | 0 | 0 | 0 | 0 | 0 | 0 | 0 | 0 | 0 | 0 | 0
2012 | US | WECC | - | CALN | 7b | Future-Other |  | 0 | 0 | 0 | 0 | 0 | 0 | 0 | 0 | 0 | 0 | 0
2012 | US | WECC | - | CALN | 7b1 | Wind Expected On-Peak |  | 0 | 0 | 0 | 0 | 0 | 0 | 0 | 0 | 0 | 0 | 0
2012 | US | WECC | - | CALN | 7b2 | Wind Derate On-Peak |  | 0 | 0 | 0 | 0 | 0 | 0 | 0 | 0 | 0 | 0 | 0
2012 | US | WECC | - | CALN | 7b3 | Solar Expected On-Peak |  | 0 | 0 | 0 | 0 | 0 | 0 | 0 | 0 | 0 | 0 | 0
2012 | US | WECC | - | CALN | 7b4 | Solar Derate On-Peak |  | 0 | 0 | 0 | 0 | 0 | 0 | 0 | 0 | 0 | 0 | 0
2012 | US | WECC | - | CALN | 7b5 | Hydro Expected On-Peak |  | 0 | 0 | 0 | 0 | 0 | 0 | 0 | 0 | 0 | 0 | 0
2012 | US | WECC | - | CALN | 7b6 | Hydro Derate On-Peak |  | 0 | 0 | 0 | 0 | 0 | 0 | 0 | 0 | 0 | 0 | 0
2012 | US | WECC | - | CALN | 7b7 | Biomass Expected On-Peak |  | 0 | 0 | 0 | 0 | 0 | 0 | 0 | 0 | 0 | 0 | 0
2012 | US | WECC | - | CALN | 7b8 | Biomass Derate On-Peak |  | 0 | 0 | 0 | 0 | 0 | 0 | 0 | 0 | 0 | 0 | 0
2012 | US | WECC | - | CALN | 7b9 | Transmission-Limited Resources |  | 0 | 0 | 0 | 0 | 0 | 0 | 0 | 0 | 0 | 0 | 0
2012 | US | WECC | - | CALN | 7b10 | Scheduled Outage - Maintenance |  | 0 | 0 | 0 | 0 | 0 | 0 | 0 | 0 | 0 | 0 | 0
2012 | US | WECC | - | CALN | 7b11 | All Other Derates |  | 0 | 0 | 0 | 0 | 0 | 0 | 0 | 0 | 0 | 0 | 0
2012 | US | WECC | - | CALN | 7b12 | Energy-Only |  | 0 | 0 | 0 | 0 | 0 | 0 | 0 | 0 | 0 | 0 | 0
2012 | US | WECC | - | CALN | 8 | Conceptual |  | 0 | 0 | 0 | 0 | 2.5 | 2.5 | 2.5 | 2.5 | 2.5 | 2.5 | 2.5
2012 | US | WECC | - | CALN | 8a1 | Wind Expected On-Peak |  | 0 | 0 | 0 | 0 | 0 | 0 | 0 | 0 | 0 | 0 | 0
2012 | US | WECC | - | CALN | 8a2 | Wind Derate On-Peak |  | 0 | 0 | 0 | 0 | 0 | 0 | 0 | 0 | 0 | 0 | 0
2012 | US | WECC | - | CALN | 8a3 | Solar Expected On-Peak |  | 0 | 0 | 0 | 0 | 0 | 0 | 0 | 0 | 0 | 0 | 0
2012 | US | WECC | - | CALN | 8a4 | Solar Derate On-Peak |  | 0 | 0 | 0 | 0 | 0 | 0 | 0 | 0 | 0 | 0 | 0
2012 | US | WECC | - | CALN | 8a5 | Hydro Expected On-Peak |  | 0 | 0 | 0 | 0 | 2.5 | 2.5 | 2.5 | 2.5 | 2.5 | 2.5 | 2.5
2012 | US | WECC | - | CALN | 8a6 | Hydro Derate On-Peak |  | 0 | 0 | 0 | 0 | 0 | 0 | 195 | 195 | 195 | 195 | 195
2012 | US | WECC | - | CALN | 8a7 | Biomass Expected On-Peak |  | 0 | 0 | 0 | 0 | 0 | 0 | 0 | 0 | 0 | 0 | 0
2012 | US | WECC | - | CALN | 8a8 | Biomass Derate On-Peak |  | 0 | 0 | 0 | 0 | 0 | 0 | 0 | 0 | 0 | 0 | 0
2012 | US | WECC | - | CALN | 8a9 | All Other Derates |  | 0 | 0 | 0 | 0 | 0 | 0 | 0 | 0 | 0 | 0 | 0
2012 | US | WECC | - | CALN | 8a10 | Energy-Only |  | 0 | 0 | 0 | 0 | 0 | 0 | 0 | 0 | 0 | 0 | 0
2012 | US | WECC | - | CALN | 9 | ANTICIPATED INTERNAL CAPACITY |  | 24665.5 | 25657.15 | 26031.43 | 27212.85 | 27305.71 | 27302.74 | 27312.73 | 27233.85 | 27211.32 | 27192.62 | 27275.36
2012 | US | WECC | - | CALN | 10 | CAPACITY TRANSACTIONS - IMPORTS | 6341 | 4200 | 4200 | 4100 | 4200 | 4200 | 4200 | 4200 | 3400 | 3900 | 4200 | 4200
2012 | US | WECC | - | CALN | 10a | Firm | 6341 | 4200 | 4200 | 4100 | 4200 | 4200 | 4200 | 4200 | 3400 | 3900 | 4200 | 4200
2012 | US | WECC | - | CALN | 10a1 | Full-Responsibility Purchases | 0 | 0 | 0 | 0 | 0 | 0 | 0 | 0 | 0 | 0 | 0 | 0
2012 | US | WECC | - | CALN | 10a2 | Owned Capacity/Entitlement Located Outside the Region/Subregion | 0 | 0 | 0 | 0 | 0 | 0 | 0 | 0 | 0 | 0 | 0 | 0
2012 | US | WECC | - | CALN | 10b | Non-firm | 82: 0
2012 | US | WECC | - | CALN | 10c | Expected |  | 0 | 0 | 0 | 0 | 0 | 0 | 0 | 0 | 0 | 0 | 0
2012 | US | WECC | - | CALN | 10c1 | Full-Responsibility Purchases |  | 0 | 0 | 0 | 0 | 0 | 0 | 0 | 0 | 0 | 0 | 0
2012 | US | WECC | - | CALN | 10c2 | Owned Capacity/Entitlement Located Outside the Region/Subregion |  | 0 | 0 | 0 | 0 | 0 | 0 | 0 | 0 | 0 | 0 | 0
2012 | US | WECC | - | CALN | 11 | CAPACITY TRANSACTIONS - EXPORTS | 2122 | 100 | 100 | 100 | 100 | 100 | 100 | 100 | 100 | 100 | 100 | 100
2012 | US | WECC | - | CALN | 11a | Firm | 2122 | 100 | 100 | 100 | 100 | 100 | 100 | 100 | 100 | 100 | 100 | 100
2012 | US | WECC | - | CALN | 11a1 | Full-Responsibility Purchases | 0 | 0 | 0 | 0 | 0 | 0 | 0 | 0 | 0 | 0 | 0 | 0
2012 | US | WECC | - | CALN | 11a2 | Owned Capacity/Entitlement Located Outside the Region/Subregion | 0 | 0 | 0 | 0 | 0 | 0 | 0 | 0 | 0 | 0 | 0 | 0
2012 | US | WECC | - | CALN | 11b | Non-firm | 82: 0
2012 | US | WECC | - | CALN | 11c | Expected |  | 0 | 0 | 0 | 0 | 0 | 0 | 0 | 0 | 0 | 0 | 0
2012 | US | WECC | - | CALN | 11c1 | Full-Responsibility Purchases |  | 0 | 0 | 0 | 0 | 0 | 0 | 0 | 0 | 0 | 0 | 0
2012 | US | WECC | - | CALN | 11c2 | Owned Capacity/Entitlement Located Outside the Region/Subregion |  | 0 | 0 | 0 | 0 | 0 | 0 | 0 | 0 | 0 | 0 | 0
2012 | US | WECC | - | CALN | 12 | EXISTING-CERTAIN & NET FIRM TRANSACTIONS | 31216.21 | 28583.83 | 28502.86 | 28430.92 | 28498.44 | 28570.12 | 28577.45 | 28589.31 | 27719.29 | 28197.37 | 28478.71 | 28542.21
2012 | US | WECC | - | CALN | 13 | ANTICIPATED CAPACITY RESOURCES |  |  | 29757.15 | 30031.43 | 31312.85 | 31405.71 | 31402.74 | 31412.73 | 30533.85 | 31011.32 | 31292.62 | 31375.36
2012 | US | WECC | - | CALN | 14 | PROSPECTIVE CAPACITY RESOURCES |  |  | 29757.15 | 30031.43 | 31312.85 | 31405.71 | 31402.74 | 31412.73 | 30533.85 | 31011.32 | 31292.62 | 31375.36
2012 | US | WECC | - | CALN | 15 | TOTAL POTENTIAL CAPACITY RESOURCES |  |  | 29757.15 | 30031.43 | 31312.85 | 31408.21 | 31405.24 | 31415.23 | 30536.35 | 31013.82 | 31295.12 | 31377.86
2012 | US | WECC | - | CALN | 16 | ADJUSTED POTENTIAL CAPACITY RESOURCES |  |  | 29757.15 | 30031.43 | 31312.85 | 31408.21 | 31405.24 | 31415.23 | 30536.35 | 31013.82 | 31295.12 | 31377.86
2012 | US | WECC | - | CALN | 16a | Confidence of Future-Other |  |  | 0.99999 | 0.99999 | 0.99999 | 0.99999 | 0.99999 | 0.99999 | 0.99999 | 0.99999 | 0.99999 | 0.99999
2012 | US | WECC | - | CALN | 16b | Net Future-Other Resources After Confidence Percentage Is Applied |  |  | 0 | 0 | 0 | 0 | 0 | 0 | 0 | 0 | 0 | 0
2012 | US | WECC | - | CALN | 16c | Confidence of Conceptual |  |  | 0.99999 | 0.99999 | 0.99999 | 0.99999 | 0.99999 | 0.99999 | 0.99999 | 0.99999 | 0.99999 | 0.99999
2012 | US | WECC | - | CALN | 16d | Net Conceptual Resources After Confidence Percentage Is Applied |  |  | 0 | 0 | 0 | 2.5 | 2.5 | 2.5 | 2.5 | 2.5 | 2.5 | 2.5
2012 | US | WECC | - | CALN | 17 | ASSESSMENT AREA TARGET RESERVE MARGIN |  |  | 14.71% | 14.71% | 14.71% | 14.71% | 14.71% | 14.71% | 14.71% | 14.71% | 14.71% | 14.71%
2012 | US | WECC | - | CALN | 18 | EXISTING-CERTAIN AND NET FIRM TRANSACTIONS RESERVE MARGIN | 43.11% | 11.95% | 10.3% | 8.704% | 7.658% | 5.534% | 4.389% | 3.322% | -0.9945% | -0.4487% | -0.6054% | -1.839%
2012 | US | WECC | - | CALN | 19 | ANTICIPATED CAPACITY RESOURCES RESERVE MARGIN |  |  | 15.16% | 14.82% | 18.29% | 16.01% | 14.71% | 13.53% | 9.058% | 9.486% | 9.215% | 7.904%
2012 | US | WECC | - | CALN | 20 | PROSPECTIVE CAPACITY RESOURCES RESERVE MARGIN |  |  | 15.16% | 14.82% | 18.29% | 16.01% | 14.71% | 13.53% | 9.058% | 9.486% | 9.215% | 7.904%
2012 | US | WECC | - | CALN | 21 | TOTAL POTENTIAL RESOURCES RESERVE MARGIN |  |  | 15.16% | 14.82% | 18.29% | 16.02% | 14.72% | 13.54% | 9.067% | 9.495% | 9.224% | 7.913%
2012 | US | WECC | - | CALN | 22 | ADJUSTED POTENTIAL RESOURCES RESERVE MARGIN |  |  | 15.16% | 14.82% | 18.29% | 16.02% | 14.72% | 13.54% | 9.067% | 9.495% | 9.224% | 7.913%
2012 | US | WECC | - | CALN | 23 | Total Baseline Installed Capacity | 82: 30281.521
2012 | US | WECC | - | CALN | 24 | Distributed or Other Capacity (Behind the Meter) < 1 MW |  | 0 | 0 | 0 | 0 | 0 | 0 | 0 | 0 | 0 | 0 | 0
2012 | US | WECC | - | CALN | 25 | Distributed or Other Capacity (Behind the Meter) ≥ 1 MW |  | 0 | 0 | 0 | 0 | 0 | 0 | 0 | 0 | 0 | 0 | 0
2012 | US | WECC | - | CALN | 26 | Capacity Total from EIA-860 |  | 0 | 0 | 0 | 0 | 0 | 0 | 0 | 0 | 0 | 0 | 0
2012 | US | WECC | - | CALS | 1 | Unrestricted Non-coincident Peak Demand |  | 29917.8 | 30613.1 | 31377.52 | 32160.94 | 32729.1 | 33388 | 34034 | 34696 | 35512.42 | 36370.84 | 37075
2012 | US | WECC | - | CALS | 1a | New Conservation (Energy Efficiency) |  | 1 | 188 | 376 | 583 | 802 | 1028 | 1262 | 1500 | 1740 | 2022 | 2354
2012 | US | WECC | - | CALS | 1b | Estimated Diversity |  | 0 | 0 | 0 | 0 | 0 | 0 | 0 | 0 | 0 | 0 | 0
2012 | US | WECC | - | CALS | 1c | Additions for non-member load (load served by non-registered LSE's in a region) |  | 0 | 0 | 0 | 0 | 0 | 0 | 0 | 0 | 0 | 0 | 0
2012 | US | WECC | - | CALS | 1d | Stand-by Load Under Contract (Normally served by behind the meter generation) |  | 894 | 894 | 894 | 894 | 894 | 894 | 894 | 894 | 894 | 894 | 894
2012 | US | WECC | - | CALS | 1e | Non-Controllable Demand-Side Demand Response |  | 0 | 0 | 0 | 0 | 0 | 0 | 0 | 0 | 0 | 0 | 0
2012 | US | WECC | - | CALS | 2 | Total Internal Demand | 31290 | 30810.8 | 31319.1 | 31895.52 | 32471.94 | 32821.1 | 33254 | 33666 | 34090 | 34666.42 | 35242.84 | 35615
2012 | US | WECC | - | CALS | 2a | Supply-Side Direct Control Load Management (DCLM) | 0 | 0 | 0 | 0 | 0 | 0 | 0 | 0 | 0 | 0 | 0 | 0
2012 | US | WECC | - | CALS | 2b | Supply-Side Contractually Interruptible (Curtailable) | 0 | 0 | 0 | 0 | 0 | 0 | 0 | 0 | 0 | 0 | 0 | 0
2012 | US | WECC | - | CALS | 2c | Supply-Side Critical Peak-Pricing (CPP) with Control | 0 | 0 | 0 | 0 | 0 | 0 | 0 | 0 | 0 | 0 | 0 | 0
2012 | US | WECC | - | CALS | 2d | Supply-Side Load as a Capacity Resource | 0 | 0 | 0 | 0 | 0 | 0 | 0 | 0 | 0 | 0 | 0 | 0
2012 | US | WECC | - | CALS | 3 | Net Internal Demand | 29857 | 28946.8 | 29311.1 | 29900.52 | 30466.94 | 30796.1 | 31191 | 31577 | 31948 | 32472.42 | 32996.84 | 33319
2012 | US | WECC | - | CALS | 3a | Demand-Side Direct Control Load Management (DCLM) | 577 | 610 | 663 | 718 | 718 | 718 | 718 | 718 | 718 | 718 | 718 | 718
2012 | US | WECC | - | CALS | 3b | Demand-Side Contractually Interruptible (Curtailable) | 598 | 614 | 628 | 644 | 644 | 644 | 644 | 644 | 644 | 644 | 644 | 644
2012 | US | WECC | - | CALS | 3c | Demand-Side Critical Peak-Pricing (CPP) with Control | 0 | 2 | 7 | 12 | 13 | 14 | 15 | 15 | 16 | 16 | 16 | 16
2012 | US | WECC | - | CALS | 3d | Demand-Side Load as a Capacity Resource | 258 | 638 | 710 | 621 | 630 | 649 | 686 | 712 | 764 | 816 | 868 | 918
2012 | US | WECC | - | CALS | 4 | Total Controllable Demand Response | 1433 | 1864 | 2008 | 1995 | 2005 | 2025 | 2063 | 2089 | 2142 | 2194 | 2246 | 2296
2012 | US | WECC | - | CALS | 4a | Demand Response used for Ancillary Services - Spinning Reserves | 303 | 303 | 303 | 303 | 303 | 303 | 303 | 303 | 303 | 303 | 303 | 303
2012 | US | WECC | - | CALS | 4b | Demand Response used for Ancillary Services - Non-Spinning Reserves | 322 | 320 | 320 | 320 | 320 | 320 | 320 | 320 | 320 | 320 | 320 | 320
2012 | US | WECC | - | CALS | 4c | Demand Response used for Regulation | 25 | 25 | 25 | 25 | 25 | 25 | 25 | 25 | 25 | 25 | 25 | 25
2012 | US | WECC | - | CALS | 4d | Demand Response used for Energy, Voluntary Services - Emergency | 1493 | 1493 | 1613 | 1585 | 1597 | 1600 | 1603 | 1604 | 1606 | 1607 | 1607 | 1611
2012 | US | WECC | - | CALS | 5 | TOTAL INTERNAL CAPACITY | 30582.032 | 32929.532 | 39537.032 | 42450.032 | 44424.032 | 46432.032 | 46484.032 | 46515.822 | 46594.822 | 46675.822 | 46755.822 | 46831.032
2012 | US | WECC | - | CALS | 6a | Existing-Certain | 26366.392 | 25319.682 | 25246.032 | 25231.652 | 25213.742 | 25256.102 | 25265.922 | 25308.142 | 25294.852 | 25285.382 | 25276.612 | 25254.702
2012 | US | WECC | - | CALS | 6a1 | Wind Expected On-Peak | 121 | 19.81 | 36.69 | 15.22 | 0.55 | 13.59 | 30.72 | 42.04 | 16.64 | 0.31 | 0.1 | 12.16
2012 | US | WECC | - | CALS | 6a2 | Solar Expected On-Peak | 414 | 282.79 | 259.15 | 266.03 | 263.7 | 259.21 | 256.99 | 234.54 | 259.13 | 263.72 | 254.27 | 259.22
2012 | US | WECC | - | CALS | 6a3 | Hydro Expected On-Peak | 1426 | 1958.83 | 1891.94 | 1892.15 | 1891.24 | 1905.06 | 1903.6 | 1901.87 | 1889.39 | 1891.66 | 1892.55 | 1901.43
2012 | US | WECC | - | CALS | 6a4 | Biomass Expected On-Peak | 157 | 257.86 | 257.86 | 257.86 | 257.86 | 277.85 | 274.22 | 329.3 | 329.3 | 329.3 | 329.3 | 281.5
2012 | US | WECC | - | CALS | 6b | Existing-Other | 0 | 0 | 0 | 0 | 0 | 0 | 0 | 0 | 0 | 0 | 0 | 0
2012 | US | WECC | - | CALS | 6b1 | Wind Derate On-Peak | 2372.98 | 2474.17 | 2457.29 | 2478.76 | 2493.43 | 2480.39 | 2463.26 | 2451.94 | 2477.34 | 2493.67 | 2493.88 | 2481.82
2012 | US | WECC | - | CALS | 6b2 | Solar Derate On-Peak | 76 | 207.21 | 230.85 | 223.97 | 226.3 | 230.79 | 233.01 | 255.46 | 230.87 | 226.28 | 235.73 | 230.78
2012 | US | WECC | - | CALS | 6b3 | Hydro Derate On-Peak | 1580.15 | 1047.32 | 1114.21 | 1114 | 1114.91 | 1101.09 | 1102.55 | 1104.28 | 1116.76 | 1114.49 | 1113.6 | 1104.72
2012 | US | WECC | - | CALS | 6b4 | Biomass Derate On-Peak | 169.51 | 68.65 | 68.65 | 68.65 | 68.65 | 48.66 | 52.29 | 0 | 0 | 0 | 0 | 45.01
2012 | US | WECC | - | CALS | 6b5 | Transmission-Limited Resources | 0 | 0 | 0 | 0 | 0 | 0 | 0 | 0 | 0 | 0 | 0 | 0
2012 | US | WECC | - | CALS | 6b6 | All Other Derates | 0 | 0 | 0 | 0 | 0 | 0 | 0 | 0 | 0 | 0 | 0 | 0
2012 | US | WECC | - | CALS | 6b7 | Energy-Only (Existing-Other) | 0 | 0 | 0 | 0 | 0 | 0 | 0 | 0 | 0 | 0 | 0 | 0
2012 | US | WECC | - | CALS | 6c | Unplanned Outages (Actual) / Current and Future Inoperable Resources | 17 | 1465 | 1465 | 1465 | 1465 | 1465 | 1465 | 1465 | 1465 | 1465 | 1465 | 1465
2012 | US | WECC | - | CALS | 6d | Total Supply-Side Demand Response | 0 | 0 | 0 | 0 | 0 | 0 | 0 | 0 | 0 | 0 | 0 | 0
2012 | US | WECC | - | CALS | 7 | TOTAL FUTURE CAPACITY ADDITIONS |  | 836.9 | 5364.43 | 7013.3 | 7868.89 | 9199.79 | 9360.84 | 9392.69 | 9330.02 | 9380.74 | 9459.04 | 9511.04
2012 | US | WECC | - | CALS | 7a | Future-Planned |  | 836.9 | 5364.43 | 7013.3 | 7868.89 | 9199.79 | 9360.84 | 9392.69 | 9330.02 | 9380.74 | 9459.04 | 9511.04
2012 | US | WECC | - | CALS | 7a1 | Wind Expected On-Peak |  | 36.62 | 133.77 | 63.3 | 9.98 | 24.46 | 39.73 | 115.86 | 78.94 | 5.64 | 1.47 | 21.9
2012 | US | WECC | - | CALS | 7a2 | Wind Derate On-Peak |  | 525.38 | 864.73 | 1153.2 | 1453.52 | 1439.04 | 1423.77 | 1347.64 | 1384.56 | 1457.86 | 1462.03 | 1441.6
2012 | US | WECC | - | CALS | 7a3 | Solar Expected On-Peak |  | 749.97 | 2656.66 | 4014 | 4922.91 | 6173.28 | 6319.06 | 6274.78 | 6249.03 | 6373.05 | 6455.52 | 6487.09
2012 | US | WECC | - | CALS | 7a4 | Solar Derate On-Peak |  | 519.53 | 2233.84 | 3209.5 | 3945.59 | 4635.22 | 4541.44 | 4614.72 | 4719.47 | 4676.45 | 4673.98 | 4720.41
2012 | US | WECC | - | CALS | 7a5 | Hydro Expected On-Peak |  | 0.31 | 0 | 0 | 0 | 2.05 | 2.05 | 2.05 | 2.05 | 2.05 | 2.05 | 2.05
2012 | US | WECC | - | CALS | 7a6 | Hydro Derate On-Peak |  | 465.69 | 466 | 466 | 466 | 467.95 | 467.95 | 467.95 | 467.95 | 467.95 | 467.95 | 467.95
2012 | US | WECC | - | CALS | 7a7 | Biomass Expected On-Peak |  | 0 | 0 | 82 | 82 | 82 | 82 | 82 | 82 | 82 | 82 | 82
2012 | US | WECC | - | CALS | 7a8 | Biomass Derate On-Peak |  | 0 | 26 | 26 | 108 | 108 | 108 | 108 | 108 | 108 | 108 | 108
2012 | US | WECC | - | CALS | 7a9 | Transmission-Limited Resources |  | 0 | 0 | 0 | 0 | 0 | 0 | 0 | 0 | 0 | 0 | 0
2012 | US | WECC | - | CALS | 7a10 | Scheduled Outage - Maintenance |  | 1955 | 1506 | 1506 | 1506 | 1506 | 1506 | 1506 | 1506 | 1506 | 1506 | 1506
2012 | US | WECC | - | CALS | 7a11 | All Other Derates |  | 0 | 0 | 0 | 0 | 0 | 0 | 0 | 0 | 0 | 0 | 0
2012 | US | WECC | - | CALS | 7a12 | Energy-Only |  | 0 | 0 | 0 | 0 | 0 | 0 | 0 | 0 | 0 | 0 | 0
2012 | US | WECC | - | CALS | 7b | Future-Other |  | 0 | 0 | 0 | 0 | 0 | 0 | 0 | 0 | 0 | 0 | 0
2012 | US | WECC | - | CALS | 7b1 | Wind Expected On-Peak |  | 0 | 0 | 0 | 0 | 0 | 0 | 0 | 0 | 0 | 0 | 0
2012 | US | WECC | - | CALS | 7b2 | Wind Derate On-Peak |  | 0 | 0 | 0 | 0 | 0 | 0 | 0 | 0 | 0 | 0 | 0
2012 | US | WECC | - | CALS | 7b3 | Solar Expected On-Peak |  | 0 | 0 | 0 | 0 | 0 | 0 | 0 | 0 | 0 | 0 | 0
2012 | US | WECC | - | CALS | 7b4 | Solar Derate On-Peak |  | 0 | 0 | 0 | 0 | 0 | 0 | 0 | 0 | 0 | 0 | 0
2012 | US | WECC | - | CALS | 7b5 | Hydro Expected On-Peak |  | 0 | 0 | 0 | 0 | 0 | 0 | 0 | 0 | 0 | 0 | 0
2012 | US | WECC | - | CALS | 7b6 | Hydro Derate On-Peak |  | 0 | 0 | 0 | 0 | 0 | 0 | 0 | 0 | 0 | 0 | 0
2012 | US | WECC | - | CALS | 7b7 | Biomass Expected On-Peak |  | 0 | 0 | 0 | 0 | 0 | 0 | 0 | 0 | 0 | 0 | 0
2012 | US | WECC | - | CALS | 7b8 | Biomass Derate On-Peak |  | 0 | 0 | 0 | 0 | 0 | 0 | 0 | 0 | 0 | 0 | 0
2012 | US | WECC | - | CALS | 7b9 | Transmission-Limited Resources |  | 0 | 0 | 0 | 0 | 0 | 0 | 0 | 0 | 0 | 0 | 0
2012 | US | WECC | - | CALS | 7b10 | Scheduled Outage - Maintenance |  | 0 | 0 | 0 | 0 | 0 | 0 | 0 | 0 | 0 | 0 | 0
2012 | US | WECC | - | CALS | 7b11 | All Other Derates |  | 0 | 0 | 0 | 0 | 0 | 0 | 0 | 0 | 0 | 0 | 0
2012 | US | WECC | - | CALS | 7b12 | Energy-Only |  | 0 | 0 | 0 | 0 | 0 | 0 | 0 | 0 | 0 | 0 | 0
2012 | US | WECC | - | CALS | 8 | Conceptual |  | 73.84 | 73.84 | 73.84 | 73.84 | 178.24 | 208.24 | 309.04 | 319.36 | 424.26 | 424.09 | 424.05
2012 | US | WECC | - | CALS | 8a1 | Wind Expected On-Peak |  | 0 | 0 | 0 | 0 | 0 | 0 | 0 | 0 | 0 | 0 | 0
2012 | US | WECC | - | CALS | 8a2 | Wind Derate On-Peak |  | 0 | 0 | 0 | 0 | 0 | 0 | 0 | 0 | 0 | 0 | 0
2012 | US | WECC | - | CALS | 8a3 | Solar Expected On-Peak |  | 0 | 0 | 0 | 0 | 0 | 0 | 0 | 10.32 | 10.5 | 10.33 | 10.29
2012 | US | WECC | - | CALS | 8a4 | Solar Derate On-Peak |  | 0 | 0 | 0 | 0 | 0 | 0 | 75 | 89.68 | 89.5 | 89.67 | 89.71
2012 | US | WECC | - | CALS | 8a5 | Hydro Expected On-Peak |  | 0 | 0 | 0 | 0 | 0 | 0 | 0 | 0 | 0 | 0 | 0
2012 | US | WECC | - | CALS | 8a6 | Hydro Derate On-Peak |  | 0 | 0 | 0 | 0 | 0 | 0 | 0 | 0 | 0 | 0 | 0
2012 | US | WECC | - | CALS | 8a7 | Biomass Expected On-Peak |  | 0 | 0 | 0 | 0 | 0 | 0 | 0 | 0 | 0 | 0 | 0
2012 | US | WECC | - | CALS | 8a8 | Biomass Derate On-Peak |  | 0 | 0 | 0 | 0 | 0 | 0 | 0 | 0 | 0 | 0 | 0
2012 | US | WECC | - | CALS | 8a9 | All Other Derates |  | 0 | 0 | 0 | 0 | 0 | 0 | 0 | 0 | 0 | 0 | 0
2012 | US | WECC | - | CALS | 8a10 | Energy-Only |  | 0 | 0 | 0 | 0 | 0 | 0 | 0 | 0 | 0 | 0 | 0
2012 | US | WECC | - | CALS | 9 | ANTICIPATED INTERNAL CAPACITY |  | 26156.582 | 30610.462 | 32244.952 | 33082.632 | 34455.892 | 34626.762 | 34700.832 | 34624.872 | 34666.122 | 34735.652 | 34765.742
2012 | US | WECC | - | CALS | 10 | CAPACITY TRANSACTIONS - IMPORTS | 10006 | 7764 | 6931 | 7481 | 6977 | 6862 | 6879 | 6862 | 6862 | 6862 | 6862 | 6862
2012 | US | WECC | - | CALS | 10a | Firm | 10006 | 7764 | 6931 | 7481 | 6977 | 6862 | 6879 | 6862 | 6862 | 6862 | 6862 | 6862
2012 | US | WECC | - | CALS | 10a1 | Full-Responsibility Purchases | 0 | 0 | 0 | 0 | 0 | 0 | 0 | 0 | 0 | 0 | 0 | 0
2012 | US | WECC | - | CALS | 10a2 | Owned Capacity/Entitlement Located Outside the Region/Subregion | 0 | 4262 | 4262 | 4262 | 4262 | 4262 | 4262 | 4262 | 4262 | 4262 | 4262 | 4262
2012 | US | WECC | - | CALS | 10b | Non-firm | 82: 0
2012 | US | WECC | - | CALS | 10c | Expected |  | 0 | 0 | 0 | 0 | 0 | 0 | 0 | 0 | 0 | 0 | 0
2012 | US | WECC | - | CALS | 10c1 | Full-Responsibility Purchases |  | 0 | 0 | 0 | 0 | 0 | 0 | 0 | 0 | 0 | 0 | 0
2012 | US | WECC | - | CALS | 10c2 | Owned Capacity/Entitlement Located Outside the Region/Subregion |  | 0 | 0 | 0 | 0 | 0 | 0 | 0 | 0 | 0 | 0 | 0
2012 | US | WECC | - | CALS | 11 | CAPACITY TRANSACTIONS - EXPORTS | 1817 | 4164 | 3529 | 3564 | 3782 | 4783 | 4783 | 5181 | 4677 | 4043 | 3588 | 3206
2012 | US | WECC | - | CALS | 11a | Firm | 1817 | 4164 | 3529 | 3564 | 3782 | 4783 | 4783 | 5181 | 4677 | 4043 | 3588 | 3206
2012 | US | WECC | - | CALS | 11a1 | Full-Responsibility Purchases | 0 | 0 | 0 | 0 | 0 | 0 | 0 | 0 | 0 | 0 | 0 | 0
2012 | US | WECC | - | CALS | 11a2 | Owned Capacity/Entitlement Located Outside the Region/Subregion | 0 | 0 | 0 | 0 | 0 | 0 | 0 | 0 | 0 | 0 | 0 | 0
2012 | US | WECC | - | CALS | 11b | Non-firm | 82: 0
2012 | US | WECC | - | CALS | 11c | Expected |  | 0 | 0 | 0 | 0 | 0 | 0 | 0 | 0 | 0 | 0 | 0
2012 | US | WECC | - | CALS | 11c1 | Full-Responsibility Purchases |  | 0 | 0 | 0 | 0 | 0 | 0 | 0 | 0 | 0 | 0 | 0
2012 | US | WECC | - | CALS | 11c2 | Owned Capacity/Entitlement Located Outside the Region/Subregion |  | 0 | 0 | 0 | 0 | 0 | 0 | 0 | 0 | 0 | 0 | 0
2012 | US | WECC | - | CALS | 12 | EXISTING-CERTAIN & NET FIRM TRANSACTIONS | 34555.392 | 28919.682 | 28648.032 | 29148.652 | 28408.742 | 27335.102 | 27361.922 | 26989.142 | 27479.852 | 28104.382 | 28550.612 | 28910.702
2012 | US | WECC | - | CALS | 13 | ANTICIPATED CAPACITY RESOURCES |  |  | 34012.462 | 36161.952 | 36277.632 | 36534.892 | 36722.762 | 36381.832 | 36809.872 | 37485.122 | 38009.652 | 38421.742
2012 | US | WECC | - | CALS | 14 | PROSPECTIVE CAPACITY RESOURCES |  |  | 34012.462 | 36161.952 | 36277.632 | 36534.892 | 36722.762 | 36381.832 | 36809.872 | 37485.122 | 38009.652 | 38421.742
2012 | US | WECC | - | CALS | 15 | TOTAL POTENTIAL CAPACITY RESOURCES |  |  | 34086.302 | 36235.792 | 36351.472 | 36713.132 | 36931.002 | 36690.872 | 37129.232 | 37909.382 | 38433.742 | 38845.792
2012 | US | WECC | - | CALS | 16 | ADJUSTED POTENTIAL CAPACITY RESOURCES |  |  | 34086.3013 | 36235.7913 | 36351.4713 | 36713.1302 | 36930.9999 | 36690.8689 | 37129.2288 | 37909.3778 | 38433.7378 | 38845.7878
2012 | US | WECC | - | CALS | 16a | Confidence of Future-Other |  |  | 0.99999 | 0.99999 | 0.99999 | 0.99999 | 0.99999 | 0.99999 | 0.99999 | 0.99999 | 0.99999 | 0.99999
2012 | US | WECC | - | CALS | 16b | Net Future-Other Resources After Confidence Percentage Is Applied |  |  | 0 | 0 | 0 | 0 | 0 | 0 | 0 | 0 | 0 | 0
2012 | US | WECC | - | CALS | 16c | Confidence of Conceptual |  |  | 0.99999 | 0.99999 | 0.99999 | 0.99999 | 0.99999 | 0.99999 | 0.99999 | 0.99999 | 0.99999 | 0.99999
2012 | US | WECC | - | CALS | 16d | Net Conceptual Resources After Confidence Percentage Is Applied |  |  | 73.8393 | 73.8393 | 73.8393 | 178.2382 | 208.2379 | 309.0369 | 319.3568 | 424.2558 | 424.0858 | 424.0458
2012 | US | WECC | - | CALS | 17 | ASSESSMENT AREA TARGET RESERVE MARGIN |  |  | 15.14% | 15.14% | 15.14% | 15.14% | 15.14% | 15.14% | 15.14% | 15.14% | 15.14% | 15.14%
2012 | US | WECC | - | CALS | 18 | EXISTING-CERTAIN AND NET FIRM TRANSACTIONS RESERVE MARGIN | 15.74% | -0.09368% | -2.262% | -2.515% | -6.756% | -11.24% | -12.28% | -14.53% | -13.99% | -13.45% | -13.47% | -13.23%
2012 | US | WECC | - | CALS | 19 | ANTICIPATED CAPACITY RESOURCES RESERVE MARGIN |  |  | 16.04% | 20.94% | 19.07% | 18.63% | 17.74% | 15.22% | 15.22% | 15.44% | 15.19% | 15.31%
2012 | US | WECC | - | CALS | 20 | PROSPECTIVE CAPACITY RESOURCES RESERVE MARGIN |  |  | 16.04% | 20.94% | 19.07% | 18.63% | 17.74% | 15.22% | 15.22% | 15.44% | 15.19% | 15.31%
2012 | US | WECC | - | CALS | 21 | TOTAL POTENTIAL RESOURCES RESERVE MARGIN |  |  | 16.29% | 21.19% | 19.31% | 19.21% | 18.4% | 16.19% | 16.22% | 16.74% | 16.48% | 16.59%
2012 | US | WECC | - | CALS | 22 | ADJUSTED POTENTIAL RESOURCES RESERVE MARGIN |  |  | 16.29% | 21.19% | 19.31% | 19.21% | 18.4% | 16.19% | 16.22% | 16.74% | 16.48% | 16.59%
2012 | US | WECC | - | CALS | 23 | Total Baseline Installed Capacity | 82: 30582.032
2012 | US | WECC | - | CALS | 24 | Distributed or Other Capacity (Behind the Meter) < 1 MW |  | 0 | 0 | 0 | 0 | 0 | 0 | 0 | 0 | 0 | 0 | 0
2012 | US | WECC | - | CALS | 25 | Distributed or Other Capacity (Behind the Meter) ≥ 1 MW |  | 0 | 0 | 0 | 0 | 0 | 0 | 0 | 0 | 0 | 0 | 0
2012 | US | WECC | - | CALS | 26 | Capacity Total from EIA-860 |  | 0 | 0 | 0 | 0 | 0 | 0 | 0 | 0 | 0 | 0 | 0
2012 | US | WECC | - | DSW | 1 | Unrestricted Non-coincident Peak Demand |  | 27538.9 | 27775.8 | 28106 | 28502 | 29040 | 29580.6 | 30156.9 | 30722.8 | 31322.1 | 31873.4 | 32204
2012 | US | WECC | - | DSW | 1a | New Conservation (Energy Efficiency) |  | 139 | 200 | 259 | 323 | 361 | 424 | 471 | 519 | 558 | 568 | 602
2012 | US | WECC | - | DSW | 1b | Estimated Diversity |  | 0 | 0 | 0 | 0 | 0 | 0 | 0 | 0 | 0 | 0 | 0
2012 | US | WECC | - | DSW | 1c | Additions for non-member load (load served by non-registered LSE's in a region) |  | 0 | 0 | 0 | 0 | 0 | 0 | 0 | 0 | 0 | 0 | 0
2012 | US | WECC | - | DSW | 1d | Stand-by Load Under Contract (Normally served by behind the meter generation) |  | 0 | 0 | 0 | 0 | 0 | 0 | 0 | 0 | 0 | 0 | 0
2012 | US | WECC | - | DSW | 1e | Non-Controllable Demand-Side Demand Response |  | 0 | 0 | 0 | 0 | 0 | 0 | 0 | 0 | 0 | 0 | 0
2012 | US | WECC | - | DSW | 2 | Total Internal Demand | 26770 | 27399.9 | 27575.8 | 27847 | 28179 | 28679 | 29156.6 | 29685.9 | 30203.8 | 30764.1 | 31305.4 | 31602
2012 | US | WECC | - | DSW | 2a | Supply-Side Direct Control Load Management (DCLM) | 0 | 0 | 0 | 0 | 0 | 0 | 0 | 0 | 0 | 0 | 0 | 0
2012 | US | WECC | - | DSW | 2b | Supply-Side Contractually Interruptible (Curtailable) | 0 | 0 | 0 | 0 | 0 | 0 | 0 | 0 | 0 | 0 | 0 | 0
2012 | US | WECC | - | DSW | 2c | Supply-Side Critical Peak-Pricing (CPP) with Control | 0 | 0 | 0 | 0 | 0 | 0 | 0 | 0 | 0 | 0 | 0 | 0
2012 | US | WECC | - | DSW | 2d | Supply-Side Load as a Capacity Resource | 0 | 0 | 0 | 0 | 0 | 0 | 0 | 0 | 0 | 0 | 0 | 0
2012 | US | WECC | - | DSW | 3 | Net Internal Demand | 26509 | 26904.9 | 27033.8 | 27252 | 27551 | 28035 | 28509.6 | 29105.9 | 29621.8 | 30183.1 | 30720.4 | 31013
2012 | US | WECC | - | DSW | 3a | Demand-Side Direct Control Load Management (DCLM) | 0 | 65 | 65 | 65 | 65 | 65 | 65 | 0 | 0 | 0 | 0 | 0
2012 | US | WECC | - | DSW | 3b | Demand-Side Contractually Interruptible (Curtailable) | 261 | 430 | 477 | 530 | 563 | 579 | 582 | 580 | 582 | 581 | 585 | 589
2012 | US | WECC | - | DSW | 3c | Demand-Side Critical Peak-Pricing (CPP) with Control | 0 | 0 | 0 | 0 | 0 | 0 | 0 | 0 | 0 | 0 | 0 | 0
2012 | US | WECC | - | DSW | 3d | Demand-Side Load as a Capacity Resource | 0 | 0 | 0 | 0 | 0 | 0 | 0 | 0 | 0 | 0 | 0 | 0
2012 | US | WECC | - | DSW | 4 | Total Controllable Demand Response | 261 | 495 | 542 | 595 | 628 | 644 | 647 | 580 | 582 | 581 | 585 | 589
2012 | US | WECC | - | DSW | 4a | Demand Response used for Ancillary Services - Spinning Reserves | 0 | 0 | 0 | 0 | 0 | 0 | 0 | 0 | 0 | 0 | 0 | 0
2012 | US | WECC | - | DSW | 4b | Demand Response used for Ancillary Services - Non-Spinning Reserves | 0 | 0 | 0 | 0 | 0 | 0 | 0 | 0 | 0 | 0 | 0 | 0
2012 | US | WECC | - | DSW | 4c | Demand Response used for Regulation | 0 | 0 | 0 | 0 | 0 | 0 | 0 | 0 | 0 | 0 | 0 | 0
2012 | US | WECC | - | DSW | 4d | Demand Response used for Energy, Voluntary Services - Emergency | 8 | 7 | 7 | 7 | 7 | 7 | 7 | 7 | 7 | 7 | 7 | 7
2012 | US | WECC | - | DSW | 5 | TOTAL INTERNAL CAPACITY | 44390.489 | 44790.229 | 45169.729 | 45349.029 | 45557.029 | 45703.029 | 46765.029 | 46492.029 | 46492.029 | 46421.029 | 45917.029 | 45917.029
2012 | US | WECC | - | DSW | 6a | Existing-Certain | 40538.362 | 40989.74 | 40964.87 | 41003.31 | 40974.41 | 41014.41 | 41011.05 | 41013.26 | 40949.67 | 40973.56 | 40968.11 | 40982.79
2012 | US | WECC | - | DSW | 6a1 | Wind Expected On-Peak | 107.012 | 1.36 | 2.62 | 27.45 | 4.5 | 0.85 | 0.3 | 9.26 | 1.19 | 2.54 | 0.78 | 0.76
2012 | US | WECC | - | DSW | 6a2 | Solar Expected On-Peak | 49.65 | 225.6 | 227.05 | 247.22 | 243.61 | 250.55 | 251.56 | 249.5 | 227.11 | 243.61 | 237.56 | 228.66
2012 | US | WECC | - | DSW | 6a3 | Hydro Expected On-Peak | 1250 | 1642.38 | 1614.8 | 1615.24 | 1612.9 | 1649.61 | 1645.79 | 1641.1 | 1607.97 | 1614.01 | 1616.37 | 1639.97
2012 | US | WECC | - | DSW | 6a4 | Biomass Expected On-Peak | 29 | 13.7 | 13.7 | 13.7 | 13.7 | 13.7 | 13.7 | 13.7 | 13.7 | 13.7 | 13.7 | 13.7
2012 | US | WECC | - | DSW | 6b | Existing-Other | 0 | 0 | 0 | 0 | 0 | 0 | 0 | 0 | 0 | 0 | 0 | 0
2012 | US | WECC | - | DSW | 6b1 | Wind Derate On-Peak | 617.188 | 722.84 | 721.58 | 696.75 | 719.7 | 723.35 | 723.9 | 714.94 | 723.01 | 721.66 | 723.42 | 723.44
2012 | US | WECC | - | DSW | 6b2 | Solar Derate On-Peak | 261.489 | 85.539 | 84.089 | 63.919 | 67.529 | 60.589 | 59.579 | 61.639 | 84.029 | 67.529 | 73.579 | 82.479
2012 | US | WECC | - | DSW | 6b3 | Hydro Derate On-Peak | 2947.45 | 2555.07 | 2582.65 | 2582.21 | 2584.55 | 2547.84 | 2551.66 | 2556.35 | 2589.48 | 2583.44 | 2581.08 | 2557.48
2012 | US | WECC | - | DSW | 6b4 | Biomass Derate On-Peak | 13 | 28.3 | 28.3 | 28.3 | 28.3 | 28.3 | 28.3 | 28.3 | 28.3 | 28.3 | 28.3 | 28.3
2012 | US | WECC | - | DSW | 6b5 | Transmission-Limited Resources | 0 | 0 | 0 | 0 | 0 | 0 | 0 | 0 | 0 | 0 | 0 | 0
2012 | US | WECC | - | DSW | 6b6 | All Other Derates | 0 | 0 | 0 | 0 | 0 | 0 | 0 | 0 | 0 | 0 | 0 | 0
2012 | US | WECC | - | DSW | 6b7 | Energy-Only (Existing-Other) | 0 | 0 | 0 | 0 | 0 | 0 | 0 | 0 | 0 | 0 | 0 | 0
2012 | US | WECC | - | DSW | 6c | Unplanned Outages (Actual) / Current and Future Inoperable Resources | 13 | 9 | 9 | 16 | 16 | 16 | 16 | 16 | 16 | 16 | 16 | 16
2012 | US | WECC | - | DSW | 6d | Total Supply-Side Demand Response | 0 | 0 | 0 | 0 | 0 | 0 | 0 | 0 | 0 | 0 | 0 | 0
2012 | US | WECC | - | DSW | 7 | TOTAL FUTURE CAPACITY ADDITIONS |  | 212.48 | 409.75 | 606.43 | 709.22 | 872.93 | 1808.44 | 1517.2 | 1504.99 | 1405.48 | 878.45 | 940.66
2012 | US | WECC | - | DSW | 7a | Future-Planned |  | 212.48 | 409.75 | 606.43 | 709.22 | 872.93 | 1808.44 | 1517.2 | 1504.99 | 1405.48 | 878.45 | 940.66
2012 | US | WECC | - | DSW | 7a1 | Wind Expected On-Peak |  | 0 | 0 | 0 | 0.63 | 13.89 | 0.21 | 3.11 | 0.23 | 0.71 | 0 | 24.87
2012 | US | WECC | - | DSW | 7a2 | Wind Derate On-Peak |  | 0 | 0 | 0 | 99.37 | 86.11 | 99.79 | 96.89 | 99.77 | 199.29 | 200 | 175.13
2012 | US | WECC | - | DSW | 7a3 | Solar Expected On-Peak |  | 209.28 | 301.55 | 402.23 | 421.39 | 431.84 | 1204.03 | 1187.24 | 1182.63 | 1244.57 | 1222.25 | 1259.59
2012 | US | WECC | - | DSW | 7a4 | Solar Derate On-Peak |  | 187.26 | 366.29 | 333.91 | 339.75 | 335.3 | 448.11 | 464.9 | 469.51 | 407.57 | 429.89 | 392.55
2012 | US | WECC | - | DSW | 7a5 | Hydro Expected On-Peak |  | 0 | 0 | 0 | 0 | 0 | 0 | 0 | 0 | 0 | 0 | 0
2012 | US | WECC | - | DSW | 7a6 | Hydro Derate On-Peak |  | 0 | 0 | 0 | 0 | 0 | 0 | 0 | 0 | 0 | 0 | 0
2012 | US | WECC | - | DSW | 7a7 | Biomass Expected On-Peak |  | 3.2 | 3.2 | 18.2 | 18.2 | 18.2 | 18.2 | 13.85 | 9.13 | 18.2 | 18.2 | 18.2
2012 | US | WECC | - | DSW | 7a8 | Biomass Derate On-Peak |  | 0 | 3.2 | 18.2 | 18.2 | 18.2 | 18.2 | 22.55 | 27.27 | 18.2 | 18.2 | 18.2
2012 | US | WECC | - | DSW | 7a9 | Transmission-Limited Resources |  | 0 | 0 | 0 | 0 | 0 | 0 | 0 | 0 | 0 | 0 | 0
2012 | US | WECC | - | DSW | 7a10 | Scheduled Outage - Maintenance |  | 0 | 0 | 0 | 0 | 0 | 0 | 0 | 0 | 0 | 0 | 0
2012 | US | WECC | - | DSW | 7a11 | All Other Derates |  | 0 | 0 | 0 | 0 | 0 | 0 | 0 | 0 | 0 | 0 | 0
2012 | US | WECC | - | DSW | 7a12 | Energy-Only |  | 0 | 0 | 0 | 0 | 0 | 0 | 0 | 0 | 0 | 0 | 0
2012 | US | WECC | - | DSW | 7b | Future-Other |  | 0 | 0 | 0 | 0 | 0 | 0 | 0 | 0 | 0 | 0 | 0
2012 | US | WECC | - | DSW | 7b1 | Wind Expected On-Peak |  | 0 | 0 | 0 | 0 | 0 | 0 | 0 | 0 | 0 | 0 | 0
2012 | US | WECC | - | DSW | 7b2 | Wind Derate On-Peak |  | 0 | 0 | 0 | 0 | 0 | 0 | 0 | 0 | 0 | 0 | 0
2012 | US | WECC | - | DSW | 7b3 | Solar Expected On-Peak |  | 0 | 0 | 0 | 0 | 0 | 0 | 0 | 0 | 0 | 0 | 0
2012 | US | WECC | - | DSW | 7b4 | Solar Derate On-Peak |  | 0 | 0 | 0 | 0 | 0 | 0 | 0 | 0 | 0 | 0 | 0
2012 | US | WECC | - | DSW | 7b5 | Hydro Expected On-Peak |  | 0 | 0 | 0 | 0 | 0 | 0 | 0 | 0 | 0 | 0 | 0
2012 | US | WECC | - | DSW | 7b6 | Hydro Derate On-Peak |  | 0 | 0 | 0 | 0 | 0 | 0 | 0 | 0 | 0 | 0 | 0
2012 | US | WECC | - | DSW | 7b7 | Biomass Expected On-Peak |  | 0 | 0 | 0 | 0 | 0 | 0 | 0 | 0 | 0 | 0 | 0
2012 | US | WECC | - | DSW | 7b8 | Biomass Derate On-Peak |  | 0 | 0 | 0 | 0 | 0 | 0 | 0 | 0 | 0 | 0 | 0
2012 | US | WECC | - | DSW | 7b9 | Transmission-Limited Resources |  | 0 | 0 | 0 | 0 | 0 | 0 | 0 | 0 | 0 | 0 | 0
2012 | US | WECC | - | DSW | 7b10 | Scheduled Outage - Maintenance |  | 0 | 0 | 0 | 0 | 0 | 0 | 0 | 0 | 0 | 0 | 0
2012 | US | WECC | - | DSW | 7b11 | All Other Derates |  | 0 | 0 | 0 | 0 | 0 | 0 | 0 | 0 | 0 | 0 | 0
2012 | US | WECC | - | DSW | 7b12 | Energy-Only |  | 0 | 0 | 0 | 0 | 0 | 0 | 0 | 0 | 0 | 0 | 0
2012 | US | WECC | - | DSW | 8 | Conceptual |  | 0.05 | 181.28 | 441.52 | 568.24 | 626.2 | 860.18 | 812.37 | 1228.01 | 1570.15 | 1651.3 | 1647.36
2012 | US | WECC | - | DSW | 8a1 | Wind Expected On-Peak |  | 0.02 | 0.06 | 2.39 | 0.08 | 1.19 | 0.39 | 7.31 | 0.35 | 0.1 | 4.86 | 1.06
2012 | US | WECC | - | DSW | 8a2 | Wind Derate On-Peak |  | 74.98 | 107.44 | 505.11 | 507.42 | 941.31 | 942.11 | 935.19 | 942.15 | 942.4 | 937.64 | 941.44
2012 | US | WECC | - | DSW | 8a3 | Solar Expected On-Peak |  | 0.03 | 181.22 | 439.13 | 568.16 | 546.23 | 728.86 | 509.77 | 743.1 | 666.74 | 743.13 | 742.99
2012 | US | WECC | - | DSW | 8a4 | Solar Derate On-Peak |  | 0.095 | 0 | 2.345 | 0 | 20.245 | 7.615 | 226.705 | 0 | 69.735 | 0 | 0
2012 | US | WECC | - | DSW | 8a5 | Hydro Expected On-Peak |  | 0 | 0 | 0 | 0 | 0 | 0 | 0 | 0 | 0 | 0 | 0
2012 | US | WECC | - | DSW | 8a6 | Hydro Derate On-Peak |  | 0 | 0 | 0 | 0 | 0 | 0 | 0 | 0 | 0 | 0 | 0
2012 | US | WECC | - | DSW | 8a7 | Biomass Expected On-Peak |  | 0 | 0 | 0 | 0 | 0 | 0 | 0 | 0 | 0 | 0 | 0
2012 | US | WECC | - | DSW | 8a8 | Biomass Derate On-Peak |  | 0 | 0 | 0 | 0 | 0 | 0 | 0 | 0 | 0 | 0 | 0
2012 | US | WECC | - | DSW | 8a9 | All Other Derates |  | 0 | 0 | 0 | 0 | 0 | 0 | 0 | 0 | 0 | 0 | 0
2012 | US | WECC | - | DSW | 8a10 | Energy-Only |  | 0 | 0 | 0 | 0 | 0 | 0 | 0 | 0 | 0 | 0 | 0
2012 | US | WECC | - | DSW | 9 | ANTICIPATED INTERNAL CAPACITY |  | 41202.22 | 41374.62 | 41609.74 | 41683.63 | 41887.34 | 42819.49 | 42530.46 | 42454.66 | 42379.04 | 41846.56 | 41923.45
2012 | US | WECC | - | DSW | 10 | CAPACITY TRANSACTIONS - IMPORTS | 1724 | 3393 | 2271 | 2306 | 2524 | 3539 | 3051 | 3937 | 3432 | 2902 | 2323 | 2065
2012 | US | WECC | - | DSW | 10a | Firm | 1724 | 3393 | 2271 | 2306 | 2524 | 3539 | 3051 | 3937 | 3432 | 2902 | 2323 | 2065
2012 | US | WECC | - | DSW | 10a1 | Full-Responsibility Purchases | 0 | 0 | 0 | 0 | 0 | 0 | 0 | 0 | 0 | 0 | 0 | 0
2012 | US | WECC | - | DSW | 10a2 | Owned Capacity/Entitlement Located Outside the Region/Subregion | 0 | 131 | 131 | 131 | 131 | 131 | 131 | 131 | 131 | 131 | 131 | 131
2012 | US | WECC | - | DSW | 10b | Non-firm | 82: 0
2012 | US | WECC | - | DSW | 10c | Expected |  | 0 | 0 | 0 | 0 | 0 | 0 | 0 | 0 | 0 | 0 | 0
2012 | US | WECC | - | DSW | 10c1 | Full-Responsibility Purchases |  | 0 | 0 | 0 | 0 | 0 | 0 | 0 | 0 | 0 | 0 | 0
2012 | US | WECC | - | DSW | 10c2 | Owned Capacity/Entitlement Located Outside the Region/Subregion |  | 0 | 0 | 0 | 0 | 0 | 0 | 0 | 0 | 0 | 0 | 0
2012 | US | WECC | - | DSW | 11 | CAPACITY TRANSACTIONS - EXPORTS | 1035 | 4855 | 4023 | 4806 | 4068 | 3953 | 3953 | 3953 | 3953 | 4617 | 4380 | 3953
2012 | US | WECC | - | DSW | 11a | Firm | 1035 | 4855 | 4023 | 4806 | 4068 | 3953 | 3953 | 3953 | 3953 | 4617 | 4380 | 3953
2012 | US | WECC | - | DSW | 11a1 | Full-Responsibility Purchases | 0 | 0 | 0 | 0 | 0 | 0 | 0 | 0 | 0 | 0 | 0 | 0
2012 | US | WECC | - | DSW | 11a2 | Owned Capacity/Entitlement Located Outside the Region/Subregion | 0 | 2913 | 2913 | 2913 | 2913 | 2913 | 2913 | 2913 | 2913 | 2913 | 2913 | 2913
2012 | US | WECC | - | DSW | 11b | Non-firm | 82: 0
2012 | US | WECC | - | DSW | 11c | Expected |  | 0 | 0 | 0 | 0 | 0 | 0 | 0 | 0 | 0 | 0 | 0
2012 | US | WECC | - | DSW | 11c1 | Full-Responsibility Purchases |  | 0 | 0 | 0 | 0 | 0 | 0 | 0 | 0 | 0 | 0 | 0
2012 | US | WECC | - | DSW | 11c2 | Owned Capacity/Entitlement Located Outside the Region/Subregion |  | 0 | 0 | 0 | 0 | 0 | 0 | 0 | 0 | 0 | 0 | 0
2012 | US | WECC | - | DSW | 12 | EXISTING-CERTAIN & NET FIRM TRANSACTIONS | 41227.362 | 39527.74 | 39212.87 | 38503.31 | 39430.41 | 40600.41 | 40109.05 | 40997.26 | 40428.67 | 39258.56 | 38911.11 | 39094.79
2012 | US | WECC | - | DSW | 13 | ANTICIPATED CAPACITY RESOURCES |  |  | 39622.62 | 39109.74 | 40139.63 | 41473.34 | 41917.49 | 42514.46 | 41933.66 | 40664.04 | 39789.56 | 40035.45
2012 | US | WECC | - | DSW | 14 | PROSPECTIVE CAPACITY RESOURCES |  |  | 39622.62 | 39109.74 | 40139.63 | 41473.34 | 41917.49 | 42514.46 | 41933.66 | 40664.04 | 39789.56 | 40035.45
2012 | US | WECC | - | DSW | 15 | TOTAL POTENTIAL CAPACITY RESOURCES |  |  | 39803.9 | 39551.26 | 40707.87 | 42099.54 | 42777.67 | 43326.83 | 43161.67 | 42234.19 | 41440.86 | 41682.81
2012 | US | WECC | - | DSW | 16 | ADJUSTED POTENTIAL CAPACITY RESOURCES |  |  | 39803.8982 | 39551.2556 | 40707.8643 | 42099.5337 | 42777.6614 | 43326.8219 | 43161.6577 | 42234.1743 | 41440.8435 | 41682.7935
2012 | US | WECC | - | DSW | 16a | Confidence of Future-Other |  |  | 0.99999 | 0.99999 | 0.99999 | 0.99999 | 0.99999 | 0.99999 | 0.99999 | 0.99999 | 0.99999 | 0.99999
2012 | US | WECC | - | DSW | 16b | Net Future-Other Resources After Confidence Percentage Is Applied |  |  | 0 | 0 | 0 | 0 | 0 | 0 | 0 | 0 | 0 | 0
2012 | US | WECC | - | DSW | 16c | Confidence of Conceptual |  |  | 0.99999 | 0.99999 | 0.99999 | 0.99999 | 0.99999 | 0.99999 | 0.99999 | 0.99999 | 0.99999 | 0.99999
2012 | US | WECC | - | DSW | 16d | Net Conceptual Resources After Confidence Percentage Is Applied |  |  | 181.2782 | 441.5156 | 568.2343 | 626.1937 | 860.1714 | 812.3619 | 1227.9977 | 1570.1343 | 1651.2835 | 1647.3435
2012 | US | WECC | - | DSW | 17 | ASSESSMENT AREA TARGET RESERVE MARGIN |  |  | 13.5% | 13.5% | 13.5% | 13.5% | 13.5% | 13.5% | 13.5% | 13.5% | 13.5% | 13.5%
2012 | US | WECC | - | DSW | 18 | EXISTING-CERTAIN AND NET FIRM TRANSACTIONS RESERVE MARGIN | 55.52% | 46.92% | 45.05% | 41.29% | 43.12% | 44.82% | 40.69% | 40.86% | 36.48% | 30.07% | 26.66% | 26.06%
2012 | US | WECC | - | DSW | 19 | ANTICIPATED CAPACITY RESOURCES RESERVE MARGIN |  |  | 46.57% | 43.51% | 45.69% | 47.93% | 47.03% | 46.07% | 41.56% | 34.72% | 29.52% | 29.09%
2012 | US | WECC | - | DSW | 20 | PROSPECTIVE CAPACITY RESOURCES RESERVE MARGIN |  |  | 46.57% | 43.51% | 45.69% | 47.93% | 47.03% | 46.07% | 41.56% | 34.72% | 29.52% | 29.09%
2012 | US | WECC | - | DSW | 21 | TOTAL POTENTIAL RESOURCES RESERVE MARGIN |  |  | 47.24% | 45.13% | 47.75% | 50.17% | 50.05% | 48.86% | 45.71% | 39.93% | 34.9% | 34.4%
2012 | US | WECC | - | DSW | 22 | ADJUSTED POTENTIAL RESOURCES RESERVE MARGIN |  |  | 47.24% | 45.13% | 47.75% | 50.17% | 50.05% | 48.86% | 45.71% | 39.93% | 34.9% | 34.4%
2012 | US | WECC | - | DSW | 23 | Total Baseline Installed Capacity | 82: 44390.489
2012 | US | WECC | - | DSW | 24 | Distributed or Other Capacity (Behind the Meter) < 1 MW |  | 0 | 0 | 0 | 0 | 0 | 0 | 0 | 0 | 0 | 0 | 0
2012 | US | WECC | - | DSW | 25 | Distributed or Other Capacity (Behind the Meter) ≥ 1 MW |  | 0 | 0 | 0 | 0 | 0 | 0 | 0 | 0 | 0 | 0 | 0
2012 | US | WECC | - | DSW | 26 | Capacity Total from EIA-860 |  | 0 | 0 | 0 | 0 | 0 | 0 | 0 | 0 | 0 | 0 | 0
2012 | MX | WECC | - | MEXW | 1 | Unrestricted Non-coincident Peak Demand |  | 2146 | 2203 | 2260 | 2317 | 2374 | 2431 | 2488 | 2545 | 2602 | 2659 | 2716
2012 | MX | WECC | - | MEXW | 1a | New Conservation (Energy Efficiency) |  | 0 | 0 | 0 | 0 | 0 | 0 | 0 | 0 | 0 | 0 | 0
2012 | MX | WECC | - | MEXW | 1b | Estimated Diversity |  | 0 | 0 | 0 | 0 | 0 | 0 | 0 | 0 | 0 | 0 | 0
2012 | MX | WECC | - | MEXW | 1c | Additions for non-member load (load served by non-registered LSE's in a region) |  | 0 | 0 | 0 | 0 | 0 | 0 | 0 | 0 | 0 | 0 | 0
2012 | MX | WECC | - | MEXW | 1d | Stand-by Load Under Contract (Normally served by behind the meter generation) |  | 0 | 0 | 0 | 0 | 0 | 0 | 0 | 0 | 0 | 0 | 0
2012 | MX | WECC | - | MEXW | 1e | Non-Controllable Demand-Side Demand Response |  | 0 | 0 | 0 | 0 | 0 | 0 | 0 | 0 | 0 | 0 | 0
2012 | MX | WECC | - | MEXW | 2 | Total Internal Demand | 2236.7 | 2146 | 2203 | 2260 | 2317 | 2374 | 2431 | 2488 | 2545 | 2602 | 2659 | 2716
2012 | MX | WECC | - | MEXW | 2a | Supply-Side Direct Control Load Management (DCLM) | 0 | 0 | 0 | 0 | 0 | 0 | 0 | 0 | 0 | 0 | 0 | 0
2012 | MX | WECC | - | MEXW | 2b | Supply-Side Contractually Interruptible (Curtailable) | 0 | 0 | 0 | 0 | 0 | 0 | 0 | 0 | 0 | 0 | 0 | 0
2012 | MX | WECC | - | MEXW | 2c | Supply-Side Critical Peak-Pricing (CPP) with Control | 0 | 0 | 0 | 0 | 0 | 0 | 0 | 0 | 0 | 0 | 0 | 0
2012 | MX | WECC | - | MEXW | 2d | Supply-Side Load as a Capacity Resource | 0 | 0 | 0 | 0 | 0 | 0 | 0 | 0 | 0 | 0 | 0 | 0
2012 | MX | WECC | - | MEXW | 3 | Net Internal Demand | 2236.7 | 2146 | 2203 | 2260 | 2317 | 2374 | 2431 | 2488 | 2545 | 2602 | 2659 | 2716
2012 | MX | WECC | - | MEXW | 3a | Demand-Side Direct Control Load Management (DCLM) | 0 | 0 | 0 | 0 | 0 | 0 | 0 | 0 | 0 | 0 | 0 | 0
2012 | MX | WECC | - | MEXW | 3b | Demand-Side Contractually Interruptible (Curtailable) | 0 | 0 | 0 | 0 | 0 | 0 | 0 | 0 | 0 | 0 | 0 | 0
2012 | MX | WECC | - | MEXW | 3c | Demand-Side Critical Peak-Pricing (CPP) with Control | 0 | 0 | 0 | 0 | 0 | 0 | 0 | 0 | 0 | 0 | 0 | 0
2012 | MX | WECC | - | MEXW | 3d | Demand-Side Load as a Capacity Resource | 0 | 0 | 0 | 0 | 0 | 0 | 0 | 0 | 0 | 0 | 0 | 0
2012 | MX | WECC | - | MEXW | 4 | Total Controllable Demand Response | 0 | 0 | 0 | 0 | 0 | 0 | 0 | 0 | 0 | 0 | 0 | 0
2012 | MX | WECC | - | MEXW | 4a | Demand Response used for Ancillary Services - Spinning Reserves | 225 | 164 | 169 | 176 | 181 | 186 | 186 | 191 | 191 | 196 | 196 | 196
2012 | MX | WECC | - | MEXW | 4b | Demand Response used for Ancillary Services - Non-Spinning Reserves | 149 | 139 | 139 | 141 | 141 | 141 | 141 | 141 | 141 | 141 | 141 | 141
2012 | MX | WECC | - | MEXW | 4c | Demand Response used for Regulation | 25 | 25 | 30 | 35 | 40 | 45 | 45 | 50 | 50 | 55 | 55 | 55
2012 | MX | WECC | - | MEXW | 4d | Demand Response used for Energy, Voluntary Services - Emergency | 0 | 0 | 0 | 0 | 0 | 0 | 0 | 0 | 0 | 0 | 0 | 0
2012 | MX | WECC | - | MEXW | 5 | TOTAL INTERNAL CAPACITY | 2532 | 2532 | 2651.04 | 2933.28 | 2933.28 | 2933.28 | 2933.28 | 2933.28 | 2933.28 | 2933.28 | 2933.28 | 2933.28
2012 | MX | WECC | - | MEXW | 6a | Existing-Certain | 2524 | 2522 | 2522.04 | 2522.08 | 2522.04 | 2522.51 | 2522.53 | 2522.01 | 2522.02 | 2522.02 | 2522 | 2522.45
2012 | MX | WECC | - | MEXW | 6a1 | Wind Expected On-Peak | 2 | 0 | 0.04 | 0.08 | 0.04 | 0.51 | 0.53 | 0.01 | 0.02 | 0.02 | 0 | 0.45
2012 | MX | WECC | - | MEXW | 6a2 | Solar Expected On-Peak | 0 | 0 | 0 | 0 | 0 | 0 | 0 | 0 | 0 | 0 | 0 | 0
2012 | MX | WECC | - | MEXW | 6a3 | Hydro Expected On-Peak | 0 | 0 | 0 | 0 | 0 | 0 | 0 | 0 | 0 | 0 | 0 | 0
2012 | MX | WECC | - | MEXW | 6a4 | Biomass Expected On-Peak | 0 | 0 | 0 | 0 | 0 | 0 | 0 | 0 | 0 | 0 | 0 | 0
2012 | MX | WECC | - | MEXW | 6b | Existing-Other | 0 | 0 | 0 | 0 | 0 | 0 | 0 | 0 | 0 | 0 | 0 | 0
2012 | MX | WECC | - | MEXW | 6b1 | Wind Derate On-Peak | 8 | 10 | 9.96 | 9.92 | 9.96 | 9.49 | 9.47 | 9.99 | 9.98 | 9.98 | 10 | 9.55
2012 | MX | WECC | - | MEXW | 6b2 | Solar Derate On-Peak | 0 | 0 | 0 | 0 | 0 | 0 | 0 | 0 | 0 | 0 | 0 | 0
2012 | MX | WECC | - | MEXW | 6b3 | Hydro Derate On-Peak | 0 | 0 | 0 | 0 | 0 | 0 | 0 | 0 | 0 | 0 | 0 | 0
2012 | MX | WECC | - | MEXW | 6b4 | Biomass Derate On-Peak | 0 | 0 | 0 | 0 | 0 | 0 | 0 | 0 | 0 | 0 | 0 | 0
2012 | MX | WECC | - | MEXW | 6b5 | Transmission-Limited Resources | 0 | 0 | 0 | 0 | 0 | 0 | 0 | 0 | 0 | 0 | 0 | 0
2012 | MX | WECC | - | MEXW | 6b6 | All Other Derates | 0 | 0 | 0 | 0 | 0 | 0 | 0 | 0 | 0 | 0 | 0 | 0
2012 | MX | WECC | - | MEXW | 6b7 | Energy-Only (Existing-Other) | 0 | 0 | 0 | 0 | 0 | 0 | 0 | 0 | 0 | 0 | 0 | 0
2012 | MX | WECC | - | MEXW | 6c | Unplanned Outages (Actual) / Current and Future Inoperable Resources | 0 | 0 | 0 | 0 | 0 | 0 | 0 | 0 | 0 | 0 | 0 | 0
2012 | MX | WECC | - | MEXW | 6d | Total Supply-Side Demand Response | 0 | 0 | 0 | 0 | 0 | 0 | 0 | 0 | 0 | 0 | 0 | 0
2012 | MX | WECC | - | MEXW | 7 | TOTAL FUTURE CAPACITY ADDITIONS |  | 0 | 119.04 | 401.28 | 401.28 | 401.28 | 401.28 | 401.28 | 401.28 | 401.28 | 401.28 | 401.28
2012 | MX | WECC | - | MEXW | 7a | Future-Planned |  | 0 | 119.04 | 401.28 | 401.28 | 401.28 | 401.28 | 401.28 | 401.28 | 401.28 | 401.28 | 401.28
2012 | MX | WECC | - | MEXW | 7a1 | Wind Expected On-Peak |  | 0 | 0 | 0 | 0 | 0 | 0 | 0 | 0 | 0 | 0 | 0
2012 | MX | WECC | - | MEXW | 7a2 | Wind Derate On-Peak |  | 0 | 0 | 0 | 0 | 0 | 0 | 0 | 0 | 0 | 0 | 0
2012 | MX | WECC | - | MEXW | 7a3 | Solar Expected On-Peak |  | 0 | 0 | 0 | 0 | 0 | 0 | 0 | 0 | 0 | 0 | 0
2012 | MX | WECC | - | MEXW | 7a4 | Solar Derate On-Peak |  | 0 | 0 | 0 | 0 | 0 | 0 | 0 | 0 | 0 | 0 | 0
2012 | MX | WECC | - | MEXW | 7a5 | Hydro Expected On-Peak |  | 0 | 0 | 0 | 0 | 0 | 0 | 0 | 0 | 0 | 0 | 0
2012 | MX | WECC | - | MEXW | 7a6 | Hydro Derate On-Peak |  | 0 | 0 | 0 | 0 | 0 | 0 | 0 | 0 | 0 | 0 | 0
2012 | MX | WECC | - | MEXW | 7a7 | Biomass Expected On-Peak |  | 0 | 0 | 0 | 0 | 0 | 0 | 0 | 0 | 0 | 0 | 0
2012 | MX | WECC | - | MEXW | 7a8 | Biomass Derate On-Peak |  | 0 | 0 | 0 | 0 | 0 | 0 | 0 | 0 | 0 | 0 | 0
2012 | MX | WECC | - | MEXW | 7a9 | Transmission-Limited Resources |  | 0 | 0 | 0 | 0 | 0 | 0 | 0 | 0 | 0 | 0 | 0
2012 | MX | WECC | - | MEXW | 7a10 | Scheduled Outage - Maintenance |  | 0 | 0 | 0 | 0 | 0 | 0 | 0 | 0 | 0 | 0 | 0
2012 | MX | WECC | - | MEXW | 7a11 | All Other Derates |  | 0 | 0 | 0 | 0 | 0 | 0 | 0 | 0 | 0 | 0 | 0
2012 | MX | WECC | - | MEXW | 7a12 | Energy-Only |  | 0 | 0 | 0 | 0 | 0 | 0 | 0 | 0 | 0 | 0 | 0
2012 | MX | WECC | - | MEXW | 7b | Future-Other |  | 0 | 0 | 0 | 0 | 0 | 0 | 0 | 0 | 0 | 0 | 0
2012 | MX | WECC | - | MEXW | 7b1 | Wind Expected On-Peak |  | 0 | 0 | 0 | 0 | 0 | 0 | 0 | 0 | 0 | 0 | 0
2012 | MX | WECC | - | MEXW | 7b2 | Wind Derate On-Peak |  | 0 | 0 | 0 | 0 | 0 | 0 | 0 | 0 | 0 | 0 | 0
2012 | MX | WECC | - | MEXW | 7b3 | Solar Expected On-Peak |  | 0 | 0 | 0 | 0 | 0 | 0 | 0 | 0 | 0 | 0 | 0
2012 | MX | WECC | - | MEXW | 7b4 | Solar Derate On-Peak |  | 0 | 0 | 0 | 0 | 0 | 0 | 0 | 0 | 0 | 0 | 0
2012 | MX | WECC | - | MEXW | 7b5 | Hydro Expected On-Peak |  | 0 | 0 | 0 | 0 | 0 | 0 | 0 | 0 | 0 | 0 | 0
2012 | MX | WECC | - | MEXW | 7b6 | Hydro Derate On-Peak |  | 0 | 0 | 0 | 0 | 0 | 0 | 0 | 0 | 0 | 0 | 0
2012 | MX | WECC | - | MEXW | 7b7 | Biomass Expected On-Peak |  | 0 | 0 | 0 | 0 | 0 | 0 | 0 | 0 | 0 | 0 | 0
2012 | MX | WECC | - | MEXW | 7b8 | Biomass Derate On-Peak |  | 0 | 0 | 0 | 0 | 0 | 0 | 0 | 0 | 0 | 0 | 0
2012 | MX | WECC | - | MEXW | 7b9 | Transmission-Limited Resources |  | 0 | 0 | 0 | 0 | 0 | 0 | 0 | 0 | 0 | 0 | 0
2012 | MX | WECC | - | MEXW | 7b10 | Scheduled Outage - Maintenance |  | 0 | 0 | 0 | 0 | 0 | 0 | 0 | 0 | 0 | 0 | 0
2012 | MX | WECC | - | MEXW | 7b11 | All Other Derates |  | 0 | 0 | 0 | 0 | 0 | 0 | 0 | 0 | 0 | 0 | 0
2012 | MX | WECC | - | MEXW | 7b12 | Energy-Only |  | 0 | 0 | 0 | 0 | 0 | 0 | 0 | 0 | 0 | 0 | 0
2012 | MX | WECC | - | MEXW | 8 | Conceptual |  | 0 | 0 | 0 | 0 | 340.416 | 340.416 | 340.416 | 611.616 | 611.616 | 611.616 | 611.616
2012 | MX | WECC | - | MEXW | 8a1 | Wind Expected On-Peak |  | 0 | 0 | 0 | 0 | 0 | 0 | 0 | 0 | 0 | 0 | 0
2012 | MX | WECC | - | MEXW | 8a2 | Wind Derate On-Peak |  | 0 | 0 | 0 | 0 | 0 | 0 | 0 | 0 | 0 | 0 | 0
2012 | MX | WECC | - | MEXW | 8a3 | Solar Expected On-Peak |  | 0 | 0 | 0 | 0 | 0 | 0 | 0 | 0 | 0 | 0 | 0
2012 | MX | WECC | - | MEXW | 8a4 | Solar Derate On-Peak |  | 0 | 0 | 0 | 0 | 0 | 0 | 0 | 0 | 0 | 0 | 0
2012 | MX | WECC | - | MEXW | 8a5 | Hydro Expected On-Peak |  | 0 | 0 | 0 | 0 | 0 | 0 | 0 | 0 | 0 | 0 | 0
2012 | MX | WECC | - | MEXW | 8a6 | Hydro Derate On-Peak |  | 0 | 0 | 0 | 0 | 0 | 0 | 0 | 0 | 0 | 0 | 0
2012 | MX | WECC | - | MEXW | 8a7 | Biomass Expected On-Peak |  | 0 | 0 | 0 | 0 | 0 | 0 | 0 | 0 | 0 | 0 | 0
2012 | MX | WECC | - | MEXW | 8a8 | Biomass Derate On-Peak |  | 0 | 0 | 0 | 0 | 0 | 0 | 0 | 0 | 0 | 0 | 0
2012 | MX | WECC | - | MEXW | 8a9 | All Other Derates |  | 0 | 0 | 0 | 0 | 0 | 0 | 0 | 0 | 0 | 0 | 0
2012 | MX | WECC | - | MEXW | 8a10 | Energy-Only |  | 0 | 0 | 0 | 0 | 0 | 0 | 0 | 0 | 0 | 0 | 0
2012 | MX | WECC | - | MEXW | 9 | ANTICIPATED INTERNAL CAPACITY |  | 2522 | 2641.08 | 2923.36 | 2923.32 | 2923.79 | 2923.81 | 2923.29 | 2923.3 | 2923.3 | 2923.28 | 2923.73
2012 | MX | WECC | - | MEXW | 10 | CAPACITY TRANSACTIONS - IMPORTS | 0 | 0 | 0 | 0 | 0 | 0 | 0 | 0 | 0 | 0 | 0 | 0
2012 | MX | WECC | - | MEXW | 10a | Firm | 0 | 0 | 0 | 0 | 0 | 0 | 0 | 0 | 0 | 0 | 0 | 0
2012 | MX | WECC | - | MEXW | 10a1 | Full-Responsibility Purchases | 0 | 0 | 0 | 0 | 0 | 0 | 0 | 0 | 0 | 0 | 0 | 0
2012 | MX | WECC | - | MEXW | 10a2 | Owned Capacity/Entitlement Located Outside the Region/Subregion | 0 | 0 | 0 | 0 | 0 | 0 | 0 | 0 | 0 | 0 | 0 | 0
2012 | MX | WECC | - | MEXW | 10b | Non-firm | 82: 0
2012 | MX | WECC | - | MEXW | 10c | Expected |  | 0 | 0 | 0 | 0 | 0 | 0 | 0 | 0 | 0 | 0 | 0
2012 | MX | WECC | - | MEXW | 10c1 | Full-Responsibility Purchases |  | 0 | 0 | 0 | 0 | 0 | 0 | 0 | 0 | 0 | 0 | 0
2012 | MX | WECC | - | MEXW | 10c2 | Owned Capacity/Entitlement Located Outside the Region/Subregion |  | 0 | 0 | 0 | 0 | 0 | 0 | 0 | 0 | 0 | 0 | 0
2012 | MX | WECC | - | MEXW | 11 | CAPACITY TRANSACTIONS - EXPORTS | 0 | 0 | 0 | 0 | 0 | 0 | 0 | 0 | 0 | 0 | 0 | 0
2012 | MX | WECC | - | MEXW | 11a | Firm | 0 | 0 | 0 | 0 | 0 | 0 | 0 | 0 | 0 | 0 | 0 | 0
2012 | MX | WECC | - | MEXW | 11a1 | Full-Responsibility Purchases | 0 | 0 | 0 | 0 | 0 | 0 | 0 | 0 | 0 | 0 | 0 | 0
2012 | MX | WECC | - | MEXW | 11a2 | Owned Capacity/Entitlement Located Outside the Region/Subregion | 0 | 0 | 0 | 0 | 0 | 0 | 0 | 0 | 0 | 0 | 0 | 0
2012 | MX | WECC | - | MEXW | 11b | Non-firm | 82: 0
2012 | MX | WECC | - | MEXW | 11c | Expected |  | 0 | 0 | 0 | 0 | 0 | 0 | 0 | 0 | 0 | 0 | 0
2012 | MX | WECC | - | MEXW | 11c1 | Full-Responsibility Purchases |  | 0 | 0 | 0 | 0 | 0 | 0 | 0 | 0 | 0 | 0 | 0
2012 | MX | WECC | - | MEXW | 11c2 | Owned Capacity/Entitlement Located Outside the Region/Subregion |  | 0 | 0 | 0 | 0 | 0 | 0 | 0 | 0 | 0 | 0 | 0
2012 | MX | WECC | - | MEXW | 12 | EXISTING-CERTAIN & NET FIRM TRANSACTIONS | 2524 | 2522 | 2522.04 | 2522.08 | 2522.04 | 2522.51 | 2522.53 | 2522.01 | 2522.02 | 2522.02 | 2522 | 2522.45
2012 | MX | WECC | - | MEXW | 13 | ANTICIPATED CAPACITY RESOURCES |  |  | 2641.08 | 2923.36 | 2923.32 | 2923.79 | 2923.81 | 2923.29 | 2923.3 | 2923.3 | 2923.28 | 2923.73
2012 | MX | WECC | - | MEXW | 14 | PROSPECTIVE CAPACITY RESOURCES |  |  | 2641.08 | 2923.36 | 2923.32 | 2923.79 | 2923.81 | 2923.29 | 2923.3 | 2923.3 | 2923.28 | 2923.73
2012 | MX | WECC | - | MEXW | 15 | TOTAL POTENTIAL CAPACITY RESOURCES |  |  | 2641.08 | 2923.36 | 2923.32 | 3264.206 | 3264.226 | 3263.706 | 3534.916 | 3534.916 | 3534.896 | 3535.346
2012 | MX | WECC | - | MEXW | 16 | ADJUSTED POTENTIAL CAPACITY RESOURCES |  |  | 2641.08 | 2923.36 | 2923.32 | 3264.2026 | 3264.2226 | 3263.7026 | 3534.9099 | 3534.9099 | 3534.8899 | 3535.3399
2012 | MX | WECC | - | MEXW | 16a | Confidence of Future-Other |  |  | 0.99999 | 0.99999 | 0.99999 | 0.99999 | 0.99999 | 0.99999 | 0.99999 | 0.99999 | 0.99999 | 0.99999
2012 | MX | WECC | - | MEXW | 16b | Net Future-Other Resources After Confidence Percentage Is Applied |  |  | 0 | 0 | 0 | 0 | 0 | 0 | 0 | 0 | 0 | 0
2012 | MX | WECC | - | MEXW | 16c | Confidence of Conceptual |  |  | 0.99999 | 0.99999 | 0.99999 | 0.99999 | 0.99999 | 0.99999 | 0.99999 | 0.99999 | 0.99999 | 0.99999
2012 | MX | WECC | - | MEXW | 16d | Net Conceptual Resources After Confidence Percentage Is Applied |  |  | 0 | 0 | 0 | 340.4126 | 340.4126 | 340.4126 | 611.6099 | 611.6099 | 611.6099 | 611.6099
2012 | MX | WECC | - | MEXW | 17 | ASSESSMENT AREA TARGET RESERVE MARGIN |  |  | 11.86% | 11.86% | 11.86% | 11.86% | 11.86% | 11.86% | 11.86% | 11.86% | 11.86% | 11.86%
2012 | MX | WECC | - | MEXW | 18 | EXISTING-CERTAIN AND NET FIRM TRANSACTIONS RESERVE MARGIN | 12.84% | 17.52% | 14.48% | 11.6% | 8.849% | 6.256% | 3.765% | 1.367% | -0.9029% | -3.074% | -5.152% | -7.126%
2012 | MX | WECC | - | MEXW | 19 | ANTICIPATED CAPACITY RESOURCES RESERVE MARGIN |  |  | 19.89% | 29.35% | 26.17% | 23.16% | 20.27% | 17.5% | 14.86% | 12.35% | 9.939% | 7.648%
2012 | MX | WECC | - | MEXW | 20 | PROSPECTIVE CAPACITY RESOURCES RESERVE MARGIN |  |  | 19.89% | 29.35% | 26.17% | 23.16% | 20.27% | 17.5% | 14.86% | 12.35% | 9.939% | 7.648%
2012 | MX | WECC | - | MEXW | 21 | TOTAL POTENTIAL RESOURCES RESERVE MARGIN |  |  | 19.89% | 29.35% | 26.17% | 37.5% | 34.28% | 31.18% | 38.9% | 35.85% | 32.94% | 30.17%
2012 | MX | WECC | - | MEXW | 22 | ADJUSTED POTENTIAL RESOURCES RESERVE MARGIN |  |  | 19.89% | 29.35% | 26.17% | 37.5% | 34.27% | 31.18% | 38.9% | 35.85% | 32.94% | 30.17%
2012 | MX | WECC | - | MEXW | 23 | Total Baseline Installed Capacity | 82: 2532
2012 | MX | WECC | - | MEXW | 24 | Distributed or Other Capacity (Behind the Meter) < 1 MW |  | 0 | 0 | 0 | 0 | 0 | 0 | 0 | 0 | 0 | 0 | 0
2012 | MX | WECC | - | MEXW | 25 | Distributed or Other Capacity (Behind the Meter) ≥ 1 MW |  | 0 | 0 | 0 | 0 | 0 | 0 | 0 | 0 | 0 | 0 | 0
2012 | MX | WECC | - | MEXW | 26 | Capacity Total from EIA-860 |  | 0 | 0 | 0 | 0 | 0 | 0 | 0 | 0 | 0 | 0 | 0
2012 | US | WECC | - | NORW | 1 | Unrestricted Non-coincident Peak Demand |  | 24131.7 | 24612.1 | 24962.6 | 25285.9 | 25649.8 | 25929.6 | 26337 | 26642.4 | 26992.2 | 27331.4 | 27671
2012 | US | WECC | - | NORW | 1a | New Conservation (Energy Efficiency) |  | 151 | 232 | 269 | 319 | 380 | 370 | 540 | 608 | 697 | 770 | 813
2012 | US | WECC | - | NORW | 1b | Estimated Diversity |  | 0 | 0 | 0 | 0 | 0 | 0 | 0 | 0 | 0 | 0 | 0
2012 | US | WECC | - | NORW | 1c | Additions for non-member load (load served by non-registered LSE's in a region) |  | 0 | 0 | 0 | 0 | 0 | 0 | 0 | 0 | 0 | 0 | 0
2012 | US | WECC | - | NORW | 1d | Stand-by Load Under Contract (Normally served by behind the meter generation) |  | 0 | 0 | 0 | 0 | 0 | 0 | 0 | 0 | 0 | 0 | 0
2012 | US | WECC | - | NORW | 1e | Non-Controllable Demand-Side Demand Response |  | 0 | 0 | 0 | 0 | 0 | 0 | 0 | 0 | 0 | 0 | 0
2012 | US | WECC | - | NORW | 2 | Total Internal Demand | 23790 | 23980.7 | 24380.1 | 24693.6 | 24966.9 | 25269.8 | 25559.6 | 25797 | 26034.4 | 26295.2 | 26561.4 | 26858
2012 | US | WECC | - | NORW | 2a | Supply-Side Direct Control Load Management (DCLM) | 0 | 0 | 0 | 0 | 0 | 0 | 0 | 0 | 0 | 0 | 0 | 0
2012 | US | WECC | - | NORW | 2b | Supply-Side Contractually Interruptible (Curtailable) | 0 | 0 | 0 | 0 | 0 | 0 | 0 | 0 | 0 | 0 | 0 | 0
2012 | US | WECC | - | NORW | 2c | Supply-Side Critical Peak-Pricing (CPP) with Control | 0 | 0 | 0 | 0 | 0 | 0 | 0 | 0 | 0 | 0 | 0 | 0
2012 | US | WECC | - | NORW | 2d | Supply-Side Load as a Capacity Resource | 0 | 0 | 0 | 0 | 0 | 0 | 0 | 0 | 0 | 0 | 0 | 0
2012 | US | WECC | - | NORW | 3 | Net Internal Demand | 23780 | 23937.7 | 24310.1 | 24608.6 | 24871.9 | 25154.8 | 25444.6 | 25675 | 25901.4 | 26151.2 | 26414.4 | 26711
2012 | US | WECC | - | NORW | 3a | Demand-Side Direct Control Load Management (DCLM) | 0 | 0 | 0 | 0 | 0 | 0 | 0 | 0 | 0 | 0 | 0 | 0
2012 | US | WECC | - | NORW | 3b | Demand-Side Contractually Interruptible (Curtailable) | 10 | 43 | 70 | 85 | 95 | 115 | 115 | 122 | 133 | 144 | 147 | 147
2012 | US | WECC | - | NORW | 3c | Demand-Side Critical Peak-Pricing (CPP) with Control | 0 | 0 | 0 | 0 | 0 | 0 | 0 | 0 | 0 | 0 | 0 | 0
2012 | US | WECC | - | NORW | 3d | Demand-Side Load as a Capacity Resource | 0 | 0 | 0 | 0 | 0 | 0 | 0 | 0 | 0 | 0 | 0 | 0
2012 | US | WECC | - | NORW | 4 | Total Controllable Demand Response | 10 | 43 | 70 | 85 | 95 | 115 | 115 | 122 | 133 | 144 | 147 | 147
2012 | US | WECC | - | NORW | 4a | Demand Response used for Ancillary Services - Spinning Reserves | 13 | 222 | 222 | 222 | 222 | 222 | 222 | 222 | 222 | 222 | 222 | 222
2012 | US | WECC | - | NORW | 4b | Demand Response used for Ancillary Services - Non-Spinning Reserves | 25 | 187 | 187 | 187 | 187 | 187 | 187 | 187 | 187 | 187 | 187 | 187
2012 | US | WECC | - | NORW | 4c | Demand Response used for Regulation | 13 | 25 | 25 | 25 | 25 | 25 | 25 | 25 | 25 | 25 | 25 | 25
2012 | US | WECC | - | NORW | 4d | Demand Response used for Energy, Voluntary Services - Emergency | 0 | 0 | 0 | 0 | 0 | 0 | 0 | 0 | 0 | 0 | 0 | 0
2012 | US | WECC | - | NORW | 5 | TOTAL INTERNAL CAPACITY | 51890.612 | 52875.282 | 53981.412 | 54182.412 | 55187.412 | 55392.412 | 56167.412 | 56647.412 | 57047.412 | 57047.422 | 57047.422 | 57047.382
2012 | US | WECC | - | NORW | 6a | Existing-Certain | 33943.617 | 37371.68 | 37102.14 | 37065.91 | 37087.21 | 37763.52 | 37619.86 | 37726.13 | 37144.29 | 37233.44 | 37193.59 | 37615.92
2012 | US | WECC | - | NORW | 6a1 | Wind Expected On-Peak | 247 | 82.25 | 147.78 | 74.63 | 17.14 | 122.32 | 50.76 | 152.49 | 67.02 | 9.7 | 0.22 | 109.49
2012 | US | WECC | - | NORW | 6a2 | Solar Expected On-Peak | 0 | 1.33 | 1.32 | 1.37 | 1.34 | 1.33 | 1.32 | 1.32 | 1.35 | 1.34 | 0.73 | 1.34
2012 | US | WECC | - | NORW | 6a3 | Hydro Expected On-Peak | 24073.067 | 29011.05 | 28649.99 | 28655.59 | 28624.94 | 29105.83 | 29055.84 | 28994.27 | 28560.6 | 28639.61 | 28670.59 | 28979.54
2012 | US | WECC | - | NORW | 6a4 | Biomass Expected On-Peak | 319 | 62.5 | 62.5 | 59.77 | 61.24 | 62.49 | 62.39 | 62.5 | 59.77 | 61.24 | 62.5 | 0
2012 | US | WECC | - | NORW | 6b | Existing-Other | 0 | 0 | 0 | 0 | 0 | 0 | 0 | 0 | 0 | 0 | 0 | 0
2012 | US | WECC | - | NORW | 6b1 | Wind Derate On-Peak | 5383.665 | 5548.415 | 5482.885 | 5556.035 | 5613.525 | 5508.345 | 5579.905 | 5478.175 | 5563.645 | 5620.965 | 5630.445 | 5521.175
2012 | US | WECC | - | NORW | 6b2 | Solar Derate On-Peak | 3.6 | 2.27 | 2.28 | 2.23 | 2.26 | 2.27 | 2.28 | 2.28 | 2.25 | 2.26 | 2.87 | 2.26
2012 | US | WECC | - | NORW | 6b3 | Hydro Derate On-Peak | 7911.792 | 2973.809 | 3334.869 | 3329.269 | 3359.919 | 2879.029 | 2929.019 | 2990.589 | 3424.259 | 3345.249 | 3314.269 | 3005.319
2012 | US | WECC | - | NORW | 6b4 | Biomass Derate On-Peak | 131.938 | 388.438 | 388.438 | 391.168 | 389.698 | 388.448 | 388.548 | 388.438 | 391.168 | 389.698 | 388.438 | 450.938
2012 | US | WECC | - | NORW | 6b5 | Transmission-Limited Resources | 0 | 0 | 0 | 0 | 0 | 0 | 0 | 0 | 0 | 0 | 0 | 0
2012 | US | WECC | - | NORW | 6b6 | All Other Derates | 0 | 0 | 0 | 0 | 0 | 0 | 0 | 0 | 0 | 0 | 0 | 0
2012 | US | WECC | - | NORW | 6b7 | Energy-Only (Existing-Other) | 0 | 0 | 0 | 0 | 0 | 0 | 0 | 0 | 0 | 0 | 0 | 0
2012 | US | WECC | - | NORW | 6c | Unplanned Outages (Actual) / Current and Future Inoperable Resources | 4516 | 5606 | 5580 | 5546 | 5438 | 5349 | 5371 | 5305 | 5365 | 5299 | 5361 | 5295
2012 | US | WECC | - | NORW | 6d | Total Supply-Side Demand Response | 0 | 0 | 0 | 0 | 0 | 0 | 0 | 0 | 0 | 0 | 0 | 0
2012 | US | WECC | - | NORW | 7 | TOTAL FUTURE CAPACITY ADDITIONS |  | 55.46 | 140.35 | 125.04 | 128.38 | 179.24 | 174.08 | 184.15 | 161.65 | 128.99 | 133.03 | 163.16
2012 | US | WECC | - | NORW | 7a | Future-Planned |  | 55.46 | 140.35 | 125.04 | 128.38 | 179.24 | 174.08 | 184.15 | 161.65 | 128.99 | 133.03 | 163.16
2012 | US | WECC | - | NORW | 7a1 | Wind Expected On-Peak |  | 6.53 | 22.58 | 7.04 | 9.41 | 46.26 | 41.09 | 51.8 | 30.24 | 7.54 | 1.74 | 30.56
2012 | US | WECC | - | NORW | 7a2 | Wind Derate On-Peak |  | 916.17 | 1866.32 | 2039.86 | 3025.49 | 3193.64 | 3973.81 | 4443.1 | 4864.66 | 4887.36 | 4893.16 | 4864.34
2012 | US | WECC | - | NORW | 7a3 | Solar Expected On-Peak |  | 1.41 | 12.55 | 12.76 | 3.83 | 14.49 | 14.64 | 14.19 | 14.46 | 4.28 | 14.02 | 14.53
2012 | US | WECC | - | NORW | 7a4 | Solar Derate On-Peak |  | 3.04 | 16.35 | 19.14 | 31.07 | 20.41 | 20.26 | 20.71 | 20.44 | 30.62 | 20.88 | 20.37
2012 | US | WECC | - | NORW | 7a5 | Hydro Expected On-Peak |  | 47.52 | 82.62 | 82.64 | 92.48 | 95.83 | 95.69 | 95.5 | 94.29 | 94.51 | 94.61 | 95.47
2012 | US | WECC | - | NORW | 7a6 | Hydro Derate On-Peak |  | 10 | 27.78 | 27.76 | 31.92 | 28.57 | 28.71 | 28.9 | 30.11 | 29.9 | 29.8 | 28.9
2012 | US | WECC | - | NORW | 7a7 | Biomass Expected On-Peak |  | 0 | 0 | 0 | 0.06 | 0.06 | 0.06 | 0.06 | 0.06 | 0.06 | 0.06 | 0
2012 | US | WECC | - | NORW | 7a8 | Biomass Derate On-Peak |  | 0 | 40 | 80 | 79.94 | 79.94 | 79.94 | 79.94 | 79.94 | 79.94 | 79.94 | 80
2012 | US | WECC | - | NORW | 7a9 | Transmission-Limited Resources |  | 0 | 0 | 0 | 0 | 0 | 0 | 0 | 0 | 0 | 0 | 0
2012 | US | WECC | - | NORW | 7a10 | Scheduled Outage - Maintenance |  | 3519 | 4140 | 4038 | 4087 | 4160 | 4030 | 3915 | 3949 | 3935 | 3998 | 3949
2012 | US | WECC | - | NORW | 7a11 | All Other Derates |  | 0 | 0 | 0 | 0 | 0 | 0 | 0 | 0 | 0 | 0 | 0
2012 | US | WECC | - | NORW | 7a12 | Energy-Only |  | 0 | 0 | 0 | 0 | 0 | 0 | 0 | 0 | 0 | 0 | 0
2012 | US | WECC | - | NORW | 7b | Future-Other |  | 0 | 0 | 0 | 0 | 0 | 0 | 0 | 0 | 0 | 0 | 0
2012 | US | WECC | - | NORW | 7b1 | Wind Expected On-Peak |  | 0 | 0 | 0 | 0 | 0 | 0 | 0 | 0 | 0 | 0 | 0
2012 | US | WECC | - | NORW | 7b2 | Wind Derate On-Peak |  | 0 | 0 | 0 | 0 | 0 | 0 | 0 | 0 | 0 | 0 | 0
2012 | US | WECC | - | NORW | 7b3 | Solar Expected On-Peak |  | 0 | 0 | 0 | 0 | 0 | 0 | 0 | 0 | 0 | 0 | 0
2012 | US | WECC | - | NORW | 7b4 | Solar Derate On-Peak |  | 0 | 0 | 0 | 0 | 0 | 0 | 0 | 0 | 0 | 0 | 0
2012 | US | WECC | - | NORW | 7b5 | Hydro Expected On-Peak |  | 0 | 0 | 0 | 0 | 0 | 0 | 0 | 0 | 0 | 0 | 0
2012 | US | WECC | - | NORW | 7b6 | Hydro Derate On-Peak |  | 0 | 0 | 0 | 0 | 0 | 0 | 0 | 0 | 0 | 0 | 0
2012 | US | WECC | - | NORW | 7b7 | Biomass Expected On-Peak |  | 0 | 0 | 0 | 0 | 0 | 0 | 0 | 0 | 0 | 0 | 0
2012 | US | WECC | - | NORW | 7b8 | Biomass Derate On-Peak |  | 0 | 0 | 0 | 0 | 0 | 0 | 0 | 0 | 0 | 0 | 0
2012 | US | WECC | - | NORW | 7b9 | Transmission-Limited Resources |  | 0 | 0 | 0 | 0 | 0 | 0 | 0 | 0 | 0 | 0 | 0
2012 | US | WECC | - | NORW | 7b10 | Scheduled Outage - Maintenance |  | 0 | 0 | 0 | 0 | 0 | 0 | 0 | 0 | 0 | 0 | 0
2012 | US | WECC | - | NORW | 7b11 | All Other Derates |  | 0 | 0 | 0 | 0 | 0 | 0 | 0 | 0 | 0 | 0 | 0
2012 | US | WECC | - | NORW | 7b12 | Energy-Only |  | 0 | 0 | 0 | 0 | 0 | 0 | 0 | 0 | 0 | 0 | 0
2012 | US | WECC | - | NORW | 8 | Conceptual |  | 0.21 | 0.42 | 0.63 | 0 | 1.05 | 1.26 | 1.26 | 1.68 | 0 | 2.1 | 0
2012 | US | WECC | - | NORW | 8a1 | Wind Expected On-Peak |  | 0 | 0 | 0 | 0 | 0 | 0 | 0 | 0 | 0 | 0 | 0
2012 | US | WECC | - | NORW | 8a2 | Wind Derate On-Peak |  | 0 | 0 | 0 | 0 | 0 | 0 | 0 | 15 | 15 | 15 | 15
2012 | US | WECC | - | NORW | 8a3 | Solar Expected On-Peak |  | 0 | 0 | 0 | 0 | 0 | 0 | 0 | 0 | 0 | 0 | 0
2012 | US | WECC | - | NORW | 8a4 | Solar Derate On-Peak |  | 0 | 0 | 0 | 0 | 0 | 0 | 0 | 0 | 0 | 0 | 0
2012 | US | WECC | - | NORW | 8a5 | Hydro Expected On-Peak |  | 0 | 0 | 0 | 0 | 0 | 0 | 0 | 0 | 0 | 0 | 0
2012 | US | WECC | - | NORW | 8a6 | Hydro Derate On-Peak |  | 0 | 1 | 1 | 1 | 12.5 | 12.5 | 12.5 | 12.5 | 12.5 | 12.5 | 12.5
2012 | US | WECC | - | NORW | 8a7 | Biomass Expected On-Peak |  | 0.21 | 0.42 | 0.63 | 0 | 1.05 | 1.26 | 1.26 | 1.68 | 0 | 2.1 | 0
2012 | US | WECC | - | NORW | 8a8 | Biomass Derate On-Peak |  | 7.7491 | 23.0384 | 37.071 | 50.268 | 60.1094 | 69.1152 | 77.4932 | 85.4512 | 95.5092 | 101.7872 | 112.2652
2012 | US | WECC | - | NORW | 8a9 | All Other Derates |  | 0 | 0 | 0 | 0 | 0 | 0 | 0 | 0 | 0 | 0 | 0
2012 | US | WECC | - | NORW | 8a10 | Energy-Only |  | 0 | 0 | 0 | 0 | 0 | 0 | 0 | 0 | 0 | 0 | 0
2012 | US | WECC | - | NORW | 9 | ANTICIPATED INTERNAL CAPACITY |  | 37427.14 | 37242.49 | 37190.95 | 37215.59 | 37942.76 | 37793.94 | 37910.28 | 37305.94 | 37362.43 | 37326.62 | 37779.08
2012 | US | WECC | - | NORW | 10 | CAPACITY TRANSACTIONS - IMPORTS | 1105 | 0 | 0 | 74 | 720 | 1297 | 1028 | 744 | 817 | 1556 | 2200 | 2200
2012 | US | WECC | - | NORW | 10a | Firm | 1105 | 0 | 0 | 74 | 720 | 1297 | 1028 | 744 | 817 | 1556 | 2200 | 2200
2012 | US | WECC | - | NORW | 10a1 | Full-Responsibility Purchases | 0 | 0 | 0 | 0 | 0 | 0 | 0 | 0 | 0 | 0 | 0 | 0
2012 | US | WECC | - | NORW | 10a2 | Owned Capacity/Entitlement Located Outside the Region/Subregion | 0 | 0 | 0 | 0 | 0 | 0 | 0 | 0 | 0 | 0 | 0 | 0
2012 | US | WECC | - | NORW | 10b | Non-firm | 82: 0
2012 | US | WECC | - | NORW | 10c | Expected |  | 0 | 0 | 0 | 0 | 0 | 0 | 0 | 0 | 0 | 0 | 0
2012 | US | WECC | - | NORW | 10c1 | Full-Responsibility Purchases |  | 0 | 0 | 0 | 0 | 0 | 0 | 0 | 0 | 0 | 0 | 0
2012 | US | WECC | - | NORW | 10c2 | Owned Capacity/Entitlement Located Outside the Region/Subregion |  | 0 | 0 | 0 | 0 | 0 | 0 | 0 | 0 | 0 | 0 | 0
2012 | US | WECC | - | NORW | 11 | CAPACITY TRANSACTIONS - EXPORTS | 7489 | 8323 | 8323 | 8223 | 8323 | 8323 | 8323 | 8323 | 7523 | 8023 | 8323 | 8323
2012 | US | WECC | - | NORW | 11a | Firm | 7489 | 8323 | 8323 | 8223 | 8323 | 8323 | 8323 | 8323 | 7523 | 8023 | 8323 | 8323
2012 | US | WECC | - | NORW | 11a1 | Full-Responsibility Purchases | 0 | 0 | 0 | 0 | 0 | 0 | 0 | 0 | 0 | 0 | 0 | 0
2012 | US | WECC | - | NORW | 11a2 | Owned Capacity/Entitlement Located Outside the Region/Subregion | 0 | 0 | 0 | 0 | 0 | 0 | 0 | 0 | 0 | 0 | 0 | 0
2012 | US | WECC | - | NORW | 11b | Non-firm | 82: 0
2012 | US | WECC | - | NORW | 11c | Expected |  | 0 | 0 | 0 | 0 | 0 | 0 | 0 | 0 | 0 | 0 | 0
2012 | US | WECC | - | NORW | 11c1 | Full-Responsibility Purchases |  | 0 | 0 | 0 | 0 | 0 | 0 | 0 | 0 | 0 | 0 | 0
2012 | US | WECC | - | NORW | 11c2 | Owned Capacity/Entitlement Located Outside the Region/Subregion |  | 0 | 0 | 0 | 0 | 0 | 0 | 0 | 0 | 0 | 0 | 0
2012 | US | WECC | - | NORW | 12 | EXISTING-CERTAIN & NET FIRM TRANSACTIONS | 27559.617 | 29048.68 | 28779.14 | 28916.91 | 29484.21 | 30737.52 | 30324.86 | 30147.13 | 30438.29 | 30766.44 | 31070.59 | 31492.92
2012 | US | WECC | - | NORW | 13 | ANTICIPATED CAPACITY RESOURCES |  |  | 28919.49 | 29041.95 | 29612.59 | 30916.76 | 30498.94 | 30331.28 | 30599.94 | 30895.43 | 31203.62 | 31656.08
2012 | US | WECC | - | NORW | 14 | PROSPECTIVE CAPACITY RESOURCES |  |  | 28919.49 | 29041.95 | 29612.59 | 30916.76 | 30498.94 | 30331.28 | 30599.94 | 30895.43 | 31203.62 | 31656.08
2012 | US | WECC | - | NORW | 15 | TOTAL POTENTIAL CAPACITY RESOURCES |  |  | 28919.91 | 29042.58 | 29612.59 | 30917.81 | 30500.2 | 30332.54 | 30601.62 | 30895.43 | 31205.72 | 31656.08
2012 | US | WECC | - | NORW | 16 | ADJUSTED POTENTIAL CAPACITY RESOURCES |  |  | 28919.91 | 29042.58 | 29612.59 | 30917.81 | 30500.2 | 30332.54 | 30601.62 | 30895.43 | 31205.72 | 31656.08
2012 | US | WECC | - | NORW | 16a | Confidence of Future-Other |  |  | 0.99999 | 0.99999 | 0.99999 | 0.99999 | 0.99999 | 0.99999 | 0.99999 | 0.99999 | 0.99999 | 0.99999
2012 | US | WECC | - | NORW | 16b | Net Future-Other Resources After Confidence Percentage Is Applied |  |  | 0 | 0 | 0 | 0 | 0 | 0 | 0 | 0 | 0 | 0
2012 | US | WECC | - | NORW | 16c | Confidence of Conceptual |  |  | 0.99999 | 0.99999 | 0.99999 | 0.99999 | 0.99999 | 0.99999 | 0.99999 | 0.99999 | 0.99999 | 0.99999
2012 | US | WECC | - | NORW | 16d | Net Conceptual Resources After Confidence Percentage Is Applied |  |  | 0.42 | 0.62999 | 0 | 1.05 | 1.26 | 1.26 | 1.68 | 0 | 2.1 | 0
2012 | US | WECC | - | NORW | 17 | ASSESSMENT AREA TARGET RESERVE MARGIN |  |  | 17.9% | 17.9% | 17.9% | 17.9% | 17.9% | 17.9% | 17.9% | 17.9% | 17.9% | 17.9%
2012 | US | WECC | - | NORW | 18 | EXISTING-CERTAIN AND NET FIRM TRANSACTIONS RESERVE MARGIN | 15.89% | 21.35% | 18.38% | 17.51% | 18.54% | 22.19% | 19.18% | 17.42% | 17.52% | 17.65% | 17.63% | 17.9%
2012 | US | WECC | - | NORW | 19 | ANTICIPATED CAPACITY RESOURCES RESERVE MARGIN |  |  | 18.96% | 18.02% | 19.06% | 22.91% | 19.86% | 18.14% | 18.14% | 18.14% | 18.13% | 18.51%
2012 | US | WECC | - | NORW | 20 | PROSPECTIVE CAPACITY RESOURCES RESERVE MARGIN |  |  | 18.96% | 18.02% | 19.06% | 22.91% | 19.86% | 18.14% | 18.14% | 18.14% | 18.13% | 18.51%
2012 | US | WECC | - | NORW | 21 | TOTAL POTENTIAL RESOURCES RESERVE MARGIN |  |  | 18.96% | 18.02% | 19.06% | 22.91% | 19.87% | 18.14% | 18.15% | 18.14% | 18.14% | 18.51%
2012 | US | WECC | - | NORW | 22 | ADJUSTED POTENTIAL RESOURCES RESERVE MARGIN |  |  | 18.96% | 18.02% | 19.06% | 22.91% | 19.87% | 18.14% | 18.15% | 18.14% | 18.14% | 18.51%
2012 | US | WECC | - | NORW | 23 | Total Baseline Installed Capacity | 82: 51890.612
2012 | US | WECC | - | NORW | 24 | Distributed or Other Capacity (Behind the Meter) < 1 MW |  | 0 | 0 | 0 | 0 | 0 | 0 | 0 | 0 | 0 | 0 | 0
2012 | US | WECC | - | NORW | 25 | Distributed or Other Capacity (Behind the Meter) ≥ 1 MW |  | 0 | 0 | 0 | 0 | 0 | 0 | 0 | 0 | 0 | 0 | 0
2012 | US | WECC | - | NORW | 26 | Capacity Total from EIA-860 |  | 0 | 0 | 0 | 0 | 0 | 0 | 0 | 0 | 0 | 0 | 0
2012 | US | WECC | - | ROCK | 1 | Unrestricted Non-coincident Peak Demand |  | 11859 | 12149 | 12462 | 12811 | 13175 | 13511 | 13864 | 14225 | 14618 | 14996 | 14382
2012 | US | WECC | - | ROCK | 1a | New Conservation (Energy Efficiency) |  | 149 | 245 | 355 | 481 | 612 | 748 | 894 | 1049 | 1214 | 1381 | 611
2012 | US | WECC | - | ROCK | 1b | Estimated Diversity |  | 0 | 0 | 0 | 0 | 0 | 0 | 0 | 0 | 0 | 0 | 0
2012 | US | WECC | - | ROCK | 1c | Additions for non-member load (load served by non-registered LSE's in a region) |  | 0 | 0 | 0 | 0 | 0 | 0 | 0 | 0 | 0 | 0 | 0
2012 | US | WECC | - | ROCK | 1d | Stand-by Load Under Contract (Normally served by behind the meter generation) |  | 0 | 0 | 0 | 0 | 0 | 0 | 0 | 0 | 0 | 0 | 0
2012 | US | WECC | - | ROCK | 1e | Non-Controllable Demand-Side Demand Response |  | 0 | 0 | 0 | 0 | 0 | 0 | 0 | 0 | 0 | 0 | 0
2012 | US | WECC | - | ROCK | 2 | Total Internal Demand | 10823 | 11710 | 11904 | 12107 | 12330 | 12563 | 12763 | 12970 | 13176 | 13404 | 13615 | 13771
2012 | US | WECC | - | ROCK | 2a | Supply-Side Direct Control Load Management (DCLM) | 0 | 0 | 0 | 0 | 0 | 0 | 0 | 0 | 0 | 0 | 0 | 0
2012 | US | WECC | - | ROCK | 2b | Supply-Side Contractually Interruptible (Curtailable) | 0 | 0 | 0 | 0 | 0 | 0 | 0 | 0 | 0 | 0 | 0 | 0
2012 | US | WECC | - | ROCK | 2c | Supply-Side Critical Peak-Pricing (CPP) with Control | 0 | 0 | 0 | 0 | 0 | 0 | 0 | 0 | 0 | 0 | 0 | 0
2012 | US | WECC | - | ROCK | 2d | Supply-Side Load as a Capacity Resource | 0 | 0 | 0 | 0 | 0 | 0 | 0 | 0 | 0 | 0 | 0 | 0
2012 | US | WECC | - | ROCK | 3 | Net Internal Demand | 10807 | 11260 | 11434 | 11619 | 11827 | 12048 | 12235 | 12431 | 12626 | 12840 | 13093 | 13251
2012 | US | WECC | - | ROCK | 3a | Demand-Side Direct Control Load Management (DCLM) | 0 | 179 | 198 | 215 | 228 | 239 | 250 | 260 | 270 | 282 | 286 | 282
2012 | US | WECC | - | ROCK | 3b | Demand-Side Contractually Interruptible (Curtailable) | 16 | 271 | 272 | 273 | 275 | 276 | 278 | 279 | 280 | 282 | 236 | 238
2012 | US | WECC | - | ROCK | 3c | Demand-Side Critical Peak-Pricing (CPP) with Control | 0 | 0 | 0 | 0 | 0 | 0 | 0 | 0 | 0 | 0 | 0 | 0
2012 | US | WECC | - | ROCK | 3d | Demand-Side Load as a Capacity Resource | 0 | 0 | 0 | 0 | 0 | 0 | 0 | 0 | 0 | 0 | 0 | 0
2012 | US | WECC | - | ROCK | 4 | Total Controllable Demand Response | 16 | 450 | 470 | 488 | 503 | 515 | 528 | 539 | 550 | 564 | 522 | 520
2012 | US | WECC | - | ROCK | 4a | Demand Response used for Ancillary Services - Spinning Reserves | 0 | 0 | 0 | 0 | 0 | 0 | 0 | 0 | 0 | 0 | 0 | 0
2012 | US | WECC | - | ROCK | 4b | Demand Response used for Ancillary Services - Non-Spinning Reserves | 0 | 0 | 0 | 0 | 0 | 0 | 0 | 0 | 0 | 0 | 0 | 0
2012 | US | WECC | - | ROCK | 4c | Demand Response used for Regulation | 0 | 0 | 0 | 0 | 0 | 0 | 0 | 0 | 0 | 0 | 0 | 0
2012 | US | WECC | - | ROCK | 4d | Demand Response used for Energy, Voluntary Services - Emergency | 0 | 0 | 0 | 0 | 0 | 0 | 0 | 0 | 0 | 0 | 0 | 0
2012 | US | WECC | - | ROCK | 5 | TOTAL INTERNAL CAPACITY | 16678.509 | 17058.509 | 17058.509 | 16993.509 | 17276.509 | 17276.509 | 17124.509 | 17124.509 | 17290.509 | 17290.509 | 17290.509 | 17290.509
2012 | US | WECC | - | ROCK | 6a | Existing-Certain | 13824.5056 | 13768.415 | 13778.895 | 13746.355 | 13697.955 | 13754.985 | 13779.435 | 13779.335 | 13766.245 | 13692.395 | 13748.115 | 13832.275
2012 | US | WECC | - | ROCK | 6a1 | Wind Expected On-Peak | 358.4386 | 11.6 | 21.86 | 7.04 | 3.41 | 13.98 | 17.74 | 14.97 | 9.92 | 1.93 | 1.16 | 12.51
2012 | US | WECC | - | ROCK | 6a2 | Solar Expected On-Peak | 16.8891 | 54.56 | 54.78 | 52.42 | 0.66 | 55.18 | 55.41 | 53.46 | 54.79 | 0.62 | 53.75 | 55.24
2012 | US | WECC | - | ROCK | 6a3 | Hydro Expected On-Peak | 802.7229 | 988.96 | 988.96 | 973.6 | 973.84 | 972.53 | 992.99 | 990.86 | 988.24 | 969.8 | 973.16 | 974.48
2012 | US | WECC | - | ROCK | 6a4 | Biomass Expected On-Peak | 0 | 0.84 | 0.84 | 0.84 | 7.59 | 0.84 | 0.84 | 7.59 | 0.84 | 7.59 | 7.59 | 7.59
2012 | US | WECC | - | ROCK | 6b | Existing-Other | 0 | 0 | 0 | 0 | 0 | 0 | 0 | 0 | 0 | 0 | 0 | 0
2012 | US | WECC | - | ROCK | 6b1 | Wind Derate On-Peak | 1521.8594 | 1868.698 | 1858.438 | 1873.258 | 1876.888 | 1866.318 | 1862.558 | 1865.328 | 1870.378 | 1878.368 | 1879.138 | 1867.788
2012 | US | WECC | - | ROCK | 6b2 | Solar Derate On-Peak | 67.2109 | 29.54 | 29.32 | 31.68 | 83.44 | 28.92 | 28.69 | 30.64 | 29.31 | 83.48 | 30.35 | 28.86
2012 | US | WECC | - | ROCK | 6b3 | Hydro Derate On-Peak | 1121.3271 | 935.09 | 935.09 | 950.45 | 950.21 | 951.52 | 931.06 | 933.19 | 935.81 | 954.25 | 950.89 | 949.57
2012 | US | WECC | - | ROCK | 6b4 | Biomass Derate On-Peak | 7.606 | 6.766 | 6.766 | 6.766 | 0.016 | 6.766 | 6.766 | 0.016 | 6.766 | 0.016 | 0.016 | 0.016
2012 | US | WECC | - | ROCK | 6b5 | Transmission-Limited Resources | 0 | 0 | 0 | 0 | 0 | 0 | 0 | 0 | 0 | 0 | 0 | 0
2012 | US | WECC | - | ROCK | 6b6 | All Other Derates | 0 | 0 | 0 | 0 | 0 | 0 | 0 | 0 | 0 | 0 | 0 | 0
2012 | US | WECC | - | ROCK | 6b7 | Energy-Only (Existing-Other) | 0 | 0 | 0 | 0 | 0 | 0 | 0 | 0 | 0 | 0 | 0 | 0
2012 | US | WECC | - | ROCK | 6c | Unplanned Outages (Actual) / Current and Future Inoperable Resources | 136 | 70 | 70 | 70 | 70 | 70 | 70 | 70 | 70 | 70 | 70 | 0
2012 | US | WECC | - | ROCK | 6d | Total Supply-Side Demand Response | 0 | 0 | 0 | 0 | 0 | 0 | 0 | 0 | 0 | 0 | 0 | 0
2012 | US | WECC | - | ROCK | 7 | TOTAL FUTURE CAPACITY ADDITIONS |  | 380 | 380 | 315 | 598 | 598 | 446 | 446 | 612 | 612 | 612 | 612
2012 | US | WECC | - | ROCK | 7a | Future-Planned |  | 380 | 380 | 315 | 598 | 598 | 446 | 446 | 612 | 612 | 612 | 612
2012 | US | WECC | - | ROCK | 7a1 | Wind Expected On-Peak |  | 0 | 0 | 0 | 0 | 0 | 0 | 0 | 0 | 0 | 0 | 0
2012 | US | WECC | - | ROCK | 7a2 | Wind Derate On-Peak |  | 0 | 0 | 0 | 0 | 0 | 0 | 0 | 0 | 0 | 0 | 0
2012 | US | WECC | - | ROCK | 7a3 | Solar Expected On-Peak |  | 0 | 0 | 0 | 0 | 0 | 0 | 0 | 0 | 0 | 0 | 0
2012 | US | WECC | - | ROCK | 7a4 | Solar Derate On-Peak |  | 0 | 0 | 0 | 0 | 0 | 0 | 0 | 0 | 0 | 0 | 0
2012 | US | WECC | - | ROCK | 7a5 | Hydro Expected On-Peak |  | 0 | 0 | 0 | 0 | 0 | 0 | 0 | 0 | 0 | 0 | 0
2012 | US | WECC | - | ROCK | 7a6 | Hydro Derate On-Peak |  | 0 | 0 | 0 | 0 | 0 | 0 | 0 | 0 | 0 | 0 | 0
2012 | US | WECC | - | ROCK | 7a7 | Biomass Expected On-Peak |  | 0 | 0 | 0 | 0 | 0 | 0 | 0 | 0 | 0 | 0 | 0
2012 | US | WECC | - | ROCK | 7a8 | Biomass Derate On-Peak |  | 0 | 0 | 0 | 0 | 0 | 0 | 0 | 0 | 0 | 0 | 0
2012 | US | WECC | - | ROCK | 7a9 | Transmission-Limited Resources |  | 0 | 0 | 0 | 0 | 0 | 0 | 0 | 0 | 0 | 0 | 0
2012 | US | WECC | - | ROCK | 7a10 | Scheduled Outage - Maintenance |  | 0 | 0 | 0 | 0 | 0 | 0 | 0 | 0 | 0 | 0 | 0
2012 | US | WECC | - | ROCK | 7a11 | All Other Derates |  | 0 | 0 | 0 | 0 | 0 | 0 | 0 | 0 | 0 | 0 | 0
2012 | US | WECC | - | ROCK | 7a12 | Energy-Only |  | 0 | 0 | 0 | 0 | 0 | 0 | 0 | 0 | 0 | 0 | 0
2012 | US | WECC | - | ROCK | 7b | Future-Other |  | 0 | 0 | 0 | 0 | 0 | 0 | 0 | 0 | 0 | 0 | 0
2012 | US | WECC | - | ROCK | 7b1 | Wind Expected On-Peak |  | 0 | 0 | 0 | 0 | 0 | 0 | 0 | 0 | 0 | 0 | 0
2012 | US | WECC | - | ROCK | 7b2 | Wind Derate On-Peak |  | 0 | 0 | 0 | 0 | 0 | 0 | 0 | 0 | 0 | 0 | 0
2012 | US | WECC | - | ROCK | 7b3 | Solar Expected On-Peak |  | 0 | 0 | 0 | 0 | 0 | 0 | 0 | 0 | 0 | 0 | 0
2012 | US | WECC | - | ROCK | 7b4 | Solar Derate On-Peak |  | 0 | 0 | 0 | 0 | 0 | 0 | 0 | 0 | 0 | 0 | 0
2012 | US | WECC | - | ROCK | 7b5 | Hydro Expected On-Peak |  | 0 | 0 | 0 | 0 | 0 | 0 | 0 | 0 | 0 | 0 | 0
2012 | US | WECC | - | ROCK | 7b6 | Hydro Derate On-Peak |  | 0 | 0 | 0 | 0 | 0 | 0 | 0 | 0 | 0 | 0 | 0
2012 | US | WECC | - | ROCK | 7b7 | Biomass Expected On-Peak |  | 0 | 0 | 0 | 0 | 0 | 0 | 0 | 0 | 0 | 0 | 0
2012 | US | WECC | - | ROCK | 7b8 | Biomass Derate On-Peak |  | 0 | 0 | 0 | 0 | 0 | 0 | 0 | 0 | 0 | 0 | 0
2012 | US | WECC | - | ROCK | 7b9 | Transmission-Limited Resources |  | 0 | 0 | 0 | 0 | 0 | 0 | 0 | 0 | 0 | 0 | 0
2012 | US | WECC | - | ROCK | 7b10 | Scheduled Outage - Maintenance |  | 0 | 0 | 0 | 0 | 0 | 0 | 0 | 0 | 0 | 0 | 0
2012 | US | WECC | - | ROCK | 7b11 | All Other Derates |  | 0 | 0 | 0 | 0 | 0 | 0 | 0 | 0 | 0 | 0 | 0
2012 | US | WECC | - | ROCK | 7b12 | Energy-Only |  | 0 | 0 | 0 | 0 | 0 | 0 | 0 | 0 | 0 | 0 | 0
2012 | US | WECC | - | ROCK | 8 | Conceptual |  | 0.15 | 2.93 | 2.52 | 7.19 | 2.94 | 4.65 | 13.19 | 15.97 | 4.23 | 4.18 | 1.61
2012 | US | WECC | - | ROCK | 8a1 | Wind Expected On-Peak |  | 0.15 | 2.93 | 2.52 | 7.19 | 2.94 | 4.65 | 13.19 | 15.97 | 4.23 | 4.18 | 1.61
2012 | US | WECC | - | ROCK | 8a2 | Wind Derate On-Peak |  | 40.35 | 257.32 | 550.23 | 545.56 | 569.81 | 588.1 | 599.56 | 616.78 | 648.52 | 648.57 | 651.14
2012 | US | WECC | - | ROCK | 8a3 | Solar Expected On-Peak |  | 0 | 0 | 0 | 0 | 0 | 0 | 0 | 0 | 0 | 0 | 0
2012 | US | WECC | - | ROCK | 8a4 | Solar Derate On-Peak |  | 0 | 0 | 0 | 0 | 0 | 0 | 0 | 0 | 0 | 0 | 0
2012 | US | WECC | - | ROCK | 8a5 | Hydro Expected On-Peak |  | 0 | 0 | 0 | 0 | 0 | 0 | 0 | 0 | 0 | 0 | 0
2012 | US | WECC | - | ROCK | 8a6 | Hydro Derate On-Peak |  | 0 | 0 | 0 | 0 | 0 | 0 | 0 | 0 | 0 | 0 | 0
2012 | US | WECC | - | ROCK | 8a7 | Biomass Expected On-Peak |  | 0 | 0 | 0 | 0 | 0 | 0 | 0 | 0 | 0 | 0 | 0
2012 | US | WECC | - | ROCK | 8a8 | Biomass Derate On-Peak |  | 0 | 0 | 0 | 0 | 0 | 0 | 0 | 0 | 0 | 0 | 0
2012 | US | WECC | - | ROCK | 8a9 | All Other Derates |  | 0 | 0 | 0 | 0 | 0 | 0 | 0 | 0 | 0 | 0 | 0
2012 | US | WECC | - | ROCK | 8a10 | Energy-Only |  | 0 | 0 | 0 | 0 | 0 | 0 | 0 | 0 | 0 | 0 | 0
2012 | US | WECC | - | ROCK | 9 | ANTICIPATED INTERNAL CAPACITY |  | 14148.415 | 14158.895 | 14061.355 | 14295.955 | 14352.985 | 14225.435 | 14225.335 | 14378.245 | 14304.395 | 14360.115 | 14444.275
2012 | US | WECC | - | ROCK | 10 | CAPACITY TRANSACTIONS - IMPORTS | 1325 | 400 | 400 | 634 | 400 | 400 | 400 | 400 | 400 | 1064 | 827 | 400
2012 | US | WECC | - | ROCK | 10a | Firm | 1325 | 400 | 400 | 634 | 400 | 400 | 400 | 400 | 400 | 1064 | 827 | 400
2012 | US | WECC | - | ROCK | 10a1 | Full-Responsibility Purchases | 0 | 0 | 0 | 0 | 0 | 0 | 0 | 0 | 0 | 0 | 0 | 0
2012 | US | WECC | - | ROCK | 10a2 | Owned Capacity/Entitlement Located Outside the Region/Subregion | 0 | 0 | 0 | 0 | 0 | 0 | 0 | 0 | 0 | 0 | 0 | 0
2012 | US | WECC | - | ROCK | 10b | Non-firm | 82: 0
2012 | US | WECC | - | ROCK | 10c | Expected |  | 0 | 0 | 0 | 0 | 0 | 0 | 0 | 0 | 0 | 0 | 0
2012 | US | WECC | - | ROCK | 10c1 | Full-Responsibility Purchases |  | 0 | 0 | 0 | 0 | 0 | 0 | 0 | 0 | 0 | 0 | 0
2012 | US | WECC | - | ROCK | 10c2 | Owned Capacity/Entitlement Located Outside the Region/Subregion |  | 0 | 0 | 0 | 0 | 0 | 0 | 0 | 0 | 0 | 0 | 0
2012 | US | WECC | - | ROCK | 11 | CAPACITY TRANSACTIONS - EXPORTS | 418 | 864 | 274 | 531 | 531 | 531 | 531 | 531 | 531 | 531 | 531 | 531
2012 | US | WECC | - | ROCK | 11a | Firm | 418 | 864 | 274 | 531 | 531 | 531 | 531 | 531 | 531 | 531 | 531 | 531
2012 | US | WECC | - | ROCK | 11a1 | Full-Responsibility Purchases | 0 | 0 | 0 | 0 | 0 | 0 | 0 | 0 | 0 | 0 | 0 | 0
2012 | US | WECC | - | ROCK | 11a2 | Owned Capacity/Entitlement Located Outside the Region/Subregion | 0 | 131 | 131 | 131 | 131 | 131 | 131 | 131 | 131 | 131 | 131 | 131
2012 | US | WECC | - | ROCK | 11b | Non-firm | 82: 0
2012 | US | WECC | - | ROCK | 11c | Expected |  | 0 | 0 | 0 | 0 | 0 | 0 | 0 | 0 | 0 | 0 | 0
2012 | US | WECC | - | ROCK | 11c1 | Full-Responsibility Purchases |  | 0 | 0 | 0 | 0 | 0 | 0 | 0 | 0 | 0 | 0 | 0
2012 | US | WECC | - | ROCK | 11c2 | Owned Capacity/Entitlement Located Outside the Region/Subregion |  | 0 | 0 | 0 | 0 | 0 | 0 | 0 | 0 | 0 | 0 | 0
2012 | US | WECC | - | ROCK | 12 | EXISTING-CERTAIN & NET FIRM TRANSACTIONS | 14731.5056 | 13304.415 | 13904.895 | 13849.355 | 13566.955 | 13623.985 | 13648.435 | 13648.335 | 13635.245 | 14225.395 | 14044.115 | 13701.275
2012 | US | WECC | - | ROCK | 13 | ANTICIPATED CAPACITY RESOURCES |  |  | 14284.895 | 14164.355 | 14164.955 | 14221.985 | 14094.435 | 14094.335 | 14247.245 | 14837.395 | 14656.115 | 14313.275
2012 | US | WECC | - | ROCK | 14 | PROSPECTIVE CAPACITY RESOURCES |  |  | 14284.895 | 14164.355 | 14164.955 | 14221.985 | 14094.435 | 14094.335 | 14247.245 | 14837.395 | 14656.115 | 14313.275
2012 | US | WECC | - | ROCK | 15 | TOTAL POTENTIAL CAPACITY RESOURCES |  |  | 14287.825 | 14166.875 | 14172.145 | 14224.925 | 14099.085 | 14107.525 | 14263.215 | 14841.625 | 14660.295 | 14314.885
2012 | US | WECC | - | ROCK | 16 | ADJUSTED POTENTIAL CAPACITY RESOURCES |  |  | 14287.825 | 14166.875 | 14172.1449 | 14224.925 | 14099.085 | 14107.5249 | 14263.2148 | 14841.625 | 14660.295 | 14314.885
2012 | US | WECC | - | ROCK | 16a | Confidence of Future-Other |  |  | 0.99999 | 0.99999 | 0.99999 | 0.99999 | 0.99999 | 0.99999 | 0.99999 | 0.99999 | 0.99999 | 0.99999
2012 | US | WECC | - | ROCK | 16b | Net Future-Other Resources After Confidence Percentage Is Applied |  |  | 0 | 0 | 0 | 0 | 0 | 0 | 0 | 0 | 0 | 0
2012 | US | WECC | - | ROCK | 16c | Confidence of Conceptual |  |  | 0.99999 | 0.99999 | 0.99999 | 0.99999 | 0.99999 | 0.99999 | 0.99999 | 0.99999 | 0.99999 | 0.99999
2012 | US | WECC | - | ROCK | 16d | Net Conceptual Resources After Confidence Percentage Is Applied |  |  | 2.93 | 2.52 | 7.1899 | 2.94 | 4.65 | 13.1899 | 15.9698 | 4.23 | 4.18 | 1.61
2012 | US | WECC | - | ROCK | 17 | ASSESSMENT AREA TARGET RESERVE MARGIN |  |  | 14.65% | 14.65% | 14.65% | 14.65% | 14.65% | 14.65% | 14.65% | 14.65% | 14.65% | 14.65%
2012 | US | WECC | - | ROCK | 18 | EXISTING-CERTAIN AND NET FIRM TRANSACTIONS RESERVE MARGIN | 36.31% | 18.16% | 21.61% | 19.2% | 14.71% | 13.08% | 11.55% | 9.793% | 7.993% | 10.79% | 7.264% | 3.398%
2012 | US | WECC | - | ROCK | 19 | ANTICIPATED CAPACITY RESOURCES RESERVE MARGIN |  |  | 24.93% | 21.91% | 19.77% | 18.04% | 15.2% | 13.38% | 12.84% | 15.56% | 11.94% | 8.017%
2012 | US | WECC | - | ROCK | 20 | PROSPECTIVE CAPACITY RESOURCES RESERVE MARGIN |  |  | 24.93% | 21.91% | 19.77% | 18.04% | 15.2% | 13.38% | 12.84% | 15.56% | 11.94% | 8.017%
2012 | US | WECC | - | ROCK | 21 | TOTAL POTENTIAL RESOURCES RESERVE MARGIN |  |  | 24.96% | 21.93% | 19.83% | 18.07% | 15.24% | 13.49% | 12.97% | 15.59% | 11.97% | 8.029%
2012 | US | WECC | - | ROCK | 22 | ADJUSTED POTENTIAL RESOURCES RESERVE MARGIN |  |  | 24.96% | 21.93% | 19.83% | 18.07% | 15.24% | 13.49% | 12.97% | 15.59% | 11.97% | 8.029%
2012 | US | WECC | - | ROCK | 23 | Total Baseline Installed Capacity | 82: 16678.509
2012 | US | WECC | - | ROCK | 24 | Distributed or Other Capacity (Behind the Meter) < 1 MW |  | 0 | 0 | 0 | 0 | 0 | 0 | 0 | 0 | 0 | 0 | 0
2012 | US | WECC | - | ROCK | 25 | Distributed or Other Capacity (Behind the Meter) ≥ 1 MW |  | 0 | 0 | 0 | 0 | 0 | 0 | 0 | 0 | 0 | 0 | 0
2012 | US | WECC | - | ROCK | 26 | Capacity Total from EIA-860 |  | 0 | 0 | 0 | 0 | 0 | 0 | 0 | 0 | 0 | 0 | 0
2012 | US | TRE | - | ERCOT | 1d | Stand-by Load Under Contract (Normally served by behind the meter generation) |  |  |  | 0 | 0 | 0 | 0 | 0 | 0 | 0 | 0 | 0
2012 | US | TRE | - | ERCOT | 1e | Non-Controllable Demand-Side Demand Response |  |  |  | 0 | 0 | 0 | 0 | 0 | 0 | 0 | 0 | 0
2012 | US | TRE | - | ERCOT | 2 | Total Internal Demand | 68416 | 66076 | 66928 | 69721 | 73054 | 75366 | 76821 | 78002 | 78351 | 80176 | 81410 | 82507
2012 | US | TRE | - | ERCOT | 2a | Supply-Side Direct Control Load Management (DCLM) |  |  |  | 0 | 0 | 0 | 0 | 0 | 0 | 0 | 0 | 0
2012 | US | TRE | - | ERCOT | 2b | Supply-Side Contractually Interruptible (Curtailable) |  |  |  | 0 | 0 | 0 | 0 | 0 | 0 | 0 | 0 | 0
2012 | US | TRE | - | ERCOT | 2c | Supply-Side Critical Peak-Pricing (CPP) with Control |  |  |  | 0 | 0 | 0 | 0 | 0 | 0 | 0 | 0 | 0
2012 | US | TRE | - | ERCOT | 2d | Supply-Side Load as a Capacity Resource |  |  |  | 0 | 0 | 0 | 0 | 0 | 0 | 0 | 0 | 0
2012 | US | TRE | - | ERCOT | 3 | Net Internal Demand | 68416 | 64605 | 65649 | 68402.7 | 71692.47 | 73956.917 | 75359.6087 | 76483.0696 | 76768.7765 | 78524.1542 | 79681.5696 | 80694.3266
2012 | US | TRE | - | ERCOT | 3a | Demand-Side Direct Control Load Management (DCLM) | 0 | 0 | 0 | 0 | 0 | 0 | 0 | 0 | 0 | 0 | 0 | 0
2012 | US | TRE | - | ERCOT | 3b | Demand-Side Contractually Interruptible (Curtailable) | 0 | 585 | 393 | 432.3 | 475.53 | 523.083 | 575.3913 | 632.9304 | 696.2235 | 765.8458 | 842.4304 | 926.6734
2012 | US | TRE | - | ERCOT | 3c | Demand-Side Critical Peak-Pricing (CPP) with Control | 0 | 0 | 0 | 0 | 0 | 0 | 0 | 0 | 0 | 0 | 0 | 0
2012 | US | TRE | - | ERCOT | 3d | Demand-Side Load as a Capacity Resource | 0 | 886 | 886 | 886 | 886 | 886 | 886 | 886 | 886 | 886 | 886 | 886
2012 | US | TRE | - | ERCOT | 4 | Total Controllable Demand Response | 0 | 1471 | 1279 | 1318.3 | 1361.53 | 1409.083 | 1461.3913 | 1518.9304 | 1582.2235 | 1651.8458 | 1728.4304 | 1812.6734
2012 | US | TRE | - | ERCOT | 4a | Demand Response used for Ancillary Services - Spinning Reserves |  |  |  | 0 | 0 | 0 | 0 | 0 | 0 | 0 | 0 | 0
2012 | US | TRE | - | ERCOT | 4b | Demand Response used for Ancillary Services - Non-Spinning Reserves |  |  |  | 0 | 0 | 0 | 0 | 0 | 0 | 0 | 0 | 0
2012 | US | TRE | - | ERCOT | 4c | Demand Response used for Regulation |  |  |  | 0 | 0 | 0 | 0 | 0 | 0 | 0 | 0 | 0
2012 | US | TRE | - | ERCOT | 4d | Demand Response used for Energy, Voluntary Services - Emergency |  |  |  | 0 | 0 | 0 | 0 | 0 | 0 | 0 | 0 | 0
2012 | US | TRE | - | ERCOT | 5 | TOTAL INTERNAL CAPACITY | 79884.3 | 85468.962 | 85143.962 | 85723.962 | 87340.962 | 89500.962 | 89500.962 | 90740.962 | 89890.962 | 89890.962 | 89890.962 | 89890.962
2012 | US | TRE | - | ERCOT | 6a | Existing-Certain | 69314 | 72937.805 | 72937.805 | 72937.805 | 72937.805 | 72937.805 | 72937.805 | 72937.805 | 72937.805 | 72937.805 | 72937.805 | 72937.805
2012 | US | TRE | - | ERCOT | 6a1 | Wind Expected On-Peak | 1999 | 855.123 | 855.123 | 855.123 | 855.123 | 855.123 | 855.123 | 855.123 | 855.123 | 855.123 | 855.123 | 855.123
2012 | US | TRE | - | ERCOT | 6a2 | Solar Expected On-Peak | 11 | 73.72 | 73.72 | 73.72 | 73.72 | 73.72 | 73.72 | 73.72 | 73.72 | 73.72 | 73.72 | 73.72
2012 | US | TRE | - | ERCOT | 6a3 | Hydro Expected On-Peak | 310 | 0 | 0 | 0 | 0 | 0 | 0 | 0 | 0 | 0 | 0 | 0
2012 | US | TRE | - | ERCOT | 6a4 | Biomass Expected On-Peak | 31 | 108.145 | 108.145 | 108.145 | 108.145 | 108.145 | 108.145 | 108.145 | 108.145 | 108.145 | 108.145 | 108.145
2012 | US | TRE | - | ERCOT | 6b | Existing-Other | 0 | 0 | 0 | 0 | 0 | 0 | 0 | 0 | 0 | 0 | 0 | 0
2012 | US | TRE | - | ERCOT | 6b1 | Wind Derate On-Peak | 7401 | 8973.877 | 8973.877 | 8973.877 | 8973.877 | 8973.877 | 8973.877 | 8973.877 | 8973.877 | 8973.877 | 8973.877 | 8973.877
2012 | US | TRE | - | ERCOT | 6b2 | Solar Derate On-Peak | 4 | 0 | 0 | 0 | 0 | 0 | 0 | 0 | 0 | 0 | 0 | 0
2012 | US | TRE | - | ERCOT | 6b3 | Hydro Derate On-Peak | 234.3 | 544.28 | 544.28 | 544.28 | 544.28 | 544.28 | 544.28 | 544.28 | 544.28 | 544.28 | 544.28 | 544.28
2012 | US | TRE | - | ERCOT | 6b4 | Biomass Derate On-Peak | 19 | 0 | 0 | 0 | 0 | 0 | 0 | 0 | 0 | 0 | 0 | 0
2012 | US | TRE | - | ERCOT | 6b5 | Transmission-Limited Resources | 0 | 0 | 0 | 0 | 0 | 0 | 0 | 0 | 0 | 0 | 0 | 0
2012 | US | TRE | - | ERCOT | 6b6 | All Other Derates | 0 | 0 | 0 | 0 | 0 | 0 | 0 | 0 | 0 | 0 | 0 | 0
2012 | US | TRE | - | ERCOT | 6b7 | Energy-Only (Existing-Other) | 0 | 0 | 0 | 0 | 0 | 0 | 0 | 0 | 0 | 0 | 0 | 0
2012 | US | TRE | - | ERCOT | 6c | Unplanned Outages (Actual) / Current and Future Inoperable Resources | 2912 | 2702 | 0 | 0 | 0 | 0 | 0 | 0 | 0 | 0 | 0 | 0
2012 | US | TRE | - | ERCOT | 6d | Total Supply-Side Demand Response | 0 | 0 | 0 | 0 | 0 | 0 | 0 | 0 | 0 | 0 | 0 | 0
2012 | US | TRE | - | ERCOT | 7 | TOTAL FUTURE CAPACITY ADDITIONS |  | 122.922 | 1229.026 | 1279.486 | 2786.926 | 4946.926 | 4946.926 | 6186.926 | 5336.926 | 5336.926 | 5336.926 | 5336.926
2012 | US | TRE | - | ERCOT | 7a | Future-Planned |  | 122.922 | 1229.026 | 1279.486 | 2786.926 | 4946.926 | 4946.926 | 6186.926 | 5336.926 | 5336.926 | 5336.926 | 5336.926
2012 | US | TRE | - | ERCOT | 7a1 | Wind Expected On-Peak |  | 17.922 | 139.026 | 189.486 | 199.926 | 199.926 | 199.926 | 199.926 | 199.926 | 199.926 | 199.926 | 199.926
2012 | US | TRE | - | ERCOT | 7a2 | Wind Derate On-Peak |  | 188.078 | 1458.974 | 1988.514 | 2098.074 | 2098.074 | 2098.074 | 2098.074 | 2098.074 | 2098.074 | 2098.074 | 2098.074
2012 | US | TRE | - | ERCOT | 7a3 | Solar Expected On-Peak |  | 0 | 60 | 60 | 60 | 60 | 60 | 60 | 60 | 60 | 60 | 60
2012 | US | TRE | - | ERCOT | 7a4 | Solar Derate On-Peak |  | 0 | 0 | 0 | 0 | 0 | 0 | 0 | 0 | 0 | 0 | 0
2012 | US | TRE | - | ERCOT | 7a5 | Hydro Expected On-Peak |  | 0 | 0 | 0 | 0 | 0 | 0 | 0 | 0 | 0 | 0 | 0
2012 | US | TRE | - | ERCOT | 7a6 | Hydro Derate On-Peak |  | 0 | 0 | 0 | 0 | 0 | 0 | 0 | 0 | 0 | 0 | 0
2012 | US | TRE | - | ERCOT | 7a7 | Biomass Expected On-Peak |  | 105 | 105 | 105 | 105 | 105 | 105 | 105 | 105 | 105 | 105 | 105
2012 | US | TRE | - | ERCOT | 7a8 | Biomass Derate On-Peak |  | 0 | 0 | 0 | 0 | 0 | 0 | 0 | 0 | 0 | 0 | 0
2012 | US | TRE | - | ERCOT | 7a9 | Transmission-Limited Resources
2012 | US | TRE | - | ERCOT | 7a10 | Scheduled Outage - Maintenance |  | 0 | 0 | 0 | 0 | 0 | 0 | 0 | 0 | 0 | 0 | 0
2012 | US | TRE | - | ERCOT | 7a11 | All Other Derates |  | 0 | 0 | 0 | 5.6843e-14 | 5.6843e-14 | 5.6843e-14 | 5.6843e-14 | 5.6843e-14 | 5.6843e-14 | 5.6843e-14 | 5.6843e-14
2012 | US | TRE | - | ERCOT | 7a12 | Energy-Only |  | 0 | 0 | 0 | 0 | 0 | 0 | 0 | 0 | 0 | 0 | 0
2012 | US | TRE | - | ERCOT | 7b | Future-Other |  | 0 | 0 | 0 | 0 | 0 | 0 | 0 | 0 | 0 | 0 | 0
2012 | US | TRE | - | ERCOT | 7b1 | Wind Expected On-Peak |  | 0 | 0 | 0 | 0 | 0 | 0 | 0 | 0 | 0 | 0 | 0
2012 | US | TRE | - | ERCOT | 7b2 | Wind Derate On-Peak |  | 0 | 0 | 0 | 0 | 0 | 0 | 0 | 0 | 0 | 0 | 0
2012 | US | TRE | - | ERCOT | 7b3 | Solar Expected On-Peak |  | 0 | 0 | 0 | 0 | 0 | 0 | 0 | 0 | 0 | 0 | 0
2012 | US | TRE | - | ERCOT | 7b4 | Solar Derate On-Peak |  | 0 | 0 | 0 | 0 | 0 | 0 | 0 | 0 | 0 | 0 | 0
2012 | US | TRE | - | ERCOT | 7b5 | Hydro Expected On-Peak |  | 0 | 0 | 0 | 0 | 0 | 0 | 0 | 0 | 0 | 0 | 0
2012 | US | TRE | - | ERCOT | 7b6 | Hydro Derate On-Peak |  | 0 | 0 | 0 | 0 | 0 | 0 | 0 | 0 | 0 | 0 | 0
2012 | US | TRE | - | ERCOT | 7b7 | Biomass Expected On-Peak |  | 0 | 0 | 0 | 0 | 0 | 0 | 0 | 0 | 0 | 0 | 0
2012 | US | TRE | - | ERCOT | 7b8 | Biomass Derate On-Peak |  | 0 | 0 | 0 | 0 | 0 | 0 | 0 | 0 | 0 | 0 | 0
2012 | US | TRE | - | ERCOT | 7b9 | Transmission-Limited Resources
2012 | US | TRE | - | ERCOT | 7b10 | Scheduled Outage - Maintenance |  | 0 | 0 | 0 | 0 | 0 | 0 | 0 | 0 | 0 | 0 | 0
2012 | US | TRE | - | ERCOT | 7b11 | All Other Derates |  | 0 | 0 | 0 | 0 | 0 | 0 | 0 | 0 | 0 | 0 | 0
2012 | US | TRE | - | ERCOT | 7b12 | Energy-Only |  | 0 | 0 | 0 | 0 | 0 | 0 | 0 | 0 | 0 | 0 | 0
2012 | US | TRE | - | ERCOT | 8 | Conceptual |  | 171.389 | 1042.1711 | 2878.6941 | 3723.9271 | 4965.3771 | 4965.3771 | 5815.3771 | 5815.3771 | 5815.3771 | 5815.3771 | 5815.3771
2012 | US | TRE | - | ERCOT | 8a1 | Wind Expected On-Peak |  | 82.389 | 377.1711 | 988.6941 | 1193.9271 | 1224.3771 | 1224.3771 | 1224.3771 | 1224.3771 | 1224.3771 | 1224.3771 | 1224.3771
2012 | US | TRE | - | ERCOT | 8a2 | Wind Derate On-Peak |  | 864.611 | 3958.1289 | 10375.6059 | 12529.3729 | 12848.9229 | 12848.9229 | 12848.9229 | 12848.9229 | 12848.9229 | 12848.9229 | 12848.9229
2012 | US | TRE | - | ERCOT | 8a3 | Solar Expected On-Peak |  | 0 | 260 | 441 | 481 | 481 | 481 | 481 | 481 | 481 | 481 | 481
2012 | US | TRE | - | ERCOT | 8a4 | Solar Derate On-Peak |  | 0 | 0 | 0 | 0 | 0 | 0 | 0 | 0 | 0 | 0 | 0
2012 | US | TRE | - | ERCOT | 8a5 | Hydro Expected On-Peak |  | 0 | 0 | 0 | 0 | 0 | 0 | 0 | 0 | 0 | 0 | 0
2012 | US | TRE | - | ERCOT | 8a6 | Hydro Derate On-Peak |  | 0 | 0 | 0 | 0 | 0 | 0 | 0 | 0 | 0 | 0 | 0
2012 | US | TRE | - | ERCOT | 8a7 | Biomass Expected On-Peak |  | 0 | 0 | 0 | 0 | 0 | 0 | 0 | 0 | 0 | 0 | 0
2012 | US | TRE | - | ERCOT | 8a8 | Biomass Derate On-Peak |  | 0 | 0 | 0 | 0 | 0 | 0 | 0 | 0 | 0 | 0 | 0
2012 | US | TRE | - | ERCOT | 8a9 | All Other Derates |  | 0 | 0 | 9.0949e-13 | 9.0949e-13 | 1.6485e-12 | 1.6485e-12 | 1.6485e-12 | 1.6485e-12 | 1.6485e-12 | 1.6485e-12 | 1.6485e-12
2012 | US | TRE | - | ERCOT | 8a10 | Energy-Only |  | 0 | 0 | 0 | 0 | 0 | 0 | 0 | 0 | 0 | 0 | 0
2012 | US | TRE | - | ERCOT | 9 | ANTICIPATED INTERNAL CAPACITY |  | 73060.727 | 74166.831 | 74217.291 | 75724.731 | 77884.731 | 77884.731 | 79124.731 | 78274.731 | 78274.731 | 78274.731 | 78274.731
2012 | US | TRE | - | ERCOT | 10 | CAPACITY TRANSACTIONS - IMPORTS | 911 | 598 | 598 | 598 | 598 | 598 | 598 | 598 | 598 | 598 | 598 | 598
2012 | US | TRE | - | ERCOT | 10a | Firm | 598 | 598 | 598 | 598 | 598 | 598 | 598 | 598 | 598 | 598 | 598 | 598
2012 | US | TRE | - | ERCOT | 10a1 | Full-Responsibility Purchases | 48 | 48 | 48 | 48 | 48 | 48 | 48 | 48 | 48 | 48 | 48 | 48
2012 | US | TRE | - | ERCOT | 10a2 | Owned Capacity/Entitlement Located Outside the Region/Subregion | 0 | 0 | 0 | 0 | 0 | 0 | 0 | 0 | 0 | 0 | 0 | 0
2012 | US | TRE | - | ERCOT | 10b | Non-firm | 82: 313
2012 | US | TRE | - | ERCOT | 10c | Expected |  |  | 0 | 0 | 0 | 0 | 0 | 0 | 0 | 0 | 0 | 0
2012 | US | TRE | - | ERCOT | 10c1 | Full-Responsibility Purchases |  |  | 0 | 0 | 0 | 0 | 0 | 0 | 0 | 0 | 0 | 0
2012 | US | TRE | - | ERCOT | 10c2 | Owned Capacity/Entitlement Located Outside the Region/Subregion |  |  | 0 | 0 | 0 | 0 | 0 | 0 | 0 | 0 | 0 | 0
2012 | US | TRE | - | ERCOT | 11 | CAPACITY TRANSACTIONS - EXPORTS | 393 | 317 | 317 | 317 | 317 | 317 | 317 | 317 | 317 | 317 | 0 | 0
2012 | US | TRE | - | ERCOT | 11a | Firm | 317 | 317 | 317 | 317 | 317 | 317 | 317 | 317 | 317 | 317 | 0 | 0
2012 | US | TRE | - | ERCOT | 11a1 | Full-Responsibility Purchases | 0 |  | 0 | 0 | 0 | 0 | 0 | 0 | 0 | 0 | 0 | 0
2012 | US | TRE | - | ERCOT | 11a2 | Owned Capacity/Entitlement Located Outside the Region/Subregion | 0 | 317 | 317 | 317 | 317 | 317 | 317 | 317 | 317 | 317 | 0 | 0
2012 | US | TRE | - | ERCOT | 11b | Non-firm | 82: 76
2012 | US | TRE | - | ERCOT | 11c | Expected |  |  | 0 | 0 | 0 | 0 | 0 | 0 | 0 | 0 | 0 | 0
2012 | US | TRE | - | ERCOT | 11c1 | Full-Responsibility Purchases |  |  | 0 | 0 | 0 | 0 | 0 | 0 | 0 | 0 | 0 | 0
2012 | US | TRE | - | ERCOT | 11c2 | Owned Capacity/Entitlement Located Outside the Region/Subregion |  |  | 0 | 0 | 0 | 0 | 0 | 0 | 0 | 0 | 0 | 0
2012 | US | TRE | - | ERCOT | 12 | EXISTING-CERTAIN & NET FIRM TRANSACTIONS | 69595 | 73218.805 | 73218.805 | 73218.805 | 73218.805 | 73218.805 | 73218.805 | 73218.805 | 73218.805 | 73218.805 | 73535.805 | 73535.805
2012 | US | TRE | - | ERCOT | 13 | ANTICIPATED CAPACITY RESOURCES |  |  | 74447.831 | 74498.291 | 76005.731 | 78165.731 | 78165.731 | 79405.731 | 78555.731 | 78555.731 | 78872.731 | 78872.731
2012 | US | TRE | - | ERCOT | 14 | PROSPECTIVE CAPACITY RESOURCES |  |  | 74447.831 | 74498.291 | 76005.731 | 78165.731 | 78165.731 | 79405.731 | 78555.731 | 78555.731 | 78872.731 | 78872.731
2012 | US | TRE | - | ERCOT | 15 | TOTAL POTENTIAL CAPACITY RESOURCES |  |  | 75490.0021 | 77376.9851 | 79729.6581 | 83131.1081 | 83131.1081 | 85221.1081 | 84371.1081 | 84371.1081 | 84688.1081 | 84688.1081
2012 | US | TRE | - | ERCOT | 16 | ADJUSTED POTENTIAL CAPACITY RESOURCES |  |  | 74656.2652 | 75074.0298 | 76750.5164 | 79158.8064 | 79158.8064 | 80568.8064 | 79718.8064 | 79718.8064 | 80035.8064 | 80035.8064
2012 | US | TRE | - | ERCOT | 16a | Confidence of Future-Other |  |  | 0.99999 | 0.99999 | 0.99999 | 0.99999 | 0.99999 | 0.99999 | 0.99999 | 0.99999 | 0.99999 | 0.99999
2012 | US | TRE | - | ERCOT | 16b | Net Future-Other Resources After Confidence Percentage Is Applied |  |  | 0 | 0 | 0 | 0 | 0 | 0 | 0 | 0 | 0 | 0
2012 | US | TRE | - | ERCOT | 16c | Confidence of Conceptual |  |  | 0.2 | 0.2 | 0.2 | 0.2 | 0.2 | 0.2 | 0.2 | 0.2 | 0.2 | 0.2
2012 | US | TRE | - | ERCOT | 16d | Net Conceptual Resources After Confidence Percentage Is Applied |  |  | 208.4342 | 575.7388 | 744.7854 | 993.0754 | 993.0754 | 1163.0754 | 1163.0754 | 1163.0754 | 1163.0754 | 1163.0754
2012 | US | TRE | - | ERCOT | 17 | ASSESSMENT AREA TARGET RESERVE MARGIN |  | 13.75% | 13.75% | 13.75% | 13.75% | 13.75% | 13.75% | 13.75% | 13.75% | 13.75% | 13.75% | 13.75%
2012 | US | TRE | - | ERCOT | 18 | EXISTING-CERTAIN AND NET FIRM TRANSACTIONS RESERVE MARGIN | 82: 1.723%; 84: 13.33%
2012 | US | TRE | - | ERCOT | 19 | ANTICIPATED CAPACITY RESOURCES RESERVE MARGIN |  |  | 13.4% | 8.911% | 6.016% | 5.691% | 3.724% | 3.821% | 2.328% | 0.04021% | -1.015% | -2.257%
2012 | US | TRE | - | ERCOT | 20 | PROSPECTIVE CAPACITY RESOURCES RESERVE MARGIN |  |  | 13.4% | 8.911% | 6.016% | 5.691% | 3.724% | 3.821% | 2.328% | 0.04021% | -1.015% | -2.257%
2012 | US | TRE | - | ERCOT | 21 | TOTAL POTENTIAL RESOURCES RESERVE MARGIN |  |  | 14.99% | 13.12% | 11.21% | 12.4% | 10.31% | 11.42% | 9.903% | 7.446% | 6.283% | 4.949%
2012 | US | TRE | - | ERCOT | 22 | ADJUSTED POTENTIAL RESOURCES RESERVE MARGIN |  |  | 13.72% | 9.753% | 7.055% | 7.034% | 5.041% | 5.342% | 3.843% | 1.521% | 0.4446% | -0.8161%
2012 | US | TRE | - | ERCOT | 23 | Total Baseline Installed Capacity | 82: 79884.3
2012 | US | TRE | - | ERCOT | 24 | Distributed or Other Capacity (Behind the Meter) < 1 MW |  | 0 | 0 | 0 | 0 | 0 | 0 | 0 | 0 | 0 | 0 | 0
2012 | US | TRE | - | ERCOT | 25 | Distributed or Other Capacity (Behind the Meter) ≥ 1 MW |  | 0 | 0 | 0 | 0 | 0 | 0 | 0 | 0 | 0 | 0 | 0
2012 | US | TRE | - | ERCOT | 26 | Capacity Total from EIA-860 |  | 0 | 0 | 0 | 0 | 0 | 0 | 0 | 0 | 0 | 0 | 0
2013 | US | TRE | - | ERCOT | 1 | Unrestricted Non-coincident Peak Demand | 0 | 67998 | 69807 | 72071 | 74191 | 75409 | 76186 | 76882 | 77608 | 78380 | 79055 | 79651
2013 | US | TRE | - | ERCOT | 1a | New Conservation (Energy Efficiency) | 0 | 392 | 518.049 | 647.7768 | 781.3206 | 917.0568 | 1054.1916 | 1192.5792 | 1209.8772 | 1225.3086 | 1237.8798 | 1238
2013 | US | TRE | - | ERCOT | 1b | Estimated Diversity | 0 | 0 | 0 | 0 | 0 | 0 | 0 | 0 | 0 | 0 | 0 | 0
2013 | US | TRE | - | ERCOT | 1c | Additions for non-member load (load served by non-registered LSE's in a region) | 0 | 0 | 0 | 0 | 0 | 0 | 0 | 0 | 0 | 0 | 0 | 0
2013 | US | FRCC | - | FRCC | 1 | Unrestricted Non-coincident Peak Demand |  | 45843 | 46666 | 47532 | 48275 | 49057 | 49795 | 50659 | 51515 | 52399 | 53369 | 53369
2013 | US | FRCC | - | FRCC | 1a | New Conservation (Energy Efficiency) |  | 175 | 328 | 479 | 625 | 772 | 914 | 1056 | 1179 | 1289 | 1401 | 1401
2013 | US | FRCC | - | FRCC | 1b | Estimated Diversity |  | 0 | 0 | 0 | 0 | 0 | 0 | 0 | 0 | 0 | 0 | 0
2013 | US | FRCC | - | FRCC | 1c | Additions for non-member load (load served by non-registered LSE's in a region) |  | 0 | 0 | 0 | 0 | 0 | 0 | 0 | 0 | 0 | 0 | 0
2013 | US | FRCC | - | FRCC | 1d | Stand-by Load Under Contract (Normally served by behind the meter generation) |  | 0 | 0 | 0 | 0 | 0 | 0 | 0 | 0 | 0 | 0 | 0
2013 | US | FRCC | - | FRCC | 1e | Non-Controllable Demand-Side Demand Response |  | 0 | 0 | 0 | 0 | 0 | 0 | 0 | 0 | 0 | 0 | 0
2013 | US | FRCC | - | FRCC | 2 | Total Internal Demand | 44451 | 45668 | 46338 | 47053 | 47650 | 48285 | 48881 | 49603 | 50336 | 51110 | 51968 | 51968
2013 | US | FRCC | - | FRCC | 2a | Supply-Side Direct Control Load Management (DCLM) | 0 | 0 | 0 | 0 | 0 | 0 | 0 | 0 | 0 | 0 | 0 | 0
2013 | US | FRCC | - | FRCC | 2b | Supply-Side Contractually Interruptible (Curtailable) | 0 | 0 | 0 | 0 | 0 | 0 | 0 | 0 | 0 | 0 | 0 | 0
2013 | US | FRCC | - | FRCC | 2c | Supply-Side Critical Peak-Pricing (CPP) with Control | 0 | 0 | 0 | 0 | 0 | 0 | 0 | 0 | 0 | 0 | 0 | 0
2013 | US | FRCC | - | FRCC | 2d | Supply-Side Load as a Capacity Resource | 0 | 0 | 0 | 0 | 0 | 0 | 0 | 0 | 0 | 0 | 0 | 0
2013 | US | FRCC | - | FRCC | 3 | Net Internal Demand | 44338 | 42532 | 43142 | 43812 | 44355 | 44907 | 45457 | 46125 | 46808 | 47538 | 48359 | 48359
2013 | US | FRCC | - | FRCC | 3a | Demand-Side Direct Control Load Management (DCLM) | 97 | 2570 | 2604 | 2645 | 2691 | 2764 | 2807 | 2845 | 2880 | 2915 | 2952 | 2952
2013 | US | FRCC | - | FRCC | 3b | Demand-Side Contractually Interruptible (Curtailable) | 16 | 566 | 592 | 596 | 604 | 614 | 617 | 633 | 648 | 657 | 657 | 657
2013 | US | FRCC | - | FRCC | 3c | Demand-Side Critical Peak-Pricing (CPP) with Control | 0 | 0 | 0 | 0 | 0 | 0 | 0 | 0 | 0 | 0 | 0 | 0
2013 | US | FRCC | - | FRCC | 3d | Demand-Side Load as a Capacity Resource | 0 | 0 | 0 | 0 | 0 | 0 | 0 | 0 | 0 | 0 | 0 | 0
2013 | US | FRCC | - | FRCC | 4 | Total Controllable Demand Response | 113 | 3136 | 3196 | 3241 | 3295 | 3378 | 3424 | 3478 | 3528 | 3572 | 3609 | 3609
2013 | US | FRCC | - | FRCC | 4a | Demand Response used for Ancillary Services - Spinning Reserves | 0 | 0 | 0 | 0 | 0 | 0 | 0 | 0 | 0 | 0 | 0 | 0
2013 | US | FRCC | - | FRCC | 4b | Demand Response used for Ancillary Services - Non-Spinning Reserves | 0 | 0 | 0 | 0 | 0 | 0 | 0 | 0 | 0 | 0 | 0 | 0
2013 | US | FRCC | - | FRCC | 4c | Demand Response used for Regulation | 0 | 0 | 0 | 0 | 0 | 0 | 0 | 0 | 0 | 0 | 0 | 0
2013 | US | FRCC | - | FRCC | 4d | Demand Response used for Energy, Voluntary Services - Emergency | 0 | 0 | 0 | 0 | 0 | 0 | 0 | 0 | 0 | 0 | 0 | 0
2013 | US | FRCC | - | FRCC | 5 | TOTAL INTERNAL CAPACITY | 55873.93 | 59344.89 | 59950.89 | 60068.89 | 60259.09 | 60142.04 | 61188.39 | 61223.44 | 62770.79 | 63092.14 | 65096.14 | 65096.14
2013 | US | FRCC | - | FRCC | 6a | Existing-Certain | 51525.36 | 52039.69 | 52039.69 | 52039.69 | 52039.69 | 52039.69 | 52039.69 | 52039.69 | 52039.69 | 52039.69 | 52039.69 | 52039.69
2013 | US | FRCC | - | FRCC | 6a1 | Wind Expected On-Peak | 0 | 0 | 0 | 0 | 0 | 0 | 0 | 0 | 0 | 0 | 0 | 0
2013 | US | FRCC | - | FRCC | 6a2 | Solar Expected On-Peak | 5.76 | 8.29 | 8.29 | 8.29 | 8.29 | 8.29 | 8.29 | 8.29 | 8.29 | 8.29 | 8.29 | 8.29
2013 | US | FRCC | - | FRCC | 6a3 | Hydro Expected On-Peak | 43.5 | 43.5 | 43.5 | 43.5 | 43.5 | 43.5 | 43.5 | 43.5 | 43.5 | 43.5 | 43.5 | 43.5
2013 | US | FRCC | - | FRCC | 6a4 | Biomass Expected On-Peak | 334.4 | 382.8 | 382.8 | 382.8 | 382.8 | 382.8 | 382.8 | 382.8 | 382.8 | 382.8 | 382.8 | 382.8
2013 | US | FRCC | - | FRCC | 6b | Existing-Other | 2202.4 | 6668.3 | 6668.3 | 6668.3 | 6668.3 | 6668.3 | 6668.3 | 6668.3 | 6668.3 | 6668.3 | 6668.3 | 6668.3
2013 | US | FRCC | - | FRCC | 6b1 | Wind Derate On-Peak | 0 | 0 | 0 | 0 | 0 | 0 | 0 | 0 | 0 | 0 | 0 | 0
2013 | US | FRCC | - | FRCC | 6b2 | Solar Derate On-Peak | 43.53 | 0 | 0 | 0 | 0 | 0 | 0 | 0 | 0 | 0 | 0 | 0
2013 | US | FRCC | - | FRCC | 6b3 | Hydro Derate On-Peak | 11 | 11 | 11 | 11 | 11 | 11 | 11 | 11 | 11 | 11 | 11 | 11
2013 | US | FRCC | - | FRCC | 6b4 | Biomass Derate On-Peak | 0 | 0 | 0 | 0 | 0 | 0 | 0 | 0 | 0 | 0 | 0 | 0
2013 | US | FRCC | - | FRCC | 6b5 | Transmission-Limited Resources | 0 | 0 | 0 | 0 | 0 | 0 | 0 | 0 | 0 | 0 | 0 | 0
2013 | US | FRCC | - | FRCC | 6b6 | All Other Derates | 802 | 0 | 0 | 0 | 0 | 0 | 0 | 0 | 0 | 0 | 0 | 0
2013 | US | FRCC | - | FRCC | 6b7 | Energy-Only (Existing-Other) | 183.4 | 183 | 183 | 183 | 183 | 183 | 183 | 183 | 183 | 183 | 183 | 183
2013 | US | FRCC | - | FRCC | 6c | Unplanned Outages (Actual) / Current and Future Inoperable Resources | 0 | 0 | 0 | 0 | 0 | 0 | 0 | 0 | 0 | 0 | 0 | 0
2013 | US | FRCC | - | FRCC | 6d | Total Supply-Side Demand Response | 0 | 0 | 0 | 0 | 0 | 0 | 0 | 0 | 0 | 0 | 0 | 0
2013 | US | FRCC | - | FRCC | 7 | TOTAL FUTURE CAPACITY ADDITIONS |  | 625.9 | 1231.9 | 1349.9 | 1540.1 | 1423.05 | 2469.4 | 2504.45 | 4051.8 | 4373.15 | 6377.15 | 6377.15
2013 | US | FRCC | - | FRCC | 7a | Future-Planned |  | 661.9 | 1045.9 | 1993.4 | 3763.6 | 3646.65 | 4192.8 | 3987.25 | 4463 | 5192.35 | 6918.35 | 6755.35
2013 | US | FRCC | - | FRCC | 7a1 | Wind Expected On-Peak |  | 0 | 0 | 0 | 0 | 0 | 0 | 0 | 0 | 0 | 0 | 0
2013 | US | FRCC | - | FRCC | 7a2 | Wind Derate On-Peak |  | 0 | 0 | 0 | 0 | 0 | 0 | 0 | 0 | 0 | 0 | 0
2013 | US | FRCC | - | FRCC | 7a3 | Solar Expected On-Peak |  | 1.4 | 2.8 | 4.2 | 5.6 | 5.95 | 6.3 | 6.65 | 7 | 7.35 | 7.35 | 7.35
2013 | US | FRCC | - | FRCC | 7a4 | Solar Derate On-Peak |  | 0 | 0 | 0 | 0 | 0 | 0 | 0 | 0 | 0 | 0 | 0
2013 | US | FRCC | - | FRCC | 7a5 | Hydro Expected On-Peak |  | 0 | 0 | 0 | 0 | 0 | 0 | 0 | 0 | 0 | 0 | 0
2013 | US | FRCC | - | FRCC | 7a6 | Hydro Derate On-Peak |  | 0 | 0 | 0 | 0 | 0 | 0 | 0 | 0 | 0 | 0 | 0
2013 | US | FRCC | - | FRCC | 7a7 | Biomass Expected On-Peak |  | 43 | 207.2 | 277.3 | 277.3 | 224.4 | 209.2 | 200.3 | 198.7 | 378.7 | 378.7 | 378.7
2013 | US | FRCC | - | FRCC | 7a8 | Biomass Derate On-Peak |  | 0 | 0 | 0 | 0 | 0 | 0 | 0 | 0 | 0 | 0 | 0
2013 | US | FRCC | - | FRCC | 7a9 | Transmission-Limited Resources |  | 0 | 0 | 0 | 0 | 0 | 0 | 0 | 0 | 0 | 0 | 0
2013 | US | FRCC | - | FRCC | 7a10 | Scheduled Outage - Maintenance |  | 0 | 0 | 0 | 0 | 0 | 0 | 0 | 0 | 0 | 0 | 0
2013 | US | FRCC | - | FRCC | 7a11 | All Other Derates |  | 0 | 0 | 0 | 0 | 0 | 0 | 0 | 0 | 0 | 0 | 0
2013 | US | FRCC | - | FRCC | 7a12 | Energy-Only |  | 0 | 0 | 0 | 0 | 0 | 0 | 0 | 0 | 0 | 0 | 0
2013 | US | FRCC | - | FRCC | 7b | Future-Other |  | -36 | 186 | -643.5 | -2223.5 | -2223.6 | -1723.4 | -1482.8 | -411.2 | -819.2 | -541.2 | -378.2
2013 | US | FRCC | - | FRCC | 7b1 | Wind Expected On-Peak |  | 0 | 0 | 0 | 0 | 0 | 0 | 0 | 0 | 0 | 0 | 0
2013 | US | FRCC | - | FRCC | 7b2 | Wind Derate On-Peak |  | 0 | 0 | 0 | 0 | 0 | 0 | 0 | 0 | 0 | 0 | 0
2013 | US | FRCC | - | FRCC | 7b3 | Solar Expected On-Peak |  | 0 | 0 | 0 | 0 | 0 | 0 | 0 | 0 | 0 | 0 | 0
2013 | US | FRCC | - | FRCC | 7b4 | Solar Derate On-Peak |  | 0 | 0 | 0 | 0 | 0 | 0 | 0 | 0 | 0 | 0 | 0
2013 | US | FRCC | - | FRCC | 7b5 | Hydro Expected On-Peak |  | 0 | 0 | 0 | 0 | 0 | 0 | 0 | 0 | 0 | 0 | 0
2013 | US | FRCC | - | FRCC | 7b6 | Hydro Derate On-Peak |  | 0 | 0 | 0 | 0 | 0 | 0 | 0 | 0 | 0 | 0 | 0
2013 | US | FRCC | - | FRCC | 7b7 | Biomass Expected On-Peak |  | -3 | 52.8 | 49.3 | 49.3 | 102.2 | 117.4 | 310 | 311.6 | 131.6 | 131.6 | 131.6
2013 | US | FRCC | - | FRCC | 7b8 | Biomass Derate On-Peak |  | 0 | 0 | 0 | 0 | 0 | 0 | 0 | 0 | 0 | 0 | 0
2013 | US | FRCC | - | FRCC | 7b9 | Transmission-Limited Resources |  | 0 | 0 | 0 | 0 | 0 | 0 | 0 | 0 | 0 | 0 | 0
2013 | US | FRCC | - | FRCC | 7b10 | Scheduled Outage - Maintenance |  | 0 | 0 | 0 | 0 | 0 | 0 | 0 | 0 | 0 | 0 | 0
2013 | US | FRCC | - | FRCC | 7b11 | All Other Derates |  | 0 | 0 | 0 | 0 | 0 | 0 | 0 | 0 | 0 | 0 | 0
2013 | US | FRCC | - | FRCC | 7b12 | Energy-Only |  | 0 | 0 | 0 | 0 | 0 | 0 | 0 | 0 | 0 | 0 | 0
2013 | US | FRCC | - | FRCC | 8 | Conceptual |  | 0 | 0 | 0 | 0 | 0 | 0 | 0 | 0 | 0 | 0 | 0
2013 | US | FRCC | - | FRCC | 8a1 | Wind Expected On-Peak |  | 0 | 0 | 0 | 0 | 0 | 0 | 0 | 0 | 0 | 0 | 0
2013 | US | FRCC | - | FRCC | 8a2 | Wind Derate On-Peak |  | 0 | 0 | 0 | 0 | 0 | 0 | 0 | 0 | 0 | 0 | 0
2013 | US | FRCC | - | FRCC | 8a3 | Solar Expected On-Peak |  | 0 | 0 | 0 | 0 | 0 | 0 | 0 | 0 | 0 | 0 | 0
2013 | US | FRCC | - | FRCC | 8a4 | Solar Derate On-Peak |  | 0 | 0 | 0 | 0 | 0 | 0 | 0 | 0 | 0 | 0 | 0
2013 | US | FRCC | - | FRCC | 8a5 | Hydro Expected On-Peak |  | 0 | 0 | 0 | 0 | 0 | 0 | 0 | 0 | 0 | 0 | 0
2013 | US | FRCC | - | FRCC | 8a6 | Hydro Derate On-Peak |  | 0 | 0 | 0 | 0 | 0 | 0 | 0 | 0 | 0 | 0 | 0
2013 | US | FRCC | - | FRCC | 8a7 | Biomass Expected On-Peak |  | 0 | 0 | 0 | 0 | 0 | 0 | 0 | 0 | 0 | 0 | 0
2013 | US | FRCC | - | FRCC | 8a8 | Biomass Derate On-Peak |  | 0 | 0 | 0 | 0 | 0 | 0 | 0 | 0 | 0 | 0 | 0
2013 | US | FRCC | - | FRCC | 8a9 | All Other Derates |  | 0 | 0 | 0 | 0 | 0 | 0 | 0 | 0 | 0 | 0 | 0
2013 | US | FRCC | - | FRCC | 8a10 | Energy-Only |  | 0 | 0 | 0 | 0 | 0 | 0 | 0 | 0 | 0 | 0 | 0
2013 | US | FRCC | - | FRCC | 9 | ANTICIPATED INTERNAL CAPACITY |  | 52701.59 | 53085.59 | 54033.09 | 55803.29 | 55686.34 | 56232.49 | 56026.94 | 56502.69 | 57232.04 | 58958.04 | 58795.04
2013 | US | FRCC | - | FRCC | 10 | CAPACITY TRANSACTIONS - IMPORTS | 2206 | 2176 | 2176 | 2176 | 1248 | 1248 | 1348 | 1448 | 1448 | 1448 | 1448 | 1448
2013 | US | FRCC | - | FRCC | 10a | Firm | 2206 | 2176 | 2176 | 2176 | 1248 | 1248 | 1348 | 1448 | 1448 | 1448 | 1448 | 1448
2013 | US | FRCC | - | FRCC | 10a1 | Full-Responsibility Purchases | 1340 | 1340 | 1340 | 1340 | 412 | 412 | 512 | 612 | 612 | 612 | 612 | 612
2013 | US | FRCC | - | FRCC | 10a2 | Owned Capacity/Entitlement Located Outside the Region/Subregion | 866 | 836 | 836 | 836 | 836 | 836 | 836 | 836 | 836 | 836 | 836 | 836
2013 | US | FRCC | - | FRCC | 10b | Non-firm | 82: 0
2013 | US | FRCC | - | FRCC | 10c | Expected |  | 0 | 0 | 0 | 0 | 0 | 0 | 0 | 0 | 0 | 0 | 0
2013 | US | FRCC | - | FRCC | 10c1 | Full-Responsibility Purchases |  | 0 | 0 | 0 | 0 | 0 | 0 | 0 | 0 | 0 | 0 | 0
2013 | US | FRCC | - | FRCC | 10c2 | Owned Capacity/Entitlement Located Outside the Region/Subregion |  | 0 | 0 | 0 | 0 | 0 | 0 | 0 | 0 | 0 | 0 | 0
2013 | US | FRCC | - | FRCC | 11 | CAPACITY TRANSACTIONS - EXPORTS | 143 | 143 | 143 | 143 | 143 | 143 | 143 | 143 | 143 | 143 | 143 | 143
2013 | US | FRCC | - | FRCC | 11a | Firm | 143 | 143 | 143 | 143 | 143 | 143 | 143 | 143 | 143 | 143 | 143 | 143
2013 | US | FRCC | - | FRCC | 11a1 | Full-Responsibility Purchases | 143 | 143 | 143 | 143 | 143 | 143 | 143 | 143 | 143 | 143 | 143 | 143
2013 | US | FRCC | - | FRCC | 11a2 | Owned Capacity/Entitlement Located Outside the Region/Subregion | 0 | 0 | 0 | 0 | 0 | 0 | 0 | 0 | 0 | 0 | 0 | 0
2013 | US | FRCC | - | FRCC | 11b | Non-firm | 82: 0
2013 | US | FRCC | - | FRCC | 11c | Expected |  | 0 | 0 | 0 | 0 | 0 | 0 | 0 | 0 | 0 | 0 | 0
2013 | US | FRCC | - | FRCC | 11c1 | Full-Responsibility Purchases |  | 0 | 0 | 0 | 0 | 0 | 0 | 0 | 0 | 0 | 0 | 0
2013 | US | FRCC | - | FRCC | 11c2 | Owned Capacity/Entitlement Located Outside the Region/Subregion |  | 0 | 0 | 0 | 0 | 0 | 0 | 0 | 0 | 0 | 0 | 0
2013 | US | FRCC | - | FRCC | 12 | EXISTING-CERTAIN & NET FIRM TRANSACTIONS | 53588.36 | 54072.69 | 54072.69 | 54072.69 | 53144.69 | 53144.69 | 53244.69 | 53344.69 | 53344.69 | 53344.69 | 53344.69 | 53344.69
2013 | US | FRCC | - | FRCC | 13 | ANTICIPATED CAPACITY RESOURCES |  |  | 55118.59 | 56066.09 | 56908.29 | 56791.34 | 57437.49 | 57331.94 | 57807.69 | 58537.04 | 60263.04 | 60100.04
2013 | US | FRCC | - | FRCC | 14 | PROSPECTIVE CAPACITY RESOURCES |  |  | 61972.89 | 62090.89 | 61353.09 | 61236.04 | 62382.39 | 62517.44 | 64064.79 | 64386.14 | 66390.14 | 66390.14
2013 | US | FRCC | - | FRCC | 15 | TOTAL POTENTIAL CAPACITY RESOURCES |  |  | 61972.89 | 62090.89 | 61353.09 | 61236.04 | 62382.39 | 62517.44 | 64064.79 | 64386.14 | 66390.14 | 66390.14
2013 | US | FRCC | - | FRCC | 16 | ADJUSTED POTENTIAL CAPACITY RESOURCES |  |  | 61972.8881 | 62090.8964 | 61353.1122 | 61236.0622 | 62382.4072 | 62517.4548 | 64064.7941 | 64386.1482 | 66390.1454 | 66390.1438
2013 | US | FRCC | - | FRCC | 16a | Confidence of Future-Other |  |  | 0.99999 | 0.99999 | 0.99999 | 0.99999 | 0.99999 | 0.99999 | 0.99999 | 0.99999 | 0.99999 | 0.99999
2013 | US | FRCC | - | FRCC | 16b | Net Future-Other Resources After Confidence Percentage Is Applied |  |  | 185.9981 | -643.4936 | -2223.4778 | -2223.5778 | -1723.3828 | -1482.7852 | -411.1959 | -819.1918 | -541.1946 | -378.1962
2013 | US | FRCC | - | FRCC | 16c | Confidence of Conceptual |  |  | 0.99999 | 0.99999 | 0.99999 | 0.99999 | 0.99999 | 0.99999 | 0.99999 | 0.99999 | 0.99999 | 0.99999
2013 | US | FRCC | - | FRCC | 16d | Net Conceptual Resources After Confidence Percentage Is Applied |  |  | 0 | 0 | 0 | 0 | 0 | 0 | 0 | 0 | 0 | 0
2013 | US | FRCC | - | FRCC | 17 | ASSESSMENT AREA TARGET RESERVE MARGIN |  |  | 14.99% | 14.99% | 14.99% | 14.99% | 14.99% | 14.99% | 14.99% | 14.99% | 14.99% | 14.99%
2013 | US | FRCC | - | FRCC | 18 | EXISTING-CERTAIN AND NET FIRM TRANSACTIONS RESERVE MARGIN | 82: 20.86%; 84: 27.13%
2013 | US | FRCC | - | FRCC | 19 | ANTICIPATED CAPACITY RESOURCES RESERVE MARGIN |  |  | 27.76% | 27.97% | 28.3% | 26.46% | 26.36% | 24.3% | 23.5% | 23.14% | 24.62% | 24.28%
2013 | US | FRCC | - | FRCC | 20 | PROSPECTIVE CAPACITY RESOURCES RESERVE MARGIN |  |  | 43.65% | 41.72% | 38.32% | 36.36% | 37.23% | 35.54% | 36.87% | 35.44% | 37.29% | 37.29%
2013 | US | FRCC | - | FRCC | 21 | TOTAL POTENTIAL RESOURCES RESERVE MARGIN |  |  | 43.65% | 41.72% | 38.32% | 36.36% | 37.23% | 35.54% | 36.87% | 35.44% | 37.29% | 37.29%
2013 | US | FRCC | - | FRCC | 22 | ADJUSTED POTENTIAL RESOURCES RESERVE MARGIN |  |  | 43.65% | 41.72% | 38.32% | 36.36% | 37.23% | 35.54% | 36.87% | 35.44% | 37.29% | 37.29%
2013 | US | FRCC | - | FRCC | 23 | Total Baseline Installed Capacity | 82: 54584.29
2013 | US | FRCC | - | FRCC | 24 | Distributed or Other Capacity (Behind the Meter) < 1 MW | 0 | 0 | 0 | 0 | 0 | 0 | 0 | 0 | 0 | 0 | 0 | 0
2013 | US | FRCC | - | FRCC | 25 | Distributed or Other Capacity (Behind the Meter) ≥ 1 MW | 0 | 0 | 0 | 0 | 0 | 0 | 0 | 0 | 0 | 0 | 0 | 0
2013 | US | FRCC | - | FRCC | 26 | Capacity Total from EIA-860 | 55586.4 | 55586.4 | 55586.4 | 55586.4 | 55586.4 | 55586.4 | 55586.4 | 55586.4 | 55586.4 | 55586.4 | 55586.4 | 55586.4
2013 | US | MRO | - | MISO | 1 | Unrestricted Non-coincident Peak Demand |  | 98736.5598 | 99633.4113 | 100541.0226 | 101319.1339 | 101969.8452 | 102544.5565 | 103204.4678 | 103926.5791 | 104674.3904 | 105501.6017 | 106182.8997
2013 | US | MRO | - | MISO | 1a | New Conservation (Energy Efficiency) |  |  |  | 0 | 0 | 0 | 0 | 0 | 0 | 0 | 0 | 0
2013 | US | MRO | - | MISO | 1b | Estimated Diversity |  | 2544.3 | 2754.8115 | 2976.0075 | 3067.7036 | 3031.9996 | 2920.2957 | 2893.7917 | 2929.4878 | 2990.8838 | 3131.6798 | 3126.5626
2013 | US | MRO | - | MISO | 1c | Additions for non-member load (load served by non-registered LSE's in a region) |  |  |  | 0 | 0 | 0 | 0 | 0 | 0 | 0 | 0 | 0
2013 | US | MRO | - | MISO | 1d | Stand-by Load Under Contract (Normally served by behind the meter generation) |  |  |  | 0 | 0 | 0 | 0 | 0 | 0 | 0 | 0 | 0
2013 | US | MRO | - | MISO | 1e | Non-Controllable Demand-Side Demand Response |  |  |  | 0 | 0 | 0 | 0 | 0 | 0 | 0 | 0 | 0
2013 | US | MRO | - | MISO | 2 | Total Internal Demand | 96769 | 96192.2598 | 96878.5998 | 97565.0151 | 98251.4303 | 98937.8456 | 99624.2608 | 100310.6761 | 100997.0913 | 101683.5066 | 102369.9218 | 103056.3371
2013 | US | MRO | - | MISO | 2a | Supply-Side Direct Control Load Management (DCLM) |  |  |  | 0 | 0 | 0 | 0 | 0 | 0 | 0 | 0 | 0
2013 | US | MRO | - | MISO | 2b | Supply-Side Contractually Interruptible (Curtailable) |  |  |  | 0 | 0 | 0 | 0 | 0 | 0 | 0 | 0 | 0
2013 | US | MRO | - | MISO | 2c | Supply-Side Critical Peak-Pricing (CPP) with Control |  |  |  | 0 | 0 | 0 | 0 | 0 | 0 | 0 | 0 | 0
2013 | US | MRO | - | MISO | 2d | Supply-Side Load as a Capacity Resource |  | 3546 | 3546 | 3546 | 3546 | 3546 | 3546 | 3546 | 3546 | 3546 | 3546 | 3546
2013 | US | MRO | - | MISO | 3 | Net Internal Demand | 96769 | 91644.2598 | 92330.5998 | 93017.0151 | 93703.4303 | 94389.8456 | 95076.2608 | 95762.6761 | 96449.0913 | 97135.5066 | 97821.9218 | 98508.3371
2013 | US | MRO | - | MISO | 3a | Demand-Side Direct Control Load Management (DCLM) |  | 987.3925 | 987.3925 | 987.3925 | 987.3925 | 987.3925 | 987.3925 | 987.3925 | 987.3925 | 987.3925 | 987.3925 | 987.3925
2013 | US | MRO | - | MISO | 3b | Demand-Side Contractually Interruptible (Curtailable) |  | 3454.6075 | 3454.6075 | 3454.6075 | 3454.6075 | 3454.6075 | 3454.6075 | 3454.6075 | 3454.6075 | 3454.6075 | 3454.6075 | 3454.6075
2013 | US | MRO | - | MISO | 3c | Demand-Side Critical Peak-Pricing (CPP) with Control |  | 0 | 0 | 0 | 0 | 0 | 0 | 0 | 0 | 0 | 0 | 0
2013 | US | MRO | - | MISO | 3d | Demand-Side Load as a Capacity Resource |  | 106 | 106 | 106 | 106 | 106 | 106 | 106 | 106 | 106 | 106 | 106
2013 | US | MRO | - | MISO | 4 | Total Controllable Demand Response | 0 | 8094 | 8094 | 8094 | 8094 | 8094 | 8094 | 8094 | 8094 | 8094 | 8094 | 8094
2013 | US | MRO | - | MISO | 4a | Demand Response used for Ancillary Services - Spinning Reserves |  |  |  | 0 | 0 | 0 | 0 | 0 | 0 | 0 | 0 | 0
2013 | US | MRO | - | MISO | 4b | Demand Response used for Ancillary Services - Non-Spinning Reserves |  |  |  | 0 | 0 | 0 | 0 | 0 | 0 | 0 | 0 | 0
2013 | US | MRO | - | MISO | 4c | Demand Response used for Regulation |  |  |  | 0 | 0 | 0 | 0 | 0 | 0 | 0 | 0 | 0
2013 | US | MRO | - | MISO | 4d | Demand Response used for Energy, Voluntary Services - Emergency |  |  |  | 0 | 0 | 0 | 0 | 0 | 0 | 0 | 0 | 0
2013 | US | MRO | - | MISO | 5 | TOTAL INTERNAL CAPACITY |  | 129069.137 | 129028.537 | 124808.087 | 120759.387 | 116103.787 | 111228.687 | 106509.987 | 102544.987 | 97016.987 | 91488.987 | 85960.987
2013 | US | MRO | - | MISO | 6a | Existing-Certain | 109285 | 106091.4284 | 106091.4284 | 106091.4284 | 106091.4284 | 106091.4284 | 106091.4284 | 106091.4284 | 106091.4284 | 106091.4284 | 106091.4284 | 106091.4284
2013 | US | MRO | - | MISO | 6a1 | Wind Expected On-Peak |  | 1121.9774 | 1121.9774 | 1121.9774 | 1121.9774 | 1121.9774 | 1121.9774 | 1121.9774 | 1121.9774 | 1121.9774 | 1121.9774 | 1121.9774
2013 | US | MRO | - | MISO | 6a2 | Solar Expected On-Peak |  | 0 | 0 | 0 | 0 | 0 | 0 | 0 | 0 | 0 | 0 | 0
2013 | US | MRO | - | MISO | 6a3 | Hydro Expected On-Peak |  | 724.5178 | 724.5178 | 724.5178 | 724.5178 | 724.5178 | 724.5178 | 724.5178 | 724.5178 | 724.5178 | 724.5178 | 724.5178
2013 | US | MRO | - | MISO | 6a4 | Biomass Expected On-Peak |  | 508.7145 | 508.7145 | 508.7145 | 508.7145 | 508.7145 | 508.7145 | 508.7145 | 508.7145 | 508.7145 | 508.7145 | 508.7145
2013 | US | MRO | - | MISO | 6b | Existing-Other |  | 3595.1367 | 3595.1367 | 3595.1367 | 3595.1367 | 3595.1367 | 3595.1367 | 3595.1367 | 3595.1367 | 3595.1367 | 3595.1367 | 3595.1367
2013 | US | MRO | - | MISO | 6b1 | Wind Derate On-Peak |  | 9623.1722 | 9623.1722 | 9623.1722 | 9623.1722 | 9623.1722 | 9623.1722 | 9623.1722 | 9623.1722 | 9623.1722 | 9623.1722 | 9623.1722
2013 | US | MRO | - | MISO | 6b2 | Solar Derate On-Peak |  | 0 | 0 | 0 | 0 | 0 | 0 | 0 | 0 | 0 | 0 | 0
2013 | US | MRO | - | MISO | 6b3 | Hydro Derate On-Peak |  | 297.179 | 297.179 | 297.179 | 297.179 | 297.179 | 297.179 | 297.179 | 297.179 | 297.179 | 297.179 | 297.179
2013 | US | MRO | - | MISO | 6b4 | Biomass Derate On-Peak |  | 153.6855 | 153.6855 | 153.6855 | 153.6855 | 153.6855 | 153.6855 | 153.6855 | 153.6855 | 153.6855 | 153.6855 | 153.6855
2013 | US | MRO | - | MISO | 6b5 | Transmission-Limited Resources |  | 1471 | 1471 | 1471 | 1471 | 1471 | 1471 | 1471 | 1471 | 1471 | 1471 | 1471
2013 | US | MRO | - | MISO | 6b6 | All Other Derates |  | 8147.0352 | 8147.0352 | 8147.0352 | 8147.0352 | 8147.0352 | 8147.0352 | 8147.0352 | 8147.0352 | 8147.0352 | 8147.0352 | 8147.0352
2013 | US | MRO | - | MISO | 6b7 | Energy-Only (Existing-Other) |  | 2124 | 2124 | 2124 | 2124 | 2124 | 2124 | 2124 | 2124 | 2124 | 2124 | 2124
2013 | US | MRO | - | MISO | 6c | Unplanned Outages (Actual) / Current and Future Inoperable Resources | 13311 | 1161.5 | 1161.5 | 1161.5 | 1161.5 | 1161.5 | 1161.5 | 1161.5 | 1161.5 | 1161.5 | 1161.5 | 1161.5
2013 | US | MRO | - | MISO | 6d | Total Supply-Side Demand Response | 0 | 3546 | 3546 | 3546 | 3546 | 3546 | 3546 | 3546 | 3546 | 3546 | 3546 | 3546
2013 | US | MRO | - | MISO | 7 | TOTAL FUTURE CAPACITY ADDITIONS |  | 0 | -960.8 | -4684.8 | -4441.3 | -3807.9 | -3479 | -2769.7 | -1287.7 | -1287.7 | -1287.7 | -1287.7
2013 | US | MRO | - | MISO | 7a | Future-Planned |  | 0 | -2048.8 | -6961.1 | -9115.6 | -9046.6 | -9033.6 | -8961.6 | -7479.6 | -7479.6 | -7479.6 | -7479.6
2013 | US | MRO | - | MISO | 7a1 | Wind Expected On-Peak |  | 0 | 109 | 252 | 285 | 285 | 298 | 301 | 301 | 301 | 301 | 301
2013 | US | MRO | - | MISO | 7a2 | Wind Derate On-Peak |  | 0 | 705 | 1646 | 1863 | 1863 | 1949 | 1966 | 1966 | 1966 | 1966 | 1966
2013 | US | MRO | - | MISO | 7a3 | Solar Expected On-Peak |  | 0 | 0 | 0 | 0 | 0 | 0 | 0 | 0 | 0 | 0 | 0
2013 | US | MRO | - | MISO | 7a4 | Solar Derate On-Peak |  | 0 | 0 | 0 | 0 | 0 | 0 | 0 | 0 | 0 | 0 | 0
2013 | US | MRO | - | MISO | 7a5 | Hydro Expected On-Peak |  | 0 | 83 | 162 | 166 | 166 | 166 | 166 | 166 | 166 | 166 | 166
2013 | US | MRO | - | MISO | 7a6 | Hydro Derate On-Peak |  | 0 | 1 | 2 | 2 | 2 | 2 | 2 | 2 | 2 | 2 | 2
2013 | US | MRO | - | MISO | 7a7 | Biomass Expected On-Peak |  | 0 | 48 | 48 | 48 | 48 | 48 | 48 | 48 | 48 | 48 | 48
2013 | US | MRO | - | MISO | 7a8 | Biomass Derate On-Peak |  | 0 | 2 | 2 | 2 | 2 | 2 | 2 | 2 | 2 | 2 | 2
2013 | US | MRO | - | MISO | 7a9 | Transmission-Limited Resources
2013 | US | MRO | - | MISO | 7a10 | Scheduled Outage - Maintenance
2013 | US | MRO | - | MISO | 7a11 | All Other Derates |  | 0 | 15 | -1387 | -4686 | -8419 | -12153 | -16058 | -19917 | -23857 | -27797 | -31737
2013 | US | MRO | - | MISO | 7a12 | Energy-Only
2013 | US | MRO | - | MISO | 7b | Future-Other |  | 0 | 1088 | 2276.3 | 4674.3 | 5238.7 | 5554.6 | 6191.9 | 6191.9 | 6191.9 | 6191.9 | 6191.9
2013 | US | MRO | - | MISO | 7b1 | Wind Expected On-Peak |  | 0 | 18 | 99 | 119 | 119 | 119 | 122 | 122 | 122 | 122 | 122
2013 | US | MRO | - | MISO | 7b2 | Wind Derate On-Peak |  | 0 | 121 | 648 | 778 | 778 | 778 | 794 | 794 | 794 | 794 | 794
2013 | US | MRO | - | MISO | 7b3 | Solar Expected On-Peak |  | 0 | 0 | 0 | 0 | 0 | 0 | 0 | 0 | 0 | 0 | 0
2013 | US | MRO | - | MISO | 7b4 | Solar Derate On-Peak |  | 0 | 0 | 0 | 0 | 0 | 0 | 0 | 0 | 0 | 0 | 0
2013 | US | MRO | - | MISO | 7b5 | Hydro Expected On-Peak |  | 0 | 0 | 0 | 0 | 0 | 0 | 0 | 0 | 0 | 0 | 0
2013 | US | MRO | - | MISO | 7b6 | Hydro Derate On-Peak |  | 0 | 0 | 0 | 0 | 0 | 0 | 0 | 0 | 0 | 0 | 0
2013 | US | MRO | - | MISO | 7b7 | Biomass Expected On-Peak |  | 0 | 0 | 0 | 0 | 0 | 0 | 0 | 0 | 0 | 0 | 0
2013 | US | MRO | - | MISO | 7b8 | Biomass Derate On-Peak |  | 0 | 0 | 0 | 0 | 0 | 0 | 0 | 0 | 0 | 0 | 0
2013 | US | MRO | - | MISO | 7b9 | Transmission-Limited Resources
2013 | US | MRO | - | MISO | 7b10 | Scheduled Outage - Maintenance
2013 | US | MRO | - | MISO | 7b11 | All Other Derates |  | 0 | 76.2 | -487.25 | -1827.45 | -3383.45 | -4939.45 | -6495.45 | -8083.45 | -9671.45 | -11259.45 | -12847.45
2013 | US | MRO | - | MISO | 7b12 | Energy-Only
2013 | US | MRO | - | MISO | 8 | Conceptual |  | 0 | 140 | 455 | 2946 | 5805 | 6124 | 6128 | 6128 | 6128 | 6128 | 6128
2013 | US | MRO | - | MISO | 8a1 | Wind Expected On-Peak |  | 0 | 136 | 451 | 538 | 565 | 884 | 888 | 888 | 888 | 888 | 888
2013 | US | MRO | - | MISO | 8a2 | Wind Derate On-Peak |  | 0 | 884 | 2939 | 3503 | 3676 | 5757 | 5785 | 5785 | 5785 | 5785 | 5785
2013 | US | MRO | - | MISO | 8a3 | Solar Expected On-Peak |  | 0 | 0 | 0 | 0 | 0 | 0 | 0 | 0 | 0 | 0 | 0
2013 | US | MRO | - | MISO | 8a4 | Solar Derate On-Peak |  | 0 | 0 | 0 | 0 | 0 | 0 | 0 | 0 | 0 | 0 | 0
2013 | US | MRO | - | MISO | 8a5 | Hydro Expected On-Peak |  | 0 | 4 | 4 | 4 | 4 | 4 | 4 | 4 | 4 | 4 | 4
2013 | US | MRO | - | MISO | 8a6 | Hydro Derate On-Peak |  | 0 | 0 | 0 | 0 | 0 | 0 | 0 | 0 | 0 | 0 | 0
2013 | US | MRO | - | MISO | 8a7 | Biomass Expected On-Peak |  | 0 | 0 | 0 | 0 | 0 | 0 | 0 | 0 | 0 | 0 | 0
2013 | US | MRO | - | MISO | 8a8 | Biomass Derate On-Peak |  | 0 | 0 | 0 | 0 | 0 | 0 | 0 | 0 | 0 | 0 | 0
2013 | US | MRO | - | MISO | 8a9 | All Other Derates |  | 0 | 0 | -1768 | -7310 | -13921 | -21273 | -32787 | -44357 | -55927 | -67497 | -79067
2013 | US | MRO | - | MISO | 8a10 | Energy-Only
2013 | US | MRO | - | MISO | 9 | ANTICIPATED INTERNAL CAPACITY |  | 109637.4284 | 107588.6284 | 102676.3284 | 100521.8284 | 100590.8284 | 100603.8284 | 100675.8284 | 102157.8284 | 102157.8284 | 102157.8284 | 102157.8284
2013 | US | MRO | - | MISO | 10 | CAPACITY TRANSACTIONS - IMPORTS | 7500 | 3103 | 3103 | 3103 | 3103 | 3103 | 3103 | 3103 | 3103 | 3103 | 3103 | 3103
2013 | US | MRO | - | MISO | 10a | Firm | 2800 | 3103 | 3103 | 3103 | 3103 | 3103 | 3103 | 3103 | 3103 | 3103 | 3103 | 3103
2013 | US | MRO | - | MISO | 10a1 | Full-Responsibility Purchases |  |  | 0 | 0 | 0 | 0 | 0 | 0 | 0 | 0 | 0 | 0
2013 | US | MRO | - | MISO | 10a2 | Owned Capacity/Entitlement Located Outside the Region/Subregion |  |  | 0 | 0 | 0 | 0 | 0 | 0 | 0 | 0 | 0 | 0
2013 | US | MRO | - | MISO | 10b | Non-firm | 82: 4700
2013 | US | MRO | - | MISO | 10c | Expected |  |  | 0 | 0 | 0 | 0 | 0 | 0 | 0 | 0 | 0 | 0
2013 | US | MRO | - | MISO | 10c1 | Full-Responsibility Purchases |  |  | 0 | 0 | 0 | 0 | 0 | 0 | 0 | 0 | 0 | 0
2013 | US | MRO | - | MISO | 10c2 | Owned Capacity/Entitlement Located Outside the Region/Subregion |  |  | 0 | 0 | 0 | 0 | 0 | 0 | 0 | 0 | 0 | 0
2013 | US | MRO | - | MISO | 11 | CAPACITY TRANSACTIONS - EXPORTS | 0 | 1481 | 1481 | 1481 | 3365 | 3365 | 3365 | 3365 | 3365 | 3365 | 3365 | 3365
2013 | US | MRO | - | MISO | 11a | Firm |  | 1481 | 1481 | 1481 | 3365 | 3365 | 3365 | 3365 | 3365 | 3365 | 3365 | 3365
2013 | US | MRO | - | MISO | 11a1 | Full-Responsibility Purchases |  |  | 0 | 0 | 0 | 0 | 0 | 0 | 0 | 0 | 0 | 0
2013 | US | MRO | - | MISO | 11a2 | Owned Capacity/Entitlement Located Outside the Region/Subregion |  |  | 0 | 0 | 0 | 0 | 0 | 0 | 0 | 0 | 0 | 0
2013 | US | MRO | - | MISO | 11b | Non-firm
2013 | US | MRO | - | MISO | 11c | Expected |  |  | 0 | 0 | 0 | 0 | 0 | 0 | 0 | 0 | 0 | 0
2013 | US | MRO | - | MISO | 11c1 | Full-Responsibility Purchases |  |  | 0 | 0 | 0 | 0 | 0 | 0 | 0 | 0 | 0 | 0
2013 | US | MRO | - | MISO | 11c2 | Owned Capacity/Entitlement Located Outside the Region/Subregion |  |  | 0 | 0 | 0 | 0 | 0 | 0 | 0 | 0 | 0 | 0
2013 | US | MRO | - | MISO | 12 | EXISTING-CERTAIN & NET FIRM TRANSACTIONS | 112085 | 111259.4284 | 111259.4284 | 111259.4284 | 109375.4284 | 109375.4284 | 109375.4284 | 109375.4284 | 109375.4284 | 109375.4284 | 109375.4284 | 109375.4284
2013 | US | MRO | - | MISO | 13 | ANTICIPATED CAPACITY RESOURCES |  |  | 109210.6284 | 104298.3284 | 100259.8284 | 100328.8284 | 100341.8284 | 100413.8284 | 101895.8284 | 101895.8284 | 101895.8284 | 101895.8284
2013 | US | MRO | - | MISO | 14 | PROSPECTIVE CAPACITY RESOURCES |  |  | 113893.765 | 110169.765 | 108529.265 | 109162.665 | 109491.565 | 110200.865 | 111682.865 | 111682.865 | 111682.865 | 111682.865
2013 | US | MRO | - | MISO | 15 | TOTAL POTENTIAL CAPACITY RESOURCES |  |  | 114033.765 | 110624.765 | 111475.265 | 114967.665 | 115615.565 | 116328.865 | 117810.865 | 117810.865 | 117810.865 | 117810.865
2013 | US | MRO | - | MISO | 16 | ADJUSTED POTENTIAL CAPACITY RESOURCES |  |  | 114995.7541 | 112491.5423 | 113498.1183 | 114981.8126 | 115658.5095 | 117005.5031 | 118487.5031 | 118487.5031 | 118487.5031 | 118487.5031
2013 | US | MRO | - | MISO | 16a | Confidence of Future-Other |  |  | 0.99999 | 0.99999 | 0.99999 | 0.99999 | 0.99999 | 0.99999 | 0.99999 | 0.99999 | 0.99999 | 0.99999
2013 | US | MRO | - | MISO | 16b | Net Future-Other Resources After Confidence Percentage Is Applied |  |  | 1087.9891 | 2276.2772 | 4674.2533 | 5238.6476 | 5554.5445 | 6191.8381 | 6191.8381 | 6191.8381 | 6191.8381 | 6191.8381
2013 | US | MRO | - | MISO | 16c | Confidence of Conceptual |  |  | 0.1 | 0.1 | 0.1 | 0.1 | 0.1 | 0.1 | 0.1 | 0.1 | 0.1 | 0.1
2013 | US | MRO | - | MISO | 16d | Net Conceptual Resources After Confidence Percentage Is Applied |  |  | 14 | 45.5 | 294.6 | 580.5 | 612.4 | 612.8 | 612.8 | 612.8 | 612.8 | 612.8
2013 | US | MRO | - | MISO | 17 | ASSESSMENT AREA TARGET RESERVE MARGIN |  |  | 14.2% | 14.2% | 14.2% | 14.2% | 14.2% | 14.2% | 14.2% | 14.2% | 14.2% | 14.2%
2013 | US | MRO | - | MISO | 18 | EXISTING-CERTAIN AND NET FIRM TRANSACTIONS RESERVE MARGIN | 82: 15.83%; 84: 21.4%
2013 | US | MRO | - | MISO | 19 | ANTICIPATED CAPACITY RESOURCES RESERVE MARGIN |  |  | 18.28% | 12.13% | 6.997% | 6.292% | 5.538% | 4.857% | 5.647% | 4.901% | 4.165% | 3.439%
2013 | US | MRO | - | MISO | 20 | PROSPECTIVE CAPACITY RESOURCES RESERVE MARGIN |  |  | 23.35% | 18.44% | 15.82% | 15.65% | 15.16% | 15.08% | 15.79% | 14.98% | 14.17% | 13.37%
2013 | US | MRO | - | MISO | 21 | TOTAL POTENTIAL RESOURCES RESERVE MARGIN |  |  | 23.51% | 18.93% | 18.97% | 21.8% | 21.6% | 21.48% | 22.15% | 21.29% | 20.43% | 19.59%
2013 | US | MRO | - | MISO | 22 | ADJUSTED POTENTIAL RESOURCES RESERVE MARGIN |  |  | 24.55% | 20.94% | 21.12% | 21.82% | 21.65% | 22.18% | 22.85% | 21.98% | 21.13% | 20.28%
2013 | US | MRO | - | MISO | 23 | Total Baseline Installed Capacity | 82: 122596
2013 | US | MRO | - | MISO | 24 | Distributed or Other Capacity (Behind the Meter) < 1 MW |  | 0 | 0 | 0 | 0 | 0 | 0 | 0 | 0 | 0 | 0 | 0
2013 | US | MRO | - | MISO | 25 | Distributed or Other Capacity (Behind the Meter) ≥ 1 MW |  | 0 | 0 | 0 | 0 | 0 | 0 | 0 | 0 | 0 | 0 | 0
2013 | US | MRO | - | MISO | 26 | Capacity Total from EIA-860 |  | 0 | 0 | 0 | 0 | 0 | 0 | 0 | 0 | 0 | 0 | 0
2013 | CAN | MRO | - | Manitoba Hydro | 1 | Unrestricted Non-coincident Peak Demand | 0 | 3389.74 | 3432.05 | 3473.68 | 3498.16 | 3553.09 | 3518.1 | 3558.47 | 3617.18 | 3709.62 | 3789.47 | 3846.97
2013 | CAN | MRO | - | Manitoba Hydro | 1a | New Conservation (Energy Efficiency) | 0 | 25.0594 | 42.5597 | 56.5288 | 69.5281 | 81.5676 | 92.8231 | 103.1081 | 112.9507 | 122.5284 | 130.7241 | 135.1023
2013 | CAN | MRO | - | Manitoba Hydro | 1b | Estimated Diversity | 0 | 0 | 0 | 0 | 0 | 0 | 0 | 0 | 0 | 0 | 0 | 0
2013 | CAN | MRO | - | Manitoba Hydro | 1c | Additions for non-member load (load served by non-registered LSE's in a region) | 0 | 0 | 0 | 0 | 0 | 0 | 0 | 0 | 0 | 0 | 0 | 0
2013 | CAN | MRO | - | Manitoba Hydro | 1d | Stand-by Load Under Contract (Normally served by behind the meter generation) | 0 | 0 | 0 | 0 | 0 | 0 | 0 | 0 | 0 | 0 | 0 | 0
2013 | CAN | MRO | - | Manitoba Hydro | 1e | Non-Controllable Demand-Side Demand Response | 0 | 0 | 0 | 0 | 0 | 0 | 0 | 0 | 0 | 0 | 0 | 0
2013 | CAN | MRO | - | Manitoba Hydro | 2 | Total Internal Demand | 3382.4 | 3364.6806 | 3389.4903 | 3417.1512 | 3428.6319 | 3471.5224 | 3425.2769 | 3455.3619 | 3504.2293 | 3587.0916 | 3658.7459 | 3711.8677
2013 | CAN | MRO | - | Manitoba Hydro | 2a | Supply-Side Direct Control Load Management (DCLM) | 0 | 0 | 0 | 0 | 0 | 0 | 0 | 0 | 0 | 0 | 0 | 0
2013 | CAN | MRO | - | Manitoba Hydro | 2b | Supply-Side Contractually Interruptible (Curtailable) | 0 | 0 | 0 | 0 | 0 | 0 | 0 | 0 | 0 | 0 | 0 | 0
2013 | CAN | MRO | - | Manitoba Hydro | 2c | Supply-Side Critical Peak-Pricing (CPP) with Control | 0 | 0 | 0 | 0 | 0 | 0 | 0 | 0 | 0 | 0 | 0 | 0
2013 | CAN | MRO | - | Manitoba Hydro | 2d | Supply-Side Load as a Capacity Resource | 0 | 0 | 0 | 0 | 0 | 0 | 0 | 0 | 0 | 0 | 0 | 0
2013 | CAN | MRO | - | Manitoba Hydro | 3 | Net Internal Demand | 3192.4 | 3142.6806 | 3167.4903 | 3195.1512 | 3206.6319 | 3249.5224 | 3203.2769 | 3233.3619 | 3282.2293 | 3365.0916 | 3436.7459 | 3489.8677
2013 | CAN | MRO | - | Manitoba Hydro | 3a | Demand-Side Direct Control Load Management (DCLM) | 0 | 0 | 0 | 0 | 0 | 0 | 0 | 0 | 0 | 0 | 0 | 0
2013 | CAN | MRO | - | Manitoba Hydro | 3b | Demand-Side Contractually Interruptible (Curtailable) | 190 | 222 | 222 | 222 | 222 | 222 | 222 | 222 | 222 | 222 | 222 | 222
2013 | CAN | MRO | - | Manitoba Hydro | 3c | Demand-Side Critical Peak-Pricing (CPP) with Control | 0 | 0 | 0 | 0 | 0 | 0 | 0 | 0 | 0 | 0 | 0 | 0
2013 | CAN | MRO | - | Manitoba Hydro | 3d | Demand-Side Load as a Capacity Resource | 0 | 0 | 0 | 0 | 0 | 0 | 0 | 0 | 0 | 0 | 0 | 0
2013 | CAN | MRO | - | Manitoba Hydro | 4 | Total Controllable Demand Response | 190 | 222 | 222 | 222 | 222 | 222 | 222 | 222 | 222 | 222 | 222 | 222
2013 | CAN | MRO | - | Manitoba Hydro | 4a | Demand Response used for Ancillary Services - Spinning Reserves | 0 | 0 | 0 | 0 | 0 | 0 | 0 | 0 | 0 | 0 | 0 | 0
2013 | CAN | MRO | - | Manitoba Hydro | 4b | Demand Response used for Ancillary Services - Non-Spinning Reserves | 50 | 50 | 50 | 50 | 50 | 50 | 50 | 50 | 50 | 50 | 50 | 50
2013 | CAN | MRO | - | Manitoba Hydro | 4c | Demand Response used for Regulation | 0 | 0 | 0 | 0 | 0 | 0 | 0 | 0 | 0 | 0 | 0 | 0
2013 | CAN | MRO | - | Manitoba Hydro | 4d | Demand Response used for Energy, Voluntary Services - Emergency | 0 | 0 | 0 | 0 | 0 | 0 | 0 | 0 | 0 | 0 | 0 | 0
2013 | CAN | MRO | - | Manitoba Hydro | 5 | TOTAL INTERNAL CAPACITY | 5517.5 | 5941.4 | 5941.4 | 5941.4 | 5941.4 | 5941.4 | 5941.4 | 5844.76 | 5844.76 | 5844.76 | 5844.76 | 5844.76
2013 | CAN | MRO | - | Manitoba Hydro | 6a | Existing-Certain | 5193 | 5526 | 5526 | 5526 | 5526 | 5526 | 5526 | 5526 | 5526 | 5526 | 5526 | 5526
2013 | CAN | MRO | - | Manitoba Hydro | 6a1 | Wind Expected On-Peak | 0 | 33.61 | 33.61 | 33.61 | 33.61 | 33.61 | 33.61 | 33.61 | 33.61 | 33.61 | 33.61 | 33.61
2013 | CAN | MRO | - | Manitoba Hydro | 6a2 | Solar Expected On-Peak | 0 | 0 | 0 | 0 | 0 | 0 | 0 | 0 | 0 | 0 | 0 | 0
2013 | CAN | MRO | - | Manitoba Hydro | 6a3 | Hydro Expected On-Peak | 4955 | 5154.12 | 5154.12 | 5154.12 | 5154.12 | 5154.12 | 5154.12 | 5154.12 | 5154.12 | 5154.12 | 5154.12 | 5154.12
2013 | CAN | MRO | - | Manitoba Hydro | 6a4 | Biomass Expected On-Peak | 0 | 0 | 0 | 0 | 0 | 0 | 0 | 0 | 0 | 0 | 0 | 0
2013 | CAN | MRO | - | Manitoba Hydro | 6b | Existing-Other | 66 | 190.5 | 190.5 | 190.5 | 190.5 | 190.5 | 190.5 | 190.5 | 190.5 | 190.5 | 190.5 | 190.5
2013 | CAN | MRO | - | Manitoba Hydro | 6b1 | Wind Derate On-Peak | 258.5 | 224.9 | 224.9 | 224.9 | 224.9 | 224.9 | 224.9 | 224.9 | 224.9 | 224.9 | 224.9 | 224.9
2013 | CAN | MRO | - | Manitoba Hydro | 6b2 | Solar Derate On-Peak | 0 | 0 | 0 | 0 | 0 | 0 | 0 | 0 | 0 | 0 | 0 | 0
2013 | CAN | MRO | - | Manitoba Hydro | 6b3 | Hydro Derate On-Peak | 0 | 0 | 0 | 0 | 0 | 0 | 0 | 0 | 0 | 0 | 0 | 0
2013 | CAN | MRO | - | Manitoba Hydro | 6b4 | Biomass Derate On-Peak | 0 | 0 | 0 | 0 | 0 | 0 | 0 | 0 | 0 | 0 | 0 | 0
2013 | CAN | MRO | - | Manitoba Hydro | 6b5 | Transmission-Limited Resources | 0 | 0 | 0 | 0 | 0 | 0 | 0 | 0 | 0 | 0 | 0 | 0
2013 | CAN | MRO | - | Manitoba Hydro | 6b6 | All Other Derates | 0 | 0 | 0 | 0 | 0 | 0 | 0 | 0 | 0 | 0 | 0 | 0
2013 | CAN | MRO | - | Manitoba Hydro | 6b7 | Energy-Only (Existing-Other) | 0 | 0 | 0 | 0 | 0 | 0 | 0 | 0 | 0 | 0 | 0 | 0
2013 | CAN | MRO | - | Manitoba Hydro | 6c | Unplanned Outages (Actual) / Current and Future Inoperable Resources | 0 | 0 | 0 | 0 | 0 | 0 | 0 | 0 | 0 | 0 | 0 | 0
2013 | CAN | MRO | - | Manitoba Hydro | 6d | Total Supply-Side Demand Response | 0 | 0 | 0 | 0 | 0 | 0 | 0 | 0 | 0 | 0 | 0 | 0
2013 | CAN | MRO | - | Manitoba Hydro | 7 | TOTAL FUTURE CAPACITY ADDITIONS | 0 | 0 | 0 | 0 | 0 | 0 | 0 | -96.64 | -96.64 | -96.64 | -96.64 | -96.64
2013 | CAN | MRO | - | Manitoba Hydro | 7a | Future-Planned | 0 | 0 | 0 | 0 | 0 | 0 | 0 | -96.64 | -96.64 | -96.64 | -96.64 | -96.64
2013 | CAN | MRO | - | Manitoba Hydro | 7a1 | Wind Expected On-Peak | 0 | 0 | 0 | 0 | 0 | 0 | 0 | 0 | 0 | 0 | 0 | 0
2013 | CAN | MRO | - | Manitoba Hydro | 7a2 | Wind Derate On-Peak | 0 | 0 | 0 | 0 | 0 | 0 | 0 | 0 | 0 | 0 | 0 | 0
2013 | CAN | MRO | - | Manitoba Hydro | 7a3 | Solar Expected On-Peak | 0 | 0 | 0 | 0 | 0 | 0 | 0 | 0 | 0 | 0 | 0 | 0
2013 | CAN | MRO | - | Manitoba Hydro | 7a4 | Solar Derate On-Peak | 0 | 0 | 0 | 0 | 0 | 0 | 0 | 0 | 0 | 0 | 0 | 0
2013 | CAN | MRO | - | Manitoba Hydro | 7a5 | Hydro Expected On-Peak | 0 | 0 | 0 | 0 | 0 | 0 | 0 | 0 | 0 | 0 | 0 | 0
2013 | CAN | MRO | - | Manitoba Hydro | 7a6 | Hydro Derate On-Peak | 0 | 0 | 0 | 0 | 0 | 0 | 0 | 0 | 0 | 0 | 0 | 0
2013 | CAN | MRO | - | Manitoba Hydro | 7a7 | Biomass Expected On-Peak | 0 | 0 | 0 | 0 | 0 | 0 | 0 | 0 | 0 | 0 | 0 | 0
2013 | CAN | MRO | - | Manitoba Hydro | 7a8 | Biomass Derate On-Peak | 0 | 0 | 0 | 0 | 0 | 0 | 0 | 0 | 0 | 0 | 0 | 0
2013 | CAN | MRO | - | Manitoba Hydro | 7a9 | Transmission-Limited Resources | 0 | 0 | 0 | 0 | 0 | 0 | 0 | 0 | 0 | 0 | 0 | 0
2013 | CAN | MRO | - | Manitoba Hydro | 7a10 | Scheduled Outage - Maintenance | 0 | 90.87 | 25.39 | 17.46 | 0 | 0 | 0 | 0 | 0 | 0 | 0 | 0
2013 | CAN | MRO | - | Manitoba Hydro | 7a11 | All Other Derates | 0 | 0 | 0 | 0 | 0 | 0 | 0 | 0 | 0 | 0 | 0 | 0
2013 | CAN | MRO | - | Manitoba Hydro | 7a12 | Energy-Only | 0 | 0 | 0 | 0 | 0 | 0 | 0 | 0 | 0 | 0 | 0 | 0
2013 | CAN | MRO | - | Manitoba Hydro | 7b | Future-Other | 0 | 0 | 0 | 0 | 0 | 0 | 0 | 0 | 0 | 0 | 0 | 0
2013 | CAN | MRO | - | Manitoba Hydro | 7b1 | Wind Expected On-Peak | 0 | 0 | 0 | 0 | 0 | 0 | 0 | 0 | 0 | 0 | 0 | 0
2013 | CAN | MRO | - | Manitoba Hydro | 7b2 | Wind Derate On-Peak | 0 | 0 | 0 | 0 | 0 | 0 | 0 | 0 | 0 | 0 | 0 | 0
2013 | CAN | MRO | - | Manitoba Hydro | 7b3 | Solar Expected On-Peak | 0 | 0 | 0 | 0 | 0 | 0 | 0 | 0 | 0 | 0 | 0 | 0
2013 | CAN | MRO | - | Manitoba Hydro | 7b4 | Solar Derate On-Peak | 0 | 0 | 0 | 0 | 0 | 0 | 0 | 0 | 0 | 0 | 0 | 0
2013 | CAN | MRO | - | Manitoba Hydro | 7b5 | Hydro Expected On-Peak | 0 | 0 | 0 | 0 | 0 | 0 | 0 | 0 | 0 | 0 | 0 | 0
2013 | CAN | MRO | - | Manitoba Hydro | 7b6 | Hydro Derate On-Peak | 0 | 0 | 0 | 0 | 0 | 0 | 0 | 0 | 0 | 0 | 0 | 0
2013 | CAN | MRO | - | Manitoba Hydro | 7b7 | Biomass Expected On-Peak | 0 | 0 | 0 | 0 | 0 | 0 | 0 | 0 | 0 | 0 | 0 | 0
2013 | CAN | MRO | - | Manitoba Hydro | 7b8 | Biomass Derate On-Peak | 0 | 0 | 0 | 0 | 0 | 0 | 0 | 0 | 0 | 0 | 0 | 0
2013 | CAN | MRO | - | Manitoba Hydro | 7b9 | Transmission-Limited Resources | 0 | 0 | 0 | 0 | 0 | 0 | 0 | 0 | 0 | 0 | 0 | 0
2013 | CAN | MRO | - | Manitoba Hydro | 7b10 | Scheduled Outage - Maintenance | 0 | 0 | 0 | 0 | 0 | 0 | 0 | 0 | 0 | 0 | 0 | 0
2013 | CAN | MRO | - | Manitoba Hydro | 7b11 | All Other Derates | 0 | 0 | 0 | 0 | 0 | 0 | 0 | 0 | 0 | 0 | 0 | 0
2013 | CAN | MRO | - | Manitoba Hydro | 7b12 | Energy-Only | 0 | 0 | 0 | 0 | 0 | 0 | 0 | 0 | 0 | 0 | 0 | 0
2013 | CAN | MRO | - | Manitoba Hydro | 8 | Conceptual | 0 | 0 | 0 | 0 | 0 | 0 | 0 | 90 | 630 | 630 | 630 | 630
2013 | CAN | MRO | - | Manitoba Hydro | 8a1 | Wind Expected On-Peak | 0 | 0 | 0 | 0 | 0 | 0 | 0 | 0 | 0 | 0 | 0 | 0
2013 | CAN | MRO | - | Manitoba Hydro | 8a2 | Wind Derate On-Peak | 0 | 0 | 0 | 0 | 0 | 0 | 0 | 0 | 0 | 0 | 0 | 0
2013 | CAN | MRO | - | Manitoba Hydro | 8a3 | Solar Expected On-Peak | 0 | 0 | 0 | 0 | 0 | 0 | 0 | 0 | 0 | 0 | 0 | 0
2013 | CAN | MRO | - | Manitoba Hydro | 8a4 | Solar Derate On-Peak | 0 | 0 | 0 | 0 | 0 | 0 | 0 | 0 | 0 | 0 | 0 | 0
2013 | CAN | MRO | - | Manitoba Hydro | 8a5 | Hydro Expected On-Peak | 0 | 0 | 0 | 0 | 0 | 0 | 0 | 90 | 630 | 630 | 630 | 630
2013 | CAN | MRO | - | Manitoba Hydro | 8a6 | Hydro Derate On-Peak | 0 | 0 | 0 | 0 | 0 | 0 | 0 | 0 | 0 | 0 | 0 | 0
2013 | CAN | MRO | - | Manitoba Hydro | 8a7 | Biomass Expected On-Peak | 0 | 0 | 0 | 0 | 0 | 0 | 0 | 0 | 0 | 0 | 0 | 0
2013 | CAN | MRO | - | Manitoba Hydro | 8a8 | Biomass Derate On-Peak | 0 | 0 | 0 | 0 | 0 | 0 | 0 | 0 | 0 | 0 | 0 | 0
2013 | CAN | MRO | - | Manitoba Hydro | 8a9 | All Other Derates | 0 | 0 | 0 | 0 | 0 | 0 | 0 | 0 | 0 | 0 | 0 | 0
2013 | CAN | MRO | - | Manitoba Hydro | 8a10 | Energy-Only | 0 | 0 | 0 | 0 | 0 | 0 | 0 | 0 | 0 | 0 | 0 | 0
2013 | CAN | MRO | - | Manitoba Hydro | 9 | ANTICIPATED INTERNAL CAPACITY | 0 | 5526 | 5526 | 5526 | 5526 | 5526 | 5526 | 5429.36 | 5429.36 | 5429.36 | 5429.36 | 5429.36
2013 | CAN | MRO | - | Manitoba Hydro | 10 | CAPACITY TRANSACTIONS - IMPORTS | 0 | 0 | 0 | 0 | 0 | 0 | 0 | 0 | 0 | 0 | 0 | 0
2013 | CAN | MRO | - | Manitoba Hydro | 10a | Firm | 0 | 0 | 0 | 0 | 0 | 0 | 0 | 0 | 0 | 0 | 0 | 0
2013 | CAN | MRO | - | Manitoba Hydro | 10a1 | Full-Responsibility Purchases | 0 | 0 | 0 | 0 | 0 | 0 | 0 | 0 | 0 | 0 | 0 | 0
2013 | CAN | MRO | - | Manitoba Hydro | 10a2 | Owned Capacity/Entitlement Located Outside the Region/Subregion | 0 | 0 | 0 | 0 | 0 | 0 | 0 | 0 | 0 | 0 | 0 | 0
2013 | CAN | MRO | - | Manitoba Hydro | 10b | Non-firm | 0 | 0 | 0 | 0 | 0 | 0 | 0 | 0 | 0 | 0 | 0 | 0
2013 | CAN | MRO | - | Manitoba Hydro | 10c | Expected | 0 | 0 | 0 | 0 | 0 | 0 | 0 | 0 | 0 | 0 | 0 | 0
2013 | CAN | MRO | - | Manitoba Hydro | 10c1 | Full-Responsibility Purchases | 0 | 0 | 0 | 0 | 0 | 0 | 0 | 0 | 0 | 0 | 0 | 0
2013 | CAN | MRO | - | Manitoba Hydro | 10c2 | Owned Capacity/Entitlement Located Outside the Region/Subregion | 0 | 0 | 0 | 0 | 0 | 0 | 0 | 0 | 0 | 0 | 0 | 0
2013 | CAN | MRO | - | Manitoba Hydro | 11 | CAPACITY TRANSACTIONS - EXPORTS | 1080 | 1100 | 1050 | 925 | 925 | 925 | 925 | 925 | 1175 | 1400 | 1400 | 1400
2013 | CAN | MRO | - | Manitoba Hydro | 11a | Firm | 1080 | 1100 | 1050 | 725 | 725 | 725 | 725 | 725 | 725 | 725 | 725 | 725
2013 | CAN | MRO | - | Manitoba Hydro | 11a1 | Full-Responsibility Purchases | 0 | 0 | 0 | 0 | 0 | 0 | 0 | 0 | 0 | 0 | 0 | 0
2013 | CAN | MRO | - | Manitoba Hydro | 11a2 | Owned Capacity/Entitlement Located Outside the Region/Subregion | 1080 | 1100 | 1050 | 725 | 725 | 725 | 725 | 725 | 725 | 725 | 725 | 725
2013 | CAN | MRO | - | Manitoba Hydro | 11b | Non-firm | 0 | 0 | 0 | 0 | 0 | 0 | 0 | 0 | 0 | 0 | 0 | 0
2013 | CAN | MRO | - | Manitoba Hydro | 11c | Expected | 0 | 0 | 0 | 200 | 200 | 200 | 200 | 200 | 450 | 675 | 675 | 675
2013 | CAN | MRO | - | Manitoba Hydro | 11c1 | Full-Responsibility Purchases | 0 | 0 | 0 | 0 | 0 | 0 | 0 | 0 | 0 | 0 | 0 | 0
2013 | CAN | MRO | - | Manitoba Hydro | 11c2 | Owned Capacity/Entitlement Located Outside the Region/Subregion | 0 | 0 | 0 | 200 | 200 | 200 | 200 | 200 | 450 | 675 | 675 | 675
2013 | CAN | MRO | - | Manitoba Hydro | 12 | EXISTING-CERTAIN & NET FIRM TRANSACTIONS | 4113 | 4335.13 | 4476 | 4801 | 4801 | 4801 | 4801 | 4801 | 4801 | 4801 | 4801 | 4801
2013 | CAN | MRO | - | Manitoba Hydro | 13 | ANTICIPATED CAPACITY RESOURCES | 0 | 0 | 4450.61 | 4783.54 | 4801 | 4801 | 4801 | 4704.36 | 4704.36 | 4704.36 | 4704.36 | 4704.36
2013 | CAN | MRO | - | Manitoba Hydro | 14 | PROSPECTIVE CAPACITY RESOURCES | 0 | 0 | 4641.11 | 4774.04 | 4791.5 | 4791.5 | 4791.5 | 4694.86 | 4444.86 | 4219.86 | 4219.86 | 4219.86
2013 | CAN | MRO | - | Manitoba Hydro | 15 | TOTAL POTENTIAL CAPACITY RESOURCES | 0 | 0 | 4641.11 | 4774.04 | 4791.5 | 4791.5 | 4791.5 | 4784.86 | 5074.86 | 4849.86 | 4849.86 | 4849.86
2013 | CAN | MRO | - | Manitoba Hydro | 16 | ADJUSTED POTENTIAL CAPACITY RESOURCES | 0 | 0 | 4641.11 | 4774.04 | 4791.5 | 4791.5 | 4791.5 | 4784.8591 | 5074.8537 | 4849.8537 | 4849.8537 | 4849.8537
2013 | CAN | MRO | - | Manitoba Hydro | 16a | Confidence of Future-Other | 0 | 0 | 0.99999 | 0.99999 | 0.99999 | 0.99999 | 0.99999 | 0.99999 | 0.99999 | 0.99999 | 0.99999 | 0.99999
2013 | CAN | MRO | - | Manitoba Hydro | 16b | Net Future-Other Resources After Confidence Percentage Is Applied | 0 | 0 | 0 | 0 | 0 | 0 | 0 | 0 | 0 | 0 | 0 | 0
2013 | CAN | MRO | - | Manitoba Hydro | 16c | Confidence of Conceptual | 0 | 0 | 0.99999 | 0.99999 | 0.99999 | 0.99999 | 0.99999 | 0.99999 | 0.99999 | 0.99999 | 0.99999 | 0.99999
2013 | CAN | MRO | - | Manitoba Hydro | 16d | Net Conceptual Resources After Confidence Percentage Is Applied | 0 | 0 | 0 | 0 | 0 | 0 | 0 | 89.9991 | 629.9937 | 629.9937 | 629.9937 | 629.9937
2013 | CAN | MRO | - | Manitoba Hydro | 17 | ASSESSMENT AREA TARGET RESERVE MARGIN | 0% | 0% | 12% | 12% | 12% | 12% | 12% | 12% | 12% | 12% | 12% | 12%
2013 | CAN | MRO | - | Manitoba Hydro | 18 | EXISTING-CERTAIN AND NET FIRM TRANSACTIONS RESERVE MARGIN | 28.84% | 37.94% | 0% | 0% | 0% | 0% | 0% | 0% | 0% | 0% | 0% | 0%
2013 | CAN | MRO | - | Manitoba Hydro | 19 | ANTICIPATED CAPACITY RESOURCES RESERVE MARGIN | 0% | 0% | 40.51% | 49.71% | 49.72% | 47.74% | 49.88% | 45.49% | 43.33% | 39.8% | 36.88% | 34.8%
2013 | CAN | MRO | - | Manitoba Hydro | 20 | PROSPECTIVE CAPACITY RESOURCES RESERVE MARGIN | 0% | 0% | 46.52% | 49.42% | 49.42% | 47.45% | 49.58% | 45.2% | 35.42% | 25.4% | 22.79% | 20.92%
2013 | CAN | MRO | - | Manitoba Hydro | 21 | TOTAL POTENTIAL RESOURCES RESERVE MARGIN | 0% | 0% | 46.52% | 49.42% | 49.42% | 47.45% | 49.58% | 47.98% | 54.62% | 44.12% | 41.12% | 38.97%
2013 | CAN | MRO | - | Manitoba Hydro | 22 | ADJUSTED POTENTIAL RESOURCES RESERVE MARGIN | 0% | 0% | 46.52% | 49.42% | 49.42% | 47.45% | 49.58% | 47.98% | 54.62% | 44.12% | 41.12% | 38.97%
2013 | CAN | MRO | - | Manitoba Hydro | 23 | Total Baseline Installed Capacity | 5517.5 | 0 | 0 | 0 | 0 | 0 | 0 | 0 | 0 | 0 | 0 | 0
2013 | CAN | MRO | - | Manitoba Hydro | 24 | Distributed or Other Capacity (Behind the Meter) < 1 MW | 0 | 0 | 0 | 0 | 0 | 0 | 0 | 0 | 0 | 0 | 0 | 0
2013 | CAN | MRO | - | Manitoba Hydro | 25 | Distributed or Other Capacity (Behind the Meter) ≥ 1 MW | 0 | 0 | 0 | 0 | 0 | 0 | 0 | 0 | 0 | 0 | 0 | 0
2013 | CAN | MRO | - | Manitoba Hydro | 26 | Capacity Total from EIA-860 | 0 | 0 | 0 | 0 | 0 | 0 | 0 | 0 | 0 | 0 | 0 | 0
2013 | US | MRO | - | MAPP | 1 | Unrestricted Non-coincident Peak Demand | 0 | 5124.8153 | 5272.5124 | 5389.9267 | 5667.1107 | 5736.3542 | 5836.46 | 5947.2858 | 6049.3596 | 6143.9787 | 6237.72 | 6328.5554
2013 | US | MRO | - | MAPP | 1a | New Conservation (Energy Efficiency) | 0 | 14.9063 | 18.8682 | 23.4915 | 27.5017 | 31.5799 | 36.7832 | 41.0967 | 46.3974 | 50.6916 | 55.1441 | 56.6453
2013 | US | MRO | - | MAPP | 1b | Estimated Diversity | 0 | 0 | 0 | 0 | 0 | 0 | 0 | 0 | 0 | 0 | 0 | 0
2013 | US | MRO | - | MAPP | 1c | Additions for non-member load (load served by non-registered LSE's in a region) | 0 | 0 | 0 | 0 | 0 | 0 | 0 | 0 | 0 | 0 | 0 | 0
2013 | US | MRO | - | MAPP | 1d | Stand-by Load Under Contract (Normally served by behind the meter generation) | 0 | 0 | 0 | 0 | 0 | 0 | 0 | 0 | 0 | 0 | 0 | 0
2013 | US | MRO | - | MAPP | 1e | Non-Controllable Demand-Side Demand Response | 0 | 2.0114 | 4.3788 | 6.1995 | 7.9794 | 9.7244 | 11.4376 | 13.1417 | 14.8503 | 16.6055 | 17.2118 | 17.806
2013 | US | MRO | - | MAPP | 2 | Total Internal Demand | 5050.8597 | 5107.8976 | 5249.2654 | 5360.2357 | 5631.6297 | 5695.0498 | 5788.2392 | 5893.0475 | 5988.1119 | 6076.6816 | 6165.3641 | 6254.1041
2013 | US | MRO | - | MAPP | 2a | Supply-Side Direct Control Load Management (DCLM) | 6 | 6 | 6 | 6 | 6 | 6 | 6 | 6 | 6 | 6 | 6 | 6
2013 | US | MRO | - | MAPP | 2b | Supply-Side Contractually Interruptible (Curtailable) | 9.94 | 9.9 | 9.9 | 9.9 | 9.9 | 9.9 | 9.9 | 9.9 | 9.9 | 9.9 | 9.9 | 9.9
2013 | US | MRO | - | MAPP | 2c | Supply-Side Critical Peak-Pricing (CPP) with Control | 0 | 0 | 0 | 0 | 0 | 0 | 0 | 0 | 0 | 0 | 0 | 0
2013 | US | MRO | - | MAPP | 2d | Supply-Side Load as a Capacity Resource | 0 | 0 | 0 | 0 | 0 | 0 | 0 | 0 | 0 | 0 | 0 | 0
2013 | US | MRO | - | MAPP | 3 | Net Internal Demand | 4966.8597 | 5021.8976 | 5161.2654 | 5270.2357 | 5539.6297 | 5601.0498 | 5692.2392 | 5795.0475 | 5888.1119 | 5974.6816 | 6061.3641 | 6148.1041
2013 | US | MRO | - | MAPP | 3a | Demand-Side Direct Control Load Management (DCLM) | 84 | 86 | 88 | 90 | 92 | 94 | 96 | 98 | 100 | 102 | 104 | 106
2013 | US | MRO | - | MAPP | 3b | Demand-Side Contractually Interruptible (Curtailable) | 0 | 0 | 0 | 0 | 0 | 0 | 0 | 0 | 0 | 0 | 0 | 0
2013 | US | MRO | - | MAPP | 3c | Demand-Side Critical Peak-Pricing (CPP) with Control | 0 | 0 | 0 | 0 | 0 | 0 | 0 | 0 | 0 | 0 | 0 | 0
2013 | US | MRO | - | MAPP | 3d | Demand-Side Load as a Capacity Resource | 0 | 0 | 0 | 0 | 0 | 0 | 0 | 0 | 0 | 0 | 0 | 0
2013 | US | MRO | - | MAPP | 4 | Total Controllable Demand Response | 99.94 | 101.9 | 103.9 | 105.9 | 107.9 | 109.9 | 111.9 | 113.9 | 115.9 | 117.9 | 119.9 | 121.9
2013 | US | MRO | - | MAPP | 4a | Demand Response used for Ancillary Services - Spinning Reserves | 50 | 50 | 50 | 50 | 50 | 50 | 50 | 50 | 50 | 50 | 50 | 50
2013 | US | MRO | - | MAPP | 4b | Demand Response used for Ancillary Services - Non-Spinning Reserves | 50 | 50 | 50 | 50 | 50 | 50 | 50 | 50 | 50 | 50 | 50 | 50
2013 | US | MRO | - | MAPP | 4c | Demand Response used for Regulation | 100 | 100 | 100 | 100 | 100 | 100 | 100 | 100 | 100 | 100 | 100 | 100
2013 | US | MRO | - | MAPP | 4d | Demand Response used for Energy, Voluntary Services - Emergency | 0 | 0 | 0 | 0 | 0 | 0 | 0 | 0 | 0 | 0 | 0 | 0
2013 | US | MRO | - | MAPP | 5 | TOTAL INTERNAL CAPACITY | 8031.002 | 8481.488 | 8788.988 | 8868.988 | 8783.788 | 8783.788 | 8783.788 | 8783.788 | 8783.788 | 8783.788 | 8783.788 | 8783.788
2013 | US | MRO | - | MAPP | 6a | Existing-Certain | 6954.8 | 7314.112 | 7314.112 | 7314.112 | 7314.112 | 7314.112 | 7314.112 | 7314.112 | 7314.112 | 7314.112 | 7314.112 | 7314.112
2013 | US | MRO | - | MAPP | 6a1 | Wind Expected On-Peak | 246.7 | 246.869 | 246.869 | 246.869 | 246.869 | 246.869 | 246.869 | 246.869 | 246.869 | 246.869 | 246.869 | 246.869
2013 | US | MRO | - | MAPP | 6a2 | Solar Expected On-Peak | 0 | 0 | 0 | 0 | 0 | 0 | 0 | 0 | 0 | 0 | 0 | 0
2013 | US | MRO | - | MAPP | 6a3 | Hydro Expected On-Peak | 2133.4 | 2135.36 | 2135.36 | 2135.36 | 2135.36 | 2135.36 | 2135.36 | 2135.36 | 2135.36 | 2135.36 | 2135.36 | 2135.36
2013 | US | MRO | - | MAPP | 6a4 | Biomass Expected On-Peak | 3.1 | 3.1 | 3.1 | 3.1 | 3.1 | 3.1 | 3.1 | 3.1 | 3.1 | 3.1 | 3.1 | 3.1
2013 | US | MRO | - | MAPP | 6b | Existing-Other | 0 | 0 | 0 | 0 | 0 | 0 | 0 | 0 | 0 | 0 | 0 | 0
2013 | US | MRO | - | MAPP | 6b1 | Wind Derate On-Peak | 851.402 | 859.156 | 859.156 | 859.156 | 859.156 | 859.156 | 859.156 | 859.156 | 859.156 | 859.156 | 859.156 | 859.156
2013 | US | MRO | - | MAPP | 6b2 | Solar Derate On-Peak | 0 | 0 | 0 | 0 | 0 | 0 | 0 | 0 | 0 | 0 | 0 | 0
2013 | US | MRO | - | MAPP | 6b3 | Hydro Derate On-Peak | 201 | 201 | 201 | 201 | 201 | 201 | 201 | 201 | 201 | 201 | 201 | 201
2013 | US | MRO | - | MAPP | 6b4 | Biomass Derate On-Peak | 0 | 0 | 0 | 0 | 0 | 0 | 0 | 0 | 0 | 0 | 0 | 0
2013 | US | MRO | - | MAPP | 6b5 | Transmission-Limited Resources | 0 | 0 | 0 | 0 | 0 | 0 | 0 | 0 | 0 | 0 | 0 | 0
2013 | US | MRO | - | MAPP | 6b6 | All Other Derates | 23.8 | 27.22 | 27.22 | 27.22 | 27.22 | 27.22 | 27.22 | 27.22 | 27.22 | 27.22 | 27.22 | 27.22
2013 | US | MRO | - | MAPP | 6b7 | Energy-Only (Existing-Other) | 0 | 0 | 0 | 0 | 0 | 0 | 0 | 0 | 0 | 0 | 0 | 0
2013 | US | MRO | - | MAPP | 6c | Unplanned Outages (Actual) / Current and Future Inoperable Resources | 0 | 0 | 0 | 0 | 0 | 0 | 0 | 0 | 0 | 0 | 0 | 0
2013 | US | MRO | - | MAPP | 6d | Total Supply-Side Demand Response | 15.94 | 15.9 | 15.9 | 15.9 | 15.9 | 15.9 | 15.9 | 15.9 | 15.9 | 15.9 | 15.9 | 15.9
2013 | US | MRO | - | MAPP | 7 | TOTAL FUTURE CAPACITY ADDITIONS | 0 | 80 | 387.5 | 467.5 | 382.3 | 382.3 | 382.3 | 382.3 | 382.3 | 382.3 | 382.3 | 382.3
2013 | US | MRO | - | MAPP | 7a | Future-Planned | 0 | 80 | 387.5 | 467.5 | 382.3 | 382.3 | 382.3 | 382.3 | 382.3 | 382.3 | 382.3 | 382.3
2013 | US | MRO | - | MAPP | 7a1 | Wind Expected On-Peak | 0 | 0 | 0 | 0 | 0 | 0 | 0 | 0 | 0 | 0 | 0 | 0
2013 | US | MRO | - | MAPP | 7a2 | Wind Derate On-Peak | 0 | 0 | 0 | 0 | 0 | 0 | 0 | 0 | 0 | 0 | 0 | 0
2013 | US | MRO | - | MAPP | 7a3 | Solar Expected On-Peak | 0 | 0 | 0 | 0 | 0 | 0 | 0 | 0 | 0 | 0 | 0 | 0
2013 | US | MRO | - | MAPP | 7a4 | Solar Derate On-Peak | 0 | 0 | 0 | 0 | 0 | 0 | 0 | 0 | 0 | 0 | 0 | 0
2013 | US | MRO | - | MAPP | 7a5 | Hydro Expected On-Peak | 0 | 0 | 0 | 0 | 0 | 0 | 0 | 0 | 0 | 0 | 0 | 0
2013 | US | MRO | - | MAPP | 7a6 | Hydro Derate On-Peak | 0 | 0 | 0 | 0 | 0 | 0 | 0 | 0 | 0 | 0 | 0 | 0
2013 | US | MRO | - | MAPP | 7a7 | Biomass Expected On-Peak | 0 | 0 | 0 | 0 | 0 | 0 | 0 | 0 | 0 | 0 | 0 | 0
2013 | US | MRO | - | MAPP | 7a8 | Biomass Derate On-Peak | 0 | 0 | 0 | 0 | 0 | 0 | 0 | 0 | 0 | 0 | 0 | 0
2013 | US | MRO | - | MAPP | 7a9 | Transmission-Limited Resources | 0 | 0 | 0 | 0 | 0 | 0 | 0 | 0 | 0 | 0 | 0 | 0
2013 | US | MRO | - | MAPP | 7a10 | Scheduled Outage - Maintenance | 0 | 0 | 0 | 0 | 0 | 0 | 0 | 0 | 0 | 0 | 0 | 0
2013 | US | MRO | - | MAPP | 7a11 | All Other Derates | 0 | 0 | 0 | 0 | 0 | 0 | 0 | 0 | 0 | 0 | 0 | 0
2013 | US | MRO | - | MAPP | 7a12 | Energy-Only | 0 | 0 | 0 | 0 | 0 | 0 | 0 | 0 | 0 | 0 | 0 | 0
2013 | US | MRO | - | MAPP | 7b | Future-Other | 0 | 0 | 0 | 0 | 0 | 0 | 0 | 0 | 0 | 0 | 0 | 0
2013 | US | MRO | - | MAPP | 7b1 | Wind Expected On-Peak | 0 | 0 | 0 | 0 | 0 | 0 | 0 | 0 | 0 | 0 | 0 | 0
2013 | US | MRO | - | MAPP | 7b2 | Wind Derate On-Peak | 0 | 0 | 0 | 0 | 0 | 0 | 0 | 0 | 0 | 0 | 0 | 0
2013 | US | MRO | - | MAPP | 7b3 | Solar Expected On-Peak | 0 | 0 | 0 | 0 | 0 | 0 | 0 | 0 | 0 | 0 | 0 | 0
2013 | US | MRO | - | MAPP | 7b4 | Solar Derate On-Peak | 0 | 0 | 0 | 0 | 0 | 0 | 0 | 0 | 0 | 0 | 0 | 0
2013 | US | MRO | - | MAPP | 7b5 | Hydro Expected On-Peak | 0 | 0 | 0 | 0 | 0 | 0 | 0 | 0 | 0 | 0 | 0 | 0
2013 | US | MRO | - | MAPP | 7b6 | Hydro Derate On-Peak | 0 | 0 | 0 | 0 | 0 | 0 | 0 | 0 | 0 | 0 | 0 | 0
2013 | US | MRO | - | MAPP | 7b7 | Biomass Expected On-Peak | 0 | 0 | 0 | 0 | 0 | 0 | 0 | 0 | 0 | 0 | 0 | 0
2013 | US | MRO | - | MAPP | 7b8 | Biomass Derate On-Peak | 0 | 0 | 0 | 0 | 0 | 0 | 0 | 0 | 0 | 0 | 0 | 0
2013 | US | MRO | - | MAPP | 7b9 | Transmission-Limited Resources | 0 | 0 | 0 | 0 | 0 | 0 | 0 | 0 | 0 | 0 | 0 | 0
2013 | US | MRO | - | MAPP | 7b10 | Scheduled Outage - Maintenance | 0 | 0 | 0 | 0 | 0 | 0 | 0 | 0 | 0 | 0 | 0 | 0
2013 | US | MRO | - | MAPP | 7b11 | All Other Derates | 0 | 0 | 0 | 0 | 0 | 0 | 0 | 0 | 0 | 0 | 0 | 0
2013 | US | MRO | - | MAPP | 7b12 | Energy-Only | 0 | 0 | 0 | 0 | 0 | 0 | 0 | 0 | 0 | 0 | 0 | 0
2013 | US | MRO | - | MAPP | 8 | Conceptual | 0 | 0 | 0 | 0 | 0 | 0 | 0 | 0 | 0 | 0 | 0 | 0
2013 | US | MRO | - | MAPP | 8a1 | Wind Expected On-Peak | 0 | 0 | 0 | 0 | 0 | 0 | 0 | 0 | 0 | 0 | 0 | 0
2013 | US | MRO | - | MAPP | 8a2 | Wind Derate On-Peak | 0 | 0 | 0 | 0 | 0 | 0 | 0 | 0 | 0 | 0 | 0 | 0
2013 | US | MRO | - | MAPP | 8a3 | Solar Expected On-Peak | 0 | 0 | 0 | 0 | 0 | 0 | 0 | 0 | 0 | 0 | 0 | 0
2013 | US | MRO | - | MAPP | 8a4 | Solar Derate On-Peak | 0 | 0 | 0 | 0 | 0 | 0 | 0 | 0 | 0 | 0 | 0 | 0
2013 | US | MRO | - | MAPP | 8a5 | Hydro Expected On-Peak | 0 | 0 | 0 | 0 | 0 | 0 | 0 | 0 | 0 | 0 | 0 | 0
2013 | US | MRO | - | MAPP | 8a6 | Hydro Derate On-Peak | 0 | 0 | 0 | 0 | 0 | 0 | 0 | 0 | 0 | 0 | 0 | 0
2013 | US | MRO | - | MAPP | 8a7 | Biomass Expected On-Peak | 0 | 0 | 0 | 0 | 0 | 0 | 0 | 0 | 0 | 0 | 0 | 0
2013 | US | MRO | - | MAPP | 8a8 | Biomass Derate On-Peak | 0 | 0 | 0 | 0 | 0 | 0 | 0 | 0 | 0 | 0 | 0 | 0
2013 | US | MRO | - | MAPP | 8a9 | All Other Derates | 0 | 0 | 0 | 0 | 0 | 0 | 0 | 0 | 0 | 0 | 0 | 0
2013 | US | MRO | - | MAPP | 8a10 | Energy-Only | 0 | 0 | 0 | 0 | 0 | 0 | 0 | 0 | 0 | 0 | 0 | 0
2013 | US | MRO | - | MAPP | 9 | ANTICIPATED INTERNAL CAPACITY | 0 | 7410.012 | 7717.512 | 7797.512 | 7712.312 | 7712.312 | 7712.312 | 7712.312 | 7712.312 | 7712.312 | 7712.312 | 7712.312
2013 | US | MRO | - | MAPP | 10 | CAPACITY TRANSACTIONS - IMPORTS | 325.3 | 422.3 | 398.3 | 404.3 | 530.3 | 485.3 | 440.3 | 245.3 | 248.3 | 251.3 | 254.3 | 257.3
2013 | US | MRO | - | MAPP | 10a | Firm | 325.3 | 422.3 | 398.3 | 404.3 | 508.3 | 460.3 | 412.3 | 214.3 | 214.3 | 214.3 | 214.3 | 214.3
2013 | US | MRO | - | MAPP | 10a1 | Full-Responsibility Purchases | 101.8 | 203.8 | 203.8 | 203.8 | 203.8 | 203.8 | 203.8 | 203.8 | 203.8 | 203.8 | 203.8 | 203.8
2013 | US | MRO | - | MAPP | 10a2 | Owned Capacity/Entitlement Located Outside the Region/Subregion | 0 | 0 | 0 | 0 | 0 | 0 | 0 | 0 | 0 | 0 | 0 | 0
2013 | US | MRO | - | MAPP | 10b | Non-firm | 0 | 0 | 0 | 0 | 0 | 0 | 0 | 0 | 0 | 0 | 0 | 0
2013 | US | MRO | - | MAPP | 10c | Expected | 0 | 0 | 0 | 0 | 22 | 25 | 28 | 31 | 34 | 37 | 40 | 43
2013 | US | MRO | - | MAPP | 10c1 | Full-Responsibility Purchases | 0 | 0 | 0 | 0 | 0 | 0 | 0 | 0 | 0 | 0 | 0 | 0
2013 | US | MRO | - | MAPP | 10c2 | Owned Capacity/Entitlement Located Outside the Region/Subregion | 0 | 0 | 0 | 0 | 0 | 0 | 0 | 0 | 0 | 0 | 0 | 0
2013 | US | MRO | - | MAPP | 11 | CAPACITY TRANSACTIONS - EXPORTS | 1231 | 1203.6 | 1457.5 | 1395.1 | 1353.4 | 1353.4 | 1313.4 | 1113.4 | 1113.4 | 1063.4 | 1043.4 | 1023.4
2013 | US | MRO | - | MAPP | 11a | Firm | 1231 | 1203.6 | 1457.5 | 1395.1 | 1353.4 | 1353.4 | 1313.4 | 1113.4 | 1113.4 | 1063.4 | 1043.4 | 1023.4
2013 | US | MRO | - | MAPP | 11a1 | Full-Responsibility Purchases | 87.6 | 115.2 | 115.2 | 115.2 | 115.2 | 115.2 | 115.2 | 115.2 | 115.2 | 115.2 | 115.2 | 115.2
2013 | US | MRO | - | MAPP | 11a2 | Owned Capacity/Entitlement Located Outside the Region/Subregion | 0 | 0 | 0 | 0 | 0 | 0 | 0 | 0 | 0 | 0 | 0 | 0
2013 | US | MRO | - | MAPP | 11b | Non-firm | 0 | 0 | 0 | 0 | 0 | 0 | 0 | 0 | 0 | 0 | 0 | 0
2013 | US | MRO | - | MAPP | 11c | Expected | 0 | 0 | 0 | 0 | 0 | 0 | 0 | 0 | 0 | 0 | 0 | 0
2013 | US | MRO | - | MAPP | 11c1 | Full-Responsibility Purchases | 0 | 0 | 0 | 0 | 0 | 0 | 0 | 0 | 0 | 0 | 0 | 0
2013 | US | MRO | - | MAPP | 11c2 | Owned Capacity/Entitlement Located Outside the Region/Subregion | 0 | 0 | 0 | 0 | 0 | 0 | 0 | 0 | 0 | 0 | 0 | 0
2013 | US | MRO | - | MAPP | 12 | EXISTING-CERTAIN & NET FIRM TRANSACTIONS | 6065.04 | 6548.712 | 6270.812 | 6339.212 | 6484.912 | 6436.912 | 6428.912 | 6430.912 | 6430.912 | 6480.912 | 6500.912 | 6520.912
2013 | US | MRO | - | MAPP | 13 | ANTICIPATED CAPACITY RESOURCES | 0 | 0 | 6658.312 | 6806.712 | 6889.212 | 6844.212 | 6839.212 | 6844.212 | 6847.212 | 6900.212 | 6923.212 | 6946.212
2013 | US | MRO | - | MAPP | 14 | PROSPECTIVE CAPACITY RESOURCES | 0 | 0 | 6658.312 | 6806.712 | 6911.212 | 6869.212 | 6867.212 | 6875.212 | 6881.212 | 6937.212 | 6963.212 | 6989.212
2013 | US | MRO | - | MAPP | 15 | TOTAL POTENTIAL CAPACITY RESOURCES | 0 | 0 | 6658.312 | 6806.712 | 6911.212 | 6869.212 | 6867.212 | 6875.212 | 6881.212 | 6937.212 | 6963.212 | 6989.212
2013 | US | MRO | - | MAPP | 16 | ADJUSTED POTENTIAL CAPACITY RESOURCES | 0 | 0 | 6658.312 | 6806.712 | 6911.212 | 6869.212 | 6867.212 | 6875.212 | 6881.212 | 6937.212 | 6963.212 | 6989.212
2013 | US | MRO | - | MAPP | 16a | Confidence of Future-Other | 0 | 0 | 0.99999 | 0.99999 | 0.99999 | 0.99999 | 0.99999 | 0.99999 | 0.99999 | 0.99999 | 0.99999 | 0.99999
2013 | US | MRO | - | MAPP | 16b | Net Future-Other Resources After Confidence Percentage Is Applied | 0 | 0 | 0 | 0 | 0 | 0 | 0 | 0 | 0 | 0 | 0 | 0
2013 | US | MRO | - | MAPP | 16c | Confidence of Conceptual | 0 | 0 | 0.99999 | 0.99999 | 0.99999 | 0.99999 | 0.99999 | 0.99999 | 0.99999 | 0.99999 | 0.99999 | 0.99999
2013 | US | MRO | - | MAPP | 16d | Net Conceptual Resources After Confidence Percentage Is Applied | 0 | 0 | 0 | 0 | 0 | 0 | 0 | 0 | 0 | 0 | 0 | 0
2013 | US | MRO | - | MAPP | 17 | ASSESSMENT AREA TARGET RESERVE MARGIN | 0% | 0% | 15% | 15% | 15% | 15% | 15% | 15% | 15% | 15% | 15% | 15%
2013 | US | MRO | - | MAPP | 18 | EXISTING-CERTAIN AND NET FIRM TRANSACTIONS RESERVE MARGIN | 22.11% | 30.4% | 0% | 0% | 0% | 0% | 0% | 0% | 0% | 0% | 0% | 0%
2013 | US | MRO | - | MAPP | 19 | ANTICIPATED CAPACITY RESOURCES RESERVE MARGIN | 0% | 0% | 29.01% | 29.15% | 24.36% | 22.2% | 20.15% | 18.1% | 16.29% | 15.49% | 14.22% | 12.98%
2013 | US | MRO | - | MAPP | 20 | PROSPECTIVE CAPACITY RESOURCES RESERVE MARGIN | 0% | 0% | 29.01% | 29.15% | 24.76% | 22.64% | 20.64% | 18.64% | 16.87% | 16.11% | 14.88% | 13.68%
2013 | US | MRO | - | MAPP | 21 | TOTAL POTENTIAL RESOURCES RESERVE MARGIN | 0% | 0% | 29.01% | 29.15% | 24.76% | 22.64% | 20.64% | 18.64% | 16.87% | 16.11% | 14.88% | 13.68%
2013 | US | MRO | - | MAPP | 22 | ADJUSTED POTENTIAL RESOURCES RESERVE MARGIN | 0% | 0% | 29.01% | 29.15% | 24.76% | 22.64% | 20.64% | 18.64% | 16.87% | 16.11% | 14.88% | 13.68%
2013 | US | MRO | - | MAPP | 23 | Total Baseline Installed Capacity | 8031.002 | 0 | 0 | 0 | 0 | 0 | 0 | 0 | 0 | 0 | 0 | 0
2013 | US | MRO | - | MAPP | 24 | Distributed or Other Capacity (Behind the Meter) < 1 MW | 0 | 0 | 0 | 0 | 0 | 0 | 0 | 0 | 0 | 0 | 0 | 0
2013 | US | MRO | - | MAPP | 25 | Distributed or Other Capacity (Behind the Meter) ≥ 1 MW | 0 | 0 | 0 | 0 | 0 | 0 | 0 | 0 | 0 | 0 | 0 | 0
2013 | US | MRO | - | MAPP | 26 | Capacity Total from EIA-860 | 2778.6 | 3397.1 | 3477.1 | 3565.9 | 3565.9 | 3565.9 | 3565.9 | 3565.9 | 3565.9 | 3565.9 | 3565.9 | 3565.9
2013 | CAN | MRO | - | SaskPower | 1 | Unrestricted Non-coincident Peak Demand |  | 3151 | 3270 | 3395 | 3516 | 3651 | 3724 | 3765 | 3813 | 3901 | 3973 | 4018
2013 | CAN | MRO | - | SaskPower | 1a | New Conservation (Energy Efficiency) |  | 58 | 66 | 75 | 84 | 93 | 102 | 112 | 121 | 131 | 140 | 149
2013 | CAN | MRO | - | SaskPower | 1b | Estimated Diversity |  |  |  | 0 | 0 | 0 | 0 | 0 | 0 | 0 | 0 | 0
2013 | CAN | MRO | - | SaskPower | 1c | Additions for non-member load (load served by non-registered LSE's in a region) |  |  |  | 0 | 0 | 0 | 0 | 0 | 0 | 0 | 0 | 0
2013 | CAN | MRO | - | SaskPower | 1d | Stand-by Load Under Contract (Normally served by behind the meter generation) |  |  |  | 0 | 0 | 0 | 0 | 0 | 0 | 0 | 0 | 0
2013 | CAN | MRO | - | SaskPower | 1e | Non-Controllable Demand-Side Demand Response |  |  |  | 0 | 0 | 0 | 0 | 0 | 0 | 0 | 0 | 0
2013 | CAN | MRO | - | SaskPower | 2 | Total Internal Demand | 3004 | 3093 | 3204 | 3320 | 3432 | 3558 | 3622 | 3653 | 3692 | 3770 | 3833 | 3869
2013 | CAN | MRO | - | SaskPower | 2a | Supply-Side Direct Control Load Management (DCLM) |  |  |  | 0 | 0 | 0 | 0 | 0 | 0 | 0 | 0 | 0
2013 | CAN | MRO | - | SaskPower | 2b | Supply-Side Contractually Interruptible (Curtailable) |  |  |  | 0 | 0 | 0 | 0 | 0 | 0 | 0 | 0 | 0
2013 | CAN | MRO | - | SaskPower | 2c | Supply-Side Critical Peak-Pricing (CPP) with Control |  |  |  | 0 | 0 | 0 | 0 | 0 | 0 | 0 | 0 | 0
2013 | CAN | MRO | - | SaskPower | 2d | Supply-Side Load as a Capacity Resource |  |  |  | 0 | 0 | 0 | 0 | 0 | 0 | 0 | 0 | 0
2013 | CAN | MRO | - | SaskPower | 3 | Net Internal Demand | 2918 | 3007 | 3118 | 3234 | 3346 | 3472 | 3536 | 3567 | 3606 | 3684 | 3747 | 3783
2013 | CAN | MRO | - | SaskPower | 3a | Demand-Side Direct Control Load Management (DCLM) |  |  |  | 0 | 0 | 0 | 0 | 0 | 0 | 0 | 0 | 0
2013 | CAN | MRO | - | SaskPower | 3b | Demand-Side Contractually Interruptible (Curtailable) | 86 | 86 | 86 | 86 | 86 | 86 | 86 | 86 | 86 | 86 | 86 | 86
2013 | CAN | MRO | - | SaskPower | 3c | Demand-Side Critical Peak-Pricing (CPP) with Control |  |  |  | 0 | 0 | 0 | 0 | 0 | 0 | 0 | 0 | 0
2013 | CAN | MRO | - | SaskPower | 3d | Demand-Side Load as a Capacity Resource |  |  |  | 0 | 0 | 0 | 0 | 0 | 0 | 0 | 0 | 0
2013 | CAN | MRO | - | SaskPower | 4 | Total Controllable Demand Response | 86 | 86 | 86 | 86 | 86 | 86 | 86 | 86 | 86 | 86 | 86 | 86
2013 | CAN | MRO | - | SaskPower | 4a | Demand Response used for Ancillary Services - Spinning Reserves |  |  |  | 0 | 0 | 0 | 0 | 0 | 0 | 0 | 0 | 0
2013 | CAN | MRO | - | SaskPower | 4b | Demand Response used for Ancillary Services - Non-Spinning Reserves |  |  |  | 0 | 0 | 0 | 0 | 0 | 0 | 0 | 0 | 0
2013 | CAN | MRO | - | SaskPower | 4c | Demand Response used for Regulation |  |  |  | 0 | 0 | 0 | 0 | 0 | 0 | 0 | 0 | 0
2013 | CAN | MRO | - | SaskPower | 4d | Demand Response used for Energy, Voluntary Services - Emergency |  |  |  | 0 | 0 | 0 | 0 | 0 | 0 | 0 | 0 | 0
2013 | CAN | MRO | - | SaskPower | 5 | TOTAL INTERNAL CAPACITY |  | 3924.8 | 4304.8 | 4363.8 | 4517.8 | 4714.8 | 4756.8 | 5036.8 | 5036.8 | 5098.8 | 5186.6 | 5116.6
2013 | CAN | MRO | - | SaskPower | 6a | Existing-Certain |  | 3760.91 | 3760.91 | 3760.91 | 3760.91 | 3760.91 | 3760.91 | 3760.91 | 3760.91 | 3760.91 | 3760.91 | 3760.91
2013 | CAN | MRO | - | SaskPower | 6a1 | Wind Expected On-Peak |  | 19.76 | 19.76 | 19.76 | 19.76 | 19.76 | 19.76 | 19.76 | 19.76 | 19.76 | 19.76 | 19.76
2013 | CAN | MRO | - | SaskPower | 6a2 | Solar Expected On-Peak |  | 0 | 0 | 0 | 0 | 0 | 0 | 0 | 0 | 0 | 0 | 0
2013 | CAN | MRO | - | SaskPower | 6a3 | Hydro Expected On-Peak |  | 861.6 | 861.6 | 861.6 | 861.6 | 861.6 | 861.6 | 861.6 | 861.6 | 861.6 | 861.6 | 861.6
2013 | CAN | MRO | - | SaskPower | 6a4 | Biomass Expected On-Peak |  | 10 | 10 | 10 | 10 | 10 | 10 | 10 | 10 | 10 | 10 | 10
2013 | CAN | MRO | - | SaskPower | 6b | Existing-Other |  | 0 | 0 | 0 | 0 | 0 | 0 | 0 | 0 | 0 | 0 | 0
2013 | CAN | MRO | - | SaskPower | 6b1 | Wind Derate On-Peak |  | 177.84 | 177.84 | 177.84 | 177.84 | 177.84 | 177.84 | 177.84 | 177.84 | 177.84 | 177.84 | 177.84
2013 | CAN | MRO | - | SaskPower | 6b2 | Solar Derate On-Peak |  | 0 | 0 | 0 | 0 | 0 | 0 | 0 | 0 | 0 | 0 | 0
2013 | CAN | MRO | - | SaskPower | 6b3 | Hydro Derate On-Peak |  | 1.2 | 1.2 | 1.2 | 1.2 | 1.2 | 1.2 | 1.2 | 1.2 | 1.2 | 1.2 | 1.2
2013 | CAN | MRO | - | SaskPower | 6b4 | Biomass Derate On-Peak |  | 0 | 0 | 0 | 0 | 0 | 0 | 0 | 0 | 0 | 0 | 0
2013 | CAN | MRO | - | SaskPower | 6b5 | Transmission-Limited Resources |  |  | 0 | 0 | 0 | 0 | 0 | 0 | 0 | 0 | 0 | 0
2013 | CAN | MRO | - | SaskPower | 6b6 | All Other Derates |  | 181.85 | 181.85 | 181.85 | 181.85 | 181.85 | 181.85 | 181.85 | 181.85 | 181.85 | 181.85 | 181.85
2013 | CAN | MRO | - | SaskPower | 6b7 | Energy-Only (Existing-Other) |  |  | 0 | 0 | 0 | 0 | 0 | 0 | 0 | 0 | 0 | 0
2013 | CAN | MRO | - | SaskPower | 6c | Unplanned Outages (Actual) / Current and Future Inoperable Resources |  | 0 | 0 | 0 | 0 | 0 | 0 | 0 | 0 | 0 | 0 | 0
2013 | CAN | MRO | - | SaskPower | 6d | Total Supply-Side Demand Response | 0 | 0 | 0 | 0 | 0 | 0 | 0 | 0 | 0 | 0 | 0 | 0
2013 | CAN | MRO | - | SaskPower | 7 | TOTAL FUTURE CAPACITY ADDITIONS |  | -197 | 153 | 191.3 | 336.3 | 356 | 398 | 646 | 646 | 692 | 789.88 | 719.88
2013 | CAN | MRO | - | SaskPower | 7a | Future-Planned |  | -197 | 153 | 191.3 | 336.3 | 356 | 398 | 646 | 646 | 692 | 789.88 | 719.88
2013 | CAN | MRO | - | SaskPower | 7a1 | Wind Expected On-Peak |  | 0 | 0 | 2.3 | 3.3 | 23 | 23 | 23 | 23 | 23 | 21.88 | 21.88
2013 | CAN | MRO | - | SaskPower | 7a2 | Wind Derate On-Peak |  | 0 | 0 | 20.7 | 29.7 | 207 | 207 | 207 | 207 | 207 | 196.92 | 196.92
2013 | CAN | MRO | - | SaskPower | 7a3 | Solar Expected On-Peak |  | 0 | 0 | 0 | 0 | 0 | 0 | 0 | 0 | 0 | 0 | 0
2013 | CAN | MRO | - | SaskPower | 7a4 | Solar Derate On-Peak |  | 0 | 0 | 0 | 0 | 0 | 0 | 0 | 0 | 0 | 0 | 0
2013 | CAN | MRO | - | SaskPower | 7a5 | Hydro Expected On-Peak |  | 0 | 0 | 0 | 0 | 0 | 42 | 42 | 42 | 42 | 42 | 67
2013 | CAN | MRO | - | SaskPower | 7a6 | Hydro Derate On-Peak |  | 0 | 0 | 0 | 0 | 0 | 0 | 0 | 0 | 0 | 0 | 0
2013 | CAN | MRO | - | SaskPower | 7a7 | Biomass Expected On-Peak |  | 0 | 0 | 36 | 36 | 36 | 36 | 36 | 36 | 36 | 36 | 36
2013 | CAN | MRO | - | SaskPower | 7a8 | Biomass Derate On-Peak |  | 0 | 0 | 0 | 0 | 0 | 0 | 0 | 0 | 0 | 0 | 0
2013 | CAN | MRO | - | SaskPower | 7a9 | Transmission-Limited Resources
2013 | CAN | MRO | - | SaskPower | 7a10 | Scheduled Outage - Maintenance |  | 312 | 235 | 94 | 186 | 156 | 166 | 191 | 191 | 191 | 191 | 191
2013 | CAN | MRO | - | SaskPower | 7a11 | All Other Derates |  | 0 | 30 | 30 | 30 | 30 | 30 | 62 | 62 | 78 | 78 | 78
2013 | CAN | MRO | - | SaskPower | 7a12 | Energy-Only
2013 | CAN | MRO | - | SaskPower | 7b | Future-Other |  | 0 | 0 | 0 | 0 | 0 | 0 | 0 | 0 | 0 | 0 | 0
2013 | CAN | MRO | - | SaskPower | 7b1 | Wind Expected On-Peak |  | 0 | 0 | 0 | 0 | 0 | 0 | 0 | 0 | 0 | 0 | 0
2013 | CAN | MRO | - | SaskPower | 7b2 | Wind Derate On-Peak |  | 0 | 0 | 0 | 0 | 0 | 0 | 0 | 0 | 0 | 0 | 0
2013 | CAN | MRO | - | SaskPower | 7b3 | Solar Expected On-Peak |  | 0 | 0 | 0 | 0 | 0 | 0 | 0 | 0 | 0 | 0 | 0
2013 | CAN | MRO | - | SaskPower | 7b4 | Solar Derate On-Peak |  | 0 | 0 | 0 | 0 | 0 | 0 | 0 | 0 | 0 | 0 | 0
2013 | CAN | MRO | - | SaskPower | 7b5 | Hydro Expected On-Peak |  | 0 | 0 | 0 | 0 | 0 | 0 | 0 | 0 | 0 | 0 | 0
2013 | CAN | MRO | - | SaskPower | 7b6 | Hydro Derate On-Peak |  | 0 | 0 | 0 | 0 | 0 | 0 | 0 | 0 | 0 | 0 | 0
2013 | CAN | MRO | - | SaskPower | 7b7 | Biomass Expected On-Peak |  | 0 | 0 | 0 | 0 | 0 | 0 | 0 | 0 | 0 | 0 | 0
2013 | CAN | MRO | - | SaskPower | 7b8 | Biomass Derate On-Peak |  | 0 | 0 | 0 | 0 | 0 | 0 | 0 | 0 | 0 | 0 | 0
2013 | CAN | MRO | - | SaskPower | 7b9 | Transmission-Limited Resources
2013 | CAN | MRO | - | SaskPower | 7b10 | Scheduled Outage - Maintenance
2013 | CAN | MRO | - | SaskPower | 7b11 | All Other Derates |  | 0 | 0 | 0 | 0 | 0 | 0 | 0 | 0 | 0 | 0 | 0
2013 | CAN | MRO | - | SaskPower | 7b12 | Energy-Only
2013 | CAN | MRO | - | SaskPower | 8 | Conceptual |  | 0 | 0 | 0 | 0 | 0 | 0 | 0 | 0 | 0 | 0 | 0
2013 | CAN | MRO | - | SaskPower | 8a1 | Wind Expected On-Peak |  | 0 | 0 | 0 | 0 | 0 | 0 | 0 | 0 | 0 | 0 | 0
2013 | CAN | MRO | - | SaskPower | 8a2 | Wind Derate On-Peak |  | 0 | 0 | 0 | 0 | 0 | 0 | 0 | 0 | 0 | 0 | 0
2013 | CAN | MRO | - | SaskPower | 8a3 | Solar Expected On-Peak |  | 0 | 0 | 0 | 0 | 0 | 0 | 0 | 0 | 0 | 0 | 0
2013 | CAN | MRO | - | SaskPower | 8a4 | Solar Derate On-Peak |  | 0 | 0 | 0 | 0 | 0 | 0 | 0 | 0 | 0 | 0 | 0
2013 | CAN | MRO | - | SaskPower | 8a5 | Hydro Expected On-Peak |  | 0 | 0 | 0 | 0 | 0 | 0 | 0 | 0 | 0 | 0 | 0
2013 | CAN | MRO | - | SaskPower | 8a6 | Hydro Derate On-Peak |  | 0 | 0 | 0 | 0 | 0 | 0 | 0 | 0 | 0 | 0 | 0
2013 | CAN | MRO | - | SaskPower | 8a7 | Biomass Expected On-Peak |  | 0 | 0 | 0 | 0 | 0 | 0 | 0 | 0 | 0 | 0 | 0
2013 | CAN | MRO | - | SaskPower | 8a8 | Biomass Derate On-Peak |  | 0 | 0 | 0 | 0 | 0 | 0 | 0 | 0 | 0 | 0 | 0
2013 | CAN | MRO | - | SaskPower | 8a9 | All Other Derates |  | 0 | 0 | 0 | 0 | 0 | 0 | 0 | 0 | 0 | 0 | 0
2013 | CAN | MRO | - | SaskPower | 8a10 | Energy-Only
2013 | CAN | MRO | - | SaskPower | 9 | ANTICIPATED INTERNAL CAPACITY |  | 3563.91 | 3913.91 | 3952.21 | 4097.21 | 4116.91 | 4158.91 | 4406.91 | 4406.91 | 4452.91 | 4550.79 | 4480.79
2013 | CAN | MRO | - | SaskPower | 10 | CAPACITY TRANSACTIONS - IMPORTS | 0 | 0 | 0 | 0 | 25 | 25 | 25 | 25 | 25 | 25 | 0 | 0
2013 | CAN | MRO | - | SaskPower | 10a | Firm |  |  | 0 | 0 | 0 | 0 | 0 | 0 | 0 | 0 | 0 | 0
2013 | CAN | MRO | - | SaskPower | 10a1 | Full-Responsibility Purchases |  |  | 0 | 0 | 0 | 0 | 0 | 0 | 0 | 0 | 0 | 0
2013 | CAN | MRO | - | SaskPower | 10a2 | Owned Capacity/Entitlement Located Outside the Region/Subregion |  |  | 0 | 0 | 0 | 0 | 0 | 0 | 0 | 0 | 0 | 0
2013 | CAN | MRO | - | SaskPower | 10b | Non-firm
2013 | CAN | MRO | - | SaskPower | 10c | Expected |  |  | 0 | 0 | 25 | 25 | 25 | 25 | 25 | 25 | 0 | 0
2013 | CAN | MRO | - | SaskPower | 10c1 | Full-Responsibility Purchases |  |  | 0 | 0 | 0 | 0 | 0 | 0 | 0 | 0 | 0 | 0
2013 | CAN | MRO | - | SaskPower | 10c2 | Owned Capacity/Entitlement Located Outside the Region/Subregion |  |  | 0 | 0 | 0 | 0 | 0 | 0 | 0 | 0 | 0 | 0
2013 | CAN | MRO | - | SaskPower | 11 | CAPACITY TRANSACTIONS - EXPORTS | 0 | 0 | 0 | 0 | 0 | 0 | 0 | 0 | 0 | 0 | 0 | 0
2013 | CAN | MRO | - | SaskPower | 11a | Firm |  |  | 0 | 0 | 0 | 0 | 0 | 0 | 0 | 0 | 0 | 0
2013 | CAN | MRO | - | SaskPower | 11a1 | Full-Responsibility Purchases |  |  | 0 | 0 | 0 | 0 | 0 | 0 | 0 | 0 | 0 | 0
2013 | CAN | MRO | - | SaskPower | 11a2 | Owned Capacity/Entitlement Located Outside the Region/Subregion |  |  | 0 | 0 | 0 | 0 | 0 | 0 | 0 | 0 | 0 | 0
2013 | CAN | MRO | - | SaskPower | 11b | Non-firm
2013 | CAN | MRO | - | SaskPower | 11c | Expected |  |  | 0 | 0 | 0 | 0 | 0 | 0 | 0 | 0 | 0 | 0
2013 | CAN | MRO | - | SaskPower | 11c1 | Full-Responsibility Purchases |  |  | 0 | 0 | 0 | 0 | 0 | 0 | 0 | 0 | 0 | 0
2013 | CAN | MRO | - | SaskPower | 11c2 | Owned Capacity/Entitlement Located Outside the Region/Subregion |  |  | 0 | 0 | 0 | 0 | 0 | 0 | 0 | 0 | 0 | 0
2013 | CAN | MRO | - | SaskPower | 12 | EXISTING-CERTAIN & NET FIRM TRANSACTIONS | 0 | 3448.91 | 3760.91 | 3760.91 | 3760.91 | 3760.91 | 3760.91 | 3760.91 | 3760.91 | 3760.91 | 3760.91 | 3760.91
2013 | CAN | MRO | - | SaskPower | 13 | ANTICIPATED CAPACITY RESOURCES |  |  | 3678.91 | 3858.21 | 3936.21 | 3985.91 | 4017.91 | 4240.91 | 4240.91 | 4286.91 | 4359.79 | 4289.79
2013 | CAN | MRO | - | SaskPower | 14 | PROSPECTIVE CAPACITY RESOURCES |  |  | 3678.91 | 3858.21 | 3961.21 | 4010.91 | 4042.91 | 4265.91 | 4265.91 | 4311.91 | 4359.79 | 4289.79
2013 | CAN | MRO | - | SaskPower | 15 | TOTAL POTENTIAL CAPACITY RESOURCES |  |  | 3678.91 | 3858.21 | 3961.21 | 4010.91 | 4042.91 | 4265.91 | 4265.91 | 4311.91 | 4359.79 | 4289.79
2013 | CAN | MRO | - | SaskPower | 16 | ADJUSTED POTENTIAL CAPACITY RESOURCES |  |  | 3678.91 | 3858.21 | 3961.21 | 4010.91 | 4042.91 | 4265.91 | 4265.91 | 4311.91 | 4359.79 | 4289.79
2013 | CAN | MRO | - | SaskPower | 16a | Confidence of Future-Other |  |  | 0.99999 | 0.99999 | 0.99999 | 0.99999 | 0.99999 | 0.99999 | 0.99999 | 0.99999 | 0.99999 | 0.99999
2013 | CAN | MRO | - | SaskPower | 16b | Net Future-Other Resources After Confidence Percentage Is Applied |  |  | 0 | 0 | 0 | 0 | 0 | 0 | 0 | 0 | 0 | 0
2013 | CAN | MRO | - | SaskPower | 16c | Confidence of Conceptual |  |  | 0.99999 | 0.99999 | 0.99999 | 0.99999 | 0.99999 | 0.99999 | 0.99999 | 0.99999 | 0.99999 | 0.99999
2013 | CAN | MRO | - | SaskPower | 16d | Net Conceptual Resources After Confidence Percentage Is Applied |  |  | 0 | 0 | 0 | 0 | 0 | 0 | 0 | 0 | 0 | 0
2013 | CAN | MRO | - | SaskPower | 17 | ASSESSMENT AREA TARGET RESERVE MARGIN |  |  | 11% | 11% | 11% | 11% | 11% | 11% | 11% | 11% | 11% | 11%
2013 | CAN | MRO | - | SaskPower | 18 | EXISTING-CERTAIN AND NET FIRM TRANSACTIONS RESERVE MARGIN | -100% | 58: 14.7%
2013 | CAN | MRO | - | SaskPower | 19 | ANTICIPATED CAPACITY RESOURCES RESERVE MARGIN |  |  | 17.99% | 19.3% | 17.64% | 14.8% | 13.63% | 18.89% | 17.61% | 16.37% | 16.35% | 13.4%
2013 | CAN | MRO | - | SaskPower | 20 | PROSPECTIVE CAPACITY RESOURCES RESERVE MARGIN |  |  | 17.99% | 19.3% | 18.39% | 15.52% | 14.34% | 19.59% | 18.3% | 17.04% | 16.35% | 13.4%
2013 | CAN | MRO | - | SaskPower | 21 | TOTAL POTENTIAL RESOURCES RESERVE MARGIN |  |  | 17.99% | 19.3% | 18.39% | 15.52% | 14.34% | 19.59% | 18.3% | 17.04% | 16.35% | 13.4%
2013 | CAN | MRO | - | SaskPower | 22 | ADJUSTED POTENTIAL RESOURCES RESERVE MARGIN |  |  | 17.99% | 19.3% | 18.39% | 15.52% | 14.34% | 19.59% | 18.3% | 17.04% | 16.35% | 13.4%
2013 | CAN | MRO | - | SaskPower | 23 | Total Baseline Installed Capacity | 0
2013 | CAN | MRO | - | SaskPower | 24 | Distributed or Other Capacity (Behind the Meter) < 1 MW |  | 0 | 0 | 0 | 0 | 0 | 0 | 0 | 0 | 0 | 0 | 0
2013 | CAN | MRO | - | SaskPower | 25 | Distributed or Other Capacity (Behind the Meter) ≥ 1 MW |  | 0 | 0 | 0 | 0 | 0 | 0 | 0 | 0 | 0 | 0 | 0
2013 | CAN | MRO | - | SaskPower | 26 | Capacity Total from EIA-860 |  | 0 | 0 | 0 | 0 | 0 | 0 | 0 | 0 | 0 | 0 | 0
2013 | CAN | NPCC | - | Maritimes | 1 | Unrestricted Non-coincident Peak Demand |  | 3407 | 3425 | 3445.4623 | 3437.6671 | 3436.6927 | 3434.744 | 3454.2319 | 3304.175 | 3314.8933 | 3311.9701 | 3319.7653
2013 | CAN | NPCC | - | Maritimes | 1a | New Conservation (Energy Efficiency) |  |  |  | 0 | 0 | 0 | 0 | 0 | 0 | 0 | 0 | 0
2013 | CAN | NPCC | - | Maritimes | 1b | Estimated Diversity |  |  |  | 0 | 0 | 0 | 0 | 0 | 0 | 0 | 0 | 0
2013 | CAN | NPCC | - | Maritimes | 1c | Additions for non-member load (load served by non-registered LSE's in a region) |  |  |  | 0 | 0 | 0 | 0 | 0 | 0 | 0 | 0 | 0
2013 | CAN | NPCC | - | Maritimes | 1d | Stand-by Load Under Contract (Normally served by behind the meter generation) |  |  |  | 0 | 0 | 0 | 0 | 0 | 0 | 0 | 0 | 0
2013 | CAN | NPCC | - | Maritimes | 1e | Non-Controllable Demand-Side Demand Response |  |  |  | 0 | 0 | 0 | 0 | 0 | 0 | 0 | 0 | 0
2013 | CAN | NPCC | - | Maritimes | 2 | Total Internal Demand | 3196 | 3407 | 3425 | 3445.4623 | 3437.6671 | 3436.6927 | 3434.744 | 3454.2319 | 3304.175 | 3314.8933 | 3311.9701 | 3319.7653
2013 | CAN | NPCC | - | Maritimes | 2a | Supply-Side Direct Control Load Management (DCLM) |  |  |  | 0 | 0 | 0 | 0 | 0 | 0 | 0 | 0 | 0
2013 | CAN | NPCC | - | Maritimes | 2b | Supply-Side Contractually Interruptible (Curtailable) |  |  |  | 0 | 0 | 0 | 0 | 0 | 0 | 0 | 0 | 0
2013 | CAN | NPCC | - | Maritimes | 2c | Supply-Side Critical Peak-Pricing (CPP) with Control |  |  |  | 0 | 0 | 0 | 0 | 0 | 0 | 0 | 0 | 0
2013 | CAN | NPCC | - | Maritimes | 2d | Supply-Side Load as a Capacity Resource |  |  |  | 0 | 0 | 0 | 0 | 0 | 0 | 0 | 0 | 0
2013 | CAN | NPCC | - | Maritimes | 3 | Net Internal Demand | 2996 | 3007.5 | 3029.6 | 3050.0623 | 3043.4671 | 3043.1927 | 3041.644 | 3060.7319 | 3020.175 | 3031.2933 | 3029.4701 | 3038.4653
2013 | CAN | NPCC | - | Maritimes | 3a | Demand-Side Direct Control Load Management (DCLM) |  |  |  | 0 | 0 | 0 | 0 | 0 | 0 | 0 | 0 | 0
2013 | CAN | NPCC | - | Maritimes | 3b | Demand-Side Contractually Interruptible (Curtailable) | 200 | 399.5 | 395.4 | 395.4 | 394.2 | 393.5 | 393.1 | 393.5 | 284 | 283.6 | 282.5 | 281.3
2013 | CAN | NPCC | - | Maritimes | 3c | Demand-Side Critical Peak-Pricing (CPP) with Control |  |  |  | 0 | 0 | 0 | 0 | 0 | 0 | 0 | 0 | 0
2013 | CAN | NPCC | - | Maritimes | 3d | Demand-Side Load as a Capacity Resource |  |  |  | 0 | 0 | 0 | 0 | 0 | 0 | 0 | 0 | 0
2013 | CAN | NPCC | - | Maritimes | 4 | Total Controllable Demand Response | 200 | 399.5 | 395.4 | 395.4 | 394.2 | 393.5 | 393.1 | 393.5 | 284 | 283.6 | 282.5 | 281.3
2013 | CAN | NPCC | - | Maritimes | 4a | Demand Response used for Ancillary Services - Spinning Reserves |  |  |  | 0 | 0 | 0 | 0 | 0 | 0 | 0 | 0 | 0
2013 | CAN | NPCC | - | Maritimes | 4b | Demand Response used for Ancillary Services - Non-Spinning Reserves |  |  |  | 0 | 0 | 0 | 0 | 0 | 0 | 0 | 0 | 0
2013 | CAN | NPCC | - | Maritimes | 4c | Demand Response used for Regulation |  |  |  | 0 | 0 | 0 | 0 | 0 | 0 | 0 | 0 | 0
2013 | CAN | NPCC | - | Maritimes | 4d | Demand Response used for Energy, Voluntary Services - Emergency |  |  |  | 0 | 0 | 0 | 0 | 0 | 0 | 0 | 0 | 0
2013 | CAN | NPCC | - | Maritimes | 5 | TOTAL INTERNAL CAPACITY | 6805.18 | 7515.04 | 7569.73 | 7582.23 | 7608.93 | 7633.93 | 7658.93 | 7658.93 | 7658.93 | 7658.93 | 7658.93 | 7658.93
2013 | CAN | NPCC | - | Maritimes | 6a | Existing-Certain | 5908.5982 | 6571.4582 | 6571.4582 | 6571.4582 | 6571.4582 | 6571.4582 | 6571.4582 | 6571.4582 | 6571.4582 | 6571.4582 | 6571.4582 | 6571.4582
2013 | CAN | NPCC | - | Maritimes | 6a1 | Wind Expected On-Peak | 146.2482 | 149.1082 | 149.1082 | 149.1082 | 149.1082 | 149.1082 | 149.1082 | 149.1082 | 149.1082 | 149.1082 | 149.1082 | 149.1082
2013 | CAN | NPCC | - | Maritimes | 6a2 | Solar Expected On-Peak | 0 | 0 | 0 | 0 | 0 | 0 | 0 | 0 | 0 | 0 | 0 | 0
2013 | CAN | NPCC | - | Maritimes | 6a3 | Hydro Expected On-Peak | 1333.16 | 1333.16 | 1333.16 | 1333.16 | 1333.16 | 1333.16 | 1333.16 | 1333.16 | 1333.16 | 1333.16 | 1333.16 | 1333.16
2013 | CAN | NPCC | - | Maritimes | 6a4 | Biomass Expected On-Peak | 142.4 | 142.4 | 142.4 | 142.4 | 142.4 | 142.4 | 142.4 | 142.4 | 142.4 | 142.4 | 142.4 | 142.4
2013 | CAN | NPCC | - | Maritimes | 6b | Existing-Other | 32.74 | 32.74 | 32.74 | 32.74 | 32.74 | 32.74 | 32.74 | 32.74 | 32.74 | 32.74 | 32.74 | 32.74
2013 | CAN | NPCC | - | Maritimes | 6b1 | Wind Derate On-Peak | 644.6318 | 651.7718 | 651.7718 | 651.7718 | 651.7718 | 651.7718 | 651.7718 | 651.7718 | 651.7718 | 651.7718 | 651.7718 | 651.7718
2013 | CAN | NPCC | - | Maritimes | 6b2 | Solar Derate On-Peak | 0 | 0 | 0 | 0 | 0 | 0 | 0 | 0 | 0 | 0 | 0 | 0
2013 | CAN | NPCC | - | Maritimes | 6b3 | Hydro Derate On-Peak | 1.7 | 1.7 | 1.7 | 1.7 | 1.7 | 1.7 | 1.7 | 1.7 | 1.7 | 1.7 | 1.7 | 1.7
2013 | CAN | NPCC | - | Maritimes | 6b4 | Biomass Derate On-Peak | 7.65 | 7.65 | 7.65 | 7.65 | 7.65 | 7.65 | 7.65 | 7.65 | 7.65 | 7.65 | 7.65 | 7.65
2013 | CAN | NPCC | - | Maritimes | 6b5 | Transmission-Limited Resources | 48.5 | 48.5 | 48.5 | 48.5 | 48.5 | 48.5 | 48.5 | 48.5 | 48.5 | 48.5 | 48.5 | 48.5
2013 | CAN | NPCC | - | Maritimes | 6b6 | All Other Derates | 85.64 | 78.5 | 78.5 | 78.5 | 78.5 | 78.5 | 78.5 | 78.5 | 78.5 | 78.5 | 78.5 | 78.5
2013 | CAN | NPCC | - | Maritimes | 6b7 | Energy-Only (Existing-Other) |  |  | 0 | 0 | 0 | 0 | 0 | 0 | 0 | 0 | 0 | 0
2013 | CAN | NPCC | - | Maritimes | 6c | Unplanned Outages (Actual) / Current and Future Inoperable Resources | 75.72 | 75.72 | 75.72 | 75.72 | 75.72 | 75.72 | 75.72 | 75.72 | 75.72 | 75.72 | 75.72 | 75.72
2013 | CAN | NPCC | - | Maritimes | 6d | Total Supply-Side Demand Response | 0 | 0 | 0 | 0 | 0 | 0 | 0 | 0 | 0 | 0 | 0 | 0
2013 | CAN | NPCC | - | Maritimes | 7 | TOTAL FUTURE CAPACITY ADDITIONS |  | 47 | 60.52 | -40.98 | -27.64 | -22.64 | -17.64 | -17.64 | -17.64 | -17.64 | -17.64 | -17.64
2013 | CAN | NPCC | - | Maritimes | 7a | Future-Planned |  | 2 | 15.52 | -85.98 | -72.64 | -67.64 | -62.64 | -62.64 | -62.64 | -62.64 | -62.64 | -62.64
2013 | CAN | NPCC | - | Maritimes | 7a1 | Wind Expected On-Peak |  | 0 | 13.52 | 40.02 | 43.36 | 48.36 | 53.36 | 53.36 | 53.36 | 53.36 | 53.36 | 53.36
2013 | CAN | NPCC | - | Maritimes | 7a2 | Wind Derate On-Peak |  | 0 | 41.17 | 147.17 | 160.53 | 180.53 | 200.53 | 200.53 | 200.53 | 200.53 | 200.53 | 200.53
2013 | CAN | NPCC | - | Maritimes | 7a3 | Solar Expected On-Peak |  | 0 | 0 | 0 | 0 | 0 | 0 | 0 | 0 | 0 | 0 | 0
2013 | CAN | NPCC | - | Maritimes | 7a4 | Solar Derate On-Peak |  | 0 | 0 | 0 | 0 | 0 | 0 | 0 | 0 | 0 | 0 | 0
2013 | CAN | NPCC | - | Maritimes | 7a5 | Hydro Expected On-Peak |  | 0 | 0 | 0 | 0 | 0 | 0 | 0 | 0 | 0 | 0 | 0
2013 | CAN | NPCC | - | Maritimes | 7a6 | Hydro Derate On-Peak |  | 0 | 0 | 0 | 0 | 0 | 0 | 0 | 0 | 0 | 0 | 0
2013 | CAN | NPCC | - | Maritimes | 7a7 | Biomass Expected On-Peak |  | 0 | 0 | 0 | 10 | 10 | 10 | 10 | 10 | 10 | 10 | 10
2013 | CAN | NPCC | - | Maritimes | 7a8 | Biomass Derate On-Peak |  | 0 | 0 | 0 | 0 | 0 | 0 | 0 | 0 | 0 | 0 | 0
2013 | CAN | NPCC | - | Maritimes | 7a9 | Transmission-Limited Resources
2013 | CAN | NPCC | - | Maritimes | 7a10 | Scheduled Outage - Maintenance |  | 750 | 750 | 750 | 750 | 750 | 750 | 750 | 750 | 750 | 750 | 750
2013 | CAN | NPCC | - | Maritimes | 7a11 | All Other Derates |  | 0 | 0 | 8 | 8 | 8 | 8 | 8 | 8 | 8 | 8 | 8
2013 | CAN | NPCC | - | Maritimes | 7a12 | Energy-Only
2013 | CAN | NPCC | - | Maritimes | 7b | Future-Other |  | 45 | 45 | 45 | 45 | 45 | 45 | 45 | 45 | 45 | 45 | 45
2013 | CAN | NPCC | - | Maritimes | 7b1 | Wind Expected On-Peak |  | 0 | 0 | 0 | 0 | 0 | 0 | 0 | 0 | 0 | 0 | 0
2013 | CAN | NPCC | - | Maritimes | 7b2 | Wind Derate On-Peak |  | 0 | 0 | 0 | 0 | 0 | 0 | 0 | 0 | 0 | 0 | 0
2013 | CAN | NPCC | - | Maritimes | 7b3 | Solar Expected On-Peak |  | 0 | 0 | 0 | 0 | 0 | 0 | 0 | 0 | 0 | 0 | 0
2013 | CAN | NPCC | - | Maritimes | 7b4 | Solar Derate On-Peak |  | 0 | 0 | 0 | 0 | 0 | 0 | 0 | 0 | 0 | 0 | 0
2013 | CAN | NPCC | - | Maritimes | 7b5 | Hydro Expected On-Peak |  | 0 | 0 | 0 | 0 | 0 | 0 | 0 | 0 | 0 | 0 | 0
2013 | CAN | NPCC | - | Maritimes | 7b6 | Hydro Derate On-Peak |  | 0 | 0 | 0 | 0 | 0 | 0 | 0 | 0 | 0 | 0 | 0
2013 | CAN | NPCC | - | Maritimes | 7b7 | Biomass Expected On-Peak |  | 45 | 45 | 45 | 45 | 45 | 45 | 45 | 45 | 45 | 45 | 45
2013 | CAN | NPCC | - | Maritimes | 7b8 | Biomass Derate On-Peak |  | 0 | 0 | 0 | 0 | 0 | 0 | 0 | 0 | 0 | 0 | 0
2013 | CAN | NPCC | - | Maritimes | 7b9 | Transmission-Limited Resources
2013 | CAN | NPCC | - | Maritimes | 7b10 | Scheduled Outage - Maintenance
2013 | CAN | NPCC | - | Maritimes | 7b11 | All Other Derates |  | 0 | 0 | 0 | 0 | 0 | 0 | 0 | 0 | 0 | 0 | 0
2013 | CAN | NPCC | - | Maritimes | 7b12 | Energy-Only
2013 | CAN | NPCC | - | Maritimes | 8 | Conceptual |  | 0 | 0 | 0 | 0 | 0 | 0 | 0 | 0 | 0 | 0 | 0
2013 | CAN | NPCC | - | Maritimes | 8a1 | Wind Expected On-Peak |  | 0 | 0 | 0 | 0 | 0 | 0 | 0 | 0 | 0 | 0 | 0
2013 | CAN | NPCC | - | Maritimes | 8a2 | Wind Derate On-Peak |  | 0 | 0 | 0 | 0 | 0 | 0 | 0 | 0 | 0 | 0 | 0
2013 | CAN | NPCC | - | Maritimes | 8a3 | Solar Expected On-Peak |  | 0 | 0 | 0 | 0 | 0 | 0 | 0 | 0 | 0 | 0 | 0
2013 | CAN | NPCC | - | Maritimes | 8a4 | Solar Derate On-Peak |  | 0 | 0 | 0 | 0 | 0 | 0 | 0 | 0 | 0 | 0 | 0
2013 | CAN | NPCC | - | Maritimes | 8a5 | Hydro Expected On-Peak |  | 0 | 0 | 0 | 0 | 0 | 0 | 0 | 0 | 0 | 0 | 0
2013 | CAN | NPCC | - | Maritimes | 8a6 | Hydro Derate On-Peak |  | 0 | 0 | 0 | 0 | 0 | 0 | 0 | 0 | 0 | 0 | 0
2013 | CAN | NPCC | - | Maritimes | 8a7 | Biomass Expected On-Peak |  | 0 | 0 | 0 | 0 | 0 | 0 | 0 | 0 | 0 | 0 | 0
2013 | CAN | NPCC | - | Maritimes | 8a8 | Biomass Derate On-Peak |  | 0 | 0 | 0 | 0 | 0 | 0 | 0 | 0 | 0 | 0 | 0
2013 | CAN | NPCC | - | Maritimes | 8a9 | All Other Derates |  | 0 | 0 | 0 | 0 | 0 | 0 | 0 | 0 | 0 | 0 | 0
2013 | CAN | NPCC | - | Maritimes | 8a10 | Energy-Only
2013 | CAN | NPCC | - | Maritimes | 9 | ANTICIPATED INTERNAL CAPACITY |  | 6573.4582 | 6586.9782 | 6485.4782 | 6498.8182 | 6503.8182 | 6508.8182 | 6508.8182 | 6508.8182 | 6508.8182 | 6508.8182 | 6508.8182
2013 | CAN | NPCC | - | Maritimes | 10 | CAPACITY TRANSACTIONS - IMPORTS | 0 | 0 | 0 | 0 | 0 | 0 | 153.3 | 153.3 | 153.3 | 153.3 | 153.3 | 153.3
2013 | CAN | NPCC | - | Maritimes | 10a | Firm |  |  | 0 | 0 | 0 | 0 | 0 | 0 | 0 | 0 | 0 | 0
2013 | CAN | NPCC | - | Maritimes | 10a1 | Full-Responsibility Purchases |  |  | 0 | 0 | 0 | 0 | 0 | 0 | 0 | 0 | 0 | 0
2013 | CAN | NPCC | - | Maritimes | 10a2 | Owned Capacity/Entitlement Located Outside the Region/Subregion |  |  | 0 | 0 | 0 | 0 | 0 | 0 | 0 | 0 | 0 | 0
2013 | CAN | NPCC | - | Maritimes | 10b | Non-firm
2013 | CAN | NPCC | - | Maritimes | 10c | Expected |  |  | 0 | 0 | 0 | 0 | 153.3 | 153.3 | 153.3 | 153.3 | 153.3 | 153.3
2013 | CAN | NPCC | - | Maritimes | 10c1 | Full-Responsibility Purchases |  |  | 0 | 0 | 0 | 0 | 0 | 0 | 0 | 0 | 0 | 0
2013 | CAN | NPCC | - | Maritimes | 10c2 | Owned Capacity/Entitlement Located Outside the Region/Subregion |  |  | 0 | 0 | 0 | 0 | 0 | 0 | 0 | 0 | 0 | 0
2013 | CAN | NPCC | - | Maritimes | 11 | CAPACITY TRANSACTIONS - EXPORTS | 0 | 0 | 0 | 0 | 0 | 0 | 0 | 0 | 0 | 0 | 0 | 0
2013 | CAN | NPCC | - | Maritimes | 11a | Firm |  |  | 0 | 0 | 0 | 0 | 0 | 0 | 0 | 0 | 0 | 0
2013 | CAN | NPCC | - | Maritimes | 11a1 | Full-Responsibility Purchases |  |  | 0 | 0 | 0 | 0 | 0 | 0 | 0 | 0 | 0 | 0
2013 | CAN | NPCC | - | Maritimes | 11a2 | Owned Capacity/Entitlement Located Outside the Region/Subregion |  |  | 0 | 0 | 0 | 0 | 0 | 0 | 0 | 0 | 0 | 0
2013 | CAN | NPCC | - | Maritimes | 11b | Non-firm
2013 | CAN | NPCC | - | Maritimes | 11c | Expected |  |  | 0 | 0 | 0 | 0 | 0 | 0 | 0 | 0 | 0 | 0
2013 | CAN | NPCC | - | Maritimes | 11c1 | Full-Responsibility Purchases |  |  | 0 | 0 | 0 | 0 | 0 | 0 | 0 | 0 | 0 | 0
2013 | CAN | NPCC | - | Maritimes | 11c2 | Owned Capacity/Entitlement Located Outside the Region/Subregion |  |  | 0 | 0 | 0 | 0 | 0 | 0 | 0 | 0 | 0 | 0
2013 | CAN | NPCC | - | Maritimes | 12 | EXISTING-CERTAIN & NET FIRM TRANSACTIONS | 5908.5982 | 5821.4582 | 6571.4582 | 6571.4582 | 6571.4582 | 6571.4582 | 6571.4582 | 6571.4582 | 6571.4582 | 6571.4582 | 6571.4582 | 6571.4582
2013 | CAN | NPCC | - | Maritimes | 13 | ANTICIPATED CAPACITY RESOURCES |  |  | 5836.9782 | 5735.4782 | 5748.8182 | 5753.8182 | 5912.1182 | 5912.1182 | 5912.1182 | 5912.1182 | 5912.1182 | 5912.1182
2013 | CAN | NPCC | - | Maritimes | 14 | PROSPECTIVE CAPACITY RESOURCES |  |  | 5914.7182 | 5813.2182 | 5826.5582 | 5831.5582 | 6143.1582 | 6143.1582 | 6143.1582 | 6143.1582 | 6143.1582 | 6143.1582
2013 | CAN | NPCC | - | Maritimes | 15 | TOTAL POTENTIAL CAPACITY RESOURCES |  |  | 5914.7182 | 5813.2182 | 5826.5582 | 5831.5582 | 6143.1582 | 6143.1582 | 6143.1582 | 6143.1582 | 6143.1582 | 6143.1582
2013 | CAN | NPCC | - | Maritimes | 16 | ADJUSTED POTENTIAL CAPACITY RESOURCES |  |  | 5959.7177 | 5858.2177 | 5871.5577 | 5876.5577 | 6188.1577 | 6188.1577 | 6188.1577 | 6188.1577 | 6188.1577 | 6188.1577
2013 | CAN | NPCC | - | Maritimes | 16a | Confidence of Future-Other |  |  | 0.99999 | 0.99999 | 0.99999 | 0.99999 | 0.99999 | 0.99999 | 0.99999 | 0.99999 | 0.99999 | 0.99999
2013 | CAN | NPCC | - | Maritimes | 16b | Net Future-Other Resources After Confidence Percentage Is Applied |  |  | 44.9995 | 44.9995 | 44.9995 | 44.9995 | 44.9995 | 44.9995 | 44.9995 | 44.9995 | 44.9995 | 44.9995
2013 | CAN | NPCC | - | Maritimes | 16c | Confidence of Conceptual |  |  | 0.99999 | 0.99999 | 0.99999 | 0.99999 | 0.99999 | 0.99999 | 0.99999 | 0.99999 | 0.99999 | 0.99999
2013 | CAN | NPCC | - | Maritimes | 16d | Net Conceptual Resources After Confidence Percentage Is Applied |  |  | 0 | 0 | 0 | 0 | 0 | 0 | 0 | 0 | 0 | 0
2013 | CAN | NPCC | - | Maritimes | 17 | ASSESSMENT AREA TARGET RESERVE MARGIN |  |  | 20% | 20% | 20% | 20% | 20% | 20% | 20% | 20% | 20% | 20%
2013 | CAN | NPCC | - | Maritimes | 18 | EXISTING-CERTAIN AND NET FIRM TRANSACTIONS RESERVE MARGIN | 97.22% | 58: 93.56%
2013 | CAN | NPCC | - | Maritimes | 19 | ANTICIPATED CAPACITY RESOURCES RESERVE MARGIN |  |  | 92.66% | 88.04% | 88.89% | 89.07% | 94.37% | 93.16% | 95.75% | 95.04% | 95.15% | 94.58%
2013 | CAN | NPCC | - | Maritimes | 20 | PROSPECTIVE CAPACITY RESOURCES RESERVE MARGIN |  |  | 95.23% | 90.59% | 91.44% | 91.63% | 102% | 100.7% | 103.4% | 102.7% | 102.8% | 102.2%
2013 | CAN | NPCC | - | Maritimes | 21 | TOTAL POTENTIAL RESOURCES RESERVE MARGIN |  |  | 95.23% | 90.59% | 91.44% | 91.63% | 102% | 100.7% | 103.4% | 102.7% | 102.8% | 102.2%
2013 | CAN | NPCC | - | Maritimes | 22 | ADJUSTED POTENTIAL RESOURCES RESERVE MARGIN |  |  | 96.72% | 92.07% | 92.92% | 93.11% | 103.4% | 102.2% | 104.9% | 104.1% | 104.3% | 103.7%
2013 | CAN | NPCC | - | Maritimes | 23 | Total Baseline Installed Capacity | 6805.18
2013 | CAN | NPCC | - | Maritimes | 24 | Distributed or Other Capacity (Behind the Meter) < 1 MW |  | 0 | 0 | 0 | 0 | 0 | 0 | 0 | 0 | 0 | 0 | 0
2013 | CAN | NPCC | - | Maritimes | 25 | Distributed or Other Capacity (Behind the Meter) ≥ 1 MW |  | 0 | 0 | 0 | 0 | 0 | 0 | 0 | 0 | 0 | 0 | 0
2013 | CAN | NPCC | - | Maritimes | 26 | Capacity Total from EIA-860 |  | 0 | 0 | 0 | 0 | 0 | 0 | 0 | 0 | 0 | 0 | 0
2013 | US | NPCC | - | New England | 1 | Unrestricted Non-coincident Peak Demand |  | 27839.743 | 28289.776 | 28824.606 | 29349.74 | 29790 | 30155 | 30525 | 30860 | 31205 | 31520 | 31838
2013 | US | NPCC | - | New England | 1a | New Conservation (Energy Efficiency) |  | 1149.743 | 1360.776 | 1534.606 | 1519.74 | 1737 | 1942 | 2134 | 2314 | 2484 | 2642 | 2800
2013 | US | NPCC | - | New England | 1b | Estimated Diversity |  | 0 | 0 | 0 | 0 | 0 | 0 | 0 | 0 | 0 | 0 | 0
2013 | US | NPCC | - | New England | 1c | Additions for non-member load (load served by non-registered LSE's in a region) |  | 0 | 0 | 0 | 0 | 0 | 0 | 0 | 0 | 0 | 0 | 0
2013 | US | NPCC | - | New England | 1d | Stand-by Load Under Contract (Normally served by behind the meter generation) |  | 0 | 0 | 0 | 0 | 0 | 0 | 0 | 0 | 0 | 0 | 0
2013 | US | NPCC | - | New England | 1e | Non-Controllable Demand-Side Demand Response |  | 0 | 0 | 0 | 0 | 0 | 0 | 0 | 0 | 0 | 0 | 0
2013 | US | NPCC | - | New England | 2 | Total Internal Demand | 25880 | 26690 | 26929 | 27290 | 27830 | 28053 | 28213 | 28391 | 28546 | 28721 | 28878 | 29038
2013 | US | NPCC | - | New England | 2a | Supply-Side Direct Control Load Management (DCLM) | 0 | 0 | 0 | 0 | 0 | 0 | 0 | 0 | 0 | 0 | 0 | 0
2013 | US | NPCC | - | New England | 2b | Supply-Side Contractually Interruptible (Curtailable) | 0 | 0 | 0 | 0 | 0 | 0 | 0 | 0 | 0 | 0 | 0 | 0
2013 | US | NPCC | - | New England | 2c | Supply-Side Critical Peak-Pricing (CPP) with Control | 0 | 0 | 0 | 0 | 0 | 0 | 0 | 0 | 0 | 0 | 0 | 0
2013 | US | NPCC | - | New England | 2d | Supply-Side Load as a Capacity Resource | 1127.61 | 700.637 | 1694.346 | 1621.356 | 1043.719 | 1043.719 | 1043.719 | 1043.719 | 1043.719 | 1043.719 | 1043.719 | 1043.719
2013 | US | NPCC | - | New England | 3 | Net Internal Demand | 25880 | 26690 | 26929 | 27290 | 27830 | 28053 | 28213 | 28391 | 28546 | 28721 | 28878 | 29038
2013 | US | NPCC | - | New England | 3a | Demand-Side Direct Control Load Management (DCLM) | 0 | 0 | 0 | 0 | 0 | 0 | 0 | 0 | 0 | 0 | 0 | 0
2013 | US | NPCC | - | New England | 3b | Demand-Side Contractually Interruptible (Curtailable) | 0 | 0 | 0 | 0 | 0 | 0 | 0 | 0 | 0 | 0 | 0 | 0
2013 | US | NPCC | - | New England | 3c | Demand-Side Critical Peak-Pricing (CPP) with Control | 0 | 0 | 0 | 0 | 0 | 0 | 0 | 0 | 0 | 0 | 0 | 0
2013 | US | NPCC | - | New England | 3d | Demand-Side Load as a Capacity Resource | 0 | 0 | 0 | 0 | 0 | 0 | 0 | 0 | 0 | 0 | 0 | 0
2013 | US | NPCC | - | New England | 4 | Total Controllable Demand Response | 1127.61 | 700.637 | 1694.346 | 1621.356 | 1043.719 | 1043.719 | 1043.719 | 1043.719 | 1043.719 | 1043.719 | 1043.719 | 1043.719
2013 | US | NPCC | - | New England | 4a | Demand Response used for Ancillary Services - Spinning Reserves | 0 | 0 | 0 | 0 | 0 | 0 | 0 | 0 | 0 | 0 | 0 | 0
2013 | US | NPCC | - | New England | 4b | Demand Response used for Ancillary Services - Non-Spinning Reserves | 0 | 0 | 0 | 0 | 0 | 0 | 0 | 0 | 0 | 0 | 0 | 0
2013 | US | NPCC | - | New England | 4c | Demand Response used for Regulation | 0 | 0 | 0 | 0 | 0 | 0 | 0 | 0 | 0 | 0 | 0 | 0
2013 | US | NPCC | - | New England | 4d | Demand Response used for Energy, Voluntary Services - Emergency | 0 | 0 | 0 | 0 | 0 | 0 | 0 | 0 | 0 | 0 | 0 | 0
2013 | US | NPCC | - | New England | 5 | TOTAL INTERNAL CAPACITY | 32865.767 | 33094.651 | 32634.567 | 32076.821 | 32846.011 | 32846.011 | 32846.011 | 32846.011 | 32846.011 | 32846.011 | 32846.011 | 32846.011
2013 | US | NPCC | - | New England | 6a | Existing-Certain | 31839.667 | 31758.732 | 31758.732 | 31758.732 | 31758.732 | 31758.732 | 31758.732 | 31758.732 | 31758.732 | 31758.732 | 31758.732 | 31758.732
2013 | US | NPCC | - | New England | 6a1 | Wind Expected On-Peak | 101.6 | 96.984 | 96.984 | 96.984 | 96.984 | 96.984 | 96.984 | 96.984 | 96.984 | 96.984 | 96.984 | 96.984
2013 | US | NPCC | - | New England | 6a2 | Solar Expected On-Peak | 12.7 | 32.427 | 32.427 | 32.427 | 32.427 | 32.427 | 32.427 | 32.427 | 32.427 | 32.427 | 32.427 | 32.427
2013 | US | NPCC | - | New England | 6a3 | Hydro Expected On-Peak | 1483.4 | 1373.781 | 1373.781 | 1373.781 | 1373.781 | 1373.781 | 1373.781 | 1373.781 | 1373.781 | 1373.781 | 1373.781 | 1373.781
2013 | US | NPCC | - | New England | 6a4 | Biomass Expected On-Peak | 890.7 | 932.491 | 932.491 | 932.491 | 932.491 | 932.491 | 932.491 | 932.491 | 932.491 | 932.491 | 932.491 | 932.491
2013 | US | NPCC | - | New England | 6b | Existing-Other | 0 | 0 | 0 | 0 | 0 | 0 | 0 | 0 | 0 | 0 | 0 | 0
2013 | US | NPCC | - | New England | 6b1 | Wind Derate On-Peak | 479 | 683.716 | 683.716 | 683.716 | 683.716 | 683.716 | 683.716 | 683.716 | 683.716 | 683.716 | 683.716 | 683.716
2013 | US | NPCC | - | New England | 6b2 | Solar Derate On-Peak | 16.7 | 21.115 | 21.115 | 21.115 | 21.115 | 21.115 | 21.115 | 21.115 | 21.115 | 21.115 | 21.115 | 21.115
2013 | US | NPCC | - | New England | 6b3 | Hydro Derate On-Peak | 530.4 | 631.088 | 631.088 | 631.088 | 631.088 | 631.088 | 631.088 | 631.088 | 631.088 | 631.088 | 631.088 | 631.088
2013 | US | NPCC | - | New England | 6b4 | Biomass Derate On-Peak | 0 | 0 | 0 | 0 | 0 | 0 | 0 | 0 | 0 | 0 | 0 | 0
2013 | US | NPCC | - | New England | 6b5 | Transmission-Limited Resources | 0 | 0 | 0 | 0 | 0 | 0 | 0 | 0 | 0 | 0 | 0 | 0
2013 | US | NPCC | - | New England | 6b6 | All Other Derates | 0 | 2.0464e-12 | 2.0464e-12 | 2.0464e-12 | 2.0464e-12 | 2.0464e-12 | 2.0464e-12 | 2.0464e-12 | 2.0464e-12 | 2.0464e-12 | 2.0464e-12 | 2.0464e-12
2013 | US | NPCC | - | New England | 6b7 | Energy-Only (Existing-Other) | 0 | 0 | 0 | 0 | 0 | 0 | 0 | 0 | 0 | 0 | 0 | 0
2013 | US | NPCC | - | New England | 6c | Unplanned Outages (Actual) / Current and Future Inoperable Resources | 650 | 0 | 0 | 0 | 0 | 0 | 0 | 0 | 0 | 0 | 0 | 0
2013 | US | NPCC | - | New England | 6d | Total Supply-Side Demand Response | 1127.61 | 700.637 | 1694.346 | 1621.356 | 1043.719 | 1043.719 | 1043.719 | 1043.719 | 1043.719 | 1043.719 | 1043.719 | 1043.719
2013 | US | NPCC | - | New England | 7 | TOTAL FUTURE CAPACITY ADDITIONS |  | 0 | -460.084 | -1017.83 | -248.64 | -248.64 | -248.64 | -248.64 | -248.64 | -248.64 | -248.64 | -248.64
2013 | US | NPCC | - | New England | 7a | Future-Planned |  | 0 | -460.084 | -1017.83 | -248.64 | -248.64 | -248.64 | -248.64 | -248.64 | -248.64 | -248.64 | -248.64
2013 | US | NPCC | - | New England | 7a1 | Wind Expected On-Peak |  | 0 | 0 | 42.27 | 134.77 | 134.77 | 134.77 | 134.77 | 134.77 | 134.77 | 134.77 | 134.77
2013 | US | NPCC | - | New England | 7a2 | Wind Derate On-Peak |  | 0 | 0 | 0 | 0 | 0 | 0 | 0 | 0 | 0 | 0 | 0
2013 | US | NPCC | - | New England | 7a3 | Solar Expected On-Peak |  | 0 | 9.84 | 9.84 | 12.53 | 12.53 | 12.53 | 12.53 | 12.53 | 12.53 | 12.53 | 12.53
2013 | US | NPCC | - | New England | 7a4 | Solar Derate On-Peak |  | 0 | 0 | 0 | 0 | 0 | 0 | 0 | 0 | 0 | 0 | 0
2013 | US | NPCC | - | New England | 7a5 | Hydro Expected On-Peak |  | 0 | 0 | 0 | 0 | 0 | 0 | 0 | 0 | 0 | 0 | 0
2013 | US | NPCC | - | New England | 7a6 | Hydro Derate On-Peak |  | 0 | 0 | 0 | 0 | 0 | 0 | 0 | 0 | 0 | 0 | 0
2013 | US | NPCC | - | New England | 7a7 | Biomass Expected On-Peak |  | 0 | 96.2 | 96.2 | 96.2 | 96.2 | 96.2 | 96.2 | 96.2 | 96.2 | 96.2 | 96.2
2013 | US | NPCC | - | New England | 7a8 | Biomass Derate On-Peak |  | 0 | 0 | 0 | 0 | 0 | 0 | 0 | 0 | 0 | 0 | 0
2013 | US | NPCC | - | New England | 7a9 | Transmission-Limited Resources |  | 0 | 0 | 0 | 0 | 0 | 0 | 0 | 0 | 0 | 0 | 0
2013 | US | NPCC | - | New England | 7a10 | Scheduled Outage - Maintenance |  | 1105 | 0 | 0 | 0 | 0 | 0 | 0 | 0 | 0 | 0 | 0
2013 | US | NPCC | - | New England | 7a11 | All Other Derates |  | 0 | 0 | 0 | 0 | 0 | 0 | 0 | 0 | 0 | 0 | 0
2013 | US | NPCC | - | New England | 7a12 | Energy-Only |  | 0 | 0 | 0 | 0 | 0 | 0 | 0 | 0 | 0 | 0 | 0
2013 | US | NPCC | - | New England | 7b | Future-Other |  | 0 | 0 | 0 | 0 | 0 | 0 | 0 | 0 | 0 | 0 | 0
2013 | US | NPCC | - | New England | 7b1 | Wind Expected On-Peak |  | 0 | 0 | 0 | 0 | 0 | 0 | 0 | 0 | 0 | 0 | 0
2013 | US | NPCC | - | New England | 7b2 | Wind Derate On-Peak |  | 0 | 0 | 0 | 0 | 0 | 0 | 0 | 0 | 0 | 0 | 0
2013 | US | NPCC | - | New England | 7b3 | Solar Expected On-Peak |  | 0 | 0 | 0 | 0 | 0 | 0 | 0 | 0 | 0 | 0 | 0
2013 | US | NPCC | - | New England | 7b4 | Solar Derate On-Peak |  | 0 | 0 | 0 | 0 | 0 | 0 | 0 | 0 | 0 | 0 | 0
2013 | US | NPCC | - | New England | 7b5 | Hydro Expected On-Peak |  | 0 | 0 | 0 | 0 | 0 | 0 | 0 | 0 | 0 | 0 | 0
2013 | US | NPCC | - | New England | 7b6 | Hydro Derate On-Peak |  | 0 | 0 | 0 | 0 | 0 | 0 | 0 | 0 | 0 | 0 | 0
2013 | US | NPCC | - | New England | 7b7 | Biomass Expected On-Peak |  | 0 | 0 | 0 | 0 | 0 | 0 | 0 | 0 | 0 | 0 | 0
2013 | US | NPCC | - | New England | 7b8 | Biomass Derate On-Peak |  | 0 | 0 | 0 | 0 | 0 | 0 | 0 | 0 | 0 | 0 | 0
2013 | US | NPCC | - | New England | 7b9 | Transmission-Limited Resources |  | 0 | 0 | 0 | 0 | 0 | 0 | 0 | 0 | 0 | 0 | 0
2013 | US | NPCC | - | New England | 7b10 | Scheduled Outage - Maintenance |  | 0 | 0 | 0 | 0 | 0 | 0 | 0 | 0 | 0 | 0 | 0
2013 | US | NPCC | - | New England | 7b11 | All Other Derates |  | 0 | 0 | 0 | 0 | 0 | 0 | 0 | 0 | 0 | 0 | 0
2013 | US | NPCC | - | New England | 7b12 | Energy-Only |  | 0 | 0 | 0 | 0 | 0 | 0 | 0 | 0 | 0 | 0 | 0
2013 | US | NPCC | - | New England | 8 | Conceptual |  | 0 | 326.667 | 892.417 | 2254.417 | 3784.317 | 3784.317 | 3784.317 | 3784.317 | 3784.317 | 3784.317 | 3784.317
2013 | US | NPCC | - | New England | 8a1 | Wind Expected On-Peak |  | 0 | 184.375 | 750.125 | 1002.125 | 1403.775 | 1403.775 | 1403.775 | 1403.775 | 1403.775 | 1403.775 | 1403.775
2013 | US | NPCC | - | New England | 8a2 | Wind Derate On-Peak |  | 0 | 0 | 0 | 0 | 0 | 0 | 0 | 0 | 0 | 0 | 0
2013 | US | NPCC | - | New England | 8a3 | Solar Expected On-Peak |  | 0 | 6 | 6 | 6 | 6 | 6 | 6 | 6 | 6 | 6 | 6
2013 | US | NPCC | - | New England | 8a4 | Solar Derate On-Peak |  | 0 | 0 | 0 | 0 | 0 | 0 | 0 | 0 | 0 | 0 | 0
2013 | US | NPCC | - | New England | 8a5 | Hydro Expected On-Peak |  | 0 | 18.542 | 18.542 | 18.542 | 18.542 | 18.542 | 18.542 | 18.542 | 18.542 | 18.542 | 18.542
2013 | US | NPCC | - | New England | 8a6 | Hydro Derate On-Peak |  | 0 | 0 | 0 | 0 | 0 | 0 | 0 | 0 | 0 | 0 | 0
2013 | US | NPCC | - | New England | 8a7 | Biomass Expected On-Peak |  | 0 | 0 | 0 | 33 | 69.7 | 69.7 | 69.7 | 69.7 | 69.7 | 69.7 | 69.7
2013 | US | NPCC | - | New England | 8a8 | Biomass Derate On-Peak |  | 0 | 0 | 0 | 0 | 0 | 0 | 0 | 0 | 0 | 0 | 0
2013 | US | NPCC | - | New England | 8a9 | All Other Derates |  | 0 | 0 | 0 | 0 | 0 | 0 | 0 | 0 | 0 | 0 | 0
2013 | US | NPCC | - | New England | 8a10 | Energy-Only |  | 0 | 0 | 0 | 0 | 0 | 0 | 0 | 0 | 0 | 0 | 0
2013 | US | NPCC | - | New England | 9 | ANTICIPATED INTERNAL CAPACITY |  | 32459.369 | 32992.994 | 32362.258 | 32553.811 | 32553.811 | 32553.811 | 32553.811 | 32553.811 | 32553.811 | 32553.811 | 32553.811
2013 | US | NPCC | - | New England | 10 | CAPACITY TRANSACTIONS - IMPORTS | 775.843 | 1202.869 | 1851.372 | 1768.111 | 1606.862 | 120 | 94 | 94 | 94 | 88 | 88 | 88
2013 | US | NPCC | - | New England | 10a | Firm | 775.843 | 1202.869 | 1851.372 | 1768.111 | 1606.862 | 120 | 94 | 94 | 94 | 88 | 88 | 88
2013 | US | NPCC | - | New England | 10a1 | Full-Responsibility Purchases | 775.843 | 1202.869 | 1851.372 | 1768.111 | 1606.862 | 120 | 94 | 94 | 94 | 88 | 88 | 88
2013 | US | NPCC | - | New England | 10a2 | Owned Capacity/Entitlement Located Outside the Region/Subregion | 0 | 0 | 0 | 0 | 0 | 0 | 0 | 0 | 0 | 0 | 0 | 0
2013 | US | NPCC | - | New England | 10b | Non-firm | 0
2013 | US | NPCC | - | New England | 10c | Expected |  | 0 | 0 | 0 | 0 | 0 | 0 | 0 | 0 | 0 | 0 | 0
2013 | US | NPCC | - | New England | 10c1 | Full-Responsibility Purchases |  | 0 | 0 | 0 | 0 | 0 | 0 | 0 | 0 | 0 | 0 | 0
2013 | US | NPCC | - | New England | 10c2 | Owned Capacity/Entitlement Located Outside the Region/Subregion |  | 0 | 0 | 0 | 0 | 0 | 0 | 0 | 0 | 0 | 0 | 0
2013 | US | NPCC | - | New England | 11 | CAPACITY TRANSACTIONS - EXPORTS | 100 | 100 | 100 | 100 | 100 | 100 | 100 | 100 | 100 | 100 | 100 | 100
2013 | US | NPCC | - | New England | 11a | Firm | 100 | 100 | 100 | 100 | 100 | 100 | 100 | 100 | 100 | 100 | 100 | 100
2013 | US | NPCC | - | New England | 11a1 | Full-Responsibility Purchases | 100 | 100 | 100 | 100 | 100 | 100 | 100 | 100 | 100 | 100 | 100 | 100
2013 | US | NPCC | - | New England | 11a2 | Owned Capacity/Entitlement Located Outside the Region/Subregion | 0 | 0 | 0 | 0 | 0 | 0 | 0 | 0 | 0 | 0 | 0 | 0
2013 | US | NPCC | - | New England | 11b | Non-firm | 0
2013 | US | NPCC | - | New England | 11c | Expected |  | 0 | 0 | 0 | 0 | 0 | 0 | 0 | 0 | 0 | 0 | 0
2013 | US | NPCC | - | New England | 11c1 | Full-Responsibility Purchases |  | 0 | 0 | 0 | 0 | 0 | 0 | 0 | 0 | 0 | 0 | 0
2013 | US | NPCC | - | New England | 11c2 | Owned Capacity/Entitlement Located Outside the Region/Subregion |  | 0 | 0 | 0 | 0 | 0 | 0 | 0 | 0 | 0 | 0 | 0
2013 | US | NPCC | - | New England | 12 | EXISTING-CERTAIN & NET FIRM TRANSACTIONS | 33643.12 | 32457.238 | 35204.45 | 35048.199 | 34309.313 | 32822.451 | 32796.451 | 32796.451 | 32796.451 | 32790.451 | 32790.451 | 32790.451
2013 | US | NPCC | - | New England | 13 | ANTICIPATED CAPACITY RESOURCES |  |  | 34744.366 | 34030.369 | 34060.673 | 32573.811 | 32547.811 | 32547.811 | 32547.811 | 32541.811 | 32541.811 | 32541.811
2013 | US | NPCC | - | New England | 14 | PROSPECTIVE CAPACITY RESOURCES |  |  | 34744.366 | 34030.369 | 34060.673 | 32573.811 | 32547.811 | 32547.811 | 32547.811 | 32541.811 | 32541.811 | 32541.811
2013 | US | NPCC | - | New England | 15 | TOTAL POTENTIAL CAPACITY RESOURCES |  |  | 35071.033 | 34922.786 | 36315.09 | 36358.128 | 36332.128 | 36332.128 | 36332.128 | 36326.128 | 36326.128 | 36326.128
2013 | US | NPCC | - | New England | 16 | ADJUSTED POTENTIAL CAPACITY RESOURCES |  |  | 34809.6994 | 34208.8524 | 34511.5564 | 33330.6744 | 33304.6744 | 33304.6744 | 33304.6744 | 33298.6744 | 33298.6744 | 33298.6744
2013 | US | NPCC | - | New England | 16a | Confidence of Future-Other |  |  | 0 | 0 | 0 | 0 | 0 | 0 | 0 | 0 | 0 | 0
2013 | US | NPCC | - | New England | 16b | Net Future-Other Resources After Confidence Percentage Is Applied |  |  | 0 | 0 | 0 | 0 | 0 | 0 | 0 | 0 | 0 | 0
2013 | US | NPCC | - | New England | 16c | Confidence of Conceptual |  |  | 0.2 | 0.2 | 0.2 | 0.2 | 0.2 | 0.2 | 0.2 | 0.2 | 0.2 | 0.2
2013 | US | NPCC | - | New England | 16d | Net Conceptual Resources After Confidence Percentage Is Applied |  |  | 65.3334 | 178.4834 | 450.8834 | 756.8634 | 756.8634 | 756.8634 | 756.8634 | 756.8634 | 756.8634 | 756.8634
2013 | US | NPCC | - | New England | 17 | ASSESSMENT AREA TARGET RESERVE MARGIN |  |  | 13.85% | 13.69% | 12.33% | 13.65% | 13.65% | 13.65% | 13.65% | 13.65% | 13.65% | 13.65%
2013 | US | NPCC | - | New England | 18 | EXISTING-CERTAIN AND NET FIRM TRANSACTIONS RESERVE MARGIN | 30% | 58: 21.61%
2013 | US | NPCC | - | New England | 19 | ANTICIPATED CAPACITY RESOURCES RESERVE MARGIN |  |  | 29.02% | 24.7% | 22.39% | 16.12% | 15.36% | 14.64% | 14.02% | 13.3% | 12.69% | 12.07%
2013 | US | NPCC | - | New England | 20 | PROSPECTIVE CAPACITY RESOURCES RESERVE MARGIN |  |  | 29.02% | 24.7% | 22.39% | 16.12% | 15.36% | 14.64% | 14.02% | 13.3% | 12.69% | 12.07%
2013 | US | NPCC | - | New England | 21 | TOTAL POTENTIAL RESOURCES RESERVE MARGIN |  |  | 30.24% | 27.97% | 30.49% | 29.61% | 28.78% | 27.97% | 27.28% | 26.48% | 25.79% | 25.1%
2013 | US | NPCC | - | New England | 22 | ADJUSTED POTENTIAL RESOURCES RESERVE MARGIN |  |  | 29.26% | 25.35% | 24.01% | 18.81% | 18.05% | 17.31% | 16.67% | 15.94% | 15.31% | 14.67%
2013 | US | NPCC | - | New England | 23 | Total Baseline Installed Capacity | 33515.767
2013 | US | NPCC | - | New England | 24 | Distributed or Other Capacity (Behind the Meter) < 1 MW | 0 | 0 | 0 | 0 | 0 | 0 | 0 | 0 | 0 | 0 | 0 | 0
2013 | US | NPCC | - | New England | 25 | Distributed or Other Capacity (Behind the Meter) ≥ 1 MW | 0 | 0 | 0 | 0 | 0 | 0 | 0 | 0 | 0 | 0 | 0 | 0
2013 | US | NPCC | - | New England | 26 | Capacity Total from EIA-860 | 34272.5 | 34272.5 | 34272.5 | 34272.5 | 34272.5 | 34272.5 | 34272.5 | 34272.5 | 34272.5 | 34272.5 | 34272.5 | 34272.5
2013 | US | NPCC | - | New York | 1 | Unrestricted Non-coincident Peak Demand | 0 | 33595 | 34297 | 34998 | 35667 | 36142 | 36619 | 37075 | 37522 | 37966 | 38369 | 38742
2013 | US | NPCC | - | New York | 1a | New Conservation (Energy Efficiency) | 0 | 316 | 572 | 860 | 1111 | 1324 | 1516 | 1660 | 1777 | 1898 | 2014 | 2129
2013 | US | NPCC | - | New York | 1b | Estimated Diversity | 0 | 0 | 0 | 0 | 0 | 0 | 0 | 0 | 0 | 0 | 0 | 0
2013 | US | NPCC | - | New York | 1c | Additions for non-member load (load served by non-registered LSE's in a region) | 0 | 0 | 0 | 0 | 0 | 0 | 0 | 0 | 0 | 0 | 0 | 0
2013 | US | NPCC | - | New York | 1d | Stand-by Load Under Contract (Normally served by behind the meter generation) | 0 | 0 | 0 | 0 | 0 | 0 | 0 | 0 | 0 | 0 | 0 | 0
2013 | US | NPCC | - | New York | 1e | Non-Controllable Demand-Side Demand Response | 0 | 0 | 0 | 0 | 0 | 0 | 0 | 0 | 0 | 0 | 0 | 0
2013 | US | NPCC | - | New York | 2 | Total Internal Demand | 32439 | 33279 | 33725 | 34138 | 34556 | 34818 | 35103 | 35415 | 35745 | 36068 | 36355 | 36613
2013 | US | NPCC | - | New York | 2a | Supply-Side Direct Control Load Management (DCLM) | 0 | 0 | 0 | 0 | 0 | 0 | 0 | 0 | 0 | 0 | 0 | 0
2013 | US | NPCC | - | New York | 2b | Supply-Side Contractually Interruptible (Curtailable) | 0 | 0 | 0 | 0 | 0 | 0 | 0 | 0 | 0 | 0 | 0 | 0
2013 | US | NPCC | - | New York | 2c | Supply-Side Critical Peak-Pricing (CPP) with Control | 0 | 0 | 0 | 0 | 0 | 0 | 0 | 0 | 0 | 0 | 0 | 0
2013 | US | NPCC | - | New York | 2d | Supply-Side Load as a Capacity Resource | 1741.1 | 1558 | 1558 | 1558 | 1558 | 1558 | 1558 | 1558 | 1558 | 1558 | 1558 | 1558
2013 | US | NPCC | - | New York | 3 | Net Internal Demand | 32439 | 33279 | 33725 | 34138 | 34556 | 34818 | 35103 | 35415 | 35745 | 36068 | 36355 | 36613
2013 | US | NPCC | - | New York | 3a | Demand-Side Direct Control Load Management (DCLM) | 0 | 0 | 0 | 0 | 0 | 0 | 0 | 0 | 0 | 0 | 0 | 0
2013 | US | NPCC | - | New York | 3b | Demand-Side Contractually Interruptible (Curtailable) | 0 | 0 | 0 | 0 | 0 | 0 | 0 | 0 | 0 | 0 | 0 | 0
2013 | US | NPCC | - | New York | 3c | Demand-Side Critical Peak-Pricing (CPP) with Control | 0 | 0 | 0 | 0 | 0 | 0 | 0 | 0 | 0 | 0 | 0 | 0
2013 | US | NPCC | - | New York | 3d | Demand-Side Load as a Capacity Resource | 0 | 0 | 0 | 0 | 0 | 0 | 0 | 0 | 0 | 0 | 0 | 0
2013 | US | NPCC | - | New York | 4 | Total Controllable Demand Response | 1741.1 | 1558 | 1558 | 1558 | 1558 | 1558 | 1558 | 1558 | 1558 | 1558 | 1558 | 1558
2013 | US | NPCC | - | New York | 4a | Demand Response used for Ancillary Services - Spinning Reserves | 0 | 0 | 0 | 0 | 0 | 0 | 0 | 0 | 0 | 0 | 0 | 0
2013 | US | NPCC | - | New York | 4b | Demand Response used for Ancillary Services - Non-Spinning Reserves | 0 | 0 | 0 | 0 | 0 | 0 | 0 | 0 | 0 | 0 | 0 | 0
2013 | US | NPCC | - | New York | 4c | Demand Response used for Regulation | 0 | 0 | 0 | 0 | 0 | 0 | 0 | 0 | 0 | 0 | 0 | 0
2013 | US | NPCC | - | New York | 4d | Demand Response used for Energy, Voluntary Services - Emergency | 147.1 | 144 | 144 | 144 | 144 | 144 | 144 | 144 | 144 | 144 | 144 | 144
2013 | US | NPCC | - | New York | 5 | TOTAL INTERNAL CAPACITY | 40085 | 37923.7643 | 37923.7643 | 37923.7643 | 37923.7643 | 37923.7643 | 37923.7643 | 37923.7643 | 37923.7643 | 37923.7643 | 37923.7643 | 37923.7643
2013 | US | NPCC | - | New York | 6a | Existing-Certain | 38902 | 36832.6164 | 36832.6164 | 36832.6164 | 36832.6164 | 36832.6164 | 36832.6164 | 36832.6164 | 36832.6164 | 36832.6164 | 36832.6164 | 36832.6164
2013 | US | NPCC | - | New York | 6a1 | Wind Expected On-Peak | 0 | 136.68 | 136.68 | 136.68 | 136.68 | 136.68 | 136.68 | 136.68 | 136.68 | 136.68 | 136.68 | 136.68
2013 | US | NPCC | - | New York | 6a2 | Solar Expected On-Peak | 0 | 0 | 0 | 0 | 0 | 0 | 0 | 0 | 0 | 0 | 0 | 0
2013 | US | NPCC | - | New York | 6a3 | Hydro Expected On-Peak | 0 | 3825.6564 | 3825.6564 | 3825.6564 | 3825.6564 | 3825.6564 | 3825.6564 | 3825.6564 | 3825.6564 | 3825.6564 | 3825.6564 | 3825.6564
2013 | US | NPCC | - | New York | 6a4 | Biomass Expected On-Peak | 0 | 448.8 | 448.8 | 448.8 | 448.8 | 448.8 | 448.8 | 448.8 | 448.8 | 448.8 | 448.8 | 448.8
2013 | US | NPCC | - | New York | 6b | Existing-Other | 0 | 0 | 0 | 0 | 0 | 0 | 0 | 0 | 0 | 0 | 0 | 0
2013 | US | NPCC | - | New York | 6b1 | Wind Derate On-Peak | 0 | 1230.12 | 1230.12 | 1230.12 | 1230.12 | 1230.12 | 1230.12 | 1230.12 | 1230.12 | 1230.12 | 1230.12 | 1230.12
2013 | US | NPCC | - | New York | 6b2 | Solar Derate On-Peak | 0 | 0 | 0 | 0 | 0 | 0 | 0 | 0 | 0 | 0 | 0 | 0
2013 | US | NPCC | - | New York | 6b3 | Hydro Derate On-Peak | 0 | 450.1279 | 450.1279 | 450.1279 | 450.1279 | 450.1279 | 450.1279 | 450.1279 | 450.1279 | 450.1279 | 450.1279 | 450.1279
2013 | US | NPCC | - | New York | 6b4 | Biomass Derate On-Peak | 0 | 0 | 0 | 0 | 0 | 0 | 0 | 0 | 0 | 0 | 0 | 0
2013 | US | NPCC | - | New York | 6b5 | Transmission-Limited Resources | 0 | 0 | 0 | 0 | 0 | 0 | 0 | 0 | 0 | 0 | 0 | 0
2013 | US | NPCC | - | New York | 6b6 | All Other Derates | 0 | 11 | 11 | 11 | 11 | 11 | 11 | 11 | 11 | 11 | 11 | 11
2013 | US | NPCC | - | New York | 6b7 | Energy-Only (Existing-Other) | 0 | 0 | 0 | 0 | 0 | 0 | 0 | 0 | 0 | 0 | 0 | 0
2013 | US | NPCC | - | New York | 6c | Unplanned Outages (Actual) / Current and Future Inoperable Resources | 0 | 0 | 0 | 0 | 0 | 0 | 0 | 0 | 0 | 0 | 0 | 0
2013 | US | NPCC | - | New York | 6d | Total Supply-Side Demand Response | 1741.1 | 1558 | 1558 | 1558 | 1558 | 1558 | 1558 | 1558 | 1558 | 1558 | 1558 | 1558
2013 | US | NPCC | - | New York | 7 | TOTAL FUTURE CAPACITY ADDITIONS | 0 | -600.1 | -600.1 | -600.1 | -600.1 | -600.1 | -600.1 | -600.1 | -600.1 | -600.1 | -600.1 | -600.1
2013 | US | NPCC | - | New York | 7a | Future-Planned | 0 | -600.1 | -600.1 | -600.1 | -600.1 | -600.1 | -600.1 | -600.1 | -600.1 | -600.1 | -600.1 | -600.1
2013 | US | NPCC | - | New York | 7a1 | Wind Expected On-Peak | 0 | 0 | 0 | 0 | 0 | 0 | 0 | 0 | 0 | 0 | 0 | 0
2013 | US | NPCC | - | New York | 7a2 | Wind Derate On-Peak | 0 | 0 | 0 | 0 | 0 | 0 | 0 | 0 | 0 | 0 | 0 | 0
2013 | US | NPCC | - | New York | 7a3 | Solar Expected On-Peak | 0 | 0 | 0 | 0 | 0 | 0 | 0 | 0 | 0 | 0 | 0 | 0
2013 | US | NPCC | - | New York | 7a4 | Solar Derate On-Peak | 0 | 0 | 0 | 0 | 0 | 0 | 0 | 0 | 0 | 0 | 0 | 0
2013 | US | NPCC | - | New York | 7a5 | Hydro Expected On-Peak | 0 | 0 | 0 | 0 | 0 | 0 | 0 | 0 | 0 | 0 | 0 | 0
2013 | US | NPCC | - | New York | 7a6 | Hydro Derate On-Peak | 0 | 0 | 0 | 0 | 0 | 0 | 0 | 0 | 0 | 0 | 0 | 0
2013 | US | NPCC | - | New York | 7a7 | Biomass Expected On-Peak | 0 | -46.4 | -46.4 | -46.4 | -46.4 | -46.4 | -46.4 | -46.4 | -46.4 | -46.4 | -46.4 | -46.4
2013 | US | NPCC | - | New York | 7a8 | Biomass Derate On-Peak | 0 | 0 | 0 | 0 | 0 | 0 | 0 | 0 | 0 | 0 | 0 | 0
2013 | US | NPCC | - | New York | 7a9 | Transmission-Limited Resources | 0 | 0 | 0 | 0 | 0 | 0 | 0 | 0 | 0 | 0 | 0 | 0
2013 | US | NPCC | - | New York | 7a10 | Scheduled Outage - Maintenance | 0 | 0 | 0 | 0 | 0 | 0 | 0 | 0 | 0 | 0 | 0 | 0
2013 | US | NPCC | - | New York | 7a11 | All Other Derates | 0 | 0 | 0 | 0 | 0 | 0 | 0 | 0 | 0 | 0 | 0 | 0
2013 | US | NPCC | - | New York | 7a12 | Energy-Only | 0 | 0 | 0 | 0 | 0 | 0 | 0 | 0 | 0 | 0 | 0 | 0
2013 | US | NPCC | - | New York | 7b | Future-Other | 0 | 0 | 0 | 0 | 0 | 0 | 0 | 0 | 0 | 0 | 0 | 0
2013 | US | NPCC | - | New York | 7b1 | Wind Expected On-Peak | 0 | 0 | 0 | 0 | 0 | 0 | 0 | 0 | 0 | 0 | 0 | 0
2013 | US | NPCC | - | New York | 7b2 | Wind Derate On-Peak | 0 | 0 | 0 | 0 | 0 | 0 | 0 | 0 | 0 | 0 | 0 | 0
2013 | US | NPCC | - | New York | 7b3 | Solar Expected On-Peak | 0 | 0 | 0 | 0 | 0 | 0 | 0 | 0 | 0 | 0 | 0 | 0
2013 | US | NPCC | - | New York | 7b4 | Solar Derate On-Peak | 0 | 0 | 0 | 0 | 0 | 0 | 0 | 0 | 0 | 0 | 0 | 0
2013 | US | NPCC | - | New York | 7b5 | Hydro Expected On-Peak | 0 | 0 | 0 | 0 | 0 | 0 | 0 | 0 | 0 | 0 | 0 | 0
2013 | US | NPCC | - | New York | 7b6 | Hydro Derate On-Peak | 0 | 0 | 0 | 0 | 0 | 0 | 0 | 0 | 0 | 0 | 0 | 0
2013 | US | NPCC | - | New York | 7b7 | Biomass Expected On-Peak | 0 | 0 | 0 | 0 | 0 | 0 | 0 | 0 | 0 | 0 | 0 | 0
2013 | US | NPCC | - | New York | 7b8 | Biomass Derate On-Peak | 0 | 0 | 0 | 0 | 0 | 0 | 0 | 0 | 0 | 0 | 0 | 0
2013 | US | NPCC | - | New York | 7b9 | Transmission-Limited Resources | 0 | 0 | 0 | 0 | 0 | 0 | 0 | 0 | 0 | 0 | 0 | 0
2013 | US | NPCC | - | New York | 7b10 | Scheduled Outage - Maintenance | 0 | 0 | 0 | 0 | 0 | 0 | 0 | 0 | 0 | 0 | 0 | 0
2013 | US | NPCC | - | New York | 7b11 | All Other Derates | 0 | 0 | 0 | 0 | 0 | 0 | 0 | 0 | 0 | 0 | 0 | 0
2013 | US | NPCC | - | New York | 7b12 | Energy-Only | 0 | 0 | 0 | 0 | 0 | 0 | 0 | 0 | 0 | 0 | 0 | 0
2013 | US | NPCC | - | New York | 8 | Conceptual | 0 | 0 | 298.06 | 372.83 | 1338.7 | 2358.6 | 2358.6 | 2358.6 | 2358.6 | 2358.6 | 2358.6 | 2358.6
2013 | US | NPCC | - | New York | 8a1 | Wind Expected On-Peak | 0 | 0 | 29.06 | 100.63 | 138.9 | 138.9 | 138.9 | 138.9 | 138.9 | 138.9 | 138.9 | 138.9
2013 | US | NPCC | - | New York | 8a2 | Wind Derate On-Peak | 0 | 0 | 261.6 | 902.8 | 1247.2 | 1247.2 | 1247.2 | 1247.2 | 1247.2 | 1247.2 | 1247.2 | 1247.2
2013 | US | NPCC | - | New York | 8a3 | Solar Expected On-Peak | 0 | 0 | 0 | 0 | 0 | 0 | 0 | 0 | 0 | 0 | 0 | 0
2013 | US | NPCC | - | New York | 8a4 | Solar Derate On-Peak | 0 | 0 | 0 | 0 | 0 | 0 | 0 | 0 | 0 | 0 | 0 | 0
2013 | US | NPCC | - | New York | 8a5 | Hydro Expected On-Peak | 0 | 0 | 0 | 0 | 0 | 0 | 0 | 0 | 0 | 0 | 0 | 0
2013 | US | NPCC | - | New York | 8a6 | Hydro Derate On-Peak | 0 | 0 | 0 | 0 | 0 | 0 | 0 | 0 | 0 | 0 | 0 | 0
2013 | US | NPCC | - | New York | 8a7 | Biomass Expected On-Peak | 0 | 0 | 19 | 22.2 | 22.2 | 22.2 | 22.2 | 22.2 | 22.2 | 22.2 | 22.2 | 22.2
2013 | US | NPCC | - | New York | 8a8 | Biomass Derate On-Peak | 0 | 0 | 0 | 0 | 0 | 0 | 0 | 0 | 0 | 0 | 0 | 0
2013 | US | NPCC | - | New York | 8a9 | All Other Derates | 0 | 0 | 0 | 0 | -1.1369e-13 | -1.1369e-13 | -1.1369e-13 | -1.1369e-13 | -1.1369e-13 | -1.1369e-13 | -1.1369e-13 | -1.1369e-13
2013 | US | NPCC | - | New York | 8a10 | Energy-Only | 0 | 0 | 0 | 0 | 0 | 0 | 0 | 0 | 0 | 0 | 0 | 0
2013 | US | NPCC | - | New York | 9 | ANTICIPATED INTERNAL CAPACITY | 0 | 37790.5164 | 37790.5164 | 37790.5164 | 37790.5164 | 37790.5164 | 37790.5164 | 37790.5164 | 37790.5164 | 37790.5164 | 37790.5164 | 37790.5164
2013 | US | NPCC | - | New York | 10 | CAPACITY TRANSACTIONS - IMPORTS | 2239 | 3322 | 3592 | 3592 | 3592 | 3592 | 3592 | 3592 | 3592 | 3592 | 3592 | 3592
2013 | US | NPCC | - | New York | 10a | Firm | 2239 | 1969 | 2239 | 2239 | 2239 | 2239 | 2239 | 2239 | 2239 | 2239 | 2239 | 2239
2013 | US | NPCC | - | New York | 10a1 | Full-Responsibility Purchases | 0 | 0 | 0 | 0 | 0 | 0 | 0 | 0 | 0 | 0 | 0 | 0
2013 | US | NPCC | - | New York | 10a2 | Owned Capacity/Entitlement Located Outside the Region/Subregion | 0 | 0 | 0 | 0 | 0 | 0 | 0 | 0 | 0 | 0 | 0 | 0
2013 | US | NPCC | - | New York | 10b | Non-firm | 0 | 0 | 0 | 0 | 0 | 0 | 0 | 0 | 0 | 0 | 0 | 0
2013 | US | NPCC | - | New York | 10c | Expected | 0 | 1353 | 1353 | 1353 | 1353 | 1353 | 1353 | 1353 | 1353 | 1353 | 1353 | 1353
2013 | US | NPCC | - | New York | 10c1 | Full-Responsibility Purchases | 0 | 0 | 0 | 0 | 0 | 0 | 0 | 0 | 0 | 0 | 0 | 0
2013 | US | NPCC | - | New York | 10c2 | Owned Capacity/Entitlement Located Outside the Region/Subregion | 0 | 0 | 0 | 0 | 0 | 0 | 0 | 0 | 0 | 0 | 0 | 0
2013 | US | NPCC | - | New York | 11 | CAPACITY TRANSACTIONS - EXPORTS | 0 | 0 | 0 | 0 | 0 | 0 | 0 | 0 | 0 | 0 | 0 | 0
2013 | US | NPCC | - | New York | 11a | Firm | 0 | 0 | 0 | 0 | 0 | 0 | 0 | 0 | 0 | 0 | 0 | 0
2013 | US | NPCC | - | New York | 11a1 | Full-Responsibility Purchases | 0 | 0 | 0 | 0 | 0 | 0 | 0 | 0 | 0 | 0 | 0 | 0
2013 | US | NPCC | - | New York | 11a2 | Owned Capacity/Entitlement Located Outside the Region/Subregion | 0 | 0 | 0 | 0 | 0 | 0 | 0 | 0 | 0 | 0 | 0 | 0
2013 | US | NPCC | - | New York | 11b | Non-firm | 0 | 0 | 0 | 0 | 0 | 0 | 0 | 0 | 0 | 0 | 0 | 0
2013 | US | NPCC | - | New York | 11c | Expected | 0 | 0 | 0 | 0 | 0 | 0 | 0 | 0 | 0 | 0 | 0 | 0
2013 | US | NPCC | - | New York | 11c1 | Full-Responsibility Purchases | 0 | 0 | 0 | 0 | 0 | 0 | 0 | 0 | 0 | 0 | 0 | 0
2013 | US | NPCC | - | New York | 11c2 | Owned Capacity/Entitlement Located Outside the Region/Subregion | 0 | 0 | 0 | 0 | 0 | 0 | 0 | 0 | 0 | 0 | 0 | 0
2013 | US | NPCC | - | New York | 12 | EXISTING-CERTAIN & NET FIRM TRANSACTIONS | 42882.1 | 40359.6164 | 40629.6164 | 40629.6164 | 40629.6164 | 40629.6164 | 40629.6164 | 40629.6164 | 40629.6164 | 40629.6164 | 40629.6164 | 40629.6164
2013 | US | NPCC | - | New York | 13 | ANTICIPATED CAPACITY RESOURCES | 0 | 0 | 41382.5164 | 41382.5164 | 41382.5164 | 41382.5164 | 41382.5164 | 41382.5164 | 41382.5164 | 41382.5164 | 41382.5164 | 41382.5164
2013 | US | NPCC | - | New York | 14 | PROSPECTIVE CAPACITY RESOURCES | 0 | 0 | 42735.5164 | 42735.5164 | 42735.5164 | 42735.5164 | 42735.5164 | 42735.5164 | 42735.5164 | 42735.5164 | 42735.5164 | 42735.5164
2013 | US | NPCC | - | New York | 15 | TOTAL POTENTIAL CAPACITY RESOURCES | 0 | 0 | 43033.5764 | 43108.3464 | 44074.2164 | 45094.1164 | 45094.1164 | 45094.1164 | 45094.1164 | 45094.1164 | 45094.1164 | 45094.1164
2013 | US | NPCC | - | New York | 16 | ADJUSTED POTENTIAL CAPACITY RESOURCES | 0 | 0 | 42795.1284 | 42810.0824 | 43003.2564 | 43207.2364 | 43207.2364 | 43207.2364 | 43207.2364 | 43207.2364 | 43207.2364 | 43207.2364
2013 | US | NPCC | - | New York | 16a | Confidence of Future-Other | 0 | 0 | 0.2 | 0.2 | 0.2 | 0.2 | 0.2 | 0.2 | 0.2 | 0.2 | 0.2 | 0.2
2013 | US | NPCC | - | New York | 16b | Net Future-Other Resources After Confidence Percentage Is Applied | 0 | 0 | 0 | 0 | 0 | 0 | 0 | 0 | 0 | 0 | 0 | 0
2013 | US | NPCC | - | New York | 16c | Confidence of Conceptual | 0 | 0 | 0.2 | 0.2 | 0.2 | 0.2 | 0.2 | 0.2 | 0.2 | 0.2 | 0.2 | 0.2
2013 | US | NPCC | - | New York | 16d | Net Conceptual Resources After Confidence Percentage Is Applied | 0 | 0 | 59.612 | 74.566 | 267.74 | 471.72 | 471.72 | 471.72 | 471.72 | 471.72 | 471.72 | 471.72
2013 | US | NPCC | - | New York | 17 | ASSESSMENT AREA TARGET RESERVE MARGIN | 0% | 0% | 17% | 17% | 17% | 17% | 17% | 17% | 17% | 17% | 17% | 17%
2013 | US | NPCC | - | New York | 18 | EXISTING-CERTAIN AND NET FIRM TRANSACTIONS RESERVE MARGIN | 32.19% | 21.28% | 0% | 0% | 0% | 0% | 0% | 0% | 0% | 0% | 0% | 0%
2013 | US | NPCC | - | New York | 19 | ANTICIPATED CAPACITY RESOURCES RESERVE MARGIN | 0% | 0% | 22.71% | 21.22% | 19.75% | 18.85% | 17.89% | 16.85% | 15.77% | 14.73% | 13.83% | 13.03%
2013 | US | NPCC | - | New York | 20 | PROSPECTIVE CAPACITY RESOURCES RESERVE MARGIN | 0% | 0% | 26.72% | 25.18% | 23.67% | 22.74% | 21.74% | 20.67% | 19.56% | 18.49% | 17.55% | 16.72%
2013 | US | NPCC | - | New York | 21 | TOTAL POTENTIAL RESOURCES RESERVE MARGIN | 0% | 0% | 27.6% | 26.28% | 27.54% | 29.51% | 28.46% | 27.33% | 26.16% | 25.03% | 24.04% | 23.16%
2013 | US | NPCC | - | New York | 22 | ADJUSTED POTENTIAL RESOURCES RESERVE MARGIN | 0% | 0% | 26.89% | 25.4% | 24.45% | 24.09% | 23.09% | 22% | 20.88% | 19.79% | 18.85% | 18.01%
2013 | US | NPCC | - | New York | 23 | Total Baseline Installed Capacity | 38902 | 0 | 0 | 0 | 0 | 0 | 0 | 0 | 0 | 0 | 0 | 0
2013 | US | NPCC | - | New York | 24 | Distributed or Other Capacity (Behind the Meter) < 1 MW | 0 | 0 | 0 | 0 | 0 | 0 | 0 | 0 | 0 | 0 | 0 | 0
2013 | US | NPCC | - | New York | 25 | Distributed or Other Capacity (Behind the Meter) ≥ 1 MW | 0 | 0 | 0 | 0 | 0 | 0 | 0 | 0 | 0 | 0 | 0 | 0
2013 | US | NPCC | - | New York | 26 | Capacity Total from EIA-860 | 0 | 0 | 0 | 0 | 0 | 0 | 0 | 0 | 0 | 0 | 0 | 0
2013 | CAN | NPCC | - | Ontario | 1 | Unrestricted Non-coincident Peak Demand | 0 | 23440.5 | 23441.3 | 23596.3 | 23786.8 | 23808.9 | 24181.3 | 24688.9 | 24919.7 | 25358.2 | 25650.2 | 25908.3
2013 | CAN | NPCC | - | Ontario | 1a | New Conservation (Energy Efficiency) | 0 | 227.6 | 504.4 | 744.8 | 985.7 | 1259.6 | 1571.1 | 1776.7 | 1880.3 | 2023.6 | 2131.6 | 2246.2
2013 | CAN | NPCC | - | Ontario | 1b | Estimated Diversity | 0 | 0 | 0 | 0 | 0 | 0 | 0 | 0 | 0 | 0 | 0 | 0
2013 | CAN | NPCC | - | Ontario | 1c | Additions for non-member load (load served by non-registered LSE's in a region) | 0 | 0 | 0 | 0 | 0 | 0 | 0 | 0 | 0 | 0 | 0 | 0
2013 | CAN | NPCC | - | Ontario | 1d | Stand-by Load Under Contract (Normally served by behind the meter generation) | 0 | 0 | 0 | 0 | 0 | 0 | 0 | 0 | 0 | 0 | 0 | 0
2013 | CAN | NPCC | - | Ontario | 1e | Non-Controllable Demand-Side Demand Response | 0 | 0 | 0 | 0 | 0 | 0 | 0 | 0 | 0 | 0 | 0 | 0
2013 | CAN | NPCC | - | Ontario | 2 | Total Internal Demand | 24636 | 23212.9 | 22936.9 | 22851.5 | 22801.1 | 22549.3 | 22610.2 | 22912.2 | 23039.4 | 23334.6 | 23518.6 | 23662.1
2013 | CAN | NPCC | - | Ontario | 2a | Supply-Side Direct Control Load Management (DCLM) | 0 | 0 | 0 | 0 | 0 | 0 | 0 | 0 | 0 | 0 | 0 | 0
2013 | CAN | NPCC | - | Ontario | 2b | Supply-Side Contractually Interruptible (Curtailable) | 0 | 0 | 0 | 0 | 0 | 0 | 0 | 0 | 0 | 0 | 0 | 0
2013 | CAN | NPCC | - | Ontario | 2c | Supply-Side Critical Peak-Pricing (CPP) with Control | 0 | 0 | 0 | 0 | 0 | 0 | 0 | 0 | 0 | 0 | 0 | 0
2013 | CAN | NPCC | - | Ontario | 2d | Supply-Side Load as a Capacity Resource | 0 | 502 | 502 | 566.8 | 566.8 | 566.8 | 566.8 | 566.8 | 566.8 | 566.8 | 566.8 | 566.8
2013 | CAN | NPCC | - | Ontario | 3 | Net Internal Demand | 24636 | 23212.9 | 22936.9 | 22851.5 | 22801.1 | 22549.3 | 22610.2 | 22912.2 | 23039.4 | 23334.6 | 23518.6 | 23662.1
2013 | CAN | NPCC | - | Ontario | 3a | Demand-Side Direct Control Load Management (DCLM) | 0 | 0 | 0 | 0 | 0 | 0 | 0 | 0 | 0 | 0 | 0 | 0
2013 | CAN | NPCC | - | Ontario | 3b | Demand-Side Contractually Interruptible (Curtailable) | 0 | 0 | 0 | 0 | 0 | 0 | 0 | 0 | 0 | 0 | 0 | 0
2013 | CAN | NPCC | - | Ontario | 3c | Demand-Side Critical Peak-Pricing (CPP) with Control | 0 | 0 | 0 | 0 | 0 | 0 | 0 | 0 | 0 | 0 | 0 | 0
2013 | CAN | NPCC | - | Ontario | 3d | Demand-Side Load as a Capacity Resource | 0 | 0 | 0 | 0 | 0 | 0 | 0 | 0 | 0 | 0 | 0 | 0
2013 | CAN | NPCC | - | Ontario | 4 | Total Controllable Demand Response | 0 | 502 | 502 | 566.8 | 566.8 | 566.8 | 566.8 | 566.8 | 566.8 | 566.8 | 566.8 | 566.8
2013 | CAN | NPCC | - | Ontario | 4a | Demand Response used for Ancillary Services - Spinning Reserves | 0 | 0 | 0 | 0 | 0 | 0 | 0 | 0 | 0 | 0 | 0 | 0
2013 | CAN | NPCC | - | Ontario | 4b | Demand Response used for Ancillary Services - Non-Spinning Reserves | 0 | 0 | 0 | 0 | 0 | 0 | 0 | 0 | 0 | 0 | 0 | 0
2013 | CAN | NPCC | - | Ontario | 4c | Demand Response used for Regulation | 0 | 0 | 0 | 0 | 0 | 0 | 0 | 0 | 0 | 0 | 0 | 0
2013 | CAN | NPCC | - | Ontario | 4d | Demand Response used for Energy, Voluntary Services - Emergency | 0 | 0 | 0 | 0 | 0 | 0 | 0 | 0 | 0 | 0 | 0 | 0
2013 | CAN | NPCC | - | Ontario | 5 | TOTAL INTERNAL CAPACITY | 0 | 35995.6963 | 34621.2963 | 36084.7766 | 35572.7571 | 34476.7321 | 33754.9321 | 32246.5321 | 30849.5321 | 30490.5321 | 30411.5321 | 31250.1321
2013 | CAN | NPCC | - | Ontario | 6a | Existing-Certain | 0 | 30962.7153 | 30962.7153 | 30962.7153 | 30962.7153 | 30962.7153 | 30962.7153 | 30962.7153 | 30962.7153 | 30962.7153 | 30962.7153 | 30962.7153
2013 | CAN | NPCC | - | Ontario | 6a1 | Wind Expected On-Peak | 0 | 197.446 | 197.446 | 197.446 | 197.446 | 197.446 | 197.446 | 197.446 | 197.446 | 197.446 | 197.446 | 197.446
2013 | CAN | NPCC | - | Ontario | 6a2 | Solar Expected On-Peak | 0 | 0 | 0 | 0 | 0 | 0 | 0 | 0 | 0 | 0 | 0 | 0
2013 | CAN | NPCC | - | Ontario | 6a3 | Hydro Expected On-Peak | 0 | 5662.2847 | 5662.2847 | 5662.2847 | 5662.2847 | 5662.2847 | 5662.2847 | 5662.2847 | 5662.2847 | 5662.2847 | 5662.2847 | 5662.2847
2013 | CAN | NPCC | - | Ontario | 6a4 | Biomass Expected On-Peak | 0 | 106.1 | 106.1 | 106.1 | 106.1 | 106.1 | 106.1 | 106.1 | 106.1 | 106.1 | 106.1 | 106.1
2013 | CAN | NPCC | - | Ontario | 6b | Existing-Other | 0 | 0 | 0 | 0 | 0 | 0 | 0 | 0 | 0 | 0 | 0 | 0
2013 | CAN | NPCC | - | Ontario | 6b1 | Wind Derate On-Peak | 0 | 1313.754 | 1313.754 | 1313.754 | 1313.754 | 1313.754 | 1313.754 | 1313.754 | 1313.754 | 1313.754 | 1313.754 | 1313.754
2013 | CAN | NPCC | - | Ontario | 6b2 | Solar Derate On-Peak | 0 | 0 | 0 | 0 | 0 | 0 | 0 | 0 | 0 | 0 | 0 | 0
2013 | CAN | NPCC | - | Ontario | 6b3 | Hydro Derate On-Peak | 0 | 2199.8116 | 2199.8116 | 2199.8116 | 2199.8116 | 2199.8116 | 2199.8116 | 2199.8116 | 2199.8116 | 2199.8116 | 2199.8116 | 2199.8116
2013 | CAN | NPCC | - | Ontario | 6b4 | Biomass Derate On-Peak | 0 | 2 | 2 | 2 | 2 | 2 | 2 | 2 | 2 | 2 | 2 | 2
2013 | CAN | NPCC | - | Ontario | 6b5 | Transmission-Limited Resources | 0 | 0 | 0 | 0 | 0 | 0 | 0 | 0 | 0 | 0 | 0 | 0
2013 | CAN | NPCC | - | Ontario | 6b6 | All Other Derates | 0 | 1401.3154 | 1401.3154 | 1401.3154 | 1401.3154 | 1401.3154 | 1401.3154 | 1401.3154 | 1401.3154 | 1401.3154 | 1401.3154 | 1401.3154
2013 | CAN | NPCC | - | Ontario | 6b7 | Energy-Only (Existing-Other) | 0 | 0 | 0 | 0 | 0 | 0 | 0 | 0 | 0 | 0 | 0 | 0
2013 | CAN | NPCC | - | Ontario | 6c | Unplanned Outages (Actual) / Current and Future Inoperable Resources | 0 | 27.5 | 27.5 | 27.5 | 27.5 | 27.5 | 27.5 | 27.5 | 27.5 | 27.5 | 27.5 | 27.5
2013 | CAN | NPCC | - | Ontario | 6d | Total Supply-Side Demand Response | 0 | 502 | 502 | 566.8 | 566.8 | 566.8 | 566.8 | 566.8 | 566.8 | 566.8 | 566.8 | 566.8
2013 | CAN | NPCC | - | Ontario | 7 | TOTAL FUTURE CAPACITY ADDITIONS | 0 | 45.92 | -2819.4773 | -2726.0221 | -3516.0781 | -4575.2668 | -5302.6168 | -6800.6168 | -8194.6168 | -8567.6168 | -8608.6168 | -7765.6168
2013 | CAN | NPCC | - | Ontario | 7a | Future-Planned | 0 | 45.92 | -2819.4773 | -2726.0221 | -3516.0781 | -4575.2668 | -5302.6168 | -6800.6168 | -8194.6168 | -8567.6168 | -8608.6168 | -7765.6168
2013 | CAN | NPCC | - | Ontario | 7a1 | Wind Expected On-Peak | 0 | 6.8 | 263.0733 | 453.2914 | 495.2667 | 495.2667 | 495.2667 | 495.2667 | 495.2667 | 495.2667 | 495.2667 | 495.2667
2013 | CAN | NPCC | - | Ontario | 7a2 | Wind Derate On-Peak | 0 | 41.8 | 1617.1267 | 2786.4086 | 3044.4333 | 3044.4333 | 3044.4333 | 3044.4333 | 3044.4333 | 3044.4333 | 3044.4333 | 3044.4333
2013 | CAN | NPCC | - | Ontario | 7a3 | Solar Expected On-Peak | 0 | 0 | 30 | 84 | 84 | 84 | 84 | 84 | 84 | 84 | 84 | 84
2013 | CAN | NPCC | - | Ontario | 7a4 | Solar Derate On-Peak | 0 | 0 | 70 | 196 | 196 | 196 | 196 | 196 | 196 | 196 | 196 | 196
2013 | CAN | NPCC | - | Ontario | 7a5 | Hydro Expected On-Peak | 0 | 0 | 63.5094 | 177.7466 | 380.7152 | 383.5266 | 383.5266 | 383.5266 | 383.5266 | 383.5266 | 383.5266 | 383.5266
2013 | CAN | NPCC | - | Ontario | 7a6 | Hydro Derate On-Peak | 0 | 0 | 26.1906 | 74.4337 | 158.4455 | 159.6092 | 159.6092 | 159.6092 | 159.6092 | 159.6092 | 159.6092 | 159.6092
2013 | CAN | NPCC | - | Ontario | 7a7 | Biomass Expected On-Peak | 0 | 39.12 | 46.94 | 175.94 | 175.94 | 175.94 | 175.94 | 175.94 | 175.94 | 175.94 | 175.94 | 175.94
2013 | CAN | NPCC | - | Ontario | 7a8 | Biomass Derate On-Peak | 0 | 0.88 | 1.06 | 77.06 | 77.06 | 77.06 | 77.06 | 77.06 | 77.06 | 77.06 | 77.06 | 77.06
2013 | CAN | NPCC | - | Ontario | 7a9 | Transmission-Limited Resources | 0 | 0 | 0 | 0 | 0 | 0 | 0 | 0 | 0 | 0 | 0 | 0
2013 | CAN | NPCC | - | Ontario | 7a10 | Scheduled Outage - Maintenance | 0 | 0 | 0 | 0 | 0 | 0 | 0 | 0 | 0 | 0 | 0 | 0
2013 | CAN | NPCC | - | Ontario | 7a11 | All Other Derates | 0 | 0 | -180.7 | -230.2 | -294.2 | -332.2 | -326.65 | -337.05 | -340.05 | -326.05 | -364.05 | -368.45
2013 | CAN | NPCC | - | Ontario | 7a12 | Energy-Only | 0 | 0 | 0 | 0 | 0 | 0 | 0 | 0 | 0 | 0 | 0 | 0
2013 | CAN | NPCC | - | Ontario | 7b | Future-Other | 0 | 0 | 0 | 0 | 0 | 0 | 0 | 0 | 0 | 0 | 0 | 0
2013 | CAN | NPCC | - | Ontario | 7b1 | Wind Expected On-Peak | 0 | 0 | 0 | 0 | 0 | 0 | 0 | 0 | 0 | 0 | 0 | 0
2013 | CAN | NPCC | - | Ontario | 7b2 | Wind Derate On-Peak | 0 | 0 | 0 | 0 | 0 | 0 | 0 | 0 | 0 | 0 | 0 | 0
2013 | CAN | NPCC | - | Ontario | 7b3 | Solar Expected On-Peak | 0 | 0 | 0 | 0 | 0 | 0 | 0 | 0 | 0 | 0 | 0 | 0
2013 | CAN | NPCC | - | Ontario | 7b4 | Solar Derate On-Peak | 0 | 0 | 0 | 0 | 0 | 0 | 0 | 0 | 0 | 0 | 0 | 0
2013 | CAN | NPCC | - | Ontario | 7b5 | Hydro Expected On-Peak | 0 | 0 | 0 | 0 | 0 | 0 | 0 | 0 | 0 | 0 | 0 | 0
2013 | CAN | NPCC | - | Ontario | 7b6 | Hydro Derate On-Peak | 0 | 0 | 0 | 0 | 0 | 0 | 0 | 0 | 0 | 0 | 0 | 0
2013 | CAN | NPCC | - | Ontario | 7b7 | Biomass Expected On-Peak | 0 | 0 | 0 | 0 | 0 | 0 | 0 | 0 | 0 | 0 | 0 | 0
2013 | CAN | NPCC | - | Ontario | 7b8 | Biomass Derate On-Peak | 0 | 0 | 0 | 0 | 0 | 0 | 0 | 0 | 0 | 0 | 0 | 0
2013 | CAN | NPCC | - | Ontario | 7b9 | Transmission-Limited Resources | 0 | 0 | 0 | 0 | 0 | 0 | 0 | 0 | 0 | 0 | 0 | 0
2013 | CAN | NPCC | - | Ontario | 7b10 | Scheduled Outage - Maintenance | 0 | 0 | 0 | 0 | 0 | 0 | 0 | 0 | 0 | 0 | 0 | 0
2013 | CAN | NPCC | - | Ontario | 7b11 | All Other Derates | 0 | 0 | 0 | 0 | 0 | 0 | 0 | 0 | 0 | 0 | 0 | 0
2013 | CAN | NPCC | - | Ontario | 7b12 | Energy-Only | 0 | 0 | 0 | 0 | 0 | 0 | 0 | 0 | 0 | 0 | 0 | 0
2013 | CAN | NPCC | - | Ontario | 8 | Conceptual | 0 | 144.0456 | 181.0456 | 40.2136 | 301.8622 | 519.4253 | 969.8934 | 2784.5299 | 4344.0489 | 5087.912 | 5365.16 | 4706.798
2013 | CAN | NPCC | - | Ontario | 8a1 | Wind Expected On-Peak | 0 | 0 | 0 | 0 | 0 | 61.1193 | 108.3649 | 145.1409 | 145.1409 | 204.5394 | 263.9379 | 263.9379
2013 | CAN | NPCC | - | Ontario | 8a2 | Wind Derate On-Peak | 0 | 0 | 0 | 0 | 0 | 375.4472 | 665.6703 | 891.5799 | 891.5799 | 1256.4564 | 1621.3329 | 1621.3329
2013 | CAN | NPCC | - | Ontario | 8a3 | Solar Expected On-Peak | 0 | 0 | 0 | 0 | 0.64861 | 53.0924 | 63.9236 | 71.1838 | 71.1838 | 113.6113 | 156.0388 | 156.0388
2013 | CAN | NPCC | - | Ontario | 8a4 | Solar Derate On-Peak | 0 | 0 | 0 | 0 | 1.5134 | 123.8823 | 149.1551 | 166.0955 | 166.0955 | 265.093 | 364.0905 | 364.0905
2013 | CAN | NPCC | - | Ontario | 8a5 | Hydro Expected On-Peak | 0 | 0 | 0 | 0 | 0 | 0 | 0 | 0 | 0 | 0 | 0 | 0
2013 | CAN | NPCC | - | Ontario | 8a6 | Hydro Derate On-Peak | 0 | 0 | 0 | 0 | 0 | 0 | 0 | 0 | 0 | 0 | 0 | 0
2013 | CAN | NPCC | - | Ontario | 8a7 | Biomass Expected On-Peak | 0 | 0 | 0 | 0 | 0 | 0 | 0 | 0 | 0 | 0 | 0 | 0
2013 | CAN | NPCC | - | Ontario | 8a8 | Biomass Derate On-Peak | 0 | 0 | 0 | 0 | 0 | 0 | 0 | 0 | 0 | 0 | 0 | 0
2013 | CAN | NPCC | - | Ontario | 8a9 | All Other Derates | 0 | 0 | 0 | 0 | 0 | 5.6843e-14 | 5.6843e-14 | 165.06 | 165.06 | 165.06 | 165.06 | 165.06
2013 | CAN | NPCC | - | Ontario | 8a10 | Energy-Only | 0 | 0 | 0 | 0 | 0 | 0 | 0 | 0 | 0 | 0 | 0 | 0
2013 | CAN | NPCC | - | Ontario | 9 | ANTICIPATED INTERNAL CAPACITY | 0 | 31510.6353 | 28645.238 | 28803.4933 | 28013.4372 | 26954.2486 | 26226.8986 | 24728.8986 | 23334.8986 | 22961.8986 | 22920.8986 | 23763.8986
2013 | CAN | NPCC | - | Ontario | 10 | CAPACITY TRANSACTIONS - IMPORTS | 0 | 0 | 0 | 0 | 0 | 0 | 0 | 0 | 0 | 0 | 0 | 0
2013 | CAN | NPCC | - | Ontario | 10a | Firm | 0 | 0 | 0 | 0 | 0 | 0 | 0 | 0 | 0 | 0 | 0 | 0
2013 | CAN | NPCC | - | Ontario | 10a1 | Full-Responsibility Purchases | 0 | 0 | 0 | 0 | 0 | 0 | 0 | 0 | 0 | 0 | 0 | 0
2013 | CAN | NPCC | - | Ontario | 10a2 | Owned Capacity/Entitlement Located Outside the Region/Subregion | 0 | 0 | 0 | 0 | 0 | 0 | 0 | 0 | 0 | 0 | 0 | 0
2013 | CAN | NPCC | - | Ontario | 10b | Non-firm | 0 | 0 | 0 | 0 | 0 | 0 | 0 | 0 | 0 | 0 | 0 | 0
2013 | CAN | NPCC | - | Ontario | 10c | Expected | 0 | 0 | 0 | 0 | 0 | 0 | 0 | 0 | 0 | 0 | 0 | 0
2013 | CAN | NPCC | - | Ontario | 10c1 | Full-Responsibility Purchases | 0 | 0 | 0 | 0 | 0 | 0 | 0 | 0 | 0 | 0 | 0 | 0
2013 | CAN | NPCC | - | Ontario | 10c2 | Owned Capacity/Entitlement Located Outside the Region/Subregion | 0 | 0 | 0 | 0 | 0 | 0 | 0 | 0 | 0 | 0 | 0 | 0
2013 | CAN | NPCC | - | Ontario | 11 | CAPACITY TRANSACTIONS - EXPORTS | 0 | 0 | 0 | 0 | 0 | 0 | 0 | 0 | 0 | 0 | 0 | 0
2013 | CAN | NPCC | - | Ontario | 11a | Firm | 0 | 0 | 0 | 0 | 0 | 0 | 0 | 0 | 0 | 0 | 0 | 0
2013 | CAN | NPCC | - | Ontario | 11a1 | Full-Responsibility Purchases | 0 | 0 | 0 | 0 | 0 | 0 | 0 | 0 | 0 | 0 | 0 | 0
2013 | CAN | NPCC | - | Ontario | 11a2 | Owned Capacity/Entitlement Located Outside the Region/Subregion | 0 | 0 | 0 | 0 | 0 | 0 | 0 | 0 | 0 | 0 | 0 | 0
2013 | CAN | NPCC | - | Ontario | 11b | Non-firm | 0 | 0 | 0 | 0 | 0 | 0 | 0 | 0 | 0 | 0 | 0 | 0
2013 | CAN | NPCC | - | Ontario | 11c | Expected | 0 | 0 | 0 | 0 | 0 | 0 | 0 | 0 | 0 | 0 | 0 | 0
2013 | CAN | NPCC | - | Ontario | 11c1 | Full-Responsibility Purchases | 0 | 0 | 0 | 0 | 0 | 0 | 0 | 0 | 0 | 0 | 0 | 0
2013 | CAN | NPCC | - | Ontario | 11c2 | Owned Capacity/Entitlement Located Outside the Region/Subregion | 0 | 0 | 0 | 0 | 0 | 0 | 0 | 0 | 0 | 0 | 0 | 0
2013 | CAN | NPCC | - | Ontario | 12 | EXISTING-CERTAIN & NET FIRM TRANSACTIONS | 0 | 31464.7153 | 31464.7153 | 31529.5153 | 31529.5153 | 31529.5153 | 31529.5153 | 31529.5153 | 31529.5153 | 31529.5153 | 31529.5153 | 31529.5153
2013 | CAN | NPCC | - | Ontario | 13 | ANTICIPATED CAPACITY RESOURCES | 0 | 0 | 28645.238 | 28803.4933 | 28013.4372 | 26954.2486 | 26226.8986 | 24728.8986 | 23334.8986 | 22961.8986 | 22920.8986 | 23763.8986
2013 | CAN | NPCC | - | Ontario | 14 | PROSPECTIVE CAPACITY RESOURCES | 0 | 0 | 28645.238 | 28803.4933 | 28013.4372 | 26954.2486 | 26226.8986 | 24728.8986 | 23334.8986 | 22961.8986 | 22920.8986 | 23763.8986
2013 | CAN | NPCC | - | Ontario | 15 | TOTAL POTENTIAL CAPACITY RESOURCES | 0 | 0 | 28826.2836 | 28843.7069 | 28315.2994 | 27473.6739 | 27196.792 | 27513.4284 | 27678.9474 | 28049.8105 | 28286.0585 | 28470.6965
2013 | CAN | NPCC | - | Ontario | 16 | ADJUSTED POTENTIAL CAPACITY RESOURCES | 0 | 0 | 28826.2818 | 28843.7065 | 28315.2964 | 27473.6687 | 27196.7823 | 27513.4006 | 27678.904 | 28049.7597 | 28286.0049 | 28470.6495
2013 | CAN | NPCC | - | Ontario | 16a | Confidence of Future-Other | 0 | 0 | 0.99999 | 0.99999 | 0.99999 | 0.99999 | 0.99999 | 0.99999 | 0.99999 | 0.99999 | 0.99999 | 0.99999
2013 | CAN | NPCC | - | Ontario | 16b | Net Future-Other Resources After Confidence Percentage Is Applied | 0 | 0 | 0 | 0 | 0 | 0 | 0 | 0 | 0 | 0 | 0 | 0
2013 | CAN | NPCC | - | Ontario | 16c | Confidence of Conceptual | 0 | 0 | 0.99999 | 0.99999 | 0.99999 | 0.99999 | 0.99999 | 0.99999 | 0.99999 | 0.99999 | 0.99999 | 0.99999
2013 | CAN | NPCC | - | Ontario | 16d | Net Conceptual Resources After Confidence Percentage Is Applied | 0 | 0 | 181.0438 | 40.2132 | 301.8592 | 519.4202 | 969.8837 | 2784.502 | 4344.0054 | 5087.8611 | 5365.1063 | 4706.7509
2013 | CAN | NPCC | - | Ontario | 17 | ASSESSMENT AREA TARGET RESERVE MARGIN | 0% | 0% | 18.6% | 18.7% | 18% | 19.1% | 19.3% | 20% | 20% | 20% | 20% | 20%
2013 | CAN | NPCC | - | Ontario | 18 | EXISTING-CERTAIN AND NET FIRM TRANSACTIONS RESERVE MARGIN | -100% | 35.55% | 0% | 0% | 0% | 0% | 0% | 0% | 0% | 0% | 0% | 0%
2013 | CAN | NPCC | - | Ontario | 19 | ANTICIPATED CAPACITY RESOURCES RESERVE MARGIN | 0% | 0% | 24.89% | 26.05% | 22.86% | 19.53% | 16% | 7.929% | 1.283% | -1.597% | -2.541% | 0.4302%
2013 | CAN | NPCC | - | Ontario | 20 | PROSPECTIVE CAPACITY RESOURCES RESERVE MARGIN | 0% | 0% | 24.89% | 26.05% | 22.86% | 19.53% | 16% | 7.929% | 1.283% | -1.597% | -2.541% | 0.4302%
2013 | CAN | NPCC | - | Ontario | 21 | TOTAL POTENTIAL RESOURCES RESERVE MARGIN | 0% | 0% | 25.68% | 26.22% | 24.18% | 21.84% | 20.29% | 20.08% | 20.14% | 20.21% | 20.27% | 20.32%
2013 | CAN | NPCC | - | Ontario | 22 | ADJUSTED POTENTIAL RESOURCES RESERVE MARGIN | 0% | 0% | 25.68% | 26.22% | 24.18% | 21.84% | 20.29% | 20.08% | 20.14% | 20.21% | 20.27% | 20.32%
2013 | CAN | NPCC | - | Ontario | 23 | Total Baseline Installed Capacity | 0 | 0 | 0 | 0 | 0 | 0 | 0 | 0 | 0 | 0 | 0 | 0
2013 | CAN | NPCC | - | Ontario | 24 | Distributed or Other Capacity (Behind the Meter) < 1 MW | 0 | 0 | 0 | 0 | 0 | 0 | 0 | 0 | 0 | 0 | 0 | 0
2013 | CAN | NPCC | - | Ontario | 25 | Distributed or Other Capacity (Behind the Meter) ≥ 1 MW | 0 | 0 | 0 | 0 | 0 | 0 | 0 | 0 | 0 | 0 | 0 | 0
2013 | CAN | NPCC | - | Ontario | 26 | Capacity Total from EIA-860 | 0 | 0 | 0 | 0 | 0 | 0 | 0 | 0 | 0 | 0 | 0 | 0
2013 | CAN | NPCC | - | Quebec | 1 | Unrestricted Non-coincident Peak Demand |  | 22724.1606 | 22504.4014 | 22447.4731 | 22662.6914 | 22828.664 | 23069.664 | 23638.664 | 23903.664 | 24159.364 | 24433.364 | 24696.364
2013 | CAN | NPCC | - | Quebec | 1a | New Conservation (Energy Efficiency) |  | 1430 | 1560 | 1660 | 1740 | 1790 | 1880 | 1970 | 2060 | 2200 | 2340 | 2450
2013 | CAN | NPCC | - | Quebec | 1b | Estimated Diversity |  |  |  | 0 | 0 | 0 | 0 | 0 | 0 | 0 | 0 | 0
2013 | CAN | NPCC | - | Quebec | 1c | Additions for non-member load (load served by non-registered LSE's in a region) |  |  |  | 0 | 0 | 0 | 0 | 0 | 0 | 0 | 0 | 0
2013 | CAN | NPCC | - | Quebec | 1d | Stand-by Load Under Contract (Normally served by behind the meter generation) |  |  |  | 0 | 0 | 0 | 0 | 0 | 0 | 0 | 0 | 0
2013 | CAN | NPCC | - | Quebec | 1e | Non-Controllable Demand-Side Demand Response |  |  |  | 0 | 0 | 0 | 0 | 0 | 0 | 0 | 0 | 0
2013 | CAN | NPCC | - | Quebec | 2 | Total Internal Demand | 21439 | 21294.1606 | 20944.4014 | 20787.4731 | 20922.6914 | 21038.664 | 21189.664 | 21668.664 | 21843.664 | 21959.364 | 22093.364 | 22246.364
2013 | CAN | NPCC | - | Quebec | 2a | Supply-Side Direct Control Load Management (DCLM) |  |  |  | 0 | 0 | 0 | 0 | 0 | 0 | 0 | 0 | 0
2013 | CAN | NPCC | - | Quebec | 2b | Supply-Side Contractually Interruptible (Curtailable) |  |  |  | 0 | 0 | 0 | 0 | 0 | 0 | 0 | 0 | 0
2013 | CAN | NPCC | - | Quebec | 2c | Supply-Side Critical Peak-Pricing (CPP) with Control |  |  |  | 0 | 0 | 0 | 0 | 0 | 0 | 0 | 0 | 0
2013 | CAN | NPCC | - | Quebec | 2d | Supply-Side Load as a Capacity Resource |  |  |  | 0 | 0 | 0 | 0 | 0 | 0 | 0 | 0 | 0
2013 | CAN | NPCC | - | Quebec | 3 | Net Internal Demand | 21439 | 21294.1606 | 20944.4014 | 20787.4731 | 20922.6914 | 21038.664 | 21189.664 | 21668.664 | 21843.664 | 21959.364 | 22093.364 | 22246.364
2013 | CAN | NPCC | - | Quebec | 3a | Demand-Side Direct Control Load Management (DCLM) |  |  |  | 0 | 0 | 0 | 0 | 0 | 0 | 0 | 0 | 0
2013 | CAN | NPCC | - | Quebec | 3b | Demand-Side Contractually Interruptible (Curtailable) |  |  |  | 0 | 0 | 0 | 0 | 0 | 0 | 0 | 0 | 0
2013 | CAN | NPCC | - | Quebec | 3c | Demand-Side Critical Peak-Pricing (CPP) with Control |  |  |  | 0 | 0 | 0 | 0 | 0 | 0 | 0 | 0 | 0
2013 | CAN | NPCC | - | Quebec | 3d | Demand-Side Load as a Capacity Resource |  |  |  | 0 | 0 | 0 | 0 | 0 | 0 | 0 | 0 | 0
2013 | CAN | NPCC | - | Quebec | 4 | Total Controllable Demand Response | 0 | 0 | 0 | 0 | 0 | 0 | 0 | 0 | 0 | 0 | 0 | 0
2013 | CAN | NPCC | - | Quebec | 4a | Demand Response used for Ancillary Services - Spinning Reserves |  |  |  | 0 | 0 | 0 | 0 | 0 | 0 | 0 | 0 | 0
2013 | CAN | NPCC | - | Quebec | 4b | Demand Response used for Ancillary Services - Non-Spinning Reserves |  |  |  | 0 | 0 | 0 | 0 | 0 | 0 | 0 | 0 | 0
2013 | CAN | NPCC | - | Quebec | 4c | Demand Response used for Regulation |  |  |  | 0 | 0 | 0 | 0 | 0 | 0 | 0 | 0 | 0
2013 | CAN | NPCC | - | Quebec | 4d | Demand Response used for Energy, Voluntary Services - Emergency |  |  |  | 0 | 0 | 0 | 0 | 0 | 0 | 0 | 0 | 0
2013 | CAN | NPCC | - | Quebec | 5 | TOTAL INTERNAL CAPACITY |  | 42758.882 | 43597.382 | 44749.882 | 45313.782 | 45694.782 | 46922.782 | 47182.782 | 47288.782 | 47883.782 | 47883.782 | 47883.782
2013 | CAN | NPCC | - | Quebec | 6a | Existing-Certain |  | 33433.7352 | 33433.7352 | 33433.7352 | 33433.7352 | 33433.7352 | 33433.7352 | 33433.7352 | 33433.7352 | 33433.7352 | 33433.7352 | 33433.7352
2013 | CAN | NPCC | - | Quebec | 6a1 | Wind Expected On-Peak |  | 0 | 0 | 0 | 0 | 0 | 0 | 0 | 0 | 0 | 0 | 0
2013 | CAN | NPCC | - | Quebec | 6a2 | Solar Expected On-Peak |  | 0 | 0 | 0 | 0 | 0 | 0 | 0 | 0 | 0 | 0 | 0
2013 | CAN | NPCC | - | Quebec | 6a3 | Hydro Expected On-Peak |  | 32741.1032 | 32741.1032 | 32741.1032 | 32741.1032 | 32741.1032 | 32741.1032 | 32741.1032 | 32741.1032 | 32741.1032 | 32741.1032 | 32741.1032
2013 | CAN | NPCC | - | Quebec | 6a4 | Biomass Expected On-Peak |  | 256.632 | 256.632 | 256.632 | 256.632 | 256.632 | 256.632 | 256.632 | 256.632 | 256.632 | 256.632 | 256.632
2013 | CAN | NPCC | - | Quebec | 6b | Existing-Other |  | 0 | 0 | 507 | 507 | 507 | 507 | 507 | 507 | 507 | 507 | 507
2013 | CAN | NPCC | - | Quebec | 6b1 | Wind Derate On-Peak |  | 1713.95 | 1713.95 | 1713.95 | 1713.95 | 1713.95 | 1713.95 | 1713.95 | 1713.95 | 1713.95 | 1713.95 | 1713.95
2013 | CAN | NPCC | - | Quebec | 6b2 | Solar Derate On-Peak |  | 0 | 0 | 0 | 0 | 0 | 0 | 0 | 0 | 0 | 0 | 0
2013 | CAN | NPCC | - | Quebec | 6b3 | Hydro Derate On-Peak |  | 6980.7968 | 6980.7968 | 6980.7968 | 6980.7968 | 6980.7968 | 6980.7968 | 6980.7968 | 6980.7968 | 6980.7968 | 6980.7968 | 6980.7968
2013 | CAN | NPCC | - | Quebec | 6b4 | Biomass Derate On-Peak |  | 0 | 0 | 0 | 0 | 0 | 0 | 0 | 0 | 0 | 0 | 0
2013 | CAN | NPCC | - | Quebec | 6b5 | Transmission-Limited Resources |  |  | 0 | 0 | 0 | 0 | 0 | 0 | 0 | 0 | 0 | 0
2013 | CAN | NPCC | - | Quebec | 6b6 | All Other Derates |  | 0 | 0 | 0 | 0 | 0 | 0 | 0 | 0 | 0 | 0 | 0
2013 | CAN | NPCC | - | Quebec | 6b7 | Energy-Only (Existing-Other) |  |  | 0 | 0 | 0 | 0 | 0 | 0 | 0 | 0 | 0 | 0
2013 | CAN | NPCC | - | Quebec | 6c | Unplanned Outages (Actual) / Current and Future Inoperable Resources |  | 507 | 507 | 0 | 0 | 0 | 0 | 0 | 0 | 0 | 0 | 0
2013 | CAN | NPCC | - | Quebec | 6d | Total Supply-Side Demand Response | 0 | 0 | 0 | 0 | 0 | 0 | 0 | 0 | 0 | 0 | 0 | 0
2013 | CAN | NPCC | - | Quebec | 7 | TOTAL FUTURE CAPACITY ADDITIONS |  | 123.4 | 259.4 | 926.2 | 1044.5 | 1425.5 | 2278.5 | 2313.5 | 2419.5 | 2814.5 | 2814.5 | 2814.5
2013 | CAN | NPCC | - | Quebec | 7a | Future-Planned |  | 123.4 | 259.4 | 926.2 | 1044.5 | 1425.5 | 2278.5 | 2313.5 | 2419.5 | 2814.5 | 2814.5 | 2814.5
2013 | CAN | NPCC | - | Quebec | 7a1 | Wind Expected On-Peak |  | 0 | 0 | 0 | 0 | 0 | 0 | 0 | 0 | 0 | 0 | 0
2013 | CAN | NPCC | - | Quebec | 7a2 | Wind Derate On-Peak |  | 0 | 702.5 | 1188.2 | 1633.8 | 1633.8 | 2008.8 | 2233.8 | 2233.8 | 2433.8 | 2433.8 | 2433.8
2013 | CAN | NPCC | - | Quebec | 7a3 | Solar Expected On-Peak |  | 0 | 0 | 0 | 0 | 0 | 0 | 0 | 0 | 0 | 0 | 0
2013 | CAN | NPCC | - | Quebec | 7a4 | Solar Derate On-Peak |  | 0 | 0 | 0 | 0 | 0 | 0 | 0 | 0 | 0 | 0 | 0
2013 | CAN | NPCC | - | Quebec | 7a5 | Hydro Expected On-Peak |  | 100 | 152 | 810 | 881 | 1212 | 2065 | 2100 | 2206 | 2601 | 2601 | 2601
2013 | CAN | NPCC | - | Quebec | 7a6 | Hydro Derate On-Peak |  | 0 | 0 | 0 | 0 | 0 | 0 | 0 | 0 | 0 | 0 | 0
2013 | CAN | NPCC | - | Quebec | 7a7 | Biomass Expected On-Peak |  | 23.4 | 107.4 | 116.2 | 163.5 | 213.5 | 213.5 | 213.5 | 213.5 | 213.5 | 213.5 | 213.5
2013 | CAN | NPCC | - | Quebec | 7a8 | Biomass Derate On-Peak |  | 0 | 0 | 0 | 0 | 0 | 0 | 0 | 0 | 0 | 0 | 0
2013 | CAN | NPCC | - | Quebec | 7a9 | Transmission-Limited Resources
2013 | CAN | NPCC | - | Quebec | 7a10 | Scheduled Outage - Maintenance
2013 | CAN | NPCC | - | Quebec | 7a11 | All Other Derates |  | 0 | 0 | -1.1369e-13 | 0 | 0 | 0 | 0 | 0 | 0 | 0 | 0
2013 | CAN | NPCC | - | Quebec | 7a12 | Energy-Only
2013 | CAN | NPCC | - | Quebec | 7b | Future-Other |  | 0 | 0 | 0 | 0 | 0 | 0 | 0 | 0 | 0 | 0 | 0
2013 | CAN | NPCC | - | Quebec | 7b1 | Wind Expected On-Peak |  | 0 | 0 | 0 | 0 | 0 | 0 | 0 | 0 | 0 | 0 | 0
2013 | CAN | NPCC | - | Quebec | 7b2 | Wind Derate On-Peak |  | 0 | 0 | 0 | 0 | 0 | 0 | 0 | 0 | 0 | 0 | 0
2013 | CAN | NPCC | - | Quebec | 7b3 | Solar Expected On-Peak |  | 0 | 0 | 0 | 0 | 0 | 0 | 0 | 0 | 0 | 0 | 0
2013 | CAN | NPCC | - | Quebec | 7b4 | Solar Derate On-Peak |  | 0 | 0 | 0 | 0 | 0 | 0 | 0 | 0 | 0 | 0 | 0
2013 | CAN | NPCC | - | Quebec | 7b5 | Hydro Expected On-Peak |  | 0 | 0 | 0 | 0 | 0 | 0 | 0 | 0 | 0 | 0 | 0
2013 | CAN | NPCC | - | Quebec | 7b6 | Hydro Derate On-Peak |  | 0 | 0 | 0 | 0 | 0 | 0 | 0 | 0 | 0 | 0 | 0
2013 | CAN | NPCC | - | Quebec | 7b7 | Biomass Expected On-Peak |  | 0 | 0 | 0 | 0 | 0 | 0 | 0 | 0 | 0 | 0 | 0
2013 | CAN | NPCC | - | Quebec | 7b8 | Biomass Derate On-Peak |  | 0 | 0 | 0 | 0 | 0 | 0 | 0 | 0 | 0 | 0 | 0
2013 | CAN | NPCC | - | Quebec | 7b9 | Transmission-Limited Resources
2013 | CAN | NPCC | - | Quebec | 7b10 | Scheduled Outage - Maintenance
2013 | CAN | NPCC | - | Quebec | 7b11 | All Other Derates |  | 0 | 0 | 0 | 0 | 0 | 0 | 0 | 0 | 0 | 0 | 0
2013 | CAN | NPCC | - | Quebec | 7b12 | Energy-Only
2013 | CAN | NPCC | - | Quebec | 8 | Conceptual |  | 0 | 0 | 0 | 0 | 0 | 0 | 0 | 0 | 0 | 0 | 0
2013 | CAN | NPCC | - | Quebec | 8a1 | Wind Expected On-Peak |  | 0 | 0 | 0 | 0 | 0 | 0 | 0 | 0 | 0 | 0 | 0
2013 | CAN | NPCC | - | Quebec | 8a2 | Wind Derate On-Peak |  | 0 | 0 | 0 | 0 | 0 | 0 | 0 | 0 | 0 | 0 | 0
2013 | CAN | NPCC | - | Quebec | 8a3 | Solar Expected On-Peak |  | 0 | 0 | 0 | 0 | 0 | 0 | 0 | 0 | 0 | 0 | 0
2013 | CAN | NPCC | - | Quebec | 8a4 | Solar Derate On-Peak |  | 0 | 0 | 0 | 0 | 0 | 0 | 0 | 0 | 0 | 0 | 0
2013 | CAN | NPCC | - | Quebec | 8a5 | Hydro Expected On-Peak |  | 0 | 0 | 0 | 0 | 0 | 0 | 0 | 0 | 0 | 0 | 0
2013 | CAN | NPCC | - | Quebec | 8a6 | Hydro Derate On-Peak |  | 0 | 0 | 0 | 0 | 0 | 0 | 0 | 0 | 0 | 0 | 0
2013 | CAN | NPCC | - | Quebec | 8a7 | Biomass Expected On-Peak |  | 0 | 0 | 0 | 0 | 0 | 0 | 0 | 0 | 0 | 0 | 0
2013 | CAN | NPCC | - | Quebec | 8a8 | Biomass Derate On-Peak |  | 0 | 0 | 0 | 0 | 0 | 0 | 0 | 0 | 0 | 0 | 0
2013 | CAN | NPCC | - | Quebec | 8a9 | All Other Derates |  | 0 | 0 | 0 | 0 | 0 | 0 | 0 | 0 | 0 | 0 | 0
2013 | CAN | NPCC | - | Quebec | 8a10 | Energy-Only
2013 | CAN | NPCC | - | Quebec | 9 | ANTICIPATED INTERNAL CAPACITY |  | 33557.1352 | 33693.1352 | 34359.9352 | 34478.2352 | 34859.2352 | 35712.2352 | 35747.2352 | 35853.2352 | 36248.2352 | 36248.2352 | 36248.2352
2013 | CAN | NPCC | - | Quebec | 10 | CAPACITY TRANSACTIONS - IMPORTS | 0 | 0 | 0 | 0 | 0 | 0 | 0 | 0 | 0 | 0 | 0 | 0
2013 | CAN | NPCC | - | Quebec | 10a | Firm |  |  | 0 | 0 | 0 | 0 | 0 | 0 | 0 | 0 | 0 | 0
2013 | CAN | NPCC | - | Quebec | 10a1 | Full-Responsibility Purchases |  |  | 0 | 0 | 0 | 0 | 0 | 0 | 0 | 0 | 0 | 0
2013 | CAN | NPCC | - | Quebec | 10a2 | Owned Capacity/Entitlement Located Outside the Region/Subregion |  |  | 0 | 0 | 0 | 0 | 0 | 0 | 0 | 0 | 0 | 0
2013 | CAN | NPCC | - | Quebec | 10b | Non-firm
2013 | CAN | NPCC | - | Quebec | 10c | Expected |  |  | 0 | 0 | 0 | 0 | 0 | 0 | 0 | 0 | 0 | 0
2013 | CAN | NPCC | - | Quebec | 10c1 | Full-Responsibility Purchases |  |  | 0 | 0 | 0 | 0 | 0 | 0 | 0 | 0 | 0 | 0
2013 | CAN | NPCC | - | Quebec | 10c2 | Owned Capacity/Entitlement Located Outside the Region/Subregion |  |  | 0 | 0 | 0 | 0 | 0 | 0 | 0 | 0 | 0 | 0
2013 | CAN | NPCC | - | Quebec | 11 | CAPACITY TRANSACTIONS - EXPORTS | 0 | 1826 | 1993 | 1954 | 1938 | 1047 | 1047 | 1047 | 1047 | 1041 | 1041 | 1041
2013 | CAN | NPCC | - | Quebec | 11a | Firm |  | 930 | 1097 | 1058 | 1042 | 151 | 151 | 151 | 151 | 145 | 145 | 145
2013 | CAN | NPCC | - | Quebec | 11a1 | Full-Responsibility Purchases |  | 930 | 1097 | 1058 | 1042 | 151 | 151 | 151 | 151 | 145 | 145 | 145
2013 | CAN | NPCC | - | Quebec | 11a2 | Owned Capacity/Entitlement Located Outside the Region/Subregion |  |  | 0 | 0 | 0 | 0 | 0 | 0 | 0 | 0 | 0 | 0
2013 | CAN | NPCC | - | Quebec | 11b | Non-firm
2013 | CAN | NPCC | - | Quebec | 11c | Expected |  | 896 | 896 | 896 | 896 | 896 | 896 | 896 | 896 | 896 | 896 | 896
2013 | CAN | NPCC | - | Quebec | 11c1 | Full-Responsibility Purchases |  | 896 | 896 | 896 | 896 | 896 | 896 | 896 | 896 | 896 | 896 | 896
2013 | CAN | NPCC | - | Quebec | 11c2 | Owned Capacity/Entitlement Located Outside the Region/Subregion |  |  | 0 | 0 | 0 | 0 | 0 | 0 | 0 | 0 | 0 | 0
2013 | CAN | NPCC | - | Quebec | 12 | EXISTING-CERTAIN & NET FIRM TRANSACTIONS | 0 | 32503.7352 | 32336.7352 | 32375.7352 | 32391.7352 | 33282.7352 | 33282.7352 | 33282.7352 | 33282.7352 | 33288.7352 | 33288.7352 | 33288.7352
2013 | CAN | NPCC | - | Quebec | 13 | ANTICIPATED CAPACITY RESOURCES |  |  | 32596.1352 | 33301.9352 | 33436.2352 | 34708.2352 | 35561.2352 | 35596.2352 | 35702.2352 | 36103.2352 | 36103.2352 | 36103.2352
2013 | CAN | NPCC | - | Quebec | 14 | PROSPECTIVE CAPACITY RESOURCES |  |  | 31700.1352 | 32912.9352 | 33047.2352 | 34319.2352 | 35172.2352 | 35207.2352 | 35313.2352 | 35714.2352 | 35714.2352 | 35714.2352
2013 | CAN | NPCC | - | Quebec | 15 | TOTAL POTENTIAL CAPACITY RESOURCES |  |  | 31700.1352 | 32912.9352 | 33047.2352 | 34319.2352 | 35172.2352 | 35207.2352 | 35313.2352 | 35714.2352 | 35714.2352 | 35714.2352
2013 | CAN | NPCC | - | Quebec | 16 | ADJUSTED POTENTIAL CAPACITY RESOURCES |  |  | 31700.1352 | 32912.9352 | 33047.2352 | 34319.2352 | 35172.2352 | 35207.2352 | 35313.2352 | 35714.2352 | 35714.2352 | 35714.2352
2013 | CAN | NPCC | - | Quebec | 16a | Confidence of Future-Other |  |  | 0.99999 | 0.99999 | 0.99999 | 0.99999 | 0.99999 | 0.99999 | 0.99999 | 0.99999 | 0.99999 | 0.99999
2013 | CAN | NPCC | - | Quebec | 16b | Net Future-Other Resources After Confidence Percentage Is Applied |  |  | 0 | 0 | 0 | 0 | 0 | 0 | 0 | 0 | 0 | 0
2013 | CAN | NPCC | - | Quebec | 16c | Confidence of Conceptual |  |  | 0.99999 | 0.99999 | 0.99999 | 0.99999 | 0.99999 | 0.99999 | 0.99999 | 0.99999 | 0.99999 | 0.99999
2013 | CAN | NPCC | - | Quebec | 16d | Net Conceptual Resources After Confidence Percentage Is Applied |  |  | 0 | 0 | 0 | 0 | 0 | 0 | 0 | 0 | 0 | 0
2013 | CAN | NPCC | - | Quebec | 17 | ASSESSMENT AREA TARGET RESERVE MARGIN |  |  | 12% | 12% | 12% | 12% | 12% | 12% | 12% | 12% | 12% | 12%
2013 | CAN | NPCC | - | Quebec | 18 | EXISTING-CERTAIN AND NET FIRM TRANSACTIONS RESERVE MARGIN | -100% | 58: 52.64%
2013 | CAN | NPCC | - | Quebec | 19 | ANTICIPATED CAPACITY RESOURCES RESERVE MARGIN |  |  | 55.63% | 60.2% | 59.81% | 64.97% | 67.82% | 64.28% | 63.44% | 64.41% | 63.41% | 62.29%
2013 | CAN | NPCC | - | Quebec | 20 | PROSPECTIVE CAPACITY RESOURCES RESERVE MARGIN |  |  | 51.35% | 58.33% | 57.95% | 63.12% | 65.99% | 62.48% | 61.66% | 62.64% | 61.65% | 60.54%
2013 | CAN | NPCC | - | Quebec | 21 | TOTAL POTENTIAL RESOURCES RESERVE MARGIN |  |  | 51.35% | 58.33% | 57.95% | 63.12% | 65.99% | 62.48% | 61.66% | 62.64% | 61.65% | 60.54%
2013 | CAN | NPCC | - | Quebec | 22 | ADJUSTED POTENTIAL RESOURCES RESERVE MARGIN |  |  | 51.35% | 58.33% | 57.95% | 63.12% | 65.99% | 62.48% | 61.66% | 62.64% | 61.65% | 60.54%
2013 | CAN | NPCC | - | Quebec | 23 | Total Baseline Installed Capacity | 0
2013 | CAN | NPCC | - | Quebec | 24 | Distributed or Other Capacity (Behind the Meter) < 1 MW |  | 0 | 0 | 0 | 0 | 0 | 0 | 0 | 0 | 0 | 0 | 0
2013 | CAN | NPCC | - | Quebec | 25 | Distributed or Other Capacity (Behind the Meter) ≥ 1 MW |  | 0 | 0 | 0 | 0 | 0 | 0 | 0 | 0 | 0 | 0 | 0
2013 | CAN | NPCC | - | Quebec | 26 | Capacity Total from EIA-860 |  | 0 | 0 | 0 | 0 | 0 | 0 | 0 | 0 | 0 | 0 | 0
2013 | US | RF | - | PJM | 1 | Unrestricted Non-coincident Peak Demand |  | 156207 | 159641 | 163107 | 166019 | 168102 | 169704 | 171412 | 173259 | 175066 | 176682 | 178330
2013 | US | RF | - | PJM | 1a | New Conservation (Energy Efficiency) |  | 654 | 924 | 891 | 891 | 891 | 891 | 891 | 891 | 891 | 891 | 891
2013 | US | RF | - | PJM | 1b | Estimated Diversity |  |  |  | 0 | 0 | 0 | 0 | 0 | 0 | 0 | 0 | 0
2013 | US | RF | - | PJM | 1c | Additions for non-member load (load served by non-registered LSE's in a region) |  |  |  | 0 | 0 | 0 | 0 | 0 | 0 | 0 | 0 | 0
2013 | US | RF | - | PJM | 1d | Stand-by Load Under Contract (Normally served by behind the meter generation) |  |  |  | 0 | 0 | 0 | 0 | 0 | 0 | 0 | 0 | 0
2013 | US | RF | - | PJM | 1e | Non-Controllable Demand-Side Demand Response |  |  |  | 0 | 0 | 0 | 0 | 0 | 0 | 0 | 0 | 0
2013 | US | RF | - | PJM | 2 | Total Internal Demand | 156319 | 155553 | 158717 | 162216 | 165128 | 167211 | 168813 | 170521 | 172368 | 174175 | 175791 | 177439
2013 | US | RF | - | PJM | 2a | Supply-Side Direct Control Load Management (DCLM) |  | 0 | 0 | 0 | 0 | 0 | 0 | 0 | 0 | 0 | 0 | 0
2013 | US | RF | - | PJM | 2b | Supply-Side Contractually Interruptible (Curtailable) |  | 0 | 0 | 0 | 0 | 0 | 0 | 0 | 0 | 0 | 0 | 0
2013 | US | RF | - | PJM | 2c | Supply-Side Critical Peak-Pricing (CPP) with Control |  |  |  | 0 | 0 | 0 | 0 | 0 | 0 | 0 | 0 | 0
2013 | US | RF | - | PJM | 2d | Supply-Side Load as a Capacity Resource |  |  |  | 0 | 0 | 0 | 0 | 0 | 0 | 0 | 0 | 0
2013 | US | RF | - | PJM | 3 | Net Internal Demand | 156319 | 144378 | 144497 | 147568 | 150480 | 152563 | 154165 | 155873 | 157720 | 159527 | 161143 | 162791
2013 | US | RF | - | PJM | 3a | Demand-Side Direct Control Load Management (DCLM) |  | 1088 | 1088 | 1088 | 1088 | 1088 | 1088 | 1088 | 1088 | 1088 | 1088 | 1088
2013 | US | RF | - | PJM | 3b | Demand-Side Contractually Interruptible (Curtailable) |  | 10087 | 13132 | 13560 | 13560 | 13560 | 13560 | 13560 | 13560 | 13560 | 13560 | 13560
2013 | US | RF | - | PJM | 3c | Demand-Side Critical Peak-Pricing (CPP) with Control |  |  |  | 0 | 0 | 0 | 0 | 0 | 0 | 0 | 0 | 0
2013 | US | RF | - | PJM | 3d | Demand-Side Load as a Capacity Resource |  |  |  | 0 | 0 | 0 | 0 | 0 | 0 | 0 | 0 | 0
2013 | US | RF | - | PJM | 4 | Total Controllable Demand Response | 0 | 11175 | 14220 | 14648 | 14648 | 14648 | 14648 | 14648 | 14648 | 14648 | 14648 | 14648
2013 | US | RF | - | PJM | 4a | Demand Response used for Ancillary Services - Spinning Reserves |  |  |  | 0 | 0 | 0 | 0 | 0 | 0 | 0 | 0 | 0
2013 | US | RF | - | PJM | 4b | Demand Response used for Ancillary Services - Non-Spinning Reserves |  |  |  | 0 | 0 | 0 | 0 | 0 | 0 | 0 | 0 | 0
2013 | US | RF | - | PJM | 4c | Demand Response used for Regulation |  |  |  | 0 | 0 | 0 | 0 | 0 | 0 | 0 | 0 | 0
2013 | US | RF | - | PJM | 4d | Demand Response used for Energy, Voluntary Services - Emergency |  |  |  | 0 | 0 | 0 | 0 | 0 | 0 | 0 | 0 | 0
2013 | US | RF | - | PJM | 5 | TOTAL INTERNAL CAPACITY |  | 195070.5464 | 186375.5 | 184183.665 | 188921.825 | 191570.285 | 192752.745 | 195550.005 | 196757.265 | 197964.525 | 199171.785 | 200379.045
2013 | US | RF | - | PJM | 6a | Existing-Certain | 185421 | 185330.98 | 185330.98 | 185330.98 | 185330.98 | 185330.98 | 185330.98 | 185330.98 | 185330.98 | 185330.98 | 185330.98 | 185330.98
2013 | US | RF | - | PJM | 6a1 | Wind Expected On-Peak |  | 58: 871.7
2013 | US | RF | - | PJM | 6a2 | Solar Expected On-Peak |  | 58: 55.4
2013 | US | RF | - | PJM | 6a3 | Hydro Expected On-Peak |  | 58: 2682.5
2013 | US | RF | - | PJM | 6a4 | Biomass Expected On-Peak |  | 58: 1106.88
2013 | US | RF | - | PJM | 6b | Existing-Other | 4500 | 58: 4870
2013 | US | RF | - | PJM | 6b1 | Wind Derate On-Peak |  | 58: 4517.2769
2013 | US | RF | - | PJM | 6b2 | Solar Derate On-Peak |  | 58: 91.5947
2013 | US | RF | - | PJM | 6b3 | Hydro Derate On-Peak |  | 58: 0
2013 | US | RF | - | PJM | 6b4 | Biomass Derate On-Peak |  | 58: 0
2013 | US | RF | - | PJM | 6b5 | Transmission-Limited Resources
2013 | US | RF | - | PJM | 6b6 | All Other Derates |  | 58: 260.6947
2013 | US | RF | - | PJM | 6b7 | Energy-Only (Existing-Other)
2013 | US | RF | - | PJM | 6c | Unplanned Outages (Actual) / Current and Future Inoperable Resources |  | 0 | 0 | 0 | 0 | 0 | 0 | 0 | 0 | 0 | 0 | 0
2013 | US | RF | - | PJM | 6d | Total Supply-Side Demand Response | 0 | 0 | 0 | 0 | 0 | 0 | 0 | 0 | 0 | 0 | 0 | 0
2013 | US | RF | - | PJM | 7 | TOTAL FUTURE CAPACITY ADDITIONS |  |  | -497.95 | -5316.745 | -2655.855 | -1208.455 | -1208.455 | 369.145 | 369.145 | 369.145 | 369.145 | 369.145
2013 | US | RF | - | PJM | 7a | Future-Planned |  |  | -497.95 | -5316.745 | -2655.855 | -1208.455 | -1208.455 | 369.145 | 369.145 | 369.145 | 369.145 | 369.145
2013 | US | RF | - | PJM | 7a1 | Wind Expected On-Peak |  |  | 0 | 0 | 0 | 0 | 0 | 0 | 0 | 0 | 0 | 0
2013 | US | RF | - | PJM | 7a2 | Wind Derate On-Peak |  |  | 844.1 | 2069.9 | 2973.93 | 2973.93 | 2973.93 | 2973.93 | 2973.93 | 2973.93 | 2973.93 | 2973.93
2013 | US | RF | - | PJM | 7a3 | Solar Expected On-Peak |  |  | 0 | 0 | 0 | 0 | 0 | 0 | 0 | 0 | 0 | 0
2013 | US | RF | - | PJM | 7a4 | Solar Derate On-Peak |  |  | 232.79 | 544.65 | 572.63 | 591.23 | 591.23 | 603.63 | 603.63 | 603.63 | 603.63 | 603.63
2013 | US | RF | - | PJM | 7a5 | Hydro Expected On-Peak |  |  | 0 | 0 | 0 | 0 | 0 | 0 | 0 | 0 | 0 | 0
2013 | US | RF | - | PJM | 7a6 | Hydro Derate On-Peak |  |  | 0 | 0 | 0 | 0 | 0 | 0 | 0 | 0 | 0 | 0
2013 | US | RF | - | PJM | 7a7 | Biomass Expected On-Peak |  |  | 0 | 0 | 0 | 0 | 0 | 0 | 0 | 0 | 0 | 0
2013 | US | RF | - | PJM | 7a8 | Biomass Derate On-Peak |  |  | 0 | 0 | 0 | 0 | 0 | 0 | 0 | 0 | 0 | 0
2013 | US | RF | - | PJM | 7a9 | Transmission-Limited Resources
2013 | US | RF | - | PJM | 7a10 | Scheduled Outage - Maintenance
2013 | US | RF | - | PJM | 7a11 | All Other Derates |  |  | 465.58 | 1554.88 | 2700.14 | 3882.6 | 5065.06 | 6272.32 | 7479.58 | 8686.84 | 9894.1 | 11101.36
2013 | US | RF | - | PJM | 7a12 | Energy-Only
2013 | US | RF | - | PJM | 7b | Future-Other |  |  | 0 | 0 | 0 | 0 | 0 | 0 | 0 | 0 | 0 | 0
2013 | US | RF | - | PJM | 7b1 | Wind Expected On-Peak |  |  | 0 | 0 | 0 | 0 | 0 | 0 | 0 | 0 | 0 | 0
2013 | US | RF | - | PJM | 7b2 | Wind Derate On-Peak |  |  | 0 | 0 | 0 | 0 | 0 | 0 | 0 | 0 | 0 | 0
2013 | US | RF | - | PJM | 7b3 | Solar Expected On-Peak |  |  | 0 | 0 | 0 | 0 | 0 | 0 | 0 | 0 | 0 | 0
2013 | US | RF | - | PJM | 7b4 | Solar Derate On-Peak |  |  | 0 | 0 | 0 | 0 | 0 | 0 | 0 | 0 | 0 | 0
2013 | US | RF | - | PJM | 7b5 | Hydro Expected On-Peak |  |  | 0 | 0 | 0 | 0 | 0 | 0 | 0 | 0 | 0 | 0
2013 | US | RF | - | PJM | 7b6 | Hydro Derate On-Peak |  |  | 0 | 0 | 0 | 0 | 0 | 0 | 0 | 0 | 0 | 0
2013 | US | RF | - | PJM | 7b7 | Biomass Expected On-Peak |  |  | 0 | 0 | 0 | 0 | 0 | 0 | 0 | 0 | 0 | 0
2013 | US | RF | - | PJM | 7b8 | Biomass Derate On-Peak |  |  | 0 | 0 | 0 | 0 | 0 | 0 | 0 | 0 | 0 | 0
2013 | US | RF | - | PJM | 7b9 | Transmission-Limited Resources
2013 | US | RF | - | PJM | 7b10 | Scheduled Outage - Maintenance
2013 | US | RF | - | PJM | 7b11 | All Other Derates |  |  | 0 | 0 | 0 | 0 | 0 | 0 | 0 | 0 | 0 | 0
2013 | US | RF | - | PJM | 7b12 | Energy-Only
2013 | US | RF | - | PJM | 8 | Conceptual |  |  | 4881.87 | 18622.43 | 30375.84 | 39204.29 | 39914.29 | 41290.29 | 41290.29 | 41290.29 | 41290.29 | 41290.29
2013 | US | RF | - | PJM | 8a1 | Wind Expected On-Peak |  |  | 0 | 0 | 0 | 0 | 0 | 0 | 0 | 0 | 0 | 0
2013 | US | RF | - | PJM | 8a2 | Wind Derate On-Peak |  |  | 5341.4 | 7678.24 | 10724.23 | 11562.58 | 11562.58 | 11562.58 | 11562.58 | 11562.58 | 11562.58 | 11562.58
2013 | US | RF | - | PJM | 8a3 | Solar Expected On-Peak |  |  | 0 | 0 | 0 | 0 | 0 | 0 | 0 | 0 | 0 | 0
2013 | US | RF | - | PJM | 8a4 | Solar Derate On-Peak |  |  | 16.24 | 92.64 | 105.04 | 154.64 | 154.64 | 154.64 | 154.64 | 154.64 | 154.64 | 154.64
2013 | US | RF | - | PJM | 8a5 | Hydro Expected On-Peak |  |  | 0 | 0 | 0 | 0 | 0 | 0 | 0 | 0 | 0 | 0
2013 | US | RF | - | PJM | 8a6 | Hydro Derate On-Peak |  |  | 0 | 0 | 0 | 0 | 0 | 0 | 0 | 0 | 0 | 0
2013 | US | RF | - | PJM | 8a7 | Biomass Expected On-Peak |  |  | 0 | 0 | 0 | 0 | 0 | 0 | 0 | 0 | 0 | 0
2013 | US | RF | - | PJM | 8a8 | Biomass Derate On-Peak |  |  | 0 | 0 | 0 | 0 | 0 | 0 | 0 | 0 | 0 | 0
2013 | US | RF | - | PJM | 8a9 | All Other Derates |  |  | 32.48 | 277.76 | 487.84 | 797.12 | 1106.4 | 1415.68 | 1724.96 | 2034.24 | 2343.52 | 2652.8
2013 | US | RF | - | PJM | 8a10 | Energy-Only
2013 | US | RF | - | PJM | 9 | ANTICIPATED INTERNAL CAPACITY |  |  | 184833.03 | 180014.235 | 182675.125 | 184122.525 | 184122.525 | 185700.125 | 185700.125 | 185700.125 | 185700.125 | 185700.125
2013 | US | RF | - | PJM | 10 | CAPACITY TRANSACTIONS - IMPORTS | 3119.7 | 3438.2 | 4340.3 | 4425.3 | 3107.5 | 3107.5 | 3107.5 | 3107.5 | 3107.5 | 3107.5 | 3107.5 | 3107.5
2013 | US | RF | - | PJM | 10a | Firm | 3119.7 | 3438.2 | 4340.3 | 4425.3 | 3107.5 | 3107.5 | 3107.5 | 3107.5 | 3107.5 | 3107.5 | 3107.5 | 3107.5
2013 | US | RF | - | PJM | 10a1 | Full-Responsibility Purchases |  |  | 1224.7 | 1317.8 | 0 | 0 | 0 | 0 | 0 | 0 | 0 | 0
2013 | US | RF | - | PJM | 10a2 | Owned Capacity/Entitlement Located Outside the Region/Subregion |  |  | 3115.6 | 3107.5 | 3107.5 | 3107.5 | 3107.5 | 3107.5 | 3107.5 | 3107.5 | 3107.5 | 3107.5
2013 | US | RF | - | PJM | 10b | Non-firm
2013 | US | RF | - | PJM | 10c | Expected |  |  | 0 | 0 | 0 | 0 | 0 | 0 | 0 | 0 | 0 | 0
2013 | US | RF | - | PJM | 10c1 | Full-Responsibility Purchases |  |  | 0 | 0 | 0 | 0 | 0 | 0 | 0 | 0 | 0 | 0
2013 | US | RF | - | PJM | 10c2 | Owned Capacity/Entitlement Located Outside the Region/Subregion |  |  | 0 | 0 | 0 | 0 | 0 | 0 | 0 | 0 | 0 | 0
2013 | US | RF | - | PJM | 11 | CAPACITY TRANSACTIONS - EXPORTS | 1235.6 | 85.3 | 85.3 | 85.3 | 85.3 | 85.3 | 85.3 | 85.3 | 85.3 | 85.3 | 85.3 | 85.3
2013 | US | RF | - | PJM | 11a | Firm | 1235.6 | 85.3 | 85.3 | 85.3 | 85.3 | 85.3 | 85.3 | 85.3 | 85.3 | 85.3 | 85.3 | 85.3
2013 | US | RF | - | PJM | 11a1 | Full-Responsibility Purchases |  |  | 0 | 0 | 0 | 0 | 0 | 0 | 0 | 0 | 0 | 0
2013 | US | RF | - | PJM | 11a2 | Owned Capacity/Entitlement Located Outside the Region/Subregion |  |  | 0 | 0 | 0 | 0 | 0 | 0 | 0 | 0 | 0 | 0
2013 | US | RF | - | PJM | 11b | Non-firm
2013 | US | RF | - | PJM | 11c | Expected |  |  | 0 | 0 | 0 | 0 | 0 | 0 | 0 | 0 | 0 | 0
2013 | US | RF | - | PJM | 11c1 | Full-Responsibility Purchases |  |  | 0 | 0 | 0 | 0 | 0 | 0 | 0 | 0 | 0 | 0
2013 | US | RF | - | PJM | 11c2 | Owned Capacity/Entitlement Located Outside the Region/Subregion |  |  | 0 | 0 | 0 | 0 | 0 | 0 | 0 | 0 | 0 | 0
2013 | US | RF | - | PJM | 12 | EXISTING-CERTAIN & NET FIRM TRANSACTIONS | 187305.1 | 58: 188683.88
2013 | US | RF | - | PJM | 13 | ANTICIPATED CAPACITY RESOURCES |  |  | 189088.03 | 184354.235 | 185697.325 | 187144.725 | 187144.725 | 188722.325 | 188722.325 | 188722.325 | 188722.325 | 188722.325
2013 | US | RF | - | PJM | 14 | PROSPECTIVE CAPACITY RESOURCES |  |  | 189088.03 | 184354.235 | 185697.325 | 187144.725 | 187144.725 | 188722.325 | 188722.325 | 188722.325 | 188722.325 | 188722.325
2013 | US | RF | - | PJM | 15 | TOTAL POTENTIAL CAPACITY RESOURCES |  |  | 193969.9 | 202976.665 | 216073.165 | 226349.015 | 227059.015 | 230012.615 | 230012.615 | 230012.615 | 230012.615 | 230012.615
2013 | US | RF | - | PJM | 16 | ADJUSTED POTENTIAL CAPACITY RESOURCES |  |  | 190796.6845 | 189009.8425 | 190253.701 | 193025.3685 | 193131.8685 | 194915.8685 | 194915.8685 | 194915.8685 | 194915.8685 | 194915.8685
2013 | US | RF | - | PJM | 16a | Confidence of Future-Other |  |  | 0.99999 | 0.99999 | 0.99999 | 0.99999 | 0.99999 | 0.99999 | 0.99999 | 0.99999 | 0.99999 | 0.99999
2013 | US | RF | - | PJM | 16b | Net Future-Other Resources After Confidence Percentage Is Applied |  |  | 0 | 0 | 0 | 0 | 0 | 0 | 0 | 0 | 0 | 0
2013 | US | RF | - | PJM | 16c | Confidence of Conceptual |  |  | 0.35 | 0.25 | 0.15 | 0.15 | 0.15 | 0.15 | 0.15 | 0.15 | 0.15 | 0.15
2013 | US | RF | - | PJM | 16d | Net Conceptual Resources After Confidence Percentage Is Applied |  |  | 1708.6545 | 4655.6075 | 4556.376 | 5880.6435 | 5987.1435 | 6193.5435 | 6193.5435 | 6193.5435 | 6193.5435 | 6193.5435
2013 | US | RF | - | PJM | 17 | ASSESSMENT AREA TARGET RESERVE MARGIN |  |  | 15.9% | 15.3% | 15.6% | 15.6% | 15.6% | 15.6% | 15.6% | 15.6% | 15.6% | 15.6%
2013 | US | RF | - | PJM | 18 | EXISTING-CERTAIN AND NET FIRM TRANSACTIONS RESERVE MARGIN | 19.82% | 58: 30.69%
2013 | US | RF | - | PJM | 19 | ANTICIPATED CAPACITY RESOURCES RESERVE MARGIN |  |  | 30.86% | 24.93% | 23.4% | 22.67% | 21.39% | 21.07% | 19.66% | 18.3% | 17.11% | 15.93%
2013 | US | RF | - | PJM | 20 | PROSPECTIVE CAPACITY RESOURCES RESERVE MARGIN |  |  | 30.86% | 24.93% | 23.4% | 22.67% | 21.39% | 21.07% | 19.66% | 18.3% | 17.11% | 15.93%
2013 | US | RF | - | PJM | 21 | TOTAL POTENTIAL RESOURCES RESERVE MARGIN |  |  | 34.24% | 37.55% | 43.59% | 48.36% | 47.28% | 47.56% | 45.84% | 44.18% | 42.74% | 41.29%
2013 | US | RF | - | PJM | 22 | ADJUSTED POTENTIAL RESOURCES RESERVE MARGIN |  |  | 32.04% | 28.08% | 26.43% | 26.52% | 25.28% | 25.05% | 23.58% | 22.18% | 20.96% | 19.73%
2013 | US | RF | - | PJM | 23 | Total Baseline Installed Capacity | 189921
2013 | US | RF | - | PJM | 24 | Distributed or Other Capacity (Behind the Meter) < 1 MW |  | 0 | 0 | 0 | 0 | 0 | 0 | 0 | 0 | 0 | 0 | 0
2013 | US | RF | - | PJM | 25 | Distributed or Other Capacity (Behind the Meter) ≥ 1 MW |  | 0 | 0 | 0 | 0 | 0 | 0 | 0 | 0 | 0 | 0 | 0
2013 | US | RF | - | PJM | 26 | Capacity Total from EIA-860 |  | 0 | 0 | 0 | 0 | 0 | 0 | 0 | 0 | 0 | 0 | 0
2013 | US | SERC | - | SERC-E | 1 | Unrestricted Non-coincident Peak Demand | 0 | 43317 | 44125 | 45055 | 45952 | 46779 | 47537 | 48416 | 49266 | 50124 | 51003 | 51886
2013 | US | SERC | - | SERC-E | 1a | New Conservation (Energy Efficiency) | 319 | 282 | 396 | 515 | 649 | 781 | 918 | 1061 | 1207 | 1350 | 1491 | 1629
2013 | US | SERC | - | SERC-E | 1b | Estimated Diversity | 0 | 0 | 0 | 0 | 0 | 0 | 0 | 0 | 0 | 0 | 0 | 0
2013 | US | SERC | - | SERC-E | 1c | Additions for non-member load (load served by non-registered LSE's in a region) | 0 | 0 | 0 | 0 | 0 | 0 | 0 | 0 | 0 | 0 | 0 | 0
2013 | US | SERC | - | SERC-E | 1d | Stand-by Load Under Contract (Normally served by behind the meter generation) | 57 | 59 | 57 | 55 | 55 | 54 | 54 | 54 | 54 | 54 | 54 | 54
2013 | US | SERC | - | SERC-E | 1e | Non-Controllable Demand-Side Demand Response | 0 | 0 | 0 | 0 | 0 | 0 | 0 | 0 | 0 | 0 | 0 | 0
2013 | US | SERC | - | SERC-E | 2 | Total Internal Demand | 44839.1 | 43094 | 43786 | 44595 | 45358 | 46052 | 46673 | 47409 | 48113 | 48828 | 49566 | 50311
2013 | US | SERC | - | SERC-E | 2a | Supply-Side Direct Control Load Management (DCLM) | 0 | 0 | 0 | 0 | 0 | 0 | 0 | 0 | 0 | 0 | 0 | 0
2013 | US | SERC | - | SERC-E | 2b | Supply-Side Contractually Interruptible (Curtailable) | 0 | 0 | 0 | 0 | 0 | 0 | 0 | 0 | 0 | 0 | 0 | 0
2013 | US | SERC | - | SERC-E | 2c | Supply-Side Critical Peak-Pricing (CPP) with Control | 0 | 0 | 0 | 0 | 0 | 0 | 0 | 0 | 0 | 0 | 0 | 0
2013 | US | SERC | - | SERC-E | 2d | Supply-Side Load as a Capacity Resource | 0 | 0 | 0 | 0 | 0 | 0 | 0 | 0 | 0 | 0 | 0 | 0
2013 | US | SERC | - | SERC-E | 3 | Net Internal Demand | 43298.1 | 41203 | 41789 | 42534 | 43243 | 43888 | 44488 | 45203 | 45887 | 46582 | 47301 | 48027
2013 | US | SERC | - | SERC-E | 3a | Demand-Side Direct Control Load Management (DCLM) | 765 | 845 | 915 | 950 | 977 | 999 | 1018 | 1036 | 1054 | 1071 | 1087 | 1103
2013 | US | SERC | - | SERC-E | 3b | Demand-Side Contractually Interruptible (Curtailable) | 770 | 1032 | 1063 | 1092 | 1119 | 1146 | 1148 | 1151 | 1153 | 1156 | 1159 | 1162
2013 | US | SERC | - | SERC-E | 3c | Demand-Side Critical Peak-Pricing (CPP) with Control | 6 | 14 | 19 | 19 | 19 | 19 | 19 | 19 | 19 | 19 | 19 | 19
2013 | US | SERC | - | SERC-E | 3d | Demand-Side Load as a Capacity Resource | 0 | 0 | 0 | 0 | 0 | 0 | 0 | 0 | 0 | 0 | 0 | 0
2013 | US | SERC | - | SERC-E | 4 | Total Controllable Demand Response | 1541 | 1891 | 1997 | 2061 | 2115 | 2164 | 2185 | 2206 | 2226 | 2246 | 2265 | 2284
2013 | US | SERC | - | SERC-E | 4a | Demand Response used for Ancillary Services - Spinning Reserves | 597 | 601 | 601 | 601 | 601 | 601 | 601 | 601 | 601 | 601 | 601 | 601
2013 | US | SERC | - | SERC-E | 4b | Demand Response used for Ancillary Services - Non-Spinning Reserves | 98 | 98 | 98 | 98 | 98 | 98 | 98 | 98 | 98 | 98 | 98 | 98
2013 | US | SERC | - | SERC-E | 4c | Demand Response used for Regulation | 0 | 0 | 0 | 0 | 0 | 0 | 0 | 0 | 0 | 0 | 0 | 0
2013 | US | SERC | - | SERC-E | 4d | Demand Response used for Energy, Voluntary Services - Emergency | 667 | 688 | 686 | 686 | 686 | 686 | 686 | 686 | 686 | 686 | 686 | 686
2013 | US | SERC | - | SERC-E | 5 | TOTAL INTERNAL CAPACITY | 50152.49 | 54474.92 | 54612.92 | 54436.92 | 54436.92 | 55258.92 | 56030.92 | 56030.92 | 56030.92 | 56030.92 | 56030.92 | 56030.92
2013 | US | SERC | - | SERC-E | 6a | Existing-Certain | 50046.49 | 50983.92 | 50983.92 | 50983.92 | 50983.92 | 50983.92 | 50983.92 | 50983.92 | 50983.92 | 50983.92 | 50983.92 | 50983.92
2013 | US | SERC | - | SERC-E | 6a1 | Wind Expected On-Peak | 0 | 0 | 0 | 0 | 0 | 0 | 0 | 0 | 0 | 0 | 0 | 0
2013 | US | SERC | - | SERC-E | 6a2 | Solar Expected On-Peak | 28.2 | 28.2 | 28.2 | 28.2 | 28.2 | 28.2 | 28.2 | 28.2 | 28.2 | 28.2 | 28.2 | 28.2
2013 | US | SERC | - | SERC-E | 6a3 | Hydro Expected On-Peak | 3078.59 | 3078.59 | 3078.59 | 3078.59 | 3078.59 | 3078.59 | 3078.59 | 3078.59 | 3078.59 | 3078.59 | 3078.59 | 3078.59
2013 | US | SERC | - | SERC-E | 6a4 | Biomass Expected On-Peak | 96.8 | 96.8 | 96.8 | 96.8 | 96.8 | 96.8 | 96.8 | 96.8 | 96.8 | 96.8 | 96.8 | 96.8
2013 | US | SERC | - | SERC-E | 6b | Existing-Other | 42 | 52 | 52 | 52 | 52 | 52 | 52 | 52 | 52 | 52 | 52 | 52
2013 | US | SERC | - | SERC-E | 6b1 | Wind Derate On-Peak | 0 | 0 | 0 | 0 | 0 | 0 | 0 | 0 | 0 | 0 | 0 | 0
2013 | US | SERC | - | SERC-E | 6b2 | Solar Derate On-Peak | 0 | 0 | 0 | 0 | 0 | 0 | 0 | 0 | 0 | 0 | 0 | 0
2013 | US | SERC | - | SERC-E | 6b3 | Hydro Derate On-Peak | 56.8 | 56.8 | 56.8 | 56.8 | 56.8 | 56.8 | 56.8 | 56.8 | 56.8 | 56.8 | 56.8 | 56.8
2013 | US | SERC | - | SERC-E | 6b4 | Biomass Derate On-Peak | 0 | 0 | 0 | 0 | 0 | 0 | 0 | 0 | 0 | 0 | 0 | 0
2013 | US | SERC | - | SERC-E | 6b5 | Transmission-Limited Resources | 0 | 0 | 0 | 0 | 0 | 0 | 0 | 0 | 0 | 0 | 0 | 0
2013 | US | SERC | - | SERC-E | 6b6 | All Other Derates | 2984.6 | 3276.2 | 3276.2 | 3276.2 | 3276.2 | 3276.2 | 3276.2 | 3276.2 | 3276.2 | 3276.2 | 3276.2 | 3276.2
2013 | US | SERC | - | SERC-E | 6b7 | Energy-Only (Existing-Other) | 42 | 42 | 42 | 42 | 42 | 42 | 42 | 42 | 42 | 42 | 42 | 42
2013 | US | SERC | - | SERC-E | 6c | Unplanned Outages (Actual) / Current and Future Inoperable Resources | 64 | 64 | 64 | 64 | 64 | 64 | 64 | 64 | 64 | 64 | 64 | 64
2013 | US | SERC | - | SERC-E | 6d | Total Supply-Side Demand Response | 0 | 0 | 0 | 0 | 0 | 0 | 0 | 0 | 0 | 0 | 0 | 0
2013 | US | SERC | - | SERC-E | 7 | TOTAL FUTURE CAPACITY ADDITIONS | 0 | 0 | 138 | -38 | -38 | 784 | 1556 | 1556 | 1556 | 1556 | 1556 | 1556
2013 | US | SERC | - | SERC-E | 7a | Future-Planned | 0 | 0 | 138 | -38 | -38 | 784 | 1556 | 1556 | 1556 | 1556 | 1556 | 1556
2013 | US | SERC | - | SERC-E | 7a1 | Wind Expected On-Peak | 0 | 0 | 0 | 0 | 0 | 0 | 0 | 0 | 0 | 0 | 0 | 0
2013 | US | SERC | - | SERC-E | 7a2 | Wind Derate On-Peak | 0 | 0 | 0 | 0 | 0 | 0 | 0 | 0 | 0 | 0 | 0 | 0
2013 | US | SERC | - | SERC-E | 7a3 | Solar Expected On-Peak | 0 | 0 | 0 | 0 | 0 | 0 | 0 | 0 | 0 | 0 | 0 | 0
2013 | US | SERC | - | SERC-E | 7a4 | Solar Derate On-Peak | 0 | 0 | 0 | 0 | 0 | 0 | 0 | 0 | 0 | 0 | 0 | 0
2013 | US | SERC | - | SERC-E | 7a5 | Hydro Expected On-Peak | 0 | 0 | 0 | 0 | 0 | 0 | 0 | 0 | 0 | 0 | 0 | 0
2013 | US | SERC | - | SERC-E | 7a6 | Hydro Derate On-Peak | 0 | 0 | 0 | 0 | 0 | 0 | 0 | 0 | 0 | 0 | 0 | 0
2013 | US | SERC | - | SERC-E | 7a7 | Biomass Expected On-Peak | 0 | 0 | 0 | 0 | 0 | 0 | 0 | 0 | 0 | 0 | 0 | 0
2013 | US | SERC | - | SERC-E | 7a8 | Biomass Derate On-Peak | 0 | 0 | 0 | 0 | 0 | 0 | 0 | 0 | 0 | 0 | 0 | 0
2013 | US | SERC | - | SERC-E | 7a9 | Transmission-Limited Resources | 0 | 0 | 0 | 0 | 0 | 0 | 0 | 0 | 0 | 0 | 0 | 0
2013 | US | SERC | - | SERC-E | 7a10 | Scheduled Outage - Maintenance | 0 | 0 | 0 | 0 | 0 | 0 | 0 | 0 | 0 | 0 | 0 | 0
2013 | US | SERC | - | SERC-E | 7a11 | All Other Derates | 0 | 0 | 0 | 0 | 0 | 0 | 0 | 0 | 0 | 0 | 0 | 0
2013 | US | SERC | - | SERC-E | 7a12 | Energy-Only | 0 | 0 | 0 | 0 | 0 | 0 | 0 | 0 | 0 | 0 | 0 | 0
2013 | US | SERC | - | SERC-E | 7b | Future-Other | 0 | 0 | 0 | 0 | 0 | 0 | 0 | 0 | 0 | 0 | 0 | 0
2013 | US | SERC | - | SERC-E | 7b1 | Wind Expected On-Peak | 0 | 0 | 0 | 0 | 0 | 0 | 0 | 0 | 0 | 0 | 0 | 0
2013 | US | SERC | - | SERC-E | 7b2 | Wind Derate On-Peak | 0 | 0 | 0 | 0 | 0 | 0 | 0 | 0 | 0 | 0 | 0 | 0
2013 | US | SERC | - | SERC-E | 7b3 | Solar Expected On-Peak | 0 | 0 | 0 | 0 | 0 | 0 | 0 | 0 | 0 | 0 | 0 | 0
2013 | US | SERC | - | SERC-E | 7b4 | Solar Derate On-Peak | 0 | 0 | 0 | 0 | 0 | 0 | 0 | 0 | 0 | 0 | 0 | 0
2013 | US | SERC | - | SERC-E | 7b5 | Hydro Expected On-Peak | 0 | 0 | 0 | 0 | 0 | 0 | 0 | 0 | 0 | 0 | 0 | 0
2013 | US | SERC | - | SERC-E | 7b6 | Hydro Derate On-Peak | 0 | 0 | 0 | 0 | 0 | 0 | 0 | 0 | 0 | 0 | 0 | 0
2013 | US | SERC | - | SERC-E | 7b7 | Biomass Expected On-Peak | 0 | 0 | 0 | 0 | 0 | 0 | 0 | 0 | 0 | 0 | 0 | 0
2013 | US | SERC | - | SERC-E | 7b8 | Biomass Derate On-Peak | 0 | 0 | 0 | 0 | 0 | 0 | 0 | 0 | 0 | 0 | 0 | 0
2013 | US | SERC | - | SERC-E | 7b9 | Transmission-Limited Resources | 0 | 0 | 0 | 0 | 0 | 0 | 0 | 0 | 0 | 0 | 0 | 0
2013 | US | SERC | - | SERC-E | 7b10 | Scheduled Outage - Maintenance | 0 | 0 | 0 | 0 | 0 | 0 | 0 | 0 | 0 | 0 | 0 | 0
2013 | US | SERC | - | SERC-E | 7b11 | All Other Derates | 0 | 0 | 0 | 0 | 0 | 0 | 0 | 0 | 0 | 0 | 0 | 0
2013 | US | SERC | - | SERC-E | 7b12 | Energy-Only | 0 | 0 | 0 | 0 | 0 | 0 | 0 | 0 | 0 | 0 | 0 | 0
2013 | US | SERC | - | SERC-E | 8 | Conceptual | 0 | 0 | 1.5 | 1.5 | 1.5 | 1.5 | 371.5 | 556.5 | 1343.5 | 1564.5 | 2351.5 | 2572.5
2013 | US | SERC | - | SERC-E | 8a1 | Wind Expected On-Peak | 0 | 0 | 0 | 0 | 0 | 0 | 0 | 0 | 0 | 0 | 0 | 0
2013 | US | SERC | - | SERC-E | 8a2 | Wind Derate On-Peak | 0 | 0 | 0 | 0 | 0 | 0 | 0 | 0 | 0 | 0 | 0 | 0
2013 | US | SERC | - | SERC-E | 8a3 | Solar Expected On-Peak | 0 | 0 | 0 | 0 | 0 | 0 | 0 | 0 | 0 | 0 | 0 | 0
2013 | US | SERC | - | SERC-E | 8a4 | Solar Derate On-Peak | 0 | 0 | 0 | 0 | 0 | 0 | 0 | 0 | 0 | 0 | 0 | 0
2013 | US | SERC | - | SERC-E | 8a5 | Hydro Expected On-Peak | 0 | 0 | 0 | 0 | 0 | 0 | 0 | 0 | 0 | 0 | 0 | 0
2013 | US | SERC | - | SERC-E | 8a6 | Hydro Derate On-Peak | 0 | 0 | 0 | 0 | 0 | 0 | 0 | 0 | 0 | 0 | 0 | 0
2013 | US | SERC | - | SERC-E | 8a7 | Biomass Expected On-Peak | 0 | 0 | 1.5 | 1.5 | 1.5 | 1.5 | 1.5 | 1.5 | 1.5 | 1.5 | 1.5 | 1.5
2013 | US | SERC | - | SERC-E | 8a8 | Biomass Derate On-Peak | 0 | 0 | 0 | 0 | 0 | 0 | 0 | 0 | 0 | 0 | 0 | 0
2013 | US | SERC | - | SERC-E | 8a9 | All Other Derates | 0 | 0 | 0 | 0 | 0 | 0 | 0 | 0 | 0 | 0 | 0 | 0
2013 | US | SERC | - | SERC-E | 8a10 | Energy-Only | 0 | 0 | 0 | 0 | 0 | 0 | 0 | 0 | 0 | 0 | 0 | 0
2013 | US | SERC | - | SERC-E | 9 | ANTICIPATED INTERNAL CAPACITY | 0 | 50983.92 | 51121.92 | 50945.92 | 50945.92 | 51767.92 | 52539.92 | 52539.92 | 52539.92 | 52539.92 | 52539.92 | 52539.92
2013 | US | SERC | - | SERC-E | 10 | CAPACITY TRANSACTIONS - IMPORTS | 1466 | 1576 | 1350 | 1350 | 950 | 950 | 950 | 950 | 805 | 805 | 805 | 805
2013 | US | SERC | - | SERC-E | 10a | Firm | 1466 | 1576 | 1350 | 1350 | 950 | 950 | 950 | 950 | 805 | 805 | 805 | 805
2013 | US | SERC | - | SERC-E | 10a1 | Full-Responsibility Purchases | 0 | 0 | 0 | 0 | 0 | 0 | 0 | 0 | 0 | 0 | 0 | 0
2013 | US | SERC | - | SERC-E | 10a2 | Owned Capacity/Entitlement Located Outside the Region/Subregion | 0 | 0 | 0 | 0 | 0 | 0 | 0 | 0 | 0 | 0 | 0 | 0
2013 | US | SERC | - | SERC-E | 10b | Non-firm | 0 | 0 | 0 | 0 | 0 | 0 | 0 | 0 | 0 | 0 | 0 | 0
2013 | US | SERC | - | SERC-E | 10c | Expected | 0 | 0 | 0 | 0 | 0 | 0 | 0 | 0 | 0 | 0 | 0 | 0
2013 | US | SERC | - | SERC-E | 10c1 | Full-Responsibility Purchases | 0 | 0 | 0 | 0 | 0 | 0 | 0 | 0 | 0 | 0 | 0 | 0
2013 | US | SERC | - | SERC-E | 10c2 | Owned Capacity/Entitlement Located Outside the Region/Subregion | 0 | 0 | 0 | 0 | 0 | 0 | 0 | 0 | 0 | 0 | 0 | 0
2013 | US | SERC | - | SERC-E | 11 | CAPACITY TRANSACTIONS - EXPORTS | 1605 | 1565 | 1615 | 1615 | 1615 | 1615 | 1615 | 1505 | 1505 | 1505 | 1505 | 1455
2013 | US | SERC | - | SERC-E | 11a | Firm | 1605 | 1565 | 1615 | 1615 | 1615 | 1615 | 1615 | 1505 | 1505 | 1505 | 1505 | 1455
2013 | US | SERC | - | SERC-E | 11a1 | Full-Responsibility Purchases | 0 | 0 | 0 | 0 | 0 | 0 | 0 | 0 | 0 | 0 | 0 | 0
2013 | US | SERC | - | SERC-E | 11a2 | Owned Capacity/Entitlement Located Outside the Region/Subregion | 1405 | 1255 | 1255 | 1255 | 1255 | 1255 | 1255 | 1255 | 1255 | 1255 | 1255 | 1255
2013 | US | SERC | - | SERC-E | 11b | Non-firm | 0 | 0 | 0 | 0 | 0 | 0 | 0 | 0 | 0 | 0 | 0 | 0
2013 | US | SERC | - | SERC-E | 11c | Expected | 0 | 0 | 0 | 0 | 0 | 0 | 0 | 0 | 0 | 0 | 0 | 0
2013 | US | SERC | - | SERC-E | 11c1 | Full-Responsibility Purchases | 0 | 0 | 0 | 0 | 0 | 0 | 0 | 0 | 0 | 0 | 0 | 0
2013 | US | SERC | - | SERC-E | 11c2 | Owned Capacity/Entitlement Located Outside the Region/Subregion | 0 | 0 | 0 | 0 | 0 | 0 | 0 | 0 | 0 | 0 | 0 | 0
2013 | US | SERC | - | SERC-E | 12 | EXISTING-CERTAIN & NET FIRM TRANSACTIONS | 49907.49 | 50994.92 | 50718.92 | 50718.92 | 50318.92 | 50318.92 | 50318.92 | 50428.92 | 50283.92 | 50283.92 | 50283.92 | 50333.92
2013 | US | SERC | - | SERC-E | 13 | ANTICIPATED CAPACITY RESOURCES | 0 | 0 | 50856.92 | 50680.92 | 50280.92 | 51102.92 | 51874.92 | 51984.92 | 51839.92 | 51839.92 | 51839.92 | 51889.92
2013 | US | SERC | - | SERC-E | 14 | PROSPECTIVE CAPACITY RESOURCES | 0 | 0 | 50908.92 | 50732.92 | 50332.92 | 51154.92 | 51926.92 | 52036.92 | 51891.92 | 51891.92 | 51891.92 | 51941.92
2013 | US | SERC | - | SERC-E | 15 | TOTAL POTENTIAL CAPACITY RESOURCES | 0 | 0 | 50910.42 | 50734.42 | 50334.42 | 51156.42 | 52298.42 | 52593.42 | 53235.42 | 53456.42 | 54243.42 | 54514.42
2013 | US | SERC | - | SERC-E | 16 | ADJUSTED POTENTIAL CAPACITY RESOURCES | 0 | 0 | 50910.42 | 50734.42 | 50334.42 | 51156.42 | 52298.4163 | 52593.4144 | 53235.4066 | 53456.4044 | 54243.3965 | 54514.3943
2013 | US | SERC | - | SERC-E | 16a | Confidence of Future-Other | 0 | 0 | 0.99999 | 0.99999 | 0.99999 | 0.99999 | 0.99999 | 0.99999 | 0.99999 | 0.99999 | 0.99999 | 0.99999
2013 | US | SERC | - | SERC-E | 16b | Net Future-Other Resources After Confidence Percentage Is Applied | 0 | 0 | 0 | 0 | 0 | 0 | 0 | 0 | 0 | 0 | 0 | 0
2013 | US | SERC | - | SERC-E | 16c | Confidence of Conceptual | 0 | 0 | 0.99999 | 0.99999 | 0.99999 | 0.99999 | 0.99999 | 0.99999 | 0.99999 | 0.99999 | 0.99999 | 0.99999
2013 | US | SERC | - | SERC-E | 16d | Net Conceptual Resources After Confidence Percentage Is Applied | 0 | 0 | 1.5 | 1.5 | 1.5 | 1.5 | 371.4963 | 556.4944 | 1343.4866 | 1564.4844 | 2351.4765 | 2572.4743
2013 | US | SERC | - | SERC-E | 17 | ASSESSMENT AREA TARGET RESERVE MARGIN | 0% | 0% | 15% | 15% | 15% | 15% | 15% | 15% | 15% | 15% | 15% | 15%
2013 | US | SERC | - | SERC-E | 18 | EXISTING-CERTAIN AND NET FIRM TRANSACTIONS RESERVE MARGIN | 15.26% | 23.77% | 0% | 0% | 0% | 0% | 0% | 0% | 0% | 0% | 0% | 0%
2013 | US | SERC | - | SERC-E | 19 | ANTICIPATED CAPACITY RESOURCES RESERVE MARGIN | 0% | 0% | 21.7% | 19.15% | 16.28% | 16.44% | 16.6% | 15% | 12.97% | 11.29% | 9.596% | 8.043%
2013 | US | SERC | - | SERC-E | 20 | PROSPECTIVE CAPACITY RESOURCES RESERVE MARGIN | 0% | 0% | 21.82% | 19.28% | 16.4% | 16.56% | 16.72% | 15.12% | 13.09% | 11.4% | 9.706% | 8.151%
2013 | US | SERC | - | SERC-E | 21 | TOTAL POTENTIAL RESOURCES RESERVE MARGIN | 0% | 0% | 21.83% | 19.28% | 16.4% | 16.56% | 17.56% | 16.35% | 16.01% | 14.76% | 14.68% | 13.51%
2013 | US | SERC | - | SERC-E | 22 | ADJUSTED POTENTIAL RESOURCES RESERVE MARGIN | 0% | 0% | 21.83% | 19.28% | 16.4% | 16.56% | 17.56% | 16.35% | 16.01% | 14.76% | 14.68% | 13.51%
2013 | US | SERC | - | SERC-E | 23 | Total Baseline Installed Capacity | 53193.89 | 0 | 0 | 0 | 0 | 0 | 0 | 0 | 0 | 0 | 0 | 0
2013 | US | SERC | - | SERC-E | 24 | Distributed or Other Capacity (Behind the Meter) < 1 MW | 0 | 0 | 0 | 0 | 0 | 0 | 0 | 0 | 0 | 0 | 0 | 0
2013 | US | SERC | - | SERC-E | 25 | Distributed or Other Capacity (Behind the Meter) ≥ 1 MW | 0 | 0 | 0 | 0 | 0 | 0 | 0 | 0 | 0 | 0 | 0 | 0
2013 | US | SERC | - | SERC-E | 26 | Capacity Total from EIA-860 | 0 | 0 | 0 | 0 | 0 | 0 | 0 | 0 | 0 | 0 | 0 | 0
2013 | US | SERC | - | SERC-N | 1 | Unrestricted Non-coincident Peak Demand | 0 | 42238 | 42994 | 43827 | 44548 | 45166 | 45816 | 46420 | 47114 | 47699 | 48283 | 48800
2013 | US | SERC | - | SERC-N | 1a | New Conservation (Energy Efficiency) | 92.7 | 119 | 139 | 168 | 188 | 209 | 231 | 205 | 202 | 200 | 198 | 197
2013 | US | SERC | - | SERC-N | 1b | Estimated Diversity | 0 | 0 | 0 | 0 | 0 | 0 | 0 | 0 | 0 | 0 | 0 | 0
2013 | US | SERC | - | SERC-N | 1c | Additions for non-member load (load served by non-registered LSE's in a region) | 0 | 0 | 0 | 0 | 0 | 0 | 0 | 0 | 0 | 0 | 0 | 0
2013 | US | SERC | - | SERC-N | 1d | Stand-by Load Under Contract (Normally served by behind the meter generation) | 0 | 0 | 0 | 0 | 0 | 0 | 0 | 0 | 0 | 0 | 0 | 0
2013 | US | SERC | - | SERC-N | 1e | Non-Controllable Demand-Side Demand Response | 0 | 0 | 0 | 0 | 0 | 0 | 0 | 0 | 0 | 0 | 0 | 0
2013 | US | SERC | - | SERC-N | 2 | Total Internal Demand | 44978 | 42119 | 42855 | 43659 | 44360 | 44957 | 45585 | 46215 | 46912 | 47499 | 48085 | 48603
2013 | US | SERC | - | SERC-N | 2a | Supply-Side Direct Control Load Management (DCLM) | 0 | 0 | 0 | 0 | 0 | 0 | 0 | 0 | 0 | 0 | 0 | 0
2013 | US | SERC | - | SERC-N | 2b | Supply-Side Contractually Interruptible (Curtailable) | 0 | 0 | 0 | 0 | 0 | 0 | 0 | 0 | 0 | 0 | 0 | 0
2013 | US | SERC | - | SERC-N | 2c | Supply-Side Critical Peak-Pricing (CPP) with Control | 0 | 0 | 0 | 0 | 0 | 0 | 0 | 0 | 0 | 0 | 0 | 0
2013 | US | SERC | - | SERC-N | 2d | Supply-Side Load as a Capacity Resource | 0 | 0 | 0 | 0 | 0 | 0 | 0 | 0 | 0 | 0 | 0 | 0
2013 | US | SERC | - | SERC-N | 3 | Net Internal Demand | 44878 | 40482 | 41009 | 41653 | 42165 | 42618 | 43122 | 43623 | 44182 | 44647 | 45155 | 45496
2013 | US | SERC | - | SERC-N | 3a | Demand-Side Direct Control Load Management (DCLM) | 88 | 190 | 207 | 220 | 232 | 243 | 254 | 261 | 265 | 268 | 272 | 275
2013 | US | SERC | - | SERC-N | 3b | Demand-Side Contractually Interruptible (Curtailable) | 12 | 886 | 889 | 892 | 892 | 892 | 892 | 892 | 892 | 892 | 892 | 892
2013 | US | SERC | - | SERC-N | 3c | Demand-Side Critical Peak-Pricing (CPP) with Control | 0 | 0 | 0 | 0 | 0 | 0 | 0 | 0 | 0 | 0 | 0 | 0
2013 | US | SERC | - | SERC-N | 3d | Demand-Side Load as a Capacity Resource | 0 | 561 | 750 | 894 | 1071 | 1204 | 1317 | 1439 | 1573 | 1692 | 1766 | 1940
2013 | US | SERC | - | SERC-N | 4 | Total Controllable Demand Response | 100 | 1637 | 1846 | 2006 | 2195 | 2339 | 2463 | 2592 | 2730 | 2852 | 2930 | 3107
2013 | US | SERC | - | SERC-N | 4a | Demand Response used for Ancillary Services - Spinning Reserves | 0 | 0 | 0 | 0 | 0 | 0 | 0 | 0 | 0 | 0 | 0 | 0
2013 | US | SERC | - | SERC-N | 4b | Demand Response used for Ancillary Services - Non-Spinning Reserves | 0 | 0 | 0 | 0 | 0 | 0 | 0 | 0 | 0 | 0 | 0 | 0
2013 | US | SERC | - | SERC-N | 4c | Demand Response used for Regulation | 0 | 0 | 0 | 0 | 0 | 0 | 0 | 0 | 0 | 0 | 0 | 0
2013 | US | SERC | - | SERC-N | 4d | Demand Response used for Energy, Voluntary Services - Emergency | 0 | 0 | 0 | 0 | 0 | 0 | 0 | 0 | 0 | 0 | 0 | 0
2013 | US | SERC | - | SERC-N | 5 | TOTAL INTERNAL CAPACITY | 57023.91 | 56507.91 | 57829.91 | 57929.81 | 58937.81 | 58937.81 | 58513.81 | 58781.81 | 60041.81 | 60041.81 | 60041.81 | 60041.81
2013 | US | SERC | - | SERC-N | 6a | Existing-Certain | 54471.81 | 53201.81 | 53201.81 | 53201.81 | 53201.81 | 53201.81 | 53201.81 | 53201.81 | 53201.81 | 53201.81 | 53201.81 | 53201.81
2013 | US | SERC | - | SERC-N | 6a1 | Wind Expected On-Peak | 153.5 | 153.5 | 153.5 | 153.5 | 153.5 | 153.5 | 153.5 | 153.5 | 153.5 | 153.5 | 153.5 | 153.5
2013 | US | SERC | - | SERC-N | 6a2 | Solar Expected On-Peak | 0 | 0 | 0 | 0 | 0 | 0 | 0 | 0 | 0 | 0 | 0 | 0
2013 | US | SERC | - | SERC-N | 6a3 | Hydro Expected On-Peak | 4081.2 | 4081.2 | 4081.2 | 4081.2 | 4081.2 | 4081.2 | 4081.2 | 4081.2 | 4081.2 | 4081.2 | 4081.2 | 4081.2
2013 | US | SERC | - | SERC-N | 6a4 | Biomass Expected On-Peak | 0 | 0 | 0 | 0 | 0 | 0 | 0 | 0 | 0 | 0 | 0 | 0
2013 | US | SERC | - | SERC-N | 6b | Existing-Other | 892 | 821 | 821 | 821 | 821 | 821 | 821 | 821 | 821 | 821 | 821 | 821
2013 | US | SERC | - | SERC-N | 6b1 | Wind Derate On-Peak | 0 | 0 | 0 | 0 | 0 | 0 | 0 | 0 | 0 | 0 | 0 | 0
2013 | US | SERC | - | SERC-N | 6b2 | Solar Derate On-Peak | 0 | 0 | 0 | 0 | 0 | 0 | 0 | 0 | 0 | 0 | 0 | 0
2013 | US | SERC | - | SERC-N | 6b3 | Hydro Derate On-Peak | 0 | 0 | 0 | 0 | 0 | 0 | 0 | 0 | 0 | 0 | 0 | 0
2013 | US | SERC | - | SERC-N | 6b4 | Biomass Derate On-Peak | 0 | 0 | 0 | 0 | 0 | 0 | 0 | 0 | 0 | 0 | 0 | 0
2013 | US | SERC | - | SERC-N | 6b5 | Transmission-Limited Resources | 0 | 0 | 0 | 0 | 0 | 0 | 0 | 0 | 0 | 0 | 0 | 0
2013 | US | SERC | - | SERC-N | 6b6 | All Other Derates | 0 | 0 | 0 | 0 | 0 | 0 | 0 | 0 | 0 | 0 | 0 | 0
2013 | US | SERC | - | SERC-N | 6b7 | Energy-Only (Existing-Other) | 821 | 821 | 821 | 821 | 821 | 821 | 821 | 821 | 821 | 821 | 821 | 821
2013 | US | SERC | - | SERC-N | 6c | Unplanned Outages (Actual) / Current and Future Inoperable Resources | 1660.1 | 1660.1 | 1660.1 | 1660.1 | 1660.1 | 1660.1 | 1660.1 | 1660.1 | 1660.1 | 1660.1 | 1660.1 | 1660.1
2013 | US | SERC | - | SERC-N | 6d | Total Supply-Side Demand Response | 0 | 0 | 0 | 0 | 0 | 0 | 0 | 0 | 0 | 0 | 0 | 0
2013 | US | SERC | - | SERC-N | 7 | TOTAL FUTURE CAPACITY ADDITIONS | 0 | 4 | 499 | 563.9 | 1499.9 | 1499.9 | 1047.9 | 1309.9 | 2569.9 | 2569.9 | 2569.9 | 2569.9
2013 | US | SERC | - | SERC-N | 7a | Future-Planned | 0 | 4 | -86 | -467.1 | -1440.1 | -1440.1 | -1892.1 | -1630.1 | -370.1 | -370.1 | -370.1 | -1301.1
2013 | US | SERC | - | SERC-N | 7a1 | Wind Expected On-Peak | 0 | 0 | 0 | 0 | 0 | 0 | 0 | 0 | 0 | 0 | 0 | 0
2013 | US | SERC | - | SERC-N | 7a2 | Wind Derate On-Peak | 0 | 0 | 0 | 0 | 0 | 0 | 0 | 0 | 0 | 0 | 0 | 0
2013 | US | SERC | - | SERC-N | 7a3 | Solar Expected On-Peak | 0 | 0 | 0 | 0 | 0 | 0 | 0 | 0 | 0 | 0 | 0 | 0
2013 | US | SERC | - | SERC-N | 7a4 | Solar Derate On-Peak | 0 | 0 | 0 | 0 | 0 | 0 | 0 | 0 | 0 | 0 | 0 | 0
2013 | US | SERC | - | SERC-N | 7a5 | Hydro Expected On-Peak | 0 | 4 | 252 | 256 | 258 | 258 | 258 | 258 | 258 | 258 | 258 | 258
2013 | US | SERC | - | SERC-N | 7a6 | Hydro Derate On-Peak | 0 | 0 | 0 | 0 | 0 | 0 | 0 | 0 | 0 | 0 | 0 | 0
2013 | US | SERC | - | SERC-N | 7a7 | Biomass Expected On-Peak | 0 | 0 | 0 | 0 | 0 | 0 | 0 | 0 | 0 | 0 | 0 | 0
2013 | US | SERC | - | SERC-N | 7a8 | Biomass Derate On-Peak | 0 | 0 | 0 | 0 | 0 | 0 | 0 | 0 | 0 | 0 | 0 | 0
2013 | US | SERC | - | SERC-N | 7a9 | Transmission-Limited Resources | 0 | 0 | 0 | 0 | 0 | 0 | 0 | 0 | 0 | 0 | 0 | 0
2013 | US | SERC | - | SERC-N | 7a10 | Scheduled Outage - Maintenance | 0 | 1115 | 362 | 6 | 0 | 0 | 0 | 0 | 0 | 0 | 0 | 0
2013 | US | SERC | - | SERC-N | 7a11 | All Other Derates | 0 | 0 | 6 | 41 | 113 | 113 | 141 | 147 | 147 | 147 | 147 | 147
2013 | US | SERC | - | SERC-N | 7a12 | Energy-Only | 0 | 0 | 821 | 821 | 821 | 821 | 821 | 821 | 821 | 821 | 821 | 821
2013 | US | SERC | - | SERC-N | 7b | Future-Other | 0 | 0 | 585 | 1031 | 2940 | 2940 | 2940 | 2940 | 2940 | 2940 | 2940 | 3871
2013 | US | SERC | - | SERC-N | 7b1 | Wind Expected On-Peak | 0 | 0 | 0 | 0 | 0 | 0 | 0 | 0 | 0 | 0 | 0 | 0
2013 | US | SERC | - | SERC-N | 7b2 | Wind Derate On-Peak | 0 | 0 | 0 | 0 | 0 | 0 | 0 | 0 | 0 | 0 | 0 | 0
2013 | US | SERC | - | SERC-N | 7b3 | Solar Expected On-Peak | 0 | 0 | 0 | 0 | 0 | 0 | 0 | 0 | 0 | 0 | 0 | 0
2013 | US | SERC | - | SERC-N | 7b4 | Solar Derate On-Peak | 0 | 0 | 0 | 0 | 0 | 0 | 0 | 0 | 0 | 0 | 0 | 0
2013 | US | SERC | - | SERC-N | 7b5 | Hydro Expected On-Peak | 0 | 0 | 0 | 0 | 0 | 0 | 0 | 0 | 0 | 0 | 0 | 0
2013 | US | SERC | - | SERC-N | 7b6 | Hydro Derate On-Peak | 0 | 0 | 0 | 0 | 0 | 0 | 0 | 0 | 0 | 0 | 0 | 0
2013 | US | SERC | - | SERC-N | 7b7 | Biomass Expected On-Peak | 0 | 0 | 0 | 0 | 0 | 0 | 0 | 0 | 0 | 0 | 0 | 0
2013 | US | SERC | - | SERC-N | 7b8 | Biomass Derate On-Peak | 0 | 0 | 0 | 0 | 0 | 0 | 0 | 0 | 0 | 0 | 0 | 0
2013 | US | SERC | - | SERC-N | 7b9 | Transmission-Limited Resources | 0 | 0 | 0 | 0 | 0 | 0 | 0 | 0 | 0 | 0 | 0 | 0
2013 | US | SERC | - | SERC-N | 7b10 | Scheduled Outage - Maintenance | 0 | 0 | 0 | 0 | 0 | 0 | 0 | 0 | 0 | 0 | 0 | 0
2013 | US | SERC | - | SERC-N | 7b11 | All Other Derates | 0 | 0 | 0 | 0 | 0 | 0 | 0 | 0 | 0 | 0 | 0 | 0
2013 | US | SERC | - | SERC-N | 7b12 | Energy-Only | 0 | 0 | 0 | 0 | 0 | 0 | 0 | 0 | 0 | 0 | 0 | 0
2013 | US | SERC | - | SERC-N | 8 | Conceptual | 0 | 0 | 0 | 0 | 0 | 0 | 1385 | 1385 | 1385 | 1385 | 1970 | 4010
2013 | US | SERC | - | SERC-N | 8a1 | Wind Expected On-Peak | 0 | 0 | 0 | 0 | 0 | 0 | 0 | 0 | 0 | 0 | 0 | 0
2013 | US | SERC | - | SERC-N | 8a2 | Wind Derate On-Peak | 0 | 0 | 0 | 0 | 0 | 0 | 0 | 0 | 0 | 0 | 0 | 0
2013 | US | SERC | - | SERC-N | 8a3 | Solar Expected On-Peak | 0 | 0 | 0 | 0 | 0 | 0 | 0 | 0 | 0 | 0 | 0 | 0
2013 | US | SERC | - | SERC-N | 8a4 | Solar Derate On-Peak | 0 | 0 | 0 | 0 | 0 | 0 | 0 | 0 | 0 | 0 | 0 | 0
2013 | US | SERC | - | SERC-N | 8a5 | Hydro Expected On-Peak | 0 | 0 | 0 | 0 | 0 | 0 | 0 | 0 | 0 | 0 | 0 | 0
2013 | US | SERC | - | SERC-N | 8a6 | Hydro Derate On-Peak | 0 | 0 | 0 | 0 | 0 | 0 | 0 | 0 | 0 | 0 | 0 | 0
2013 | US | SERC | - | SERC-N | 8a7 | Biomass Expected On-Peak | 0 | 0 | 0 | 0 | 0 | 0 | 0 | 0 | 0 | 0 | 0 | 0
2013 | US | SERC | - | SERC-N | 8a8 | Biomass Derate On-Peak | 0 | 0 | 0 | 0 | 0 | 0 | 0 | 0 | 0 | 0 | 0 | 0
2013 | US | SERC | - | SERC-N | 8a9 | All Other Derates | 0 | 0 | 0 | 0 | 0 | 0 | 0 | 0 | 0 | 0 | 0 | 0
2013 | US | SERC | - | SERC-N | 8a10 | Energy-Only | 0 | 0 | 0 | 0 | 0 | 0 | 0 | 0 | 0 | 0 | 0 | 0
2013 | US | SERC | - | SERC-N | 9 | ANTICIPATED INTERNAL CAPACITY | 0 | 53205.81 | 53115.81 | 52734.71 | 51761.71 | 51761.71 | 51309.71 | 51571.71 | 52831.71 | 52831.71 | 52831.71 | 51900.71
2013 | US | SERC | - | SERC-N | 10 | CAPACITY TRANSACTIONS - IMPORTS | 1992.7 | 659.9 | 659.9 | 659.9 | 659.9 | 659.9 | 659.9 | 659.9 | 659.9 | 659.9 | 659.9 | 659.9
2013 | US | SERC | - | SERC-N | 10a | Firm | 659.9 | 659.9 | 659.9 | 659.9 | 659.9 | 659.9 | 659.9 | 659.9 | 659.9 | 659.9 | 659.9 | 659.9
2013 | US | SERC | - | SERC-N | 10a1 | Full-Responsibility Purchases | 0 | 0 | 0 | 0 | 0 | 0 | 0 | 0 | 0 | 0 | 0 | 0
2013 | US | SERC | - | SERC-N | 10a2 | Owned Capacity/Entitlement Located Outside the Region/Subregion | 0 | 0 | 0 | 0 | 0 | 0 | 0 | 0 | 0 | 0 | 0 | 0
2013 | US | SERC | - | SERC-N | 10b | Non-firm | 1332.8 | 1332.8 | 1332.8 | 1332.8 | 1332.8 | 1332.8 | 1332.8 | 1332.8 | 1332.8 | 1332.8 | 1332.8 | 1332.8
2013 | US | SERC | - | SERC-N | 10c | Expected | 0 | 0 | 0 | 0 | 0 | 0 | 0 | 0 | 0 | 0 | 0 | 0
2013 | US | SERC | - | SERC-N | 10c1 | Full-Responsibility Purchases | 0 | 0 | 0 | 0 | 0 | 0 | 0 | 0 | 0 | 0 | 0 | 0
2013 | US | SERC | - | SERC-N | 10c2 | Owned Capacity/Entitlement Located Outside the Region/Subregion | 0 | 0 | 0 | 0 | 0 | 0 | 0 | 0 | 0 | 0 | 0 | 0
2013 | US | SERC | - | SERC-N | 11 | CAPACITY TRANSACTIONS - EXPORTS | 2012.1 | 2012.1 | 1434.1 | 1434.1 | 1434.1 | 1434.1 | 1434.1 | 1434.1 | 1434.1 | 1434.1 | 1434.1 | 1384.1
2013 | US | SERC | - | SERC-N | 11a | Firm | 2012.1 | 2012.1 | 1434.1 | 1434.1 | 1434.1 | 1434.1 | 1434.1 | 1434.1 | 1434.1 | 1434.1 | 1434.1 | 1384.1
2013 | US | SERC | - | SERC-N | 11a1 | Full-Responsibility Purchases | 0 | 0 | 0 | 0 | 0 | 0 | 0 | 0 | 0 | 0 | 0 | 0
2013 | US | SERC | - | SERC-N | 11a2 | Owned Capacity/Entitlement Located Outside the Region/Subregion | 1052 | 1052 | 474 | 474 | 474 | 474 | 474 | 474 | 474 | 474 | 474 | 424
2013 | US | SERC | - | SERC-N | 11b | Non-firm | 0 | 0 | 0 | 0 | 0 | 0 | 0 | 0 | 0 | 0 | 0 | 0
2013 | US | SERC | - | SERC-N | 11c | Expected | 0 | 0 | 0 | 0 | 0 | 0 | 0 | 0 | 0 | 0 | 0 | 0
2013 | US | SERC | - | SERC-N | 11c1 | Full-Responsibility Purchases | 0 | 0 | 0 | 0 | 0 | 0 | 0 | 0 | 0 | 0 | 0 | 0
2013 | US | SERC | - | SERC-N | 11c2 | Owned Capacity/Entitlement Located Outside the Region/Subregion | 0 | 0 | 0 | 0 | 0 | 0 | 0 | 0 | 0 | 0 | 0 | 0
2013 | US | SERC | - | SERC-N | 12 | EXISTING-CERTAIN & NET FIRM TRANSACTIONS | 53119.61 | 50734.61 | 52427.61 | 52427.61 | 52427.61 | 52427.61 | 52427.61 | 52427.61 | 52427.61 | 52427.61 | 52427.61 | 52477.61
2013 | US | SERC | - | SERC-N | 13 | ANTICIPATED CAPACITY RESOURCES | 0 | 0 | 51979.61 | 51954.51 | 50987.51 | 50987.51 | 50535.51 | 50797.51 | 52057.51 | 52057.51 | 52057.51 | 51176.51
2013 | US | SERC | - | SERC-N | 14 | PROSPECTIVE CAPACITY RESOURCES | 0 | 0 | 53385.61 | 53806.51 | 54748.51 | 54748.51 | 54296.51 | 54558.51 | 55818.51 | 55818.51 | 55818.51 | 55868.51
2013 | US | SERC | - | SERC-N | 15 | TOTAL POTENTIAL CAPACITY RESOURCES | 0 | 0 | 53385.61 | 53806.51 | 54748.51 | 54748.51 | 55681.51 | 55943.51 | 57203.51 | 57203.51 | 57788.51 | 59878.51
2013 | US | SERC | - | SERC-N | 16 | ADJUSTED POTENTIAL CAPACITY RESOURCES | 0 | 0 | 53970.6041 | 54837.4997 | 57688.4806 | 57688.4806 | 58621.4667 | 58883.4667 | 60143.4667 | 60143.4667 | 60728.4609 | 63749.4312
2013 | US | SERC | - | SERC-N | 16a | Confidence of Future-Other | 0 | 0 | 0.99999 | 0.99999 | 0.99999 | 0.99999 | 0.99999 | 0.99999 | 0.99999 | 0.99999 | 0.99999 | 0.99999
2013 | US | SERC | - | SERC-N | 16b | Net Future-Other Resources After Confidence Percentage Is Applied | 0 | 0 | 584.9941 | 1030.9897 | 2939.9706 | 2939.9706 | 2939.9706 | 2939.9706 | 2939.9706 | 2939.9706 | 2939.9706 | 3870.9613
2013 | US | SERC | - | SERC-N | 16c | Confidence of Conceptual | 0 | 0 | 0.99999 | 0.99999 | 0.99999 | 0.99999 | 0.99999 | 0.99999 | 0.99999 | 0.99999 | 0.99999 | 0.99999
2013 | US | SERC | - | SERC-N | 16d | Net Conceptual Resources After Confidence Percentage Is Applied | 0 | 0 | 0 | 0 | 0 | 0 | 1384.9861 | 1384.9861 | 1384.9861 | 1384.9861 | 1969.9803 | 4009.9599
2013 | US | SERC | - | SERC-N | 17 | ASSESSMENT AREA TARGET RESERVE MARGIN | 0% | 0% | 15% | 15% | 15% | 15% | 15% | 15% | 15% | 15% | 15% | 15%
2013 | US | SERC | - | SERC-N | 18 | EXISTING-CERTAIN AND NET FIRM TRANSACTIONS RESERVE MARGIN | 18.36% | 25.33% | 0% | 0% | 0% | 0% | 0% | 0% | 0% | 0% | 0% | 0%
2013 | US | SERC | - | SERC-N | 19 | ANTICIPATED CAPACITY RESOURCES RESERVE MARGIN | 0% | 0% | 26.75% | 24.73% | 20.92% | 19.64% | 17.19% | 16.45% | 17.83% | 16.6% | 15.29% | 12.49%
2013 | US | SERC | - | SERC-N | 20 | PROSPECTIVE CAPACITY RESOURCES RESERVE MARGIN | 0% | 0% | 30.18% | 29.18% | 29.84% | 28.46% | 25.91% | 25.07% | 26.34% | 25.02% | 23.62% | 22.8%
2013 | US | SERC | - | SERC-N | 21 | TOTAL POTENTIAL RESOURCES RESERVE MARGIN | 0% | 0% | 30.18% | 29.18% | 29.84% | 28.46% | 29.13% | 28.24% | 29.47% | 28.12% | 27.98% | 31.61%
2013 | US | SERC | - | SERC-N | 22 | ADJUSTED POTENTIAL RESOURCES RESERVE MARGIN | 0% | 0% | 31.61% | 31.65% | 36.82% | 35.36% | 35.94% | 34.98% | 36.13% | 34.71% | 34.49% | 40.12%
2013 | US | SERC | - | SERC-N | 23 | Total Baseline Installed Capacity | 57023.91 | 0 | 0 | 0 | 0 | 0 | 0 | 0 | 0 | 0 | 0 | 0
2013 | US | SERC | - | SERC-N | 24 | Distributed or Other Capacity (Behind the Meter) < 1 MW | 0 | 0 | 0 | 0 | 0 | 0 | 0 | 0 | 0 | 0 | 0 | 0
2013 | US | SERC | - | SERC-N | 25 | Distributed or Other Capacity (Behind the Meter) ≥ 1 MW | 0 | 0 | 0 | 0 | 0 | 0 | 0 | 0 | 0 | 0 | 0 | 0
2013 | US | SERC | - | SERC-N | 26 | Capacity Total from EIA-860 | 0 | 0 | 0 | 0 | 0 | 0 | 0 | 0 | 0 | 0 | 0 | 0
2013 | US | SERC | - | SERC-SE | 1 | Unrestricted Non-coincident Peak Demand | 0 | 48056 | 48813 | 49783 | 50719 | 51395 | 51841 | 52549 | 53328 | 54122 | 54935 | 55768
2013 | US | SERC | - | SERC-SE | 1a | New Conservation (Energy Efficiency) | 0 | 0 | 0 | 0 | 0 | 0 | 0 | 0 | 0 | 0 | 0 | 0
2013 | US | SERC | - | SERC-SE | 1b | Estimated Diversity | 0 | 0 | 0 | 0 | 0 | 0 | 0 | 0 | 0 | 0 | 0 | 0
2013 | US | SERC | - | SERC-SE | 1c | Additions for non-member load (load served by non-registered LSE's in a region) | 0 | 0 | 0 | 0 | 0 | 0 | 0 | 0 | 0 | 0 | 0 | 0
2013 | US | SERC | - | SERC-SE | 1d | Stand-by Load Under Contract (Normally served by behind the meter generation) | 0 | 0 | 0 | 0 | 0 | 0 | 0 | 0 | 0 | 0 | 0 | 0
2013 | US | SERC | - | SERC-SE | 1e | Non-Controllable Demand-Side Demand Response | 0 | 0 | 0 | 0 | 0 | 0 | 0 | 0 | 0 | 0 | 0 | 0
2013 | US | SERC | - | SERC-SE | 2 | Total Internal Demand | 46731 | 48056 | 48813 | 49783 | 50719 | 51395 | 51841 | 52549 | 53328 | 54122 | 54935 | 55768
2013 | US | SERC | - | SERC-SE | 2a | Supply-Side Direct Control Load Management (DCLM) | 0 | 0 | 0 | 0 | 0 | 0 | 0 | 0 | 0 | 0 | 0 | 0
2013 | US | SERC | - | SERC-SE | 2b | Supply-Side Contractually Interruptible (Curtailable) | 0 | 0 | 0 | 0 | 0 | 0 | 0 | 0 | 0 | 0 | 0 | 0
2013 | US | SERC | - | SERC-SE | 2c | Supply-Side Critical Peak-Pricing (CPP) with Control | 0 | 0 | 0 | 0 | 0 | 0 | 0 | 0 | 0 | 0 | 0 | 0
2013 | US | SERC | - | SERC-SE | 2d | Supply-Side Load as a Capacity Resource | 0 | 0 | 0 | 0 | 0 | 0 | 0 | 0 | 0 | 0 | 0 | 0
2013 | US | SERC | - | SERC-SE | 3 | Net Internal Demand | 44967 | 46035 | 46582 | 47534 | 48452 | 49117 | 49569 | 50267 | 51037 | 51827 | 52637 | 53466
2013 | US | SERC | - | SERC-SE | 3a | Demand-Side Direct Control Load Management (DCLM) | 458 | 584 | 791 | 804 | 818 | 828 | 835 | 843 | 851 | 854 | 857 | 861
2013 | US | SERC | - | SERC-SE | 3b | Demand-Side Contractually Interruptible (Curtailable) | 1205 | 1361 | 1359 | 1359 | 1359 | 1359 | 1344 | 1344 | 1344 | 1344 | 1344 | 1344
2013 | US | SERC | - | SERC-SE | 3c | Demand-Side Critical Peak-Pricing (CPP) with Control | 0 | 0 | 0 | 0 | 0 | 0 | 0 | 0 | 0 | 0 | 0 | 0
2013 | US | SERC | - | SERC-SE | 3d | Demand-Side Load as a Capacity Resource | 101 | 76 | 81 | 86 | 90 | 91 | 93 | 95 | 96 | 97 | 97 | 97
2013 | US | SERC | - | SERC-SE | 4 | Total Controllable Demand Response | 1764 | 2021 | 2231 | 2249 | 2267 | 2278 | 2272 | 2282 | 2291 | 2295 | 2298 | 2302
2013 | US | SERC | - | SERC-SE | 4a | Demand Response used for Ancillary Services - Spinning Reserves | 0 | 0 | 0 | 0 | 0 | 0 | 0 | 0 | 0 | 0 | 0 | 0
2013 | US | SERC | - | SERC-SE | 4b | Demand Response used for Ancillary Services - Non-Spinning Reserves | 0 | 0 | 0 | 0 | 0 | 0 | 0 | 0 | 0 | 0 | 0 | 0
2013 | US | SERC | - | SERC-SE | 4c | Demand Response used for Regulation | 0 | 0 | 0 | 0 | 0 | 0 | 0 | 0 | 0 | 0 | 0 | 0
2013 | US | SERC | - | SERC-SE | 4d | Demand Response used for Energy, Voluntary Services - Emergency | 0 | 205 | 205 | 205 | 205 | 205 | 205 | 205 | 205 | 205 | 205 | 205
2013 | US | SERC | - | SERC-SE | 5 | TOTAL INTERNAL CAPACITY | 65561.63 | 66513.2269 | 66777.9269 | 63921.6269 | 64711.4269 | 65942.4269 | 65946.4269 | 65939.6269 | 65948.8269 | 65958.0269 | 65958.0269 | 65958.0269
2013 | US | SERC | - | SERC-SE | 6a | Existing-Certain | 63715.63 | 64602.33 | 64602.33 | 64602.33 | 64602.33 | 64602.33 | 64602.33 | 64602.33 | 64602.33 | 64602.33 | 64602.33 | 64602.33
2013 | US | SERC | - | SERC-SE | 6a1 | Wind Expected On-Peak | 0 | 0 | 0 | 0 | 0 | 0 | 0 | 0 | 0 | 0 | 0 | 0
2013 | US | SERC | - | SERC-SE | 6a2 | Solar Expected On-Peak | 4 | 4 | 4 | 4 | 4 | 4 | 4 | 4 | 4 | 4 | 4 | 4
2013 | US | SERC | - | SERC-SE | 6a3 | Hydro Expected On-Peak | 3352.97 | 3352.97 | 3352.97 | 3352.97 | 3352.97 | 3352.97 | 3352.97 | 3352.97 | 3352.97 | 3352.97 | 3352.97 | 3352.97
2013 | US | SERC | - | SERC-SE | 6a4 | Biomass Expected On-Peak | 17 | 67 | 67 | 67 | 67 | 67 | 67 | 67 | 67 | 67 | 67 | 67
2013 | US | SERC | - | SERC-SE | 6b | Existing-Other | 1846 | 1876 | 1876 | 1876 | 1876 | 1876 | 1876 | 1876 | 1876 | 1876 | 1876 | 1876
2013 | US | SERC | - | SERC-SE | 6b1 | Wind Derate On-Peak | 0 | 0 | 0 | 0 | 0 | 0 | 0 | 0 | 0 | 0 | 0 | 0
2013 | US | SERC | - | SERC-SE | 6b2 | Solar Derate On-Peak | 0 | 0 | 0 | 0 | 0 | 0 | 0 | 0 | 0 | 0 | 0 | 0
2013 | US | SERC | - | SERC-SE | 6b3 | Hydro Derate On-Peak | 29.8969 | 29.8969 | 29.8969 | 29.8969 | 29.8969 | 29.8969 | 29.8969 | 29.8969 | 29.8969 | 29.8969 | 29.8969 | 29.8969
2013 | US | SERC | - | SERC-SE | 6b4 | Biomass Derate On-Peak | 0 | 0 | 0 | 0 | 0 | 0 | 0 | 0 | 0 | 0 | 0 | 0
2013 | US | SERC | - | SERC-SE | 6b5 | Transmission-Limited Resources | 0 | 0 | 0 | 0 | 0 | 0 | 0 | 0 | 0 | 0 | 0 | 0
2013 | US | SERC | - | SERC-SE | 6b6 | All Other Derates | 0 | 0 | 0 | 0 | 0 | 0 | 0 | 0 | 0 | 0 | 0 | 0
2013 | US | SERC | - | SERC-SE | 6b7 | Energy-Only (Existing-Other) | 7 | 7 | 7 | 7 | 7 | 7 | 7 | 7 | 7 | 7 | 7 | 7
2013 | US | SERC | - | SERC-SE | 6c | Unplanned Outages (Actual) / Current and Future Inoperable Resources | 0 | 0 | 0 | 0 | 0 | 0 | 0 | 0 | 0 | 0 | 0 | 0
2013 | US | SERC | - | SERC-SE | 6d | Total Supply-Side Demand Response | 0 | 0 | 0 | 0 | 0 | 0 | 0 | 0 | 0 | 0 | 0 | 0
2013 | US | SERC | - | SERC-SE | 7 | TOTAL FUTURE CAPACITY ADDITIONS | 0 | -2 | 262.7 | -2593.6 | -1943.8 | -712.8 | -708.8 | -715.6 | -706.4 | -697.2 | -697.2 | -697.2
2013 | US | SERC | - | SERC-SE | 7a | Future-Planned | 0 | -2 | 262.7 | -2593.6 | -1943.8 | -712.8 | -708.8 | -715.6 | -706.4 | -697.2 | -697.2 | -697.2
2013 | US | SERC | - | SERC-SE | 7a1 | Wind Expected On-Peak | 0 | 0 | 0 | 0 | 0 | 0 | 0 | 0 | 0 | 0 | 0 | 0
2013 | US | SERC | - | SERC-SE | 7a2 | Wind Derate On-Peak | 0 | 0 | 0 | 0 | 0 | 0 | 0 | 0 | 0 | 0 | 0 | 0
2013 | US | SERC | - | SERC-SE | 7a3 | Solar Expected On-Peak | 0 | 0 | 0 | 0 | 0 | 0 | 0 | 0 | 0 | 0 | 0 | 0
2013 | US | SERC | - | SERC-SE | 7a4 | Solar Derate On-Peak | 0 | 0 | 0 | 0 | 0 | 0 | 0 | 0 | 0 | 0 | 0 | 0
2013 | US | SERC | - | SERC-SE | 7a5 | Hydro Expected On-Peak | 0 | 0 | 0 | 0 | 0 | 0 | 0 | 0 | 0 | 0 | 0 | 0
2013 | US | SERC | - | SERC-SE | 7a6 | Hydro Derate On-Peak | 0 | 0 | 0 | 0 | 0 | 0 | 0 | 0 | 0 | 0 | 0 | 0
2013 | US | SERC | - | SERC-SE | 7a7 | Biomass Expected On-Peak | 0 | 0 | 0 | 0 | 0 | 126.6 | 126.6 | 126.6 | 126.6 | 126.6 | 126.6 | 126.6
2013 | US | SERC | - | SERC-SE | 7a8 | Biomass Derate On-Peak | 0 | 0 | 0 | 0 | 0 | 0 | 0 | 0 | 0 | 0 | 0 | 0
2013 | US | SERC | - | SERC-SE | 7a9 | Transmission-Limited Resources | 0 | 0 | 0 | 0 | 0 | 0 | 0 | 0 | 0 | 0 | 0 | 0
2013 | US | SERC | - | SERC-SE | 7a10 | Scheduled Outage - Maintenance | 0 | 0 | 0 | 0 | 0 | 0 | 0 | 0 | 0 | 0 | 0 | 0
2013 | US | SERC | - | SERC-SE | 7a11 | All Other Derates | 0 | 0 | 0 | 0 | 140 | 140 | 140 | 140 | 140 | 140 | 140 | 140
2013 | US | SERC | - | SERC-SE | 7a12 | Energy-Only | 0 | 0 | 0 | 0 | 0 | 0 | 0 | 0 | 0 | 0 | 0 | 0
2013 | US | SERC | - | SERC-SE | 7b | Future-Other | 0 | 0 | 0 | 0 | 0 | 0 | 0 | 0 | 0 | 0 | 0 | 0
2013 | US | SERC | - | SERC-SE | 7b1 | Wind Expected On-Peak | 0 | 0 | 0 | 0 | 0 | 0 | 0 | 0 | 0 | 0 | 0 | 0
2013 | US | SERC | - | SERC-SE | 7b2 | Wind Derate On-Peak | 0 | 0 | 0 | 0 | 0 | 0 | 0 | 0 | 0 | 0 | 0 | 0
2013 | US | SERC | - | SERC-SE | 7b3 | Solar Expected On-Peak | 0 | 0 | 0 | 0 | 0 | 0 | 0 | 0 | 0 | 0 | 0 | 0
2013 | US | SERC | - | SERC-SE | 7b4 | Solar Derate On-Peak | 0 | 0 | 0 | 0 | 0 | 0 | 0 | 0 | 0 | 0 | 0 | 0
2013 | US | SERC | - | SERC-SE | 7b5 | Hydro Expected On-Peak | 0 | 0 | 0 | 0 | 0 | 0 | 0 | 0 | 0 | 0 | 0 | 0
2013 | US | SERC | - | SERC-SE | 7b6 | Hydro Derate On-Peak | 0 | 0 | 0 | 0 | 0 | 0 | 0 | 0 | 0 | 0 | 0 | 0
2013 | US | SERC | - | SERC-SE | 7b7 | Biomass Expected On-Peak | 0 | 0 | 0 | 0 | 0 | 0 | 0 | 0 | 0 | 0 | 0 | 0
2013 | US | SERC | - | SERC-SE | 7b8 | Biomass Derate On-Peak | 0 | 0 | 0 | 0 | 0 | 0 | 0 | 0 | 0 | 0 | 0 | 0
2013 | US | SERC | - | SERC-SE | 7b9 | Transmission-Limited Resources | 0 | 0 | 0 | 0 | 0 | 0 | 0 | 0 | 0 | 0 | 0 | 0
2013 | US | SERC | - | SERC-SE | 7b10 | Scheduled Outage - Maintenance | 0 | 0 | 0 | 0 | 0 | 0 | 0 | 0 | 0 | 0 | 0 | 0
2013 | US | SERC | - | SERC-SE | 7b11 | All Other Derates | 0 | 0 | 0 | 0 | 0 | 0 | 0 | 0 | 0 | 0 | 0 | 0
2013 | US | SERC | - | SERC-SE | 7b12 | Energy-Only | 0 | 0 | 0 | 0 | 0 | 0 | 0 | 0 | 0 | 0 | 0 | 0
2013 | US | SERC | - | SERC-SE | 8 | Conceptual | 0 | 0 | 116 | 116 | 1053 | 2701 | 2701 | 2701 | 3029 | 3029 | 3029 | 3029
2013 | US | SERC | - | SERC-SE | 8a1 | Wind Expected On-Peak | 0 | 0 | 0 | 0 | 0 | 0 | 0 | 0 | 0 | 0 | 0 | 0
2013 | US | SERC | - | SERC-SE | 8a2 | Wind Derate On-Peak | 0 | 0 | 0 | 0 | 0 | 0 | 0 | 0 | 0 | 0 | 0 | 0
2013 | US | SERC | - | SERC-SE | 8a3 | Solar Expected On-Peak | 0 | 0 | 16 | 16 | 16 | 16 | 16 | 16 | 16 | 16 | 16 | 16
2013 | US | SERC | - | SERC-SE | 8a4 | Solar Derate On-Peak | 0 | 0 | 0 | 0 | 0 | 0 | 0 | 0 | 0 | 0 | 0 | 0
2013 | US | SERC | - | SERC-SE | 8a5 | Hydro Expected On-Peak | 0 | 0 | 0 | 0 | 0 | 0 | 0 | 0 | 0 | 0 | 0 | 0
2013 | US | SERC | - | SERC-SE | 8a6 | Hydro Derate On-Peak | 0 | 0 | 0 | 0 | 0 | 0 | 0 | 0 | 0 | 0 | 0 | 0
2013 | US | SERC | - | SERC-SE | 8a7 | Biomass Expected On-Peak | 0 | 0 | 54 | 54 | 54 | 54 | 54 | 54 | 54 | 54 | 54 | 54
2013 | US | SERC | - | SERC-SE | 8a8 | Biomass Derate On-Peak | 0 | 0 | 0 | 0 | 0 | 0 | 0 | 0 | 0 | 0 | 0 | 0
2013 | US | SERC | - | SERC-SE | 8a9 | All Other Derates | 0 | 0 | 0 | 0 | 0 | 0 | 0 | 0 | 0 | 0 | 0 | 0
2013 | US | SERC | - | SERC-SE | 8a10 | Energy-Only | 0 | 0 | 0 | 0 | 0 | 0 | 0 | 0 | 0 | 0 | 0 | 0
2013 | US | SERC | - | SERC-SE | 9 | ANTICIPATED INTERNAL CAPACITY | 0 | 64600.33 | 64865.03 | 62008.73 | 62658.53 | 63889.53 | 63893.53 | 63886.73 | 63895.93 | 63905.13 | 63905.13 | 63905.13
2013 | US | SERC | - | SERC-SE | 10 | CAPACITY TRANSACTIONS - IMPORTS | 420 | 420 | 420 | 420 | 345 | 345 | 345 | 345 | 345 | 345 | 345 | 345
2013 | US | SERC | - | SERC-SE | 10a | Firm | 420 | 420 | 420 | 420 | 345 | 345 | 345 | 345 | 345 | 345 | 345 | 345
2013 | US | SERC | - | SERC-SE | 10a1 | Full-Responsibility Purchases | 0 | 0 | 0 | 0 | 0 | 0 | 0 | 0 | 0 | 0 | 0 | 0
2013 | US | SERC | - | SERC-SE | 10a2 | Owned Capacity/Entitlement Located Outside the Region/Subregion | 143 | 143 | 143 | 143 | 143 | 143 | 143 | 143 | 143 | 143 | 143 | 143
2013 | US | SERC | - | SERC-SE | 10b | Non-firm | 0 | 0 | 0 | 0 | 0 | 0 | 0 | 0 | 0 | 0 | 0 | 0
2013 | US | SERC | - | SERC-SE | 10c | Expected | 0 | 0 | 0 | 0 | 0 | 0 | 0 | 0 | 0 | 0 | 0 | 0
2013 | US | SERC | - | SERC-SE | 10c1 | Full-Responsibility Purchases | 0 | 0 | 0 | 0 | 0 | 0 | 0 | 0 | 0 | 0 | 0 | 0
2013 | US | SERC | - | SERC-SE | 10c2 | Owned Capacity/Entitlement Located Outside the Region/Subregion | 0 | 0 | 0 | 0 | 0 | 0 | 0 | 0 | 0 | 0 | 0 | 0
2013 | US | SERC | - | SERC-SE | 11 | CAPACITY TRANSACTIONS - EXPORTS | 1581 | 1581 | 1581 | 1581 | 145 | 145 | 248 | 351 | 206 | 206 | 206 | 206
2013 | US | SERC | - | SERC-SE | 11a | Firm | 1581 | 1581 | 1581 | 1581 | 145 | 145 | 248 | 351 | 206 | 206 | 206 | 206
2013 | US | SERC | - | SERC-SE | 11a1 | Full-Responsibility Purchases | 0 | 0 | 0 | 0 | 0 | 0 | 0 | 0 | 0 | 0 | 0 | 0
2013 | US | SERC | - | SERC-SE | 11a2 | Owned Capacity/Entitlement Located Outside the Region/Subregion | 0 | 0 | 0 | 0 | 0 | 0 | 0 | 0 | 0 | 0 | 0 | 0
2013 | US | SERC | - | SERC-SE | 11b | Non-firm | 0 | 0 | 0 | 0 | 0 | 0 | 0 | 0 | 0 | 0 | 0 | 0
2013 | US | SERC | - | SERC-SE | 11c | Expected | 0 | 0 | 0 | 0 | 0 | 0 | 0 | 0 | 0 | 0 | 0 | 0
2013 | US | SERC | - | SERC-SE | 11c1 | Full-Responsibility Purchases | 0 | 0 | 0 | 0 | 0 | 0 | 0 | 0 | 0 | 0 | 0 | 0
2013 | US | SERC | - | SERC-SE | 11c2 | Owned Capacity/Entitlement Located Outside the Region/Subregion | 0 | 0 | 0 | 0 | 0 | 0 | 0 | 0 | 0 | 0 | 0 | 0
2013 | US | SERC | - | SERC-SE | 12 | EXISTING-CERTAIN & NET FIRM TRANSACTIONS | 62554.63 | 63441.33 | 63441.33 | 63441.33 | 64802.33 | 64802.33 | 64699.33 | 64596.33 | 64741.33 | 64741.33 | 64741.33 | 64741.33
2013 | US | SERC | - | SERC-SE | 13 | ANTICIPATED CAPACITY RESOURCES | 0 | 0 | 63704.03 | 60847.73 | 62858.53 | 64089.53 | 63990.53 | 63880.73 | 64034.93 | 64044.13 | 64044.13 | 64044.13
2013 | US | SERC | - | SERC-SE | 14 | PROSPECTIVE CAPACITY RESOURCES | 0 | 0 | 65580.03 | 62723.73 | 64734.53 | 65965.53 | 65866.53 | 65756.73 | 65910.93 | 65920.13 | 65920.13 | 65920.13
2013 | US | SERC | - | SERC-SE | 15 | TOTAL POTENTIAL CAPACITY RESOURCES | 0 | 0 | 65696.03 | 62839.73 | 65787.53 | 68666.53 | 68567.53 | 68457.73 | 68939.93 | 68949.13 | 68949.13 | 68949.13
2013 | US | SERC | - | SERC-SE | 16 | ADJUSTED POTENTIAL CAPACITY RESOURCES | 0 | 0 | 65696.0288 | 62839.7288 | 65787.5195 | 68666.503 | 68567.503 | 68457.703 | 68939.8997 | 68949.0997 | 68949.0997 | 68949.0997
2013 | US | SERC | - | SERC-SE | 16a | Confidence of Future-Other | 0 | 0 | 0.99999 | 0.99999 | 0.99999 | 0.99999 | 0.99999 | 0.99999 | 0.99999 | 0.99999 | 0.99999 | 0.99999
2013 | US | SERC | - | SERC-SE | 16b | Net Future-Other Resources After Confidence Percentage Is Applied | 0 | 0 | 0 | 0 | 0 | 0 | 0 | 0 | 0 | 0 | 0 | 0
2013 | US | SERC | - | SERC-SE | 16c | Confidence of Conceptual | 0 | 0 | 0.99999 | 0.99999 | 0.99999 | 0.99999 | 0.99999 | 0.99999 | 0.99999 | 0.99999 | 0.99999 | 0.99999
2013 | US | SERC | - | SERC-SE | 16d | Net Conceptual Resources After Confidence Percentage Is Applied | 0 | 0 | 115.9988 | 115.9988 | 1052.9895 | 2700.973 | 2700.973 | 2700.973 | 3028.9697 | 3028.9697 | 3028.9697 | 3028.9697
2013 | US | SERC | - | SERC-SE | 17 | ASSESSMENT AREA TARGET RESERVE MARGIN | 0% | 0% | 14.99% | 14.99% | 14.99% | 14.99% | 14.99% | 14.99% | 14.99% | 14.99% | 14.99% | 14.99%
2013 | US | SERC | - | SERC-SE | 18 | EXISTING-CERTAIN AND NET FIRM TRANSACTIONS RESERVE MARGIN | 39.11% | 37.81% | 0% | 0% | 0% | 0% | 0% | 0% | 0% | 0% | 0% | 0%
2013 | US | SERC | - | SERC-SE | 19 | ANTICIPATED CAPACITY RESOURCES RESERVE MARGIN | 0% | 0% | 36.76% | 28.01% | 29.73% | 30.48% | 29.09% | 27.08% | 25.47% | 23.57% | 21.67% | 19.78%
2013 | US | SERC | - | SERC-SE | 20 | PROSPECTIVE CAPACITY RESOURCES RESERVE MARGIN | 0% | 0% | 40.78% | 31.96% | 33.61% | 34.3% | 32.88% | 30.81% | 29.14% | 27.19% | 25.24% | 23.29%
2013 | US | SERC | - | SERC-SE | 21 | TOTAL POTENTIAL RESOURCES RESERVE MARGIN | 0% | 0% | 41.03% | 32.2% | 35.78% | 39.8% | 38.33% | 36.19% | 35.08% | 33.04% | 30.99% | 28.96%
2013 | US | SERC | - | SERC-SE | 22 | ADJUSTED POTENTIAL RESOURCES RESERVE MARGIN | 0% | 0% | 41.03% | 32.2% | 35.78% | 39.8% | 38.33% | 36.19% | 35.08% | 33.04% | 30.99% | 28.96%
2013 | US | SERC | - | SERC-SE | 23 | Total Baseline Installed Capacity | 65591.5269 | 0 | 0 | 0 | 0 | 0 | 0 | 0 | 0 | 0 | 0 | 0
2013 | US | SERC | - | SERC-SE | 24 | Distributed or Other Capacity (Behind the Meter) < 1 MW | 0 | 0 | 0 | 0 | 0 | 0 | 0 | 0 | 0 | 0 | 0 | 0
2013 | US | SERC | - | SERC-SE | 25 | Distributed or Other Capacity (Behind the Meter) ≥ 1 MW | 0 | 0 | 0 | 0 | 0 | 0 | 0 | 0 | 0 | 0 | 0 | 0
2013 | US | SERC | - | SERC-SE | 26 | Capacity Total from EIA-860 | 0 | 0 | 0 | 0 | 0 | 0 | 0 | 0 | 0 | 0 | 0 | 0
2013 | US | SERC | - | SERC-W | 1 | Unrestricted Non-coincident Peak Demand | 0 | 25250 | 23432 | 25536 | 25790 | 26046 | 26274 | 26523 | 26762 | 27009 | 27250 | 27480
2013 | US | SERC | - | SERC-W | 1a | New Conservation (Energy Efficiency) | 0 | 0 | 0 | 0 | 0 | 0 | 0 | 0 | 0 | 0 | 0 | 0
2013 | US | SERC | - | SERC-W | 1b | Estimated Diversity | 0 | 75 | 43 | 45 | 44 | 50 | 44 | 45 | 45 | 45 | 44 | 44
2013 | US | SERC | - | SERC-W | 1c | Additions for non-member load (load served by non-registered LSE's in a region) | 0 | 588 | 614 | 622 | 630 | 639 | 665 | 680 | 690 | 698 | 712 | 728
2013 | US | SERC | - | SERC-W | 1d | Stand-by Load Under Contract (Normally served by behind the meter generation) | 0 | 0 | 0 | 0 | 0 | 0 | 0 | 0 | 0 | 0 | 0 | 0
2013 | US | SERC | - | SERC-W | 1e | Non-Controllable Demand-Side Demand Response | 0 | 0 | 0 | 0 | 0 | 0 | 0 | 0 | 0 | 0 | 0 | 0
2013 | US | SERC | - | SERC-W | 2 | Total Internal Demand | 25139 | 25763 | 24003 | 26113 | 26376 | 26635 | 26895 | 27158 | 27407 | 27662 | 27918 | 28164
2013 | US | SERC | - | SERC-W | 2a | Supply-Side Direct Control Load Management (DCLM) | 0 | 0 | 0 | 0 | 0 | 0 | 0 | 0 | 0 | 0 | 0 | 0
2013 | US | SERC | - | SERC-W | 2b | Supply-Side Contractually Interruptible (Curtailable) | 0 | 0 | 0 | 0 | 0 | 0 | 0 | 0 | 0 | 0 | 0 | 0
2013 | US | SERC | - | SERC-W | 2c | Supply-Side Critical Peak-Pricing (CPP) with Control | 0 | 0 | 0 | 0 | 0 | 0 | 0 | 0 | 0 | 0 | 0 | 0
2013 | US | SERC | - | SERC-W | 2d | Supply-Side Load as a Capacity Resource | 0 | 0 | 0 | 0 | 0 | 0 | 0 | 0 | 0 | 0 | 0 | 0
2013 | US | SERC | - | SERC-W | 3 | Net Internal Demand | 24898 | 25229 | 23463 | 25566 | 25824 | 26079 | 26336 | 26595 | 26843 | 27092 | 27345 | 27587
2013 | US | SERC | - | SERC-W | 3a | Demand-Side Direct Control Load Management (DCLM) | 0 | 0 | 0 | 0 | 0 | 0 | 0 | 0 | 0 | 0 | 0 | 0
2013 | US | SERC | - | SERC-W | 3b | Demand-Side Contractually Interruptible (Curtailable) | 241 | 534 | 540 | 547 | 552 | 556 | 559 | 563 | 564 | 570 | 573 | 577
2013 | US | SERC | - | SERC-W | 3c | Demand-Side Critical Peak-Pricing (CPP) with Control | 0 | 0 | 0 | 0 | 0 | 0 | 0 | 0 | 0 | 0 | 0 | 0
2013 | US | SERC | - | SERC-W | 3d | Demand-Side Load as a Capacity Resource | 0 | 0 | 0 | 0 | 0 | 0 | 0 | 0 | 0 | 0 | 0 | 0
2013 | US | SERC | - | SERC-W | 4 | Total Controllable Demand Response | 241 | 534 | 540 | 547 | 552 | 556 | 559 | 563 | 564 | 570 | 573 | 577
2013 | US | SERC | - | SERC-W | 4a | Demand Response used for Ancillary Services - Spinning Reserves | 0 | 0 | 0 | 0 | 0 | 0 | 0 | 0 | 0 | 0 | 0 | 0
2013 | US | SERC | - | SERC-W | 4b | Demand Response used for Ancillary Services - Non-Spinning Reserves | 0 | 0 | 0 | 0 | 0 | 0 | 0 | 0 | 0 | 0 | 0 | 0
2013 | US | SERC | - | SERC-W | 4c | Demand Response used for Regulation | 0 | 0 | 0 | 0 | 0 | 0 | 0 | 0 | 0 | 0 | 0 | 0
2013 | US | SERC | - | SERC-W | 4d | Demand Response used for Energy, Voluntary Services - Emergency | 0 | 0 | 0 | 0 | 0 | 0 | 0 | 0 | 0 | 0 | 0 | 0
2013 | US | SERC | - | SERC-W | 5 | TOTAL INTERNAL CAPACITY | 39114.9 | 41741.2 | 41741.2 | 42378.2 | 42378.2 | 42378.2 | 42378.2 | 42378.2 | 42378.2 | 42378.2 | 42378.2 | 42378.2
2013 | US | SERC | - | SERC-W | 6a | Existing-Certain | 37300.6 | 39072.6 | 39072.6 | 39072.6 | 39072.6 | 39072.6 | 39072.6 | 39072.6 | 39072.6 | 39072.6 | 39072.6 | 39072.6
2013 | US | SERC | - | SERC-W | 6a1 | Wind Expected On-Peak | 0 | 0 | 0 | 0 | 0 | 0 | 0 | 0 | 0 | 0 | 0 | 0
2013 | US | SERC | - | SERC-W | 6a2 | Solar Expected On-Peak | 0 | 0 | 0 | 0 | 0 | 0 | 0 | 0 | 0 | 0 | 0 | 0
2013 | US | SERC | - | SERC-W | 6a3 | Hydro Expected On-Peak | 299.4 | 311.4 | 311.4 | 311.4 | 311.4 | 311.4 | 311.4 | 311.4 | 311.4 | 311.4 | 311.4 | 311.4
2013 | US | SERC | - | SERC-W | 6a4 | Biomass Expected On-Peak | 0 | 0 | 0 | 0 | 0 | 0 | 0 | 0 | 0 | 0 | 0 | 0
2013 | US | SERC | - | SERC-W | 6b | Existing-Other | 849.3 | 1313.3 | 1313.3 | 1313.3 | 1313.3 | 1313.3 | 1313.3 | 1313.3 | 1313.3 | 1313.3 | 1313.3 | 1313.3
2013 | US | SERC | - | SERC-W | 6b1 | Wind Derate On-Peak | 0 | 0 | 0 | 0 | 0 | 0 | 0 | 0 | 0 | 0 | 0 | 0
2013 | US | SERC | - | SERC-W | 6b2 | Solar Derate On-Peak | 0 | 0 | 0 | 0 | 0 | 0 | 0 | 0 | 0 | 0 | 0 | 0
2013 | US | SERC | - | SERC-W | 6b3 | Hydro Derate On-Peak | 0 | 0 | 0 | 0 | 0 | 0 | 0 | 0 | 0 | 0 | 0 | 0
2013 | US | SERC | - | SERC-W | 6b4 | Biomass Derate On-Peak | 0 | 0 | 0 | 0 | 0 | 0 | 0 | 0 | 0 | 0 | 0 | 0
2013 | US | SERC | - | SERC-W | 6b5 | Transmission-Limited Resources | 0 | 0 | 0 | 0 | 0 | 0 | 0 | 0 | 0 | 0 | 0 | 0
2013 | US | SERC | - | SERC-W | 6b6 | All Other Derates | 409 | 175 | 175 | 175 | 175 | 175 | 175 | 175 | 175 | 175 | 175 | 175
2013 | US | SERC | - | SERC-W | 6b7 | Energy-Only (Existing-Other) | 72.3 | 72.3 | 72.3 | 72.3 | 72.3 | 72.3 | 72.3 | 72.3 | 72.3 | 72.3 | 72.3 | 72.3
2013 | US | SERC | - | SERC-W | 6c | Unplanned Outages (Actual) / Current and Future Inoperable Resources | 965 | 1049 | 1049 | 1049 | 1049 | 1049 | 1049 | 1049 | 1049 | 1049 | 1049 | 1049
2013 | US | SERC | - | SERC-W | 6d | Total Supply-Side Demand Response | 0 | 0 | 0 | 0 | 0 | 0 | 0 | 0 | 0 | 0 | 0 | 0
2013 | US | SERC | - | SERC-W | 7 | TOTAL FUTURE CAPACITY ADDITIONS | 0 | 59 | 59 | 696 | 696 | 652 | 652 | 652 | 652 | 652 | 652 | 652
2013 | US | SERC | - | SERC-W | 7a | Future-Planned | 0 | 54 | -519 | 118 | 48 | -807 | -1342 | -1789 | -1845 | -2269 | -2634 | -3044
2013 | US | SERC | - | SERC-W | 7a1 | Wind Expected On-Peak | 0 | 0 | 0 | 0 | 0 | 0 | 0 | 0 | 0 | 0 | 0 | 0
2013 | US | SERC | - | SERC-W | 7a2 | Wind Derate On-Peak | 0 | 0 | 0 | 0 | 0 | 0 | 0 | 0 | 0 | 0 | 0 | 0
2013 | US | SERC | - | SERC-W | 7a3 | Solar Expected On-Peak | 0 | 0 | 0 | 0 | 0 | 0 | 0 | 0 | 0 | 0 | 0 | 0
2013 | US | SERC | - | SERC-W | 7a4 | Solar Derate On-Peak | 0 | 0 | 0 | 0 | 0 | 0 | 0 | 0 | 0 | 0 | 0 | 0
2013 | US | SERC | - | SERC-W | 7a5 | Hydro Expected On-Peak | 0 | 0 | 0 | 27 | 27 | 27 | 27 | 27 | 27 | 27 | 27 | 27
2013 | US | SERC | - | SERC-W | 7a6 | Hydro Derate On-Peak | 0 | 0 | 0 | 0 | 0 | 0 | 0 | 0 | 0 | 0 | 0 | 0
2013 | US | SERC | - | SERC-W | 7a7 | Biomass Expected On-Peak | 0 | 0 | 0 | 50 | 50 | 50 | 50 | 50 | 50 | 50 | 50 | 50
2013 | US | SERC | - | SERC-W | 7a8 | Biomass Derate On-Peak | 0 | 0 | 0 | 0 | 0 | 0 | 0 | 0 | 0 | 0 | 0 | 0
2013 | US | SERC | - | SERC-W | 7a9 | Transmission-Limited Resources | 0 | 0 | 0 | 0 | 0 | 0 | 0 | 0 | 0 | 0 | 0 | 0
2013 | US | SERC | - | SERC-W | 7a10 | Scheduled Outage - Maintenance | 0 | 0 | 0 | 0 | 0 | 0 | 0 | 0 | 0 | 0 | 0 | 0
2013 | US | SERC | - | SERC-W | 7a11 | All Other Derates | 0 | 0 | 0 | 0 | 0 | 44 | 44 | 44 | 44 | 44 | 44 | 44
2013 | US | SERC | - | SERC-W | 7a12 | Energy-Only | 0 | 0 | 0 | 0 | 0 | 0 | 0 | 0 | 0 | 0 | 0 | 0
2013 | US | SERC | - | SERC-W | 7b | Future-Other | 0 | 5 | 578 | 578 | 648 | 1459 | 1994 | 2441 | 2497 | 2921 | 3286 | 3696
2013 | US | SERC | - | SERC-W | 7b1 | Wind Expected On-Peak | 0 | 0 | 0 | 0 | 0 | 0 | 0 | 0 | 0 | 0 | 0 | 0
2013 | US | SERC | - | SERC-W | 7b2 | Wind Derate On-Peak | 0 | 0 | 0 | 0 | 0 | 0 | 0 | 0 | 0 | 0 | 0 | 0
2013 | US | SERC | - | SERC-W | 7b3 | Solar Expected On-Peak | 0 | 0 | 0 | 0 | 0 | 0 | 0 | 0 | 0 | 0 | 0 | 0
2013 | US | SERC | - | SERC-W | 7b4 | Solar Derate On-Peak | 0 | 0 | 0 | 0 | 0 | 0 | 0 | 0 | 0 | 0 | 0 | 0
2013 | US | SERC | - | SERC-W | 7b5 | Hydro Expected On-Peak | 0 | 0 | 0 | 0 | 0 | 0 | 0 | 0 | 0 | 0 | 0 | 0
2013 | US | SERC | - | SERC-W | 7b6 | Hydro Derate On-Peak | 0 | 0 | 0 | 0 | 0 | 0 | 0 | 0 | 0 | 0 | 0 | 0
2013 | US | SERC | - | SERC-W | 7b7 | Biomass Expected On-Peak | 0 | 0 | 0 | 0 | 0 | 0 | 0 | 0 | 0 | 0 | 0 | 0
2013 | US | SERC | - | SERC-W | 7b8 | Biomass Derate On-Peak | 0 | 0 | 0 | 0 | 0 | 0 | 0 | 0 | 0 | 0 | 0 | 0
2013 | US | SERC | - | SERC-W | 7b9 | Transmission-Limited Resources | 0 | 0 | 0 | 0 | 0 | 0 | 0 | 0 | 0 | 0 | 0 | 0
2013 | US | SERC | - | SERC-W | 7b10 | Scheduled Outage - Maintenance | 0 | 0 | 0 | 0 | 0 | 0 | 0 | 0 | 0 | 0 | 0 | 0
2013 | US | SERC | - | SERC-W | 7b11 | All Other Derates | 0 | 0 | 0 | 0 | 0 | 0 | 0 | 0 | 0 | 0 | 0 | 0
2013 | US | SERC | - | SERC-W | 7b12 | Energy-Only | 0 | 0 | 0 | 0 | 0 | 0 | 0 | 0 | 0 | 0 | 0 | 0
2013 | US | SERC | - | SERC-W | 8 | Conceptual | 0 | 0 | 0 | 0 | 0 | 126 | 126 | 126 | 696 | 1066 | 1066 | 1066
2013 | US | SERC | - | SERC-W | 8a1 | Wind Expected On-Peak | 0 | 0 | 0 | 0 | 0 | 0 | 0 | 0 | 0 | 0 | 0 | 0
2013 | US | SERC | - | SERC-W | 8a2 | Wind Derate On-Peak | 0 | 0 | 0 | 0 | 0 | 0 | 0 | 0 | 0 | 0 | 0 | 0
2013 | US | SERC | - | SERC-W | 8a3 | Solar Expected On-Peak | 0 | 0 | 0 | 0 | 0 | 0 | 0 | 0 | 0 | 0 | 0 | 0
2013 | US | SERC | - | SERC-W | 8a4 | Solar Derate On-Peak | 0 | 0 | 0 | 0 | 0 | 0 | 0 | 0 | 0 | 0 | 0 | 0
2013 | US | SERC | - | SERC-W | 8a5 | Hydro Expected On-Peak | 0 | 0 | 0 | 0 | 0 | 0 | 0 | 0 | 0 | 0 | 0 | 0
2013 | US | SERC | - | SERC-W | 8a6 | Hydro Derate On-Peak | 0 | 0 | 0 | 0 | 0 | 0 | 0 | 0 | 0 | 0 | 0 | 0
2013 | US | SERC | - | SERC-W | 8a7 | Biomass Expected On-Peak | 0 | 0 | 0 | 0 | 0 | 0 | 0 | 0 | 0 | 0 | 0 | 0
2013 | US | SERC | - | SERC-W | 8a8 | Biomass Derate On-Peak | 0 | 0 | 0 | 0 | 0 | 0 | 0 | 0 | 0 | 0 | 0 | 0
2013 | US | SERC | - | SERC-W | 8a9 | All Other Derates | 0 | 0 | 0 | 0 | 0 | 0 | 0 | 0 | 0 | 0 | 0 | 0
2013 | US | SERC | - | SERC-W | 8a10 | Energy-Only | 0 | 0 | 0 | 0 | 0 | 0 | 0 | 0 | 0 | 0 | 0 | 0
2013 | US | SERC | - | SERC-W | 9 | ANTICIPATED INTERNAL CAPACITY | 0 | 39126.6 | 38553.6 | 39190.6 | 39120.6 | 38265.6 | 37730.6 | 37283.6 | 37227.6 | 36803.6 | 36438.6 | 36028.6
2013 | US | SERC | - | SERC-W | 10 | CAPACITY TRANSACTIONS - IMPORTS | 289 | 289 | 21 | 21 | 21 | 21 | 21 | 21 | 21 | 21 | 21 | 21
2013 | US | SERC | - | SERC-W | 10a | Firm | 289 | 289 | 21 | 21 | 21 | 21 | 21 | 21 | 21 | 21 | 21 | 21
2013 | US | SERC | - | SERC-W | 10a1 | Full-Responsibility Purchases | 21 | 21 | 21 | 21 | 21 | 21 | 21 | 21 | 21 | 21 | 21 | 21
2013 | US | SERC | - | SERC-W | 10a2 | Owned Capacity/Entitlement Located Outside the Region/Subregion | 18 | 18 | 0 | 0 | 0 | 0 | 0 | 0 | 0 | 0 | 0 | 0
2013 | US | SERC | - | SERC-W | 10b | Non-firm | 0 | 0 | 0 | 0 | 0 | 0 | 0 | 0 | 0 | 0 | 0 | 0
2013 | US | SERC | - | SERC-W | 10c | Expected | 0 | 0 | 0 | 0 | 0 | 0 | 0 | 0 | 0 | 0 | 0 | 0
2013 | US | SERC | - | SERC-W | 10c1 | Full-Responsibility Purchases | 0 | 0 | 0 | 0 | 0 | 0 | 0 | 0 | 0 | 0 | 0 | 0
2013 | US | SERC | - | SERC-W | 10c2 | Owned Capacity/Entitlement Located Outside the Region/Subregion | 0 | 0 | 0 | 0 | 0 | 0 | 0 | 0 | 0 | 0 | 0 | 0
2013 | US | SERC | - | SERC-W | 11 | CAPACITY TRANSACTIONS - EXPORTS | 1385 | 1385 | 1385 | 1385 | 1310 | 1310 | 1310 | 1310 | 1310 | 1310 | 1310 | 1310
2013 | US | SERC | - | SERC-W | 11a | Firm | 1385 | 1385 | 1385 | 1385 | 1310 | 1310 | 1310 | 1310 | 1310 | 1310 | 1310 | 1310
2013 | US | SERC | - | SERC-W | 11a1 | Full-Responsibility Purchases | 588 | 588 | 588 | 588 | 588 | 588 | 588 | 588 | 588 | 588 | 588 | 588
2013 | US | SERC | - | SERC-W | 11a2 | Owned Capacity/Entitlement Located Outside the Region/Subregion | 341 | 341 | 341 | 341 | 341 | 341 | 341 | 341 | 341 | 341 | 341 | 341
2013 | US | SERC | - | SERC-W | 11b | Non-firm | 0 | 0 | 0 | 0 | 0 | 0 | 0 | 0 | 0 | 0 | 0 | 0
2013 | US | SERC | - | SERC-W | 11c | Expected | 0 | 0 | 0 | 0 | 0 | 0 | 0 | 0 | 0 | 0 | 0 | 0
2013 | US | SERC | - | SERC-W | 11c1 | Full-Responsibility Purchases | 0 | 0 | 0 | 0 | 0 | 0 | 0 | 0 | 0 | 0 | 0 | 0
2013 | US | SERC | - | SERC-W | 11c2 | Owned Capacity/Entitlement Located Outside the Region/Subregion | 0 | 0 | 0 | 0 | 0 | 0 | 0 | 0 | 0 | 0 | 0 | 0
2013 | US | SERC | - | SERC-W | 12 | EXISTING-CERTAIN & NET FIRM TRANSACTIONS | 36204.6 | 37976.6 | 37708.6 | 37708.6 | 37783.6 | 37783.6 | 37783.6 | 37783.6 | 37783.6 | 37783.6 | 37783.6 | 37783.6
2013 | US | SERC | - | SERC-W | 13 | ANTICIPATED CAPACITY RESOURCES | 0 | 0 | 37189.6 | 37826.6 | 37831.6 | 36976.6 | 36441.6 | 35994.6 | 35938.6 | 35514.6 | 35149.6 | 34739.6
2013 | US | SERC | - | SERC-W | 14 | PROSPECTIVE CAPACITY RESOURCES | 0 | 0 | 39080.9 | 39717.9 | 39792.9 | 39748.9 | 39748.9 | 39748.9 | 39748.9 | 39748.9 | 39748.9 | 39748.9
2013 | US | SERC | - | SERC-W | 15 | TOTAL POTENTIAL CAPACITY RESOURCES | 0 | 0 | 39080.9 | 39717.9 | 39792.9 | 39874.9 | 39874.9 | 39874.9 | 40444.9 | 40814.9 | 40814.9 | 40814.9
2013 | US | SERC | - | SERC-W | 16 | ADJUSTED POTENTIAL CAPACITY RESOURCES | 0 | 0 | 39658.8942 | 40295.8942 | 40440.8935 | 41333.8841 | 41868.8788 | 42315.8743 | 42941.8681 | 43735.8601 | 44100.8565 | 44510.8524
2013 | US | SERC | - | SERC-W | 16a | Confidence of Future-Other | 0 | 0 | 0.99999 | 0.99999 | 0.99999 | 0.99999 | 0.99999 | 0.99999 | 0.99999 | 0.99999 | 0.99999 | 0.99999
2013 | US | SERC | - | SERC-W | 16b | Net Future-Other Resources After Confidence Percentage Is Applied | 0 | 0 | 577.9942 | 577.9942 | 647.9935 | 1458.9854 | 1993.9801 | 2440.9756 | 2496.975 | 2920.9708 | 3285.9671 | 3695.963
2013 | US | SERC | - | SERC-W | 16c | Confidence of Conceptual | 0 | 0 | 0.99999 | 0.99999 | 0.99999 | 0.99999 | 0.99999 | 0.99999 | 0.99999 | 0.99999 | 0.99999 | 0.99999
2013 | US | SERC | - | SERC-W | 16d | Net Conceptual Resources After Confidence Percentage Is Applied | 0 | 0 | 0 | 0 | 0 | 125.9987 | 125.9987 | 125.9987 | 695.993 | 1065.9893 | 1065.9893 | 1065.9893
2013 | US | SERC | - | SERC-W | 17 | ASSESSMENT AREA TARGET RESERVE MARGIN | 0% | 0% | 14.99% | 14.99% | 14.99% | 14.99% | 14.99% | 14.99% | 14.99% | 14.99% | 14.99% | 14.99%
2013 | US | SERC | - | SERC-W | 18 | EXISTING-CERTAIN AND NET FIRM TRANSACTIONS RESERVE MARGIN | 45.41% | 50.53% | 0% | 0% | 0% | 0% | 0% | 0% | 0% | 0% | 0% | 0%
2013 | US | SERC | - | SERC-W | 19 | ANTICIPATED CAPACITY RESOURCES RESERVE MARGIN | 0% | 0% | 58.5% | 47.96% | 46.5% | 41.79% | 38.37% | 35.34% | 33.88% | 31.09% | 28.54% | 25.93%
2013 | US | SERC | - | SERC-W | 20 | PROSPECTIVE CAPACITY RESOURCES RESERVE MARGIN | 0% | 0% | 66.56% | 55.35% | 54.09% | 52.42% | 50.93% | 49.46% | 48.08% | 46.72% | 45.36% | 44.09%
2013 | US | SERC | - | SERC-W | 21 | TOTAL POTENTIAL RESOURCES RESERVE MARGIN | 0% | 0% | 66.56% | 55.35% | 54.09% | 52.9% | 51.41% | 49.93% | 50.67% | 50.65% | 49.26% | 47.95%
2013 | US | SERC | - | SERC-W | 22 | ADJUSTED POTENTIAL RESOURCES RESERVE MARGIN | 0% | 0% | 69.03% | 57.62% | 56.6% | 58.49% | 58.98% | 59.11% | 59.97% | 61.43% | 61.28% | 61.35%
2013 | US | SERC | - | SERC-W | 23 | Total Baseline Installed Capacity | 39523.9 | 0 | 0 | 0 | 0 | 0 | 0 | 0 | 0 | 0 | 0 | 0
2013 | US | SERC | - | SERC-W | 24 | Distributed or Other Capacity (Behind the Meter) < 1 MW | 0 | 0 | 0 | 0 | 0 | 0 | 0 | 0 | 0 | 0 | 0 | 0
2013 | US | SERC | - | SERC-W | 25 | Distributed or Other Capacity (Behind the Meter) ≥ 1 MW | 0 | 0 | 0 | 0 | 0 | 0 | 0 | 0 | 0 | 0 | 0 | 0
2013 | US | SERC | - | SERC-W | 26 | Capacity Total from EIA-860 | 0 | 0 | 0 | 0 | 0 | 0 | 0 | 0 | 0 | 0 | 0 | 0
2013 | US | SPP | - | SPP | 1 | Unrestricted Non-coincident Peak Demand | 0 | 55684.8932 | 56640.6106 | 57448.1098 | 58295.9935 | 59135.4805 | 59985.5572 | 60817.4169 | 61179.6042 | 61521.529 | 61828.4541 | 62123.0755
2013 | US | SPP | - | SPP | 1a | New Conservation (Energy Efficiency) | 0 | 273.6658 | 352.994 | 427.0711 | 508.6217 | 604.7029 | 708.8368 | 809.9438 | 903.2172 | 976.2235 | 1014.2253 | 1039.9188
2013 | US | SPP | - | SPP | 1b | Estimated Diversity | 0 | 1270.566 | 1287.7953 | 1302.9203 | 1319.628 | 1336.3357 | 1353.0435 | 1369.7512 | 1375.8365 | 1381.9219 | 1388.0072 | 1394.0926
2013 | US | SPP | - | SPP | 1c | Additions for non-member load (load served by non-registered LSE's in a region) | 0 | 0 | 0 | 0 | 0 | 0 | 0 | 0 | 0 | 0 | 0 | 0
2013 | US | SPP | - | SPP | 1d | Stand-by Load Under Contract (Normally served by behind the meter generation) | 0 | 0 | 0 | 0 | 0 | 0 | 0 | 0 | 0 | 0 | 0 | 0
2013 | US | SPP | - | SPP | 1e | Non-Controllable Demand-Side Demand Response | 0 | 169.2274 | 296.5165 | 372.3318 | 412.2415 | 429.2241 | 448.7437 | 453.0731 | 457.407 | 461.7456 | 466.0888 | 470.4367
2013 | US | SPP | - | SPP | 2 | Total Internal Demand | 54168 | 53971.434 | 54703.3047 | 55345.7867 | 56055.5023 | 56765.2178 | 57474.9333 | 58184.6488 | 58443.1435 | 58701.6381 | 58960.1328 | 59218.6274
2013 | US | SPP | - | SPP | 2a | Supply-Side Direct Control Load Management (DCLM) | 88.2 | 88.2267 | 94.5835 | 100.8203 | 106.574 | 112.1301 | 115.6741 | 118.4799 | 120.9758 | 123.4206 | 125.8168 | 125.8168
2013 | US | SPP | - | SPP | 2b | Supply-Side Contractually Interruptible (Curtailable) | 319 | 502.7207 | 524.7207 | 522.7207 | 571.7207 | 595.7207 | 633.7207 | 671.7207 | 710.7207 | 748.7207 | 787.7207 | 825.7207
2013 | US | SPP | - | SPP | 2c | Supply-Side Critical Peak-Pricing (CPP) with Control | 0 | 0 | 0 | 0 | 0 | 0 | 0 | 0 | 0 | 0 | 0 | 0
2013 | US | SPP | - | SPP | 2d | Supply-Side Load as a Capacity Resource | 0 | 28 | 28 | 28 | 28 | 28 | 28 | 28 | 28 | 28 | 0 | 0
2013 | US | SPP | - | SPP | 3 | Net Internal Demand | 53177 | 53177.434 | 54079.8047 | 54722.2797 | 55433.0023 | 56219.7178 | 57004.4333 | 57796.1488 | 58051.6435 | 58076.1311 | 58334.6258 | 58629.1274
2013 | US | SPP | - | SPP | 3a | Demand-Side Direct Control Load Management (DCLM) | 49 | 20 | 20 | 20 | 20 | 20 | 20 | 20 | 20 | 20 | 20 | 20
2013 | US | SPP | - | SPP | 3b | Demand-Side Contractually Interruptible (Curtailable) | 942 | 774 | 603.5 | 603.507 | 602.5 | 525.5 | 450.5 | 368.5 | 371.5 | 605.507 | 605.507 | 569.5
2013 | US | SPP | - | SPP | 3c | Demand-Side Critical Peak-Pricing (CPP) with Control | 0 | 0 | 0 | 0 | 0 | 0 | 0 | 0 | 0 | 0 | 0 | 0
2013 | US | SPP | - | SPP | 3d | Demand-Side Load as a Capacity Resource | 0 | 0 | 0 | 0 | 0 | 0 | 0 | 0 | 0 | 0 | 0 | 0
2013 | US | SPP | - | SPP | 4 | Total Controllable Demand Response | 1398.2 | 1412.9474 | 1270.8043 | 1275.048 | 1328.7947 | 1281.3509 | 1247.8949 | 1206.7007 | 1251.1965 | 1525.6484 | 1539.0445 | 1541.0375
2013 | US | SPP | - | SPP | 4a | Demand Response used for Ancillary Services - Spinning Reserves | 12 | 2 | 2 | 2 | 2 | 2 | 2 | 2 | 2 | 2 | 2 | 2
2013 | US | SPP | - | SPP | 4b | Demand Response used for Ancillary Services - Non-Spinning Reserves | 11 | bar: 58 to 149
2013 | US | SPP | - | SPP | 4c | Demand Response used for Regulation | 10 | 0 | 0 | 0 | 0 | 0 | 0 | 0 | 0 | 0 | 0 | 0
2013 | US | SPP | - | SPP | 4d | Demand Response used for Energy, Voluntary Services - Emergency | 0 | 48 | 59 | 68 | 72 | 72 | 72 | 72 | 72 | 72 | 72 | 72
2013 | US | SPP | - | SPP | 5 | TOTAL INTERNAL CAPACITY | 0 | 88499.874 | 89686.784 | 89911.984 | 89930.884 | 89981.924 | 90086.924 | 89905.924 | 89963.124 | 90707.124 | 91310.124 | 91354.124
2013 | US | SPP | - | SPP | 6a | Existing-Certain | 71012 | 72693.1034 | 72693.1034 | 72693.1034 | 72693.1034 | 72693.1034 | 72693.1034 | 72693.1034 | 72693.1034 | 72693.1034 | 72693.1034 | 72693.1034
2013 | US | SPP | - | SPP | 6a1 | Wind Expected On-Peak | 747 | 1697.9196 | 1697.9196 | 1697.9196 | 1697.9196 | 1697.9196 | 1697.9196 | 1697.9196 | 1697.9196 | 1697.9196 | 1697.9196 | 1697.9196
2013 | US | SPP | - | SPP | 6a2 | Solar Expected On-Peak | 36 | 35 | 35 | 35 | 35 | 35 | 35 | 35 | 35 | 35 | 35 | 35
2013 | US | SPP | - | SPP | 6a3 | Hydro Expected On-Peak | 1113 | 1761.8078 | 1761.8078 | 1761.8078 | 1761.8078 | 1761.8078 | 1761.8078 | 1761.8078 | 1761.8078 | 1761.8078 | 1761.8078 | 1761.8078
2013 | US | SPP | - | SPP | 6a4 | Biomass Expected On-Peak | 0 | 26.4 | 26.4 | 26.4 | 26.4 | 26.4 | 26.4 | 26.4 | 26.4 | 26.4 | 26.4 | 26.4
2013 | US | SPP | - | SPP | 6b | Existing-Other | 82.5 | 0 | 0 | 0 | 0 | 0 | 0 | 0 | 0 | 0 | 0 | 0
2013 | US | SPP | - | SPP | 6b1 | Wind Derate On-Peak | 5432 | 5728.8254 | 5728.8254 | 5728.8254 | 5728.8254 | 5728.8254 | 5728.8254 | 5728.8254 | 5728.8254 | 5728.8254 | 5728.8254 | 5728.8254
2013 | US | SPP | - | SPP | 6b2 | Solar Derate On-Peak | 4 | 45 | 45 | 45 | 45 | 45 | 45 | 45 | 45 | 45 | 45 | 45
2013 | US | SPP | - | SPP | 6b3 | Hydro Derate On-Peak | 1830.5 | 2020.4352 | 2020.4352 | 2020.4352 | 2020.4352 | 2020.4352 | 2020.4352 | 2020.4352 | 2020.4352 | 2020.4352 | 2020.4352 | 2020.4352
2013 | US | SPP | - | SPP | 6b4 | Biomass Derate On-Peak | 0 | 0 | 0 | 0 | 0 | 0 | 0 | 0 | 0 | 0 | 0 | 0
2013 | US | SPP | - | SPP | 6b5 | Transmission-Limited Resources | 0 | 0 | 0 | 0 | 0 | 0 | 0 | 0 | 0 | 0 | 0 | 0
2013 | US | SPP | - | SPP | 6b6 | All Other Derates | 0 | -1.819e-12 | -1.819e-12 | -1.819e-12 | -1.819e-12 | -1.819e-12 | -1.819e-12 | -1.819e-12 | -1.819e-12 | -1.819e-12 | -1.819e-12 | -1.819e-12
2013 | US | SPP | - | SPP | 6b7 | Energy-Only (Existing-Other) | 0 | 0 | 0 | 0 | 0 | 0 | 0 | 0 | 0 | 0 | 0 | 0
2013 | US | SPP | - | SPP | 6c | Unplanned Outages (Actual) / Current and Future Inoperable Resources | 0 | 0 | 0 | 0 | 0 | 0 | 0 | 0 | 0 | 0 | 0 | 0
2013 | US | SPP | - | SPP | 6d | Total Supply-Side Demand Response | 407.2 | 618.9474 | 647.3043 | 651.541 | 706.2947 | 735.8509 | 777.3949 | 818.2007 | 859.6965 | 900.1414 | 913.5375 | 951.5375
2013 | US | SPP | - | SPP | 7 | TOTAL FUTURE CAPACITY ADDITIONS | 0 | 1071.51 | 1405.42 | 1604.62 | 1403.52 | 1434.56 | 1434.56 | 1233.56 | 1234.76 | 1274.76 | 1833.76 | 1833.76
2013 | US | SPP | - | SPP | 7a | Future-Planned | 0 | 1071.51 | 1405.42 | 1604.62 | 1403.52 | 1434.56 | 1434.56 | 1233.56 | 1234.76 | 1274.76 | 1833.76 | 1833.76
2013 | US | SPP | - | SPP | 7a1 | Wind Expected On-Peak | 0 | 210.76 | 224.26 | 224.26 | 224.26 | 224.26 | 224.26 | 224.26 | 224.26 | 224.26 | 224.26 | 224.26
2013 | US | SPP | - | SPP | 7a2 | Wind Derate On-Peak | 0 | 6941 | 7496 | 7496 | 7696 | 7696 | 7696 | 7696 | 7696 | 7696 | 7696 | 7696
2013 | US | SPP | - | SPP | 7a3 | Solar Expected On-Peak | 0 | 0 | 0 | 0 | 0 | 0 | 0 | 0 | 1.2 | 1.2 | 1.2 | 1.2
2013 | US | SPP | - | SPP | 7a4 | Solar Derate On-Peak | 0 | 0 | 0 | 0 | 0 | 0 | 0 | 0 | 12 | 12 | 12 | 12
2013 | US | SPP | - | SPP | 7a5 | Hydro Expected On-Peak | 0 | 0 | -51.82 | -49.82 | -75.71 | -75.71 | -75.71 | -75.71 | -75.71 | -75.71 | -75.71 | -75.71
2013 | US | SPP | - | SPP | 7a6 | Hydro Derate On-Peak | 0 | 0 | 0 | 0 | 0 | 0 | 0 | 0 | 0 | 0 | 0 | 0
2013 | US | SPP | - | SPP | 7a7 | Biomass Expected On-Peak | 0 | 0 | 4 | 5.2 | 5.2 | 5.2 | 5.2 | 5.2 | 5.2 | 5.2 | 5.2 | 5.2
2013 | US | SPP | - | SPP | 7a8 | Biomass Derate On-Peak | 0 | 0 | 0 | 6 | 6 | 6 | 6 | 6 | 6 | 6 | 6 | 6
2013 | US | SPP | - | SPP | 7a9 | Transmission-Limited Resources | 0 | 0 | 0 | 0 | 0 | 0 | 0 | 0 | 0 | 0 | 0 | 0
2013 | US | SPP | - | SPP | 7a10 | Scheduled Outage - Maintenance | 0 | 2263 | 2263 | 2263 | 2263 | 2263 | 2263 | 2263 | 2263 | 2263 | 2263 | 2263
2013 | US | SPP | - | SPP | 7a11 | All Other Derates | 0 | 0 | 41 | 53 | 65 | 77 | 89 | 101 | 137 | 833 | 869 | 905
2013 | US | SPP | - | SPP | 7a12 | Energy-Only | 0 | 0 | 0 | 0 | 0 | 0 | 0 | 0 | 0 | 0 | 0 | 0
2013 | US | SPP | - | SPP | 7b | Future-Other | 0 | 0 | 0 | 0 | 0 | 0 | 0 | 0 | 0 | 0 | 0 | 0
2013 | US | SPP | - | SPP | 7b1 | Wind Expected On-Peak | 0 | 0 | 0 | 0 | 0 | 0 | 0 | 0 | 0 | 0 | 0 | 0
2013 | US | SPP | - | SPP | 7b2 | Wind Derate On-Peak | 0 | 0 | 245 | 245 | 245 | 245 | 245 | 245 | 245 | 245 | 245 | 245
2013 | US | SPP | - | SPP | 7b3 | Solar Expected On-Peak | 0 | 0 | 0 | 0 | 0 | 0 | 0 | 0 | 0 | 0 | 0 | 0
2013 | US | SPP | - | SPP | 7b4 | Solar Derate On-Peak | 0 | 0 | 0 | 0 | 0 | 0 | 0 | 0 | 0 | 0 | 0 | 0
2013 | US | SPP | - | SPP | 7b5 | Hydro Expected On-Peak | 0 | 0 | 0 | 0 | 0 | 0 | 0 | 0 | 0 | 0 | 0 | 0
2013 | US | SPP | - | SPP | 7b6 | Hydro Derate On-Peak | 0 | 0 | 0 | 0 | 0 | 0 | 0 | 0 | 0 | 0 | 0 | 0
2013 | US | SPP | - | SPP | 7b7 | Biomass Expected On-Peak | 0 | 0 | 0 | 0 | 0 | 0 | 0 | 0 | 0 | 0 | 0 | 0
2013 | US | SPP | - | SPP | 7b8 | Biomass Derate On-Peak | 0 | 0 | 4 | 4 | 4 | 4 | 4 | 4 | 4 | 4 | 4 | 4
2013 | US | SPP | - | SPP | 7b9 | Transmission-Limited Resources | 0 | 0 | 0 | 0 | 0 | 0 | 0 | 0 | 0 | 0 | 0 | 0
2013 | US | SPP | - | SPP | 7b10 | Scheduled Outage - Maintenance | 0 | 0 | 0 | 0 | 0 | 0 | 0 | 0 | 0 | 0 | 0 | 0
2013 | US | SPP | - | SPP | 7b11 | All Other Derates | 0 | 0 | 8 | 16 | 24 | 32 | 125 | 133 | 141 | 149 | 157 | 165
2013 | US | SPP | - | SPP | 7b12 | Energy-Only | 0 | 0 | 0 | 0 | 0 | 0 | 0 | 0 | 0 | 0 | 0 | 0
2013 | US | SPP | - | SPP | 8 | Conceptual | 0 | 194.268 | 266.85 | 864.273 | 1064.273 | 1432.273 | 1432.273 | 1432.273 | 2004.623 | 2164.623 | 2164.623 | 2164.623
2013 | US | SPP | - | SPP | 8a1 | Wind Expected On-Peak | 0 | 168.468 | 241.05 | 310.473 | 319.473 | 319.473 | 319.473 | 319.473 | 329.823 | 329.823 | 329.823 | 329.823
2013 | US | SPP | - | SPP | 8a2 | Wind Derate On-Peak | 0 | 5615.6 | 8035 | 10349.1 | 10649.1 | 10649.1 | 10649.1 | 10649.1 | 10994.1 | 10994.1 | 10994.1 | 10994.1
2013 | US | SPP | - | SPP | 8a3 | Solar Expected On-Peak | 0 | 0 | 0 | 0 | 0 | 0 | 0 | 0 | 0 | 0 | 0 | 0
2013 | US | SPP | - | SPP | 8a4 | Solar Derate On-Peak | 0 | 0 | 0 | 0 | 0 | 0 | 0 | 0 | 0 | 0 | 0 | 0
2013 | US | SPP | - | SPP | 8a5 | Hydro Expected On-Peak | 0 | 0 | 0 | 0 | 0 | 0 | 0 | 0 | 0 | 0 | 0 | 0
2013 | US | SPP | - | SPP | 8a6 | Hydro Derate On-Peak | 0 | 0 | 0 | 0 | 0 | 0 | 0 | 0 | 0 | 0 | 0 | 0
2013 | US | SPP | - | SPP | 8a7 | Biomass Expected On-Peak | 0 | 0 | 0 | 0 | 0 | 0 | 0 | 0 | 0 | 0 | 0 | 0
2013 | US | SPP | - | SPP | 8a8 | Biomass Derate On-Peak | 0 | 0 | 0 | 0 | 0 | 0 | 0 | 0 | 0 | 0 | 0 | 0
2013 | US | SPP | - | SPP | 8a9 | All Other Derates | 0 | 0 | 4.5475e-13 | 0 | 0 | 0 | 0 | 0 | 0 | 0 | 0 | 0
2013 | US | SPP | - | SPP | 8a10 | Energy-Only | 0 | 0 | 0 | 0 | 0 | 0 | 0 | 0 | 0 | 0 | 0 | 0
2013 | US | SPP | - | SPP | 9 | ANTICIPATED INTERNAL CAPACITY | 0 | 74383.5608 | 74745.8277 | 74949.2644 | 74802.9181 | 74863.5143 | 74905.0583 | 74744.8641 | 74787.5599 | 74868.0048 | 75440.4009 | 75478.4009
2013 | US | SPP | - | SPP | 10 | CAPACITY TRANSACTIONS - IMPORTS | 3216.2 | 3198.9 | 3209.9 | 3024.8 | 3024.8 | 3114.8 | 3114.8 | 2946.8 | 2946.8 | 2936.8 | 2936.8 | 2511.8
2013 | US | SPP | - | SPP | 10a | Firm | 3216.2 | 3173.9 | 3184.9 | 2999.8 | 2999.8 | 3089.8 | 3089.8 | 2921.8 | 2921.8 | 2911.8 | 2911.8 | 2486.8
2013 | US | SPP | - | SPP | 10a1 | Full-Responsibility Purchases | 2247.5 | 2457.9 | 2467.9 | 2463.8 | 2463.8 | 2553.8 | 2553.8 | 2385.8 | 2385.8 | 2375.8 | 2375.8 | 1950.8
2013 | US | SPP | - | SPP | 10a2 | Owned Capacity/Entitlement Located Outside the Region/Subregion | 460 | 716 | 717 | 536 | 536 | 536 | 536 | 536 | 536 | 536 | 536 | 536
2013 | US | SPP | - | SPP | 10b | Non-firm | 100 | 0 | 0 | 0 | 0 | 0 | 0 | 0 | 0 | 0 | 0 | 0
2013 | US | SPP | - | SPP | 10c | Expected | 0 | 25 | 25 | 25 | 25 | 25 | 25 | 25 | 25 | 25 | 25 | 25
2013 | US | SPP | - | SPP | 10c1 | Full-Responsibility Purchases | 0 | 25 | 25 | 25 | 25 | 25 | 25 | 25 | 25 | 25 | 25 | 25
2013 | US | SPP | - | SPP | 10c2 | Owned Capacity/Entitlement Located Outside the Region/Subregion | 0 | 0 | 0 | 0 | 0 | 0 | 0 | 0 | 0 | 0 | 0 | 0
2013 | US | SPP | - | SPP | 11 | CAPACITY TRANSACTIONS - EXPORTS | 842.1 | 2281.4 | 2300.8 | 2016.8 | 2017.8 | 2019.8 | 1940.8 | 1942.8 | 1944.8 | 1947.8 | 1949.8 | 307.8
2013 | US | SPP | - | SPP | 11a | Firm | 842.1 | 2234.4 | 2251.8 | 1965.8 | 1963.8 | 1963.8 | 1881.8 | 1881.8 | 1881.8 | 1881.8 | 1881.8 | 236.8
2013 | US | SPP | - | SPP | 11a1 | Full-Responsibility Purchases | 791.1 | 2183.4 | 2192.8 | 1916.8 | 1916.8 | 1916.8 | 1881.8 | 1881.8 | 1881.8 | 1881.8 | 1881.8 | 236.8
2013 | US | SPP | - | SPP | 11a2 | Owned Capacity/Entitlement Located Outside the Region/Subregion | 51 | 51 | 59 | 49 | 47 | 47 | 0 | 0 | 0 | 0 | 0 | 0
2013 | US | SPP | - | SPP | 11b | Non-firm | 0 | 0 | 0 | 0 | 0 | 0 | 0 | 0 | 0 | 0 | 0 | 0
2013 | US | SPP | - | SPP | 11c | Expected | 0 | 47 | 49 | 51 | 54 | 56 | 59 | 61 | 63 | 66 | 68 | 71
2013 | US | SPP | - | SPP | 11c1 | Full-Responsibility Purchases | 0 | 47 | 49 | 51 | 54 | 56 | 59 | 61 | 63 | 66 | 68 | 71
2013 | US | SPP | - | SPP | 11c2 | Owned Capacity/Entitlement Located Outside the Region/Subregion | 0 | 0 | 0 | 0 | 0 | 0 | 0 | 0 | 0 | 0 | 0 | 0
2013 | US | SPP | - | SPP | 12 | EXISTING-CERTAIN & NET FIRM TRANSACTIONS | 73793.3 | 71988.5508 | 74273.5077 | 74378.6444 | 74435.3981 | 74554.9543 | 74678.4983 | 74551.3041 | 74592.7999 | 74623.2448 | 74636.6409 | 75894.6409
2013 | US | SPP | - | SPP | 13 | ANTICIPATED CAPACITY RESOURCES | 0 | 0 | 73391.9277 | 73694.2644 | 73546.9181 | 73695.5143 | 73816.0583 | 73485.8641 | 73526.5599 | 73594.0048 | 74164.4009 | 75419.4009
2013 | US | SPP | - | SPP | 14 | PROSPECTIVE CAPACITY RESOURCES | 0 | 0 | 73367.9277 | 73668.2644 | 73517.9181 | 73664.5143 | 73782.0583 | 73449.8641 | 73488.5599 | 73553.0048 | 74121.4009 | 75373.4009
2013 | US | SPP | - | SPP | 15 | TOTAL POTENTIAL CAPACITY RESOURCES | 0 | 0 | 73634.7777 | 74532.5374 | 74582.1911 | 75096.7873 | 75214.3313 | 74882.1371 | 75493.1829 | 75717.6278 | 76286.0239 | 77538.0239
2013 | US | SPP | - | SPP | 16 | ADJUSTED POTENTIAL CAPACITY RESOURCES | 0 | 0 | 73394.6127 | 73754.6917 | 73624.3454 | 73807.7416 | 73925.2856 | 73593.0914 | 73689.0222 | 73769.4671 | 74337.8632 | 75589.8632
2013 | US | SPP | - | SPP | 16a | Confidence of Future-Other | 0 | 0 | 0.2 | 0.2 | 0.2 | 0.2 | 0.2 | 0.2 | 0.2 | 0.2 | 0.2 | 0.2
2013 | US | SPP | - | SPP | 16b | Net Future-Other Resources After Confidence Percentage Is Applied | 0 | 0 | 0 | 0 | 0 | 0 | 0 | 0 | 0 | 0 | 0 | 0
2013 | US | SPP | - | SPP | 16c | Confidence of Conceptual | 0 | 0 | 0.1 | 0.1 | 0.1 | 0.1 | 0.1 | 0.1 | 0.1 | 0.1 | 0.1 | 0.1
2013 | US | SPP | - | SPP | 16d | Net Conceptual Resources After Confidence Percentage Is Applied | 0 | 0 | 26.685 | 86.4273 | 106.4273 | 143.2273 | 143.2273 | 143.2273 | 200.4623 | 216.4623 | 216.4623 | 216.4623
2013 | US | SPP | - | SPP | 17 | ASSESSMENT AREA TARGET RESERVE MARGIN | 0% | 0% | 13.6% | 13.6% | 13.6% | 13.6% | 13.6% | 13.6% | 13.6% | 13.6% | 13.6% | 13.6%
2013 | US | SPP | - | SPP | 18 | EXISTING-CERTAIN AND NET FIRM TRANSACTIONS RESERVE MARGIN | 38.77% | 35.37% | 37.34% | 35.92% | 34.28% | 32.61% | 31% | 28.99% | 28.49% | 28.49% | 27.95% | 29.45%
2013 | US | SPP | - | SPP | 19 | ANTICIPATED CAPACITY RESOURCES RESERVE MARGIN | 0% | 0% | 35.71% | 34.67% | 32.68% | 31.08% | 29.49% | 27.15% | 26.66% | 26.72% | 27.14% | 28.64%
2013 | US | SPP | - | SPP | 20 | PROSPECTIVE CAPACITY RESOURCES RESERVE MARGIN | 0% | 0% | 35.67% | 34.62% | 32.62% | 31.03% | 29.43% | 27.08% | 26.59% | 26.65% | 27.06% | 28.56%
2013 | US | SPP | - | SPP | 21 | TOTAL POTENTIAL RESOURCES RESERVE MARGIN | 0% | 0% | 36.16% | 36.2% | 34.54% | 33.58% | 31.94% | 29.56% | 30.04% | 30.38% | 30.77% | 32.25%
2013 | US | SPP | - | SPP | 22 | ADJUSTED POTENTIAL RESOURCES RESERVE MARGIN | 0% | 0% | 35.72% | 34.78% | 32.82% | 31.28% | 29.68% | 27.33% | 26.94% | 27.02% | 27.43% | 28.93%
2013 | US | SPP | - | SPP | 23 | Total Baseline Installed Capacity | 78361 | 0 | 0 | 0 | 0 | 0 | 0 | 0 | 0 | 0 | 0 | 0
2013 | US | SPP | - | SPP | 24 | Distributed or Other Capacity (Behind the Meter) < 1 MW | 0 | 0 | 0 | 0 | 0 | 0 | 0 | 0 | 0 | 0 | 0 | 0
2013 | US | SPP | - | SPP | 25 | Distributed or Other Capacity (Behind the Meter) ≥ 1 MW | 0 | 0 | 0 | 0 | 0 | 0 | 0 | 0 | 0 | 0 | 0 | 0
2013 | US | SPP | - | SPP | 26 | Capacity Total from EIA-860 | 0 | 0 | 0 | 0 | 0 | 0 | 0 | 0 | 0 | 0 | 0 | 0
2013 | CAN | WECC | - | AB | 1 | Unrestricted Non-coincident Peak Demand | 0 | 10022 | 10388 | 10819 | 11259 | 11955 | 12615 | 13013 | 13289 | 13574 | 13842 | 14110
2013 | CAN | WECC | - | AB | 1a | New Conservation (Energy Efficiency) | 0 | 0 | 0 | 0 | 0 | 0 | 0 | 0 | 0 | 0 | 0 | 0
2013 | CAN | WECC | - | AB | 1b | Estimated Diversity | 0 | 0 | 0 | 0 | 0 | 0 | 0 | 0 | 0 | 0 | 0 | 0
2013 | CAN | WECC | - | AB | 1c | Additions for non-member load (load served by non-registered LSE's in a region) | 0 | 0 | 0 | 0 | 0 | 0 | 0 | 0 | 0 | 0 | 0 | 0
2013 | CAN | WECC | - | AB | 1d | Stand-by Load Under Contract (Normally served by behind the meter generation) | 0 | 0 | 0 | 0 | 0 | 0 | 0 | 0 | 0 | 0 | 0 | 0
2013 | CAN | WECC | - | AB | 1e | Non-Controllable Demand-Side Demand Response | 0 | 0 | 0 | 0 | 0 | 0 | 0 | 0 | 0 | 0 | 0 | 0
2013 | CAN | WECC | - | AB | 2 | Total Internal Demand | 9885 | 10022 | 10388 | 10819 | 11259 | 11955 | 12615 | 13013 | 13289 | 13574 | 13842 | 14110
2013 | CAN | WECC | - | AB | 2a | Supply-Side Direct Control Load Management (DCLM) | 0 | 0 | 0 | 0 | 0 | 0 | 0 | 0 | 0 | 0 | 0 | 0
2013 | CAN | WECC | - | AB | 2b | Supply-Side Contractually Interruptible (Curtailable) | 0 | 0 | 0 | 0 | 0 | 0 | 0 | 0 | 0 | 0 | 0 | 0
2013 | CAN | WECC | - | AB | 2c | Supply-Side Critical Peak-Pricing (CPP) with Control | 0 | 0 | 0 | 0 | 0 | 0 | 0 | 0 | 0 | 0 | 0 | 0
2013 | CAN | WECC | - | AB | 2d | Supply-Side Load as a Capacity Resource | 0 | 0 | 0 | 0 | 0 | 0 | 0 | 0 | 0 | 0 | 0 | 0
2013 | CAN | WECC | - | AB | 3 | Net Internal Demand | 9885 | 10022 | 10388 | 10819 | 11259 | 11955 | 12615 | 13013 | 13289 | 13574 | 13842 | 14110
2013 | CAN | WECC | - | AB | 3a | Demand-Side Direct Control Load Management (DCLM) | 0 | 0 | 0 | 0 | 0 | 0 | 0 | 0 | 0 | 0 | 0 | 0
2013 | CAN | WECC | - | AB | 3b | Demand-Side Contractually Interruptible (Curtailable) | 0 | 0 | 0 | 0 | 0 | 0 | 0 | 0 | 0 | 0 | 0 | 0
2013 | CAN | WECC | - | AB | 3c | Demand-Side Critical Peak-Pricing (CPP) with Control | 0 | 0 | 0 | 0 | 0 | 0 | 0 | 0 | 0 | 0 | 0 | 0
2013 | CAN | WECC | - | AB | 3d | Demand-Side Load as a Capacity Resource | 0 | 0 | 0 | 0 | 0 | 0 | 0 | 0 | 0 | 0 | 0 | 0
2013 | CAN | WECC | - | AB | 4 | Total Controllable Demand Response | 0 | 0 | 0 | 0 | 0 | 0 | 0 | 0 | 0 | 0 | 0 | 0
2013 | CAN | WECC | - | AB | 4a | Demand Response used for Ancillary Services - Spinning Reserves | 0 | 0 | 0 | 0 | 0 | 0 | 0 | 0 | 0 | 0 | 0 | 0
2013 | CAN | WECC | - | AB | 4b | Demand Response used for Ancillary Services - Non-Spinning Reserves | 0 | 0 | 0 | 0 | 0 | 0 | 0 | 0 | 0 | 0 | 0 | 0
2013 | CAN | WECC | - | AB | 4c | Demand Response used for Regulation | 0 | 0 | 0 | 0 | 0 | 0 | 0 | 0 | 0 | 0 | 0 | 0
2013 | CAN | WECC | - | AB | 4d | Demand Response used for Energy, Voluntary Services - Emergency | 0 | 0 | 0 | 0 | 0 | 0 | 0 | 0 | 0 | 0 | 0 | 0
2013 | CAN | WECC | - | AB | 5 | TOTAL INTERNAL CAPACITY | 0 | 13981.096 | 15680.096 | 17516.896 | 18640.896 | 19785.896 | 20285.896 | 20385.896 | 20385.896 | 20385.896 | 20385.896 | 20385.896
2013 | CAN | WECC | - | AB | 6a | Existing-Certain | 0 | 12062.6058 | 12062.6058 | 12062.6058 | 12062.6058 | 12062.6058 | 12062.6058 | 12062.6058 | 12062.6058 | 12062.6058 | 12062.6058 | 12062.6058
2013 | CAN | WECC | - | AB | 6a1 | Wind Expected On-Peak | 0 | 275.0458 | 275.0458 | 275.0458 | 275.0458 | 275.0458 | 275.0458 | 275.0458 | 275.0458 | 275.0458 | 275.0458 | 275.0458
2013 | CAN | WECC | - | AB | 6a2 | Solar Expected On-Peak | 0 | 0 | 0 | 0 | 0 | 0 | 0 | 0 | 0 | 0 | 0 | 0
2013 | CAN | WECC | - | AB | 6a3 | Hydro Expected On-Peak | 0 | 304 | 304 | 304 | 304 | 304 | 304 | 304 | 304 | 304 | 304 | 304
2013 | CAN | WECC | - | AB | 6a4 | Biomass Expected On-Peak | 0 | 280 | 280 | 280 | 280 | 280 | 280 | 280 | 280 | 280 | 280 | 280
2013 | CAN | WECC | - | AB | 6b | Existing-Other | 0 | 0 | 0 | 0 | 0 | 0 | 0 | 0 | 0 | 0 | 0 | 0
2013 | CAN | WECC | - | AB | 6b1 | Wind Derate On-Peak | 0 | 821.9902 | 821.9902 | 821.9902 | 821.9902 | 821.9902 | 821.9902 | 821.9902 | 821.9902 | 821.9902 | 821.9902 | 821.9902
2013 | CAN | WECC | - | AB | 6b2 | Solar Derate On-Peak | 0 | 0 | 0 | 0 | 0 | 0 | 0 | 0 | 0 | 0 | 0 | 0
2013 | CAN | WECC | - | AB | 6b3 | Hydro Derate On-Peak | 0 | 606.5 | 606.5 | 606.5 | 606.5 | 606.5 | 606.5 | 606.5 | 606.5 | 606.5 | 606.5 | 606.5
2013 | CAN | WECC | - | AB | 6b4 | Biomass Derate On-Peak | 0 | 0 | 0 | 0 | 0 | 0 | 0 | 0 | 0 | 0 | 0 | 0
2013 | CAN | WECC | - | AB | 6b5 | Transmission-Limited Resources | 0 | 0 | 0 | 0 | 0 | 0 | 0 | 0 | 0 | 0 | 0 | 0
2013 | CAN | WECC | - | AB | 6b6 | All Other Derates | 0 | 0 | 0 | 0 | 0 | 0 | 0 | 0 | 0 | 0 | 0 | 0
2013 | CAN | WECC | - | AB | 6b7 | Energy-Only (Existing-Other) | 0 | 0 | 0 | 0 | 0 | 0 | 0 | 0 | 0 | 0 | 0 | 0
2013 | CAN | WECC | - | AB | 6c | Unplanned Outages (Actual) / Current and Future Inoperable Resources | 0 | 576 | 576 | 576 | 576 | 576 | 576 | 576 | 576 | 576 | 576 | 576
2013 | CAN | WECC | - | AB | 6d | Total Supply-Side Demand Response | 0 | 0 | 0 | 0 | 0 | 0 | 0 | 0 | 0 | 0 | 0 | 0
2013 | CAN | WECC | - | AB | 7 | TOTAL FUTURE CAPACITY ADDITIONS | 0 | -86 | 760.3162 | 2083.258 | 2930.0234 | 3565.5111 | 4065.5111 | 4165.5111 | 4165.5111 | 4165.5111 | 4165.5111 | 4165.5111
2013 | CAN | WECC | - | AB | 7a | Future-Planned | 0 | -86 | 760.3162 | 2083.258 | 2930.0234 | 3565.5111 | 4065.5111 | 4165.5111 | 4165.5111 | 4165.5111 | 4165.5111 | 4165.5111
2013 | CAN | WECC | - | AB | 7a1 | Wind Expected On-Peak | 0 | 0 | 285.3162 | 457.258 | 550.0234 | 720.5111 | 720.5111 | 720.5111 | 720.5111 | 720.5111 | 720.5111 | 720.5111
2013 | CAN | WECC | - | AB | 7a2 | Wind Derate On-Peak | 0 | 0 | 852.6838 | 1366.542 | 1643.7766 | 2153.2889 | 2153.2889 | 2153.2889 | 2153.2889 | 2153.2889 | 2153.2889 | 2153.2889
2013 | CAN | WECC | - | AB | 7a3 | Solar Expected On-Peak | 0 | 0 | 0 | 0 | 0 | 0 | 0 | 0 | 0 | 0 | 0 | 0
2013 | CAN | WECC | - | AB | 7a4 | Solar Derate On-Peak | 0 | 0 | 0 | 0 | 0 | 0 | 0 | 0 | 0 | 0 | 0 | 0
2013 | CAN | WECC | - | AB | 7a5 | Hydro Expected On-Peak | 0 | 0 | 0 | 0 | 0 | 0 | 0 | 0 | 0 | 0 | 0 | 0
2013 | CAN | WECC | - | AB | 7a6 | Hydro Derate On-Peak | 0 | 0 | 0 | 0 | 0 | 0 | 0 | 0 | 0 | 0 | 0 | 0
2013 | CAN | WECC | - | AB | 7a7 | Biomass Expected On-Peak | 0 | 0 | 0 | 41 | 41 | 41 | 41 | 41 | 41 | 41 | 41 | 41
2013 | CAN | WECC | - | AB | 7a8 | Biomass Derate On-Peak | 0 | 0 | 0 | 0 | 0 | 0 | 0 | 0 | 0 | 0 | 0 | 0
2013 | CAN | WECC | - | AB | 7a9 | Transmission-Limited Resources | 0 | 0 | 0 | 0 | 0 | 0 | 0 | 0 | 0 | 0 | 0 | 0
2013 | CAN | WECC | - | AB | 7a10 | Scheduled Outage - Maintenance | 0 | 0 | 0 | 49 | 94 | 34 | 15 | 0 | 0 | 0 | 0 | 0
2013 | CAN | WECC | - | AB | 7a11 | All Other Derates | 0 | 0 | 0 | 0 | 0 | 0 | 0 | 0 | 0 | 0 | 0 | 0
2013 | CAN | WECC | - | AB | 7a12 | Energy-Only | 0 | 0 | 0 | 0 | 0 | 0 | 0 | 0 | 0 | 0 | 0 | 0
2013 | CAN | WECC | - | AB | 7b | Future-Other | 0 | 0 | 0 | 0 | 0 | 0 | 0 | 0 | 0 | 0 | 0 | 0
2013 | CAN | WECC | - | AB | 7b1 | Wind Expected On-Peak | 0 | 0 | 0 | 0 | 0 | 0 | 0 | 0 | 0 | 0 | 0 | 0
2013 | CAN | WECC | - | AB | 7b2 | Wind Derate On-Peak | 0 | 0 | 0 | 0 | 0 | 0 | 0 | 0 | 0 | 0 | 0 | 0
2013 | CAN | WECC | - | AB | 7b3 | Solar Expected On-Peak | 0 | 0 | 0 | 0 | 0 | 0 | 0 | 0 | 0 | 0 | 0 | 0
2013 | CAN | WECC | - | AB | 7b4 | Solar Derate On-Peak | 0 | 0 | 0 | 0 | 0 | 0 | 0 | 0 | 0 | 0 | 0 | 0
2013 | CAN | WECC | - | AB | 7b5 | Hydro Expected On-Peak | 0 | 0 | 0 | 0 | 0 | 0 | 0 | 0 | 0 | 0 | 0 | 0
2013 | CAN | WECC | - | AB | 7b6 | Hydro Derate On-Peak | 0 | 0 | 0 | 0 | 0 | 0 | 0 | 0 | 0 | 0 | 0 | 0
2013 | CAN | WECC | - | AB | 7b7 | Biomass Expected On-Peak | 0 | 0 | 0 | 0 | 0 | 0 | 0 | 0 | 0 | 0 | 0 | 0
2013 | CAN | WECC | - | AB | 7b8 | Biomass Derate On-Peak | 0 | 0 | 0 | 0 | 0 | 0 | 0 | 0 | 0 | 0 | 0 | 0
2013 | CAN | WECC | - | AB | 7b9 | Transmission-Limited Resources | 0 | 0 | 0 | 0 | 0 | 0 | 0 | 0 | 0 | 0 | 0 | 0
2013 | CAN | WECC | - | AB | 7b10 | Scheduled Outage - Maintenance | 0 | 0 | 0 | 0 | 0 | 0 | 0 | 0 | 0 | 0 | 0 | 0
2013 | CAN | WECC | - | AB | 7b11 | All Other Derates | 0 | 0 | 0 | 0 | 0 | 0 | 0 | 0 | 0 | 0 | 0 | 0
2013 | CAN | WECC | - | AB | 7b12 | Energy-Only | 0 | 0 | 0 | 0 | 0 | 0 | 0 | 0 | 0 | 0 | 0 | 0
2013 | CAN | WECC | - | AB | 8 | Conceptual | 0 | 0 | 190.2861 | 521.4152 | 921.4152 | 1701.4152 | 3461.7235 | 3551.7235 | 4051.7235 | 4051.7235 | 4051.7235 | 4051.7235
2013 | CAN | WECC | - | AB | 8a1 | Wind Expected On-Peak | 0 | 0 | 30.0861 | 75.2152 | 75.2152 | 75.2152 | 75.2152 | 75.2152 | 75.2152 | 75.2152 | 75.2152 | 75.2152
2013 | CAN | WECC | - | AB | 8a2 | Wind Derate On-Peak | 0 | 0 | 89.9139 | 224.7848 | 224.7848 | 224.7848 | 224.7848 | 224.7848 | 224.7848 | 224.7848 | 224.7848 | 224.7848
2013 | CAN | WECC | - | AB | 8a3 | Solar Expected On-Peak | 0 | 0 | 0 | 0 | 0 | 0 | 10.3083 | 10.3083 | 10.3083 | 10.3083 | 10.3083 | 10.3083
2013 | CAN | WECC | - | AB | 8a4 | Solar Derate On-Peak | 0 | 0 | 0 | 0 | 0 | 0 | 4.6917 | 4.6917 | 4.6917 | 4.6917 | 4.6917 | 4.6917
2013 | CAN | WECC | - | AB | 8a5 | Hydro Expected On-Peak | 0 | 0 | 0 | 0 | 0 | 0 | 0 | 0 | 0 | 0 | 0 | 0
2013 | CAN | WECC | - | AB | 8a6 | Hydro Derate On-Peak | 0 | 0 | 0 | 0 | 0 | 0 | 0 | 0 | 0 | 0 | 0 | 0
2013 | CAN | WECC | - | AB | 8a7 | Biomass Expected On-Peak | 0 | 0 | 0 | 0 | 0 | 0 | 0 | 0 | 0 | 0 | 0 | 0
2013 | CAN | WECC | - | AB | 8a8 | Biomass Derate On-Peak | 0 | 0 | 0 | 0 | 0 | 0 | 0 | 0 | 0 | 0 | 0 | 0
2013 | CAN | WECC | - | AB | 8a9 | All Other Derates | 0 | 0 | 0 | 0 | 0 | 0 | 0 | 0 | 0 | 0 | 0 | 0
2013 | CAN | WECC | - | AB | 8a10 | Energy-Only | 0 | 0 | 0 | 0 | 0 | 0 | 0 | 0 | 0 | 0 | 0 | 0
2013 | CAN | WECC | - | AB | 9 | ANTICIPATED INTERNAL CAPACITY | 0 | 11976.6058 | 12822.922 | 14145.8638 | 14992.6292 | 15628.1169 | 16128.1169 | 16228.1169 | 16228.1169 | 16228.1169 | 16228.1169 | 16228.1169
2013 | CAN | WECC | - | AB | 10 | CAPACITY TRANSACTIONS - IMPORTS | 0 | 0 | 0 | 0 | 0 | 0 | 0 | 0 | 0 | 0 | 0 | 0
2013 | CAN | WECC | - | AB | 10a | Firm | 0 | 0 | 0 | 0 | 0 | 0 | 0 | 0 | 0 | 0 | 0 | 0
2013 | CAN | WECC | - | AB | 10a1 | Full-Responsibility Purchases | 0 | 0 | 0 | 0 | 0 | 0 | 0 | 0 | 0 | 0 | 0 | 0
2013 | CAN | WECC | - | AB | 10a2 | Owned Capacity/Entitlement Located Outside the Region/Subregion | 0 | 0 | 0 | 0 | 0 | 0 | 0 | 0 | 0 | 0 | 0 | 0
2013 | CAN | WECC | - | AB | 10b | Non-firm | 0 | 0 | 0 | 0 | 0 | 0 | 0 | 0 | 0 | 0 | 0 | 0
2013 | CAN | WECC | - | AB | 10c | Expected | 0 | 0 | 0 | 0 | 0 | 0 | 0 | 0 | 0 | 0 | 0 | 0
2013 | CAN | WECC | - | AB | 10c1 | Full-Responsibility Purchases | 0 | 0 | 0 | 0 | 0 | 0 | 0 | 0 | 0 | 0 | 0 | 0
2013 | CAN | WECC | - | AB | 10c2 | Owned Capacity/Entitlement Located Outside the Region/Subregion | 0 | 0 | 0 | 0 | 0 | 0 | 0 | 0 | 0 | 0 | 0 | 0
2013 | CAN | WECC | - | AB | 11 | CAPACITY TRANSACTIONS - EXPORTS | 0 | 0 | 0 | 0 | 0 | 0 | 0 | 0 | 0 | 0 | 0 | 0
2013 | CAN | WECC | - | AB | 11a | Firm | 0 | 0 | 0 | 0 | 0 | 0 | 0 | 0 | 0 | 0 | 0 | 0
2013 | CAN | WECC | - | AB | 11a1 | Full-Responsibility Purchases | 0 | 0 | 0 | 0 | 0 | 0 | 0 | 0 | 0 | 0 | 0 | 0
2013 | CAN | WECC | - | AB | 11a2 | Owned Capacity/Entitlement Located Outside the Region/Subregion | 0 | 0 | 0 | 0 | 0 | 0 | 0 | 0 | 0 | 0 | 0 | 0
2013 | CAN | WECC | - | AB | 11b | Non-firm | 0 | 0 | 0 | 0 | 0 | 0 | 0 | 0 | 0 | 0 | 0 | 0
2013 | CAN | WECC | - | AB | 11c | Expected | 0 | 0 | 0 | 0 | 0 | 0 | 0 | 0 | 0 | 0 | 0 | 0
2013 | CAN | WECC | - | AB | 11c1 | Full-Responsibility Purchases | 0 | 0 | 0 | 0 | 0 | 0 | 0 | 0 | 0 | 0 | 0 | 0
2013 | CAN | WECC | - | AB | 11c2 | Owned Capacity/Entitlement Located Outside the Region/Subregion | 0 | 0 | 0 | 0 | 0 | 0 | 0 | 0 | 0 | 0 | 0 | 0
2013 | CAN | WECC | - | AB | 12 | EXISTING-CERTAIN & NET FIRM TRANSACTIONS | 0 | 12062.6058 | 12062.6058 | 12062.6058 | 12062.6058 | 12062.6058 | 12062.6058 | 12062.6058 | 12062.6058 | 12062.6058 | 12062.6058 | 12062.6058
2013 | CAN | WECC | - | AB | 13 | ANTICIPATED CAPACITY RESOURCES | 0 | 0 | 12822.922 | 14096.8638 | 14898.6292 | 15594.1169 | 16113.1169 | 16228.1169 | 16228.1169 | 16228.1169 | 16228.1169 | 16228.1169
2013 | CAN | WECC | - | AB | 14 | PROSPECTIVE CAPACITY RESOURCES | 0 | 0 | 12822.922 | 14096.8638 | 14898.6292 | 15594.1169 | 16113.1169 | 16228.1169 | 16228.1169 | 16228.1169 | 16228.1169 | 16228.1169
2013 | CAN | WECC | - | AB | 15 | TOTAL POTENTIAL CAPACITY RESOURCES | 0 | 0 | 13013.208 | 14618.279 | 15820.0443 | 17295.532 | 19574.8404 | 19779.8404 | 20279.8404 | 20279.8404 | 20279.8404 | 20279.8404
2013 | CAN | WECC | - | AB | 16 | ADJUSTED POTENTIAL CAPACITY RESOURCES | 0 | 0 | 13013.2061 | 14618.2738 | 15820.0351 | 17295.515 | 19574.8058 | 19779.8049 | 20279.7999 | 20279.7999 | 20279.7999 | 20279.7999
2013 | CAN | WECC | - | AB | 16a | Confidence of Future-Other | 0 | 0 | 0.99999 | 0.99999 | 0.99999 | 0.99999 | 0.99999 | 0.99999 | 0.99999 | 0.99999 | 0.99999 | 0.99999
2013 | CAN | WECC | - | AB | 16b | Net Future-Other Resources After Confidence Percentage Is Applied | 0 | 0 | 0 | 0 | 0 | 0 | 0 | 0 | 0 | 0 | 0 | 0
2013 | CAN | WECC | - | AB | 16c | Confidence of Conceptual | 0 | 0 | 0.99999 | 0.99999 | 0.99999 | 0.99999 | 0.99999 | 0.99999 | 0.99999 | 0.99999 | 0.99999 | 0.99999
2013 | CAN | WECC | - | AB | 16d | Net Conceptual Resources After Confidence Percentage Is Applied | 0 | 0 | 190.2842 | 521.4099 | 921.4059 | 1701.3981 | 3461.6889 | 3551.688 | 4051.683 | 4051.683 | 4051.683 | 4051.683
2013 | CAN | WECC | - | AB | 17 | ASSESSMENT AREA TARGET RESERVE MARGIN | 0% | 0% | 12.25% | 12.25% | 12.25% | 12.25% | 12.25% | 12.25% | 12.25% | 12.25% | 12.25% | 12.25%
2013 | CAN | WECC | - | AB | 18 | EXISTING-CERTAIN AND NET FIRM TRANSACTIONS RESERVE MARGIN | -100% | 20.36% | 0% | 0% | 0% | 0% | 0% | 0% | 0% | 0% | 0% | 0%
2013 | CAN | WECC | - | AB | 19 | ANTICIPATED CAPACITY RESOURCES RESERVE MARGIN | 0% | 0% | 23.44% | 30.3% | 32.33% | 30.44% | 27.73% | 24.71% | 22.12% | 19.55% | 17.24% | 15.01%
2013 | CAN | WECC | - | AB | 20 | PROSPECTIVE CAPACITY RESOURCES RESERVE MARGIN | 0% | 0% | 23.44% | 30.3% | 32.33% | 30.44% | 27.73% | 24.71% | 22.12% | 19.55% | 17.24% | 15.01%
2013 | CAN | WECC | - | AB | 21 | TOTAL POTENTIAL RESOURCES RESERVE MARGIN | 0% | 0% | 25.27% | 35.12% | 40.51% | 44.67% | 55.17% | 52% | 52.61% | 49.4% | 46.51% | 43.73%
2013 | CAN | WECC | - | AB | 22 | ADJUSTED POTENTIAL RESOURCES RESERVE MARGIN | 0% | 0% | 25.27% | 35.12% | 40.51% | 44.67% | 55.17% | 52% | 52.61% | 49.4% | 46.51% | 43.73%
2013 | CAN | WECC | - | AB | 23 | Total Baseline Installed Capacity | 0 | 0 | 0 | 0 | 0 | 0 | 0 | 0 | 0 | 0 | 0 | 0
2013 | CAN | WECC | - | AB | 24 | Distributed or Other Capacity (Behind the Meter) < 1 MW | 0 | 0 | 0 | 0 | 0 | 0 | 0 | 0 | 0 | 0 | 0 | 0
2013 | CAN | WECC | - | AB | 25 | Distributed or Other Capacity (Behind the Meter) ≥ 1 MW | 0 | 0 | 0 | 0 | 0 | 0 | 0 | 0 | 0 | 0 | 0 | 0
2013 | CAN | WECC | - | AB | 26 | Capacity Total from EIA-860 | 0 | 0 | 0 | 0 | 0 | 0 | 0 | 0 | 0 | 0 | 0 | 0
2013 | US | WECC | - | BASN | 1 | Unrestricted Non-coincident Peak Demand | 0 | 14014.9 | 14184.9 | 14342.3 | 14430.2 | 14497.2 | 14647.1 | 14831 | 15244.5 | 15408.4 | 15462 | 15428.4
2013 | US | WECC | - | BASN | 1a | New Conservation (Energy Efficiency) | 0 | 13 | 24 | 37 | 50 | 63 | 77 | 90 | 102 | 113 | 128 | 52
2013 | US | WECC | - | BASN | 1b | Estimated Diversity | 0 | 0 | 0 | 0 | 0 | 0 | 0 | 0 | 0 | 0 | 0 | 0
2013 | US | WECC | - | BASN | 1c | Additions for non-member load (load served by non-registered LSE's in a region) | 0 | 0 | 0 | 0 | 0 | 0 | 0 | 0 | 0 | 0 | 0 | 0
2013 | US | WECC | - | BASN | 1d | Stand-by Load Under Contract (Normally served by behind the meter generation) | 0 | 0 | 0 | 0 | 0 | 0 | 0 | 0 | 0 | 0 | 0 | 0
2013 | US | WECC | - | BASN | 1e | Non-Controllable Demand-Side Demand Response | 0 | 0 | 0 | 0 | 0 | 0 | 0 | 0 | 0 | 0 | 0 | 0
2013 | US | WECC | - | BASN | 2 | Total Internal Demand | 0 | 14001.9 | 14160.9 | 14305.3 | 14380.2 | 14434.2 | 14570.1 | 14741 | 15142.5 | 15295.4 | 15334 | 15376.4
2013 | US | WECC | - | BASN | 2a | Supply-Side Direct Control Load Management (DCLM) | 0 | 0 | 0 | 0 | 0 | 0 | 0 | 0 | 0 | 0 | 0 | 0
2013 | US | WECC | - | BASN | 2b | Supply-Side Contractually Interruptible (Curtailable) | 0 | 0 | 0 | 0 | 0 | 0 | 0 | 0 | 0 | 0 | 0 | 0
2013 | US | WECC | - | BASN | 2c | Supply-Side Critical Peak-Pricing (CPP) with Control | 0 | 0 | 0 | 0 | 0 | 0 | 0 | 0 | 0 | 0 | 0 | 0
2013 | US | WECC | - | BASN | 2d | Supply-Side Load as a Capacity Resource | 0 | 0 | 0 | 0 | 0 | 0 | 0 | 0 | 0 | 0 | 0 | 0
2013 | US | WECC | - | BASN | 3 | Net Internal Demand | 0 | 13335.9 | 13458.9 | 13600.3 | 13324.2 | 13378.2 | 13514.1 | 13685 | 14086.5 | 14239.4 | 14278 | 14320.4
2013 | US | WECC | - | BASN | 3a | Demand-Side Direct Control Load Management (DCLM) | 0 | 482 | 518 | 521 | 872 | 872 | 872 | 872 | 872 | 872 | 872 | 872
2013 | US | WECC | - | BASN | 3b | Demand-Side Contractually Interruptible (Curtailable) | 0 | 184 | 184 | 184 | 184 | 184 | 184 | 184 | 184 | 184 | 184 | 184
2013 | US | WECC | - | BASN | 3c | Demand-Side Critical Peak-Pricing (CPP) with Control | 0 | 0 | 0 | 0 | 0 | 0 | 0 | 0 | 0 | 0 | 0 | 0
2013 | US | WECC | - | BASN | 3d | Demand-Side Load as a Capacity Resource | 0 | 0 | 0 | 0 | 0 | 0 | 0 | 0 | 0 | 0 | 0 | 0
2013 | US | WECC | - | BASN | 4 | Total Controllable Demand Response | 0 | 666 | 702 | 705 | 1056 | 1056 | 1056 | 1056 | 1056 | 1056 | 1056 | 1056
2013 | US | WECC | - | BASN | 4a | Demand Response used for Ancillary Services - Spinning Reserves | 0 | 0 | 0 | 0 | 0 | 0 | 0 | 0 | 0 | 0 | 0 | 0
2013 | US | WECC | - | BASN | 4b | Demand Response used for Ancillary Services - Non-Spinning Reserves | 0 | 0 | 0 | 0 | 0 | 0 | 0 | 0 | 0 | 0 | 0 | 0
2013 | US | WECC | - | BASN | 4c | Demand Response used for Regulation | 0 | 0 | 0 | 0 | 0 | 0 | 0 | 0 | 0 | 0 | 0 | 0
2013 | US | WECC | - | BASN | 4d | Demand Response used for Energy, Voluntary Services - Emergency | 0 | 65 | 65 | 65 | 65 | 35 | 35 | 35 | 35 | 35 | 35 | 35
2013 | US | WECC | - | BASN | 5 | TOTAL INTERNAL CAPACITY | 0 | 15434.3756 | 16232.9756 | 16436.8756 | 16400.2996 | 16400.2996 | 16540.2996 | 16477.2996 | 16477.2996 | 16477.2996 | 16364.2996 | 16364.2996
2013 | US | WECC | - | BASN | 6a | Existing-Certain | 0 | 12456.5548 | 12456.5548 | 12456.5548 | 12456.5548 | 12456.5548 | 12456.5548 | 12456.5548 | 12456.5548 | 12456.5548 | 12456.5548 | 12456.5548
2013 | US | WECC | - | BASN | 6a1 | Wind Expected On-Peak | 0 | 734.7319 | 734.7319 | 734.7319 | 734.7319 | 734.7319 | 734.7319 | 734.7319 | 734.7319 | 734.7319 | 734.7319 | 734.7319
2013 | US | WECC | - | BASN | 6a2 | Solar Expected On-Peak | 0 | 17.3729 | 17.3729 | 17.3729 | 17.3729 | 17.3729 | 17.3729 | 17.3729 | 17.3729 | 17.3729 | 17.3729 | 17.3729
2013 | US | WECC | - | BASN | 6a3 | Hydro Expected On-Peak | 0 | 1592 | 1592 | 1592 | 1592 | 1592 | 1592 | 1592 | 1592 | 1592 | 1592 | 1592
2013 | US | WECC | - | BASN | 6a4 | Biomass Expected On-Peak | 0 | 38.95 | 38.95 | 38.95 | 38.95 | 38.95 | 38.95 | 38.95 | 38.95 | 38.95 | 38.95 | 38.95
2013 | US | WECC | - | BASN | 6b | Existing-Other | 0 | 0 | 0 | 0 | 0 | 0 | 0 | 0 | 0 | 0 | 0 | 0
2013 | US | WECC | - | BASN | 6b1 | Wind Derate On-Peak | 0 | 1725.4981 | 1725.4981 | 1725.4981 | 1725.4981 | 1725.4981 | 1725.4981 | 1725.4981 | 1725.4981 | 1725.4981 | 1725.4981 | 1725.4981
2013 | US | WECC | - | BASN | 6b2 | Solar Derate On-Peak | 0 | 3.6271 | 3.6271 | 3.6271 | 3.6271 | 3.6271 | 3.6271 | 3.6271 | 3.6271 | 3.6271 | 3.6271 | 3.6271
2013 | US | WECC | - | BASN | 6b3 | Hydro Derate On-Peak | 0 | 787.2556 | 787.2556 | 787.2556 | 787.2556 | 787.2556 | 787.2556 | 787.2556 | 787.2556 | 787.2556 | 787.2556 | 787.2556
2013 | US | WECC | - | BASN | 6b4 | Biomass Derate On-Peak | 0 | 8.32 | 8.32 | 8.32 | 8.32 | 8.32 | 8.32 | 8.32 | 8.32 | 8.32 | 8.32 | 8.32
2013 | US | WECC | - | BASN | 6b5 | Transmission-Limited Resources | 0 | 0 | 0 | 0 | 0 | 0 | 0 | 0 | 0 | 0 | 0 | 0
2013 | US | WECC | - | BASN | 6b6 | All Other Derates | 0 | 0 | 0 | 0 | 0 | 0 | 0 | 0 | 0 | 0 | 0 | 0
2013 | US | WECC | - | BASN | 6b7 | Energy-Only (Existing-Other) | 0 | 0 | 0 | 0 | 0 | 0 | 0 | 0 | 0 | 0 | 0 | 0
2013 | US | WECC | - | BASN | 6c | Unplanned Outages (Actual) / Current and Future Inoperable Resources | 0 | 12.9 | 12.9 | 12.9 | 12.9 | 12.9 | 12.9 | 12.9 | 12.9 | 12.9 | 12.9 | 12.9
2013 | US | WECC | - | BASN | 6d | Total Supply-Side Demand Response | 0 | 0 | 0 | 0 | 0 | 0 | 0 | 0 | 0 | 0 | 0 | 0
2013 | US | WECC | - | BASN | 7 | TOTAL FUTURE CAPACITY ADDITIONS | 0 | 440.22 | 1072.7714 | 1027.0304 | 990.645 | 990.645 | 1032.4551 | 952.911 | 952.911 | 952.911 | 839.911 | 839.911
2013 | US | WECC | - | BASN | 7a | Future-Planned | 0 | 440.22 | 1072.7714 | 1027.0304 | 990.645 | 990.645 | 1032.4551 | 952.911 | 952.911 | 952.911 | 839.911 | 839.911
2013 | US | WECC | - | BASN | 7a1 | Wind Expected On-Peak | 0 | 202 | 60.326 | 165.4485 | 165.4485 | 165.4485 | 207.2586 | 207.2586 | 207.2586 | 207.2586 | 207.2586 | 207.2586
2013 | US | WECC | - | BASN | 7a2 | Wind Derate On-Peak | 0 | 0 | 141.674 | 388.5515 | 388.5515 | 388.5515 | 486.7414 | 486.7414 | 486.7414 | 486.7414 | 486.7414 | 486.7414
2013 | US | WECC | - | BASN | 7a3 | Solar Expected On-Peak | 0 | 0.52 | 109.3005 | 122.537 | 122.537 | 122.537 | 122.537 | 122.537 | 122.537 | 122.537 | 122.537 | 122.537
2013 | US | WECC | - | BASN | 7a4 | Solar Derate On-Peak | 0 | 0 | 22.8195 | 25.583 | 25.583 | 25.583 | 25.583 | 25.583 | 25.583 | 25.583 | 25.583 | 25.583
2013 | US | WECC | - | BASN | 7a5 | Hydro Expected On-Peak | 0 | 4.7 | 3.1448 | 3.1448 | 2.7594 | 2.7594 | 2.7594 | 36.2153 | 36.2153 | 36.2153 | 36.2153 | 36.2153
2013 | US | WECC | - | BASN | 7a6 | Hydro Derate On-Peak | 0 | 0 | 1.5552 | 1.5552 | 1.3646 | 1.3646 | 1.3646 | 17.9087 | 17.9087 | 17.9087 | 17.9087 | 17.9087
2013 | US | WECC | - | BASN | 7a7 | Biomass Expected On-Peak | 0 | 0 | 0 | 0 | 0 | 0 | 0 | 0 | 0 | 0 | 0 | 0
2013 | US | WECC | - | BASN | 7a8 | Biomass Derate On-Peak | 0 | 0 | 0 | 0 | 0 | 0 | 0 | 0 | 0 | 0 | 0 | 0
2013 | US | WECC | - | BASN | 7a9 | Transmission-Limited Resources | 0 | 0 | 0 | 0 | 0 | 0 | 0 | 0 | 0 | 0 | 0 | 0
2013 | US | WECC | - | BASN | 7a10 | Scheduled Outage - Maintenance | 0 | 0 | 60 | 280 | 0 | 0 | 0 | 0 | 0 | 0 | 0 | 0
2013 | US | WECC | - | BASN | 7a11 | All Other Derates | 0 | 0 | 0 | 0 | 0 | 0 | 0 | 0 | 0 | 0 | 0 | 0
2013 | US | WECC | - | BASN | 7a12 | Energy-Only | 0 | 0 | 0 | 0 | 0 | 0 | 0 | 0 | 0 | 0 | 0 | 0
2013 | US | WECC | - | BASN | 7b | Future-Other | 0 | 0 | 0 | 0 | 0 | 0 | 0 | 0 | 0 | 0 | 0 | 0
2013 | US | WECC | - | BASN | 7b1 | Wind Expected On-Peak | 0 | 0 | 0 | 0 | 0 | 0 | 0 | 0 | 0 | 0 | 0 | 0
2013 | US | WECC | - | BASN | 7b2 | Wind Derate On-Peak | 0 | 0 | 0 | 0 | 0 | 0 | 0 | 0 | 0 | 0 | 0 | 0
2013 | US | WECC | - | BASN | 7b3 | Solar Expected On-Peak | 0 | 0 | 0 | 0 | 0 | 0 | 0 | 0 | 0 | 0 | 0 | 0
2013 | US | WECC | - | BASN | 7b4 | Solar Derate On-Peak | 0 | 0 | 0 | 0 | 0 | 0 | 0 | 0 | 0 | 0 | 0 | 0
2013 | US | WECC | - | BASN | 7b5 | Hydro Expected On-Peak | 0 | 0 | 0 | 0 | 0 | 0 | 0 | 0 | 0 | 0 | 0 | 0
2013 | US | WECC | - | BASN | 7b6 | Hydro Derate On-Peak | 0 | 0 | 0 | 0 | 0 | 0 | 0 | 0 | 0 | 0 | 0 | 0
2013 | US | WECC | - | BASN | 7b7 | Biomass Expected On-Peak | 0 | 0 | 0 | 0 | 0 | 0 | 0 | 0 | 0 | 0 | 0 | 0
2013 | US | WECC | - | BASN | 7b8 | Biomass Derate On-Peak | 0 | 0 | 0 | 0 | 0 | 0 | 0 | 0 | 0 | 0 | 0 | 0
2013 | US | WECC | - | BASN | 7b9 | Transmission-Limited Resources | 0 | 0 | 0 | 0 | 0 | 0 | 0 | 0 | 0 | 0 | 0 | 0
2013 | US | WECC | - | BASN | 7b10 | Scheduled Outage - Maintenance | 0 | 0 | 0 | 0 | 0 | 0 | 0 | 0 | 0 | 0 | 0 | 0
2013 | US | WECC | - | BASN | 7b11 | All Other Derates | 0 | 0 | 0 | 0 | 0 | 0 | 0 | 0 | 0 | 0 | 0 | 0
2013 | US | WECC | - | BASN | 7b12 | Energy-Only | 0 | 0 | 0 | 0 | 0 | 0 | 0 | 0 | 0 | 0 | 0 | 0
2013 | US | WECC | - | BASN | 8 | Conceptual | 0 | 1 | 2 | 3 | 601 | 602 | 603 | 671.1948 | 1132.3896 | 1133.3896 | 1179.1861 | 1210.0505
2013 | US | WECC | - | BASN | 8a1 | Wind Expected On-Peak | 0 | 0 | 0 | 0 | 0 | 0 | 0 | 67.1948 | 134.3896 | 134.3896 | 179.1861 | 209.0505
2013 | US | WECC | - | BASN | 8a2 | Wind Derate On-Peak | 0 | 0 | 0 | 0 | 0 | 0 | 0 | 157.8052 | 315.6104 | 315.6104 | 420.8139 | 490.9495
2013 | US | WECC | - | BASN | 8a3 | Solar Expected On-Peak | 0 | 0 | 0 | 0 | 0 | 0 | 0 | 0 | 0 | 0 | 0 | 0
2013 | US | WECC | - | BASN | 8a4 | Solar Derate On-Peak | 0 | 0 | 0 | 0 | 0 | 0 | 0 | 0 | 0 | 0 | 0 | 0
2013 | US | WECC | - | BASN | 8a5 | Hydro Expected On-Peak | 0 | 0 | 0 | 0 | 0 | 0 | 0 | 0 | 0 | 0 | 0 | 0
2013 | US | WECC | - | BASN | 8a6 | Hydro Derate On-Peak | 0 | 0 | 0 | 0 | 0 | 0 | 0 | 0 | 0 | 0 | 0 | 0
2013 | US | WECC | - | BASN | 8a7 | Biomass Expected On-Peak | 0 | 0 | 0 | 0 | 0 | 0 | 0 | 0 | 0 | 0 | 0 | 0
2013 | US | WECC | - | BASN | 8a8 | Biomass Derate On-Peak | 0 | 0 | 0 | 0 | 0 | 0 | 0 | 0 | 0 | 0 | 0 | 0
2013 | US | WECC | - | BASN | 8a9 | All Other Derates | 0 | 0 | 0 | 0 | 0 | 0 | 0 | 0 | 0 | 0 | 0 | 0
2013 | US | WECC | - | BASN | 8a10 | Energy-Only | 0 | 0 | 0 | 0 | 0 | 0 | 0 | 0 | 0 | 0 | 0 | 0
2013 | US | WECC | - | BASN | 9 | ANTICIPATED INTERNAL CAPACITY | 0 | 12896.7748 | 13529.3262 | 13483.5852 | 13447.1998 | 13447.1998 | 13489.0099 | 13409.4658 | 13409.4658 | 13409.4658 | 13296.4658 | 13296.4658
2013 | US | WECC | - | BASN | 10 | CAPACITY TRANSACTIONS - IMPORTS | 0 | 2805 | 1975 | 2475 | 1975 | 1975 | 1975 | 2225 | 2655 | 2780 | 2930 | 2255
2013 | US | WECC | - | BASN | 10a | Firm | 0 | 2805 | 1975 | 2475 | 1975 | 1975 | 1975 | 2225 | 2655 | 2780 | 2930 | 2255
2013 | US | WECC | - | BASN | 10a1 | Full-Responsibility Purchases | 0 | 0 | 0 | 0 | 0 | 0 | 0 | 0 | 0 | 0 | 0 | 0
2013 | US | WECC | - | BASN | 10a2 | Owned Capacity/Entitlement Located Outside the Region/Subregion | 0 | 0 | 0 | 0 | 0 | 0 | 0 | 0 | 0 | 0 | 0 | 0
2013 | US | WECC | - | BASN | 10b | Non-firm | 0 | 0 | 0 | 0 | 0 | 0 | 0 | 0 | 0 | 0 | 0 | 0
2013 | US | WECC | - | BASN | 10c | Expected | 0 | 0 | 0 | 0 | 0 | 0 | 0 | 0 | 0 | 0 | 0 | 0
2013 | US | WECC | - | BASN | 10c1 | Full-Responsibility Purchases | 0 | 0 | 0 | 0 | 0 | 0 | 0 | 0 | 0 | 0 | 0 | 0
2013 | US | WECC | - | BASN | 10c2 | Owned Capacity/Entitlement Located Outside the Region/Subregion | 0 | 0 | 0 | 0 | 0 | 0 | 0 | 0 | 0 | 0 | 0 | 0
2013 | US | WECC | - | BASN | 11 | CAPACITY TRANSACTIONS - EXPORTS | 0 | 50 | 0 | 0 | 0 | 0 | 0 | 0 | 0 | 0 | 0 | 0
2013 | US | WECC | - | BASN | 11a | Firm | 0 | 50 | 0 | 0 | 0 | 0 | 0 | 0 | 0 | 0 | 0 | 0
2013 | US | WECC | - | BASN | 11a1 | Full-Responsibility Purchases | 0 | 0 | 0 | 0 | 0 | 0 | 0 | 0 | 0 | 0 | 0 | 0
2013 | US | WECC | - | BASN | 11a2 | Owned Capacity/Entitlement Located Outside the Region/Subregion | 0 | 0 | 0 | 0 | 0 | 0 | 0 | 0 | 0 | 0 | 0 | 0
2013 | US | WECC | - | BASN | 11b | Non-firm | 0 | 0 | 0 | 0 | 0 | 0 | 0 | 0 | 0 | 0 | 0 | 0
2013 | US | WECC | - | BASN | 11c | Expected | 0 | 0 | 0 | 0 | 0 | 0 | 0 | 0 | 0 | 0 | 0 | 0
2013 | US | WECC | - | BASN | 11c1 | Full-Responsibility Purchases | 0 | 0 | 0 | 0 | 0 | 0 | 0 | 0 | 0 | 0 | 0 | 0
2013 | US | WECC | - | BASN | 11c2 | Owned Capacity/Entitlement Located Outside the Region/Subregion | 0 | 0 | 0 | 0 | 0 | 0 | 0 | 0 | 0 | 0 | 0 | 0
2013 | US | WECC | - | BASN | 12 | EXISTING-CERTAIN & NET FIRM TRANSACTIONS | 0 | 15211.5548 | 14431.5548 | 14931.5548 | 14431.5548 | 14431.5548 | 14431.5548 | 14681.5548 | 15111.5548 | 15236.5548 | 15386.5548 | 14711.5548
2013 | US | WECC | - | BASN | 13 | ANTICIPATED CAPACITY RESOURCES | 0 | 0 | 15444.3262 | 15678.5852 | 15422.1998 | 15422.1998 | 15464.0099 | 15634.4658 | 16064.4658 | 16189.4658 | 16226.4658 | 15551.4658
2013 | US | WECC | - | BASN | 14 | PROSPECTIVE CAPACITY RESOURCES | 0 | 0 | 15444.3262 | 15678.5852 | 15422.1998 | 15422.1998 | 15464.0099 | 15634.4658 | 16064.4658 | 16189.4658 | 16226.4658 | 15551.4658
2013 | US | WECC | - | BASN | 15 | TOTAL POTENTIAL CAPACITY RESOURCES | 0 | 0 | 15446.3262 | 15681.5852 | 16023.1998 | 16024.1998 | 16067.0099 | 16305.6606 | 17196.8554 | 17322.8554 | 17405.6519 | 16761.5163
2013 | US | WECC | - | BASN | 16 | ADJUSTED POTENTIAL CAPACITY RESOURCES | 0 | 0 | 15446.3262 | 15681.5852 | 16023.1938 | 16024.1938 | 16067.0039 | 16305.6539 | 17196.844 | 17322.844 | 17405.6401 | 16761.5042
2013 | US | WECC | - | BASN | 16a | Confidence of Future-Other | 0 | 0 | 0.99999 | 0.99999 | 0.99999 | 0.99999 | 0.99999 | 0.99999 | 0.99999 | 0.99999 | 0.99999 | 0.99999
2013 | US | WECC | - | BASN | 16b | Net Future-Other Resources After Confidence Percentage Is Applied | 0 | 0 | 0 | 0 | 0 | 0 | 0 | 0 | 0 | 0 | 0 | 0
2013 | US | WECC | - | BASN | 16c | Confidence of Conceptual | 0 | 0 | 0.99999 | 0.99999 | 0.99999 | 0.99999 | 0.99999 | 0.99999 | 0.99999 | 0.99999 | 0.99999 | 0.99999
2013 | US | WECC | - | BASN | 16d | Net Conceptual Resources After Confidence Percentage Is Applied | 0 | 0 | 2 | 3 | 600.994 | 601.994 | 602.994 | 671.1881 | 1132.3783 | 1133.3783 | 1179.1744 | 1210.0384
2013 | US | WECC | - | BASN | 17 | ASSESSMENT AREA TARGET RESERVE MARGIN | 0% | 0% | 13.72% | 13.72% | 13.72% | 13.72% | 13.72% | 13.72% | 13.72% | 13.72% | 13.72% | 13.72%
2013 | US | WECC | - | BASN | 18 | EXISTING-CERTAIN AND NET FIRM TRANSACTIONS RESERVE MARGIN | 0% | 14.06% | 0% | 0% | 0% | 0% | 0% | 0% | 0% | 0% | 0% | 0%
2013 | US | WECC | - | BASN | 19 | ANTICIPATED CAPACITY RESOURCES RESERVE MARGIN | 0% | 0% | 14.75% | 15.28% | 15.75% | 15.28% | 14.43% | 14.25% | 14.04% | 13.69% | 13.65% | 8.597%
2013 | US | WECC | - | BASN | 20 | PROSPECTIVE CAPACITY RESOURCES RESERVE MARGIN | 0% | 0% | 14.75% | 15.28% | 15.75% | 15.28% | 14.43% | 14.25% | 14.04% | 13.69% | 13.65% | 8.597%
2013 | US | WECC | - | BASN | 21 | TOTAL POTENTIAL RESOURCES RESERVE MARGIN | 0% | 0% | 14.77% | 15.3% | 20.26% | 19.78% | 18.89% | 19.15% | 22.08% | 21.65% | 21.91% | 17.05%
2013 | US | WECC | - | BASN | 22 | ADJUSTED POTENTIAL RESOURCES RESERVE MARGIN | 0% | 0% | 14.77% | 15.3% | 20.26% | 19.78% | 18.89% | 19.15% | 22.08% | 21.65% | 21.91% | 17.05%
2013 | US | WECC | - | BASN | 23 | Total Baseline Installed Capacity | 0 | 0 | 0 | 0 | 0 | 0 | 0 | 0 | 0 | 0 | 0 | 0
2013 | US | WECC | - | BASN | 24 | Distributed or Other Capacity (Behind the Meter) < 1 MW | 0 | 0 | 0 | 0 | 0 | 0 | 0 | 0 | 0 | 0 | 0 | 0
2013 | US | WECC | - | BASN | 25 | Distributed or Other Capacity (Behind the Meter) ≥ 1 MW | 0 | 0 | 0 | 0 | 0 | 0 | 0 | 0 | 0 | 0 | 0 | 0
2013 | US | WECC | - | BASN | 26 | Capacity Total from EIA-860 | 0 | 0 | 0 | 0 | 0 | 0 | 0 | 0 | 0 | 0 | 0 | 0
2013 | CAN | WECC | - | BC | 1 | Unrestricted Non-coincident Peak Demand | 0 | 7934 | 8353 | 8424 | 8490 | 8585 | 8667 | 8715 | 8747 | 8780 | 8888 | 8958
2013 | CAN | WECC | - | BC | 1a | New Conservation (Energy Efficiency) | 0 | 0 | 0 | 0 | 0 | 0 | 0 | 0 | 0 | 0 | 0 | 0
2013 | CAN | WECC | - | BC | 1b | Estimated Diversity | 0 | 0 | 0 | 0 | 0 | 0 | 0 | 0 | 0 | 0 | 0 | 0
2013 | CAN | WECC | - | BC | 1c | Additions for non-member load (load served by non-registered LSE's in a region) | 0 | 0 | 0 | 0 | 0 | 0 | 0 | 0 | 0 | 0 | 0 | 0
2013 | CAN | WECC | - | BC | 1d | Stand-by Load Under Contract (Normally served by behind the meter generation) | 0 | 0 | 0 | 0 | 0 | 0 | 0 | 0 | 0 | 0 | 0 | 0
2013 | CAN | WECC | - | BC | 1e | Non-Controllable Demand-Side Demand Response | 0 | 0 | 0 | 0 | 0 | 0 | 0 | 0 | 0 | 0 | 0 | 0
2013 | CAN | WECC | - | BC | 2 | Total Internal Demand | 7774 | 7934 | 8353 | 8424 | 8490 | 8585 | 8667 | 8715 | 8747 | 8780 | 8888 | 8958
2013 | CAN | WECC | - | BC | 2a | Supply-Side Direct Control Load Management (DCLM) | 0 | 0 | 0 | 0 | 0 | 0 | 0 | 0 | 0 | 0 | 0 | 0
2013 | CAN | WECC | - | BC | 2b | Supply-Side Contractually Interruptible (Curtailable) | 0 | 0 | 0 | 0 | 0 | 0 | 0 | 0 | 0 | 0 | 0 | 0
2013 | CAN | WECC | - | BC | 2c | Supply-Side Critical Peak-Pricing (CPP) with Control | 0 | 0 | 0 | 0 | 0 | 0 | 0 | 0 | 0 | 0 | 0 | 0
2013 | CAN | WECC | - | BC | 2d | Supply-Side Load as a Capacity Resource | 0 | 0 | 0 | 0 | 0 | 0 | 0 | 0 | 0 | 0 | 0 | 0
2013 | CAN | WECC | - | BC | 3 | Net Internal Demand | 7774 | 7934 | 8353 | 8424 | 8490 | 8585 | 8667 | 8715 | 8747 | 8780 | 8888 | 8958
2013 | CAN | WECC | - | BC | 3a | Demand-Side Direct Control Load Management (DCLM) | 0 | 0 | 0 | 0 | 0 | 0 | 0 | 0 | 0 | 0 | 0 | 0
2013 | CAN | WECC | - | BC | 3b | Demand-Side Contractually Interruptible (Curtailable) | 0 | 0 | 0 | 0 | 0 | 0 | 0 | 0 | 0 | 0 | 0 | 0
2013 | CAN | WECC | - | BC | 3c | Demand-Side Critical Peak-Pricing (CPP) with Control | 0 | 0 | 0 | 0 | 0 | 0 | 0 | 0 | 0 | 0 | 0 | 0
2013 | CAN | WECC | - | BC | 3d | Demand-Side Load as a Capacity Resource | 0 | 0 | 0 | 0 | 0 | 0 | 0 | 0 | 0 | 0 | 0 | 0
2013 | CAN | WECC | - | BC | 4 | Total Controllable Demand Response | 0 | 0 | 0 | 0 | 0 | 0 | 0 | 0 | 0 | 0 | 0 | 0
2013 | CAN | WECC | - | BC | 4a | Demand Response used for Ancillary Services - Spinning Reserves | 0 | 0 | 0 | 0 | 0 | 0 | 0 | 0 | 0 | 0 | 0 | 0
2013 | CAN | WECC | - | BC | 4b | Demand Response used for Ancillary Services - Non-Spinning Reserves | 0 | 0 | 0 | 0 | 0 | 0 | 0 | 0 | 0 | 0 | 0 | 0
2013 | CAN | WECC | - | BC | 4c | Demand Response used for Regulation | 0 | 0 | 0 | 0 | 0 | 0 | 0 | 0 | 0 | 0 | 0 | 0
2013 | CAN | WECC | - | BC | 4d | Demand Response used for Energy, Voluntary Services - Emergency | 0 | 0 | 0 | 0 | 0 | 0 | 0 | 0 | 0 | 0 | 0 | 0
2013 | CAN | WECC | - | BC | 5 | TOTAL INTERNAL CAPACITY | 0 | 14883.3638 | 15669.4391 | 16202.7291 | 16864.5191 | 16975.4347 | 16975.4347 | 17475.4347 | 17475.4347 | 17475.4347 | 17475.4347 | 17475.4347
2013 | CAN | WECC | - | BC | 6a | Existing-Certain | 0 | 9420.3685 | 9418.6185 | 9418.6185 | 9418.6185 | 9418.6185 | 9418.6185 | 9418.6185 | 9418.6185 | 9418.6185 | 9418.6185 | 9418.6185
2013 | CAN | WECC | - | BC | 6a1 | Wind Expected On-Peak | 0 | 115.3971 | 115.3971 | 115.3971 | 115.3971 | 115.3971 | 115.3971 | 115.3971 | 115.3971 | 115.3971 | 115.3971 | 115.3971
2013 | CAN | WECC | - | BC | 6a2 | Solar Expected On-Peak | 0 | 0 | 0 | 0 | 0 | 0 | 0 | 0 | 0 | 0 | 0 | 0
2013 | CAN | WECC | - | BC | 6a3 | Hydro Expected On-Peak | 0 | 8206.72 | 8206.72 | 8206.72 | 8206.72 | 8206.72 | 8206.72 | 8206.72 | 8206.72 | 8206.72 | 8206.72 | 8206.72
2013 | CAN | WECC | - | BC | 6a4 | Biomass Expected On-Peak | 0 | 244.02 | 244.02 | 244.02 | 244.02 | 244.02 | 244.02 | 244.02 | 244.02 | 244.02 | 244.02 | 244.02
2013 | CAN | WECC | - | BC | 6b | Existing-Other | 0 | 0 | 0 | 0 | 0 | 0 | 0 | 0 | 0 | 0 | 0 | 0
2013 | CAN | WECC | - | BC | 6b1 | Wind Derate On-Peak | 0 | 287.5229 | 287.5229 | 287.5229 | 287.5229 | 287.5229 | 287.5229 | 287.5229 | 287.5229 | 287.5229 | 287.5229 | 287.5229
2013 | CAN | WECC | - | BC | 6b2 | Solar Derate On-Peak | 0 | 0 | 0 | 0 | 0 | 0 | 0 | 0 | 0 | 0 | 0 | 0
2013 | CAN | WECC | - | BC | 6b3 | Hydro Derate On-Peak | 0 | 4469.3344 | 4469.3344 | 4469.3344 | 4469.3344 | 4469.3344 | 4469.3344 | 4469.3344 | 4469.3344 | 4469.3344 | 4469.3344 | 4469.3344
2013 | CAN | WECC | - | BC | 6b4 | Biomass Derate On-Peak | 0 | 100.0068 | 100.0068 | 100.0068 | 100.0068 | 100.0068 | 100.0068 | 100.0068 | 100.0068 | 100.0068 | 100.0068 | 100.0068
2013 | CAN | WECC | - | BC | 6b5 | Transmission-Limited Resources | 0 | 0 | 0 | 0 | 0 | 0 | 0 | 0 | 0 | 0 | 0 | 0
2013 | CAN | WECC | - | BC | 6b6 | All Other Derates | 0 | 0 | 0 | 0 | 0 | 0 | 0 | 0 | 0 | 0 | 0 | 0
2013 | CAN | WECC | - | BC | 6b7 | Energy-Only (Existing-Other) | 0 | 0 | 0 | 0 | 0 | 0 | 0 | 0 | 0 | 0 | 0 | 0
2013 | CAN | WECC | - | BC | 6c | Unplanned Outages (Actual) / Current and Future Inoperable Resources | 0 | 457.75 | 457.75 | 457.75 | 457.75 | 457.75 | 457.75 | 457.75 | 457.75 | 457.75 | 457.75 | 457.75
2013 | CAN | WECC | - | BC | 6d | Total Supply-Side Demand Response | 0 | 0 | 0 | 0 | 0 | 0 | 0 | 0 | 0 | 0 | 0 | 0
2013 | CAN | WECC | - | BC | 7 | TOTAL FUTURE CAPACITY ADDITIONS | 0 | 148.3812 | 481.711 | 828.5018 | 1233.1301 | 1310.2022 | 1310.2022 | 1633.9118 | 1633.9118 | 1633.9118 | 1633.9118 | 1633.9118
2013 | CAN | WECC | - | BC | 7a | Future-Planned | 0 | 148.3812 | 481.711 | 828.5018 | 1233.1301 | 1310.2022 | 1310.2022 | 1633.9118 | 1633.9118 | 1633.9118 | 1633.9118 | 1633.9118
2013 | CAN | WECC | - | BC | 7a1 | Wind Expected On-Peak | 0 | 108.9 | 104.7201 | 104.7201 | 123.6226 | 123.6226 | 123.6226 | 123.6226 | 123.6226 | 123.6226 | 123.6226 | 123.6226
2013 | CAN | WECC | - | BC | 7a2 | Wind Derate On-Peak | 0 | 0 | 260.9199 | 260.9199 | 308.0174 | 308.0174 | 308.0174 | 308.0174 | 308.0174 | 308.0174 | 308.0174 | 308.0174
2013 | CAN | WECC | - | BC | 7a3 | Solar Expected On-Peak | 0 | 0 | 0 | 0 | 0 | 0 | 0 | 0 | 0 | 0 | 0 | 0
2013 | CAN | WECC | - | BC | 7a4 | Solar Derate On-Peak | 0 | 0 | 0 | 0 | 0 | 0 | 0 | 0 | 0 | 0 | 0 | 0
2013 | CAN | WECC | - | BC | 7a5 | Hydro Expected On-Peak | 0 | 36.8512 | 289.9379 | 619.2088 | 1004.9346 | 1021.6834 | 1021.6834 | 1345.3929 | 1345.3929 | 1345.3929 | 1345.3929 | 1345.3929
2013 | CAN | WECC | - | BC | 7a6 | Hydro Derate On-Peak | 0 | 0 | 157.8986 | 337.2177 | 547.2819 | 556.4031 | 556.4031 | 732.6936 | 732.6936 | 732.6936 | 732.6936 | 732.6936
2013 | CAN | WECC | - | BC | 7a7 | Biomass Expected On-Peak | 0 | 2.63 | 87.053 | 104.5729 | 104.5729 | 164.8962 | 164.8962 | 164.8962 | 164.8962 | 164.8962 | 164.8962 | 164.8962
2013 | CAN | WECC | - | BC | 7a8 | Biomass Derate On-Peak | 0 | 0 | 35.677 | 42.8571 | 42.8571 | 67.5795 | 67.5795 | 67.5795 | 67.5795 | 67.5795 | 67.5795 | 67.5795
2013 | CAN | WECC | - | BC | 7a9 | Transmission-Limited Resources | 0 | 0 | 0 | 0 | 0 | 0 | 0 | 0 | 0 | 0 | 0 | 0
2013 | CAN | WECC | - | BC | 7a10 | Scheduled Outage - Maintenance | 0 | 0 | 6 | 0 | 6 | 6 | 6 | 0 | 0 | 0 | 0 | 0
2013 | CAN | WECC | - | BC | 7a11 | All Other Derates | 0 | 0 | 0 | 0 | 0 | 0 | 0 | 0 | 0 | 0 | 0 | 0
2013 | CAN | WECC | - | BC | 7a12 | Energy-Only | 0 | 0 | 0 | 0 | 0 | 0 | 0 | 0 | 0 | 0 | 0 | 0
2013 | CAN | WECC | - | BC | 7b | Future-Other | 0 | 0 | 0 | 0 | 0 | 0 | 0 | 0 | 0 | 0 | 0 | 0
2013 | CAN | WECC | - | BC | 7b1 | Wind Expected On-Peak | 0 | 0 | 0 | 0 | 0 | 0 | 0 | 0 | 0 | 0 | 0 | 0
2013 | CAN | WECC | - | BC | 7b2 | Wind Derate On-Peak | 0 | 0 | 0 | 0 | 0 | 0 | 0 | 0 | 0 | 0 | 0 | 0
2013 | CAN | WECC | - | BC | 7b3 | Solar Expected On-Peak | 0 | 0 | 0 | 0 | 0 | 0 | 0 | 0 | 0 | 0 | 0 | 0
2013 | CAN | WECC | - | BC | 7b4 | Solar Derate On-Peak | 0 | 0 | 0 | 0 | 0 | 0 | 0 | 0 | 0 | 0 | 0 | 0
2013 | CAN | WECC | - | BC | 7b5 | Hydro Expected On-Peak | 0 | 0 | 0 | 0 | 0 | 0 | 0 | 0 | 0 | 0 | 0 | 0
2013 | CAN | WECC | - | BC | 7b6 | Hydro Derate On-Peak | 0 | 0 | 0 | 0 | 0 | 0 | 0 | 0 | 0 | 0 | 0 | 0
2013 | CAN | WECC | - | BC | 7b7 | Biomass Expected On-Peak | 0 | 0 | 0 | 0 | 0 | 0 | 0 | 0 | 0 | 0 | 0 | 0
2013 | CAN | WECC | - | BC | 7b8 | Biomass Derate On-Peak | 0 | 0 | 0 | 0 | 0 | 0 | 0 | 0 | 0 | 0 | 0 | 0
2013 | CAN | WECC | - | BC | 7b9 | Transmission-Limited Resources | 0 | 0 | 0 | 0 | 0 | 0 | 0 | 0 | 0 | 0 | 0 | 0
2013 | CAN | WECC | - | BC | 7b10 | Scheduled Outage - Maintenance | 0 | 0 | 0 | 0 | 0 | 0 | 0 | 0 | 0 | 0 | 0 | 0
2013 | CAN | WECC | - | BC | 7b11 | All Other Derates | 0 | 0 | 0 | 0 | 0 | 0 | 0 | 0 | 0 | 0 | 0 | 0
2013 | CAN | WECC | - | BC | 7b12 | Energy-Only | 0 | 0 | 0 | 0 | 0 | 0 | 0 | 0 | 0 | 0 | 0 | 0
2013 | CAN | WECC | - | BC | 8 | Conceptual | 0 | 0 | 6.6037 | 6.6037 | 12.8061 | 12.8061 | 12.8061 | 22.6869 | 22.6869 | 605.3641 | 605.3641 | 605.3641
2013 | CAN | WECC | - | BC | 8a1 | Wind Expected On-Peak | 0 | 0 | 0 | 0 | 0 | 0 | 0 | 9.8809 | 9.8809 | 9.8809 | 9.8809 | 9.8809
2013 | CAN | WECC | - | BC | 8a2 | Wind Derate On-Peak | 0 | 0 | 0 | 0 | 0 | 0 | 0 | 24.6191 | 24.6191 | 24.6191 | 24.6191 | 24.6191
2013 | CAN | WECC | - | BC | 8a3 | Solar Expected On-Peak | 0 | 0 | 0 | 0 | 0 | 0 | 0 | 0 | 0 | 0 | 0 | 0
2013 | CAN | WECC | - | BC | 8a4 | Solar Derate On-Peak | 0 | 0 | 0 | 0 | 0 | 0 | 0 | 0 | 0 | 0 | 0 | 0
2013 | CAN | WECC | - | BC | 8a5 | Hydro Expected On-Peak | 0 | 0 | 6.6037 | 6.6037 | 12.8061 | 12.8061 | 12.8061 | 12.8061 | 12.8061 | 595.4833 | 595.4833 | 595.4833
2013 | CAN | WECC | - | BC | 8a6 | Hydro Derate On-Peak | 0 | 0 | 3.5963 | 3.5963 | 6.9741 | 6.9741 | 6.9741 | 6.9741 | 6.9741 | 324.2969 | 324.2969 | 324.2969
2013 | CAN | WECC | - | BC | 8a7 | Biomass Expected On-Peak | 0 | 0 | 0 | 0 | 0 | 0 | 0 | 0 | 0 | 0 | 0 | 0
2013 | CAN | WECC | - | BC | 8a8 | Biomass Derate On-Peak | 0 | 0 | 0 | 0 | 0 | 0 | 0 | 0 | 0 | 0 | 0 | 0
2013 | CAN | WECC | - | BC | 8a9 | All Other Derates | 0 | 0 | 0 | 0 | 0 | 0 | 0 | 0 | 0 | 0 | 0 | 0
2013 | CAN | WECC | - | BC | 8a10 | Energy-Only | 0 | 0 | 0 | 0 | 0 | 0 | 0 | 0 | 0 | 0 | 0 | 0
2013 | CAN | WECC | - | BC | 9 | ANTICIPATED INTERNAL CAPACITY | 0 | 9568.7497 | 9900.3295 | 10247.1203 | 10651.7486 | 10728.8207 | 10728.8207 | 11052.5303 | 11052.5303 | 11052.5303 | 11052.5303 | 11052.5303
2013 | CAN | WECC | - | BC | 10 | CAPACITY TRANSACTIONS - IMPORTS | 0 | 0 | 0 | 0 | 0 | 0 | 0 | 0 | 0 | 0 | 0 | 0
2013 | CAN | WECC | - | BC | 10a | Firm | 0 | 0 | 0 | 0 | 0 | 0 | 0 | 0 | 0 | 0 | 0 | 0
2013 | CAN | WECC | - | BC | 10a1 | Full-Responsibility Purchases | 0 | 0 | 0 | 0 | 0 | 0 | 0 | 0 | 0 | 0 | 0 | 0
2013 | CAN | WECC | - | BC | 10a2 | Owned Capacity/Entitlement Located Outside the Region/Subregion | 0 | 0 | 0 | 0 | 0 | 0 | 0 | 0 | 0 | 0 | 0 | 0
2013 | CAN | WECC | - | BC | 10b | Non-firm | 0 | 0 | 0 | 0 | 0 | 0 | 0 | 0 | 0 | 0 | 0 | 0
2013 | CAN | WECC | - | BC | 10c | Expected | 0 | 0 | 0 | 0 | 0 | 0 | 0 | 0 | 0 | 0 | 0 | 0
2013 | CAN | WECC | - | BC | 10c1 | Full-Responsibility Purchases | 0 | 0 | 0 | 0 | 0 | 0 | 0 | 0 | 0 | 0 | 0 | 0
2013 | CAN | WECC | - | BC | 10c2 | Owned Capacity/Entitlement Located Outside the Region/Subregion | 0 | 0 | 0 | 0 | 0 | 0 | 0 | 0 | 0 | 0 | 0 | 0
2013 | CAN | WECC | - | BC | 11 | CAPACITY TRANSACTIONS - EXPORTS | 0 | 0 | 0 | 0 | 0 | 0 | 0 | 0 | 0 | 0 | 0 | 0
2013 | CAN | WECC | - | BC | 11a | Firm | 0 | 0 | 0 | 0 | 0 | 0 | 0 | 0 | 0 | 0 | 0 | 0
2013 | CAN | WECC | - | BC | 11a1 | Full-Responsibility Purchases | 0 | 0 | 0 | 0 | 0 | 0 | 0 | 0 | 0 | 0 | 0 | 0
2013 | CAN | WECC | - | BC | 11a2 | Owned Capacity/Entitlement Located Outside the Region/Subregion | 0 | 0 | 0 | 0 | 0 | 0 | 0 | 0 | 0 | 0 | 0 | 0
2013 | CAN | WECC | - | BC | 11b | Non-firm | 0 | 0 | 0 | 0 | 0 | 0 | 0 | 0 | 0 | 0 | 0 | 0
2013 | CAN | WECC | - | BC | 11c | Expected | 0 | 0 | 0 | 0 | 0 | 0 | 0 | 0 | 0 | 0 | 0 | 0
2013 | CAN | WECC | - | BC | 11c1 | Full-Responsibility Purchases | 0 | 0 | 0 | 0 | 0 | 0 | 0 | 0 | 0 | 0 | 0 | 0
2013 | CAN | WECC | - | BC | 11c2 | Owned Capacity/Entitlement Located Outside the Region/Subregion | 0 | 0 | 0 | 0 | 0 | 0 | 0 | 0 | 0 | 0 | 0 | 0
2013 | CAN | WECC | - | BC | 12 | EXISTING-CERTAIN & NET FIRM TRANSACTIONS | 0 | 9420.3685 | 9418.6185 | 9418.6185 | 9418.6185 | 9418.6185 | 9418.6185 | 9418.6185 | 9418.6185 | 9418.6185 | 9418.6185 | 9418.6185
2013 | CAN | WECC | - | BC | 13 | ANTICIPATED CAPACITY RESOURCES | 0 | 0 | 9894.3295 | 10247.1203 | 10645.7486 | 10722.8207 | 10722.8207 | 11052.5303 | 11052.5303 | 11052.5303 | 11052.5303 | 11052.5303
2013 | CAN | WECC | - | BC | 14 | PROSPECTIVE CAPACITY RESOURCES | 0 | 0 | 9894.3295 | 10247.1203 | 10645.7486 | 10722.8207 | 10722.8207 | 11052.5303 | 11052.5303 | 11052.5303 | 11052.5303 | 11052.5303
2013 | CAN | WECC | - | BC | 15 | TOTAL POTENTIAL CAPACITY RESOURCES | 0 | 0 | 9900.9332 | 10253.7239 | 10658.5547 | 10735.6268 | 10735.6268 | 11075.2172 | 11075.2172 | 11657.8944 | 11657.8944 | 11657.8944
2013 | CAN | WECC | - | BC | 16 | ADJUSTED POTENTIAL CAPACITY RESOURCES | 0 | 0 | 9900.9331 | 10253.7239 | 10658.5546 | 10735.6266 | 10735.6266 | 11075.217 | 11075.217 | 11657.8883 | 11657.8883 | 11657.8883
2013 | CAN | WECC | - | BC | 16a | Confidence of Future-Other | 0 | 0 | 0.99999 | 0.99999 | 0.99999 | 0.99999 | 0.99999 | 0.99999 | 0.99999 | 0.99999 | 0.99999 | 0.99999
2013 | CAN | WECC | - | BC | 16b | Net Future-Other Resources After Confidence Percentage Is Applied | 0 | 0 | 0 | 0 | 0 | 0 | 0 | 0 | 0 | 0 | 0 | 0
2013 | CAN | WECC | - | BC | 16c | Confidence of Conceptual | 0 | 0 | 0.99999 | 0.99999 | 0.99999 | 0.99999 | 0.99999 | 0.99999 | 0.99999 | 0.99999 | 0.99999 | 0.99999
2013 | CAN | WECC | - | BC | 16d | Net Conceptual Resources After Confidence Percentage Is Applied | 0 | 0 | 6.6036 | 6.6036 | 12.8059 | 12.8059 | 12.8059 | 22.6867 | 22.6867 | 605.3581 | 605.3581 | 605.3581
2013 | CAN | WECC | - | BC | 17 | ASSESSMENT AREA TARGET RESERVE MARGIN | 0% | 0% | 12.91% | 12.91% | 12.91% | 12.91% | 12.91% | 12.91% | 12.91% | 12.91% | 12.91% | 12.91%
2013 | CAN | WECC | - | BC | 18 | EXISTING-CERTAIN AND NET FIRM TRANSACTIONS RESERVE MARGIN | -100% | 18.73% | 0% | 0% | 0% | 0% | 0% | 0% | 0% | 0% | 0% | 0%
2013 | CAN | WECC | - | BC | 19 | ANTICIPATED CAPACITY RESOURCES RESERVE MARGIN | 0% | 0% | 18.45% | 21.64% | 25.39% | 24.9% | 23.72% | 26.82% | 26.36% | 25.88% | 24.35% | 23.38%
2013 | CAN | WECC | - | BC | 20 | PROSPECTIVE CAPACITY RESOURCES RESERVE MARGIN | 0% | 0% | 18.45% | 21.64% | 25.39% | 24.9% | 23.72% | 26.82% | 26.36% | 25.88% | 24.35% | 23.38%
2013 | CAN | WECC | - | BC | 21 | TOTAL POTENTIAL RESOURCES RESERVE MARGIN | 0% | 0% | 18.53% | 21.72% | 25.54% | 25.05% | 23.87% | 27.08% | 26.62% | 32.78% | 31.16% | 30.14%
2013 | CAN | WECC | - | BC | 22 | ADJUSTED POTENTIAL RESOURCES RESERVE MARGIN | 0% | 0% | 18.53% | 21.72% | 25.54% | 25.05% | 23.87% | 27.08% | 26.62% | 32.78% | 31.16% | 30.14%
2013 | CAN | WECC | - | BC | 23 | Total Baseline Installed Capacity | 0 | 0 | 0 | 0 | 0 | 0 | 0 | 0 | 0 | 0 | 0 | 0
2013 | CAN | WECC | - | BC | 24 | Distributed or Other Capacity (Behind the Meter) < 1 MW | 0 | 0 | 0 | 0 | 0 | 0 | 0 | 0 | 0 | 0 | 0 | 0
2013 | CAN | WECC | - | BC | 25 | Distributed or Other Capacity (Behind the Meter) ≥ 1 MW | 0 | 0 | 0 | 0 | 0 | 0 | 0 | 0 | 0 | 0 | 0 | 0
2013 | CAN | WECC | - | BC | 26 | Capacity Total from EIA-860 | 0 | 0 | 0 | 0 | 0 | 0 | 0 | 0 | 0 | 0 | 0 | 0
2013 | US | WECC | - | CALN | 1 | Unrestricted Non-coincident Peak Demand | 0 | 25302.3 | 25339.1 | 25752 | 26651.8 | 27038.6 | 27340.5 | 27621.6 | 27962 | 28293.4 | 28621.1 | 28967.9
2013 | US | WECC | - | CALN | 1a | New Conservation (Energy Efficiency) | 0 | 157 | 183 | 215 | 250 | 289 | 292 | 288 | 302 | 324 | 338 | 350
2013 | US | WECC | - | CALN | 1b | Estimated Diversity | 0 | 0 | 0 | 0 | 0 | 0 | 0 | 0 | 0 | 0 | 0 | 0
2013 | US | WECC | - | CALN | 1c | Additions for non-member load (load served by non-registered LSE's in a region) | 0 | 0 | 0 | 0 | 0 | 0 | 0 | 0 | 0 | 0 | 0 | 0
2013 | US | WECC | - | CALN | 1d | Stand-by Load Under Contract (Normally served by behind the meter generation) | 0 | 1377 | 1320 | 1346 | 1373 | 1400 | 1428 | 1457 | 1486 | 1515 | 1545 | 1576
2013 | US | WECC | - | CALN | 1e | Non-Controllable Demand-Side Demand Response | 0 | 0 | 0 | 0 | 0 | 0 | 0 | 0 | 0 | 0 | 0 | 0
2013 | US | WECC | - | CALN | 2 | Total Internal Demand | 25201 | 26522.3 | 26476.1 | 26883 | 27774.8 | 28149.6 | 28476.5 | 28790.6 | 29146 | 29484.4 | 29828.1 | 30193.9
2013 | US | WECC | - | CALN | 2a | Supply-Side Direct Control Load Management (DCLM) | 0 | 0 | 0 | 0 | 0 | 0 | 0 | 0 | 0 | 0 | 0 | 0
2013 | US | WECC | - | CALN | 2b | Supply-Side Contractually Interruptible (Curtailable) | 0 | 0 | 0 | 0 | 0 | 0 | 0 | 0 | 0 | 0 | 0 | 0
2013 | US | WECC | - | CALN | 2c | Supply-Side Critical Peak-Pricing (CPP) with Control | 0 | 0 | 0 | 0 | 0 | 0 | 0 | 0 | 0 | 0 | 0 | 0
2013 | US | WECC | - | CALN | 2d | Supply-Side Load as a Capacity Resource | 0 | 0 | 0 | 0 | 0 | 0 | 0 | 0 | 0 | 0 | 0 | 0
2013 | US | WECC | - | CALN | 3 | Net Internal Demand | 25201 | 25762.3 | 25708.1 | 26109 | 26995.8 | 27364.6 | 27690.5 | 28005.6 | 28362 | 28702.4 | 29048.1 | 29413.9
2013 | US | WECC | - | CALN | 3a | Demand-Side Direct Control Load Management (DCLM) | 0 | 202 | 201 | 200 | 200 | 201 | 201 | 201 | 201 | 201 | 201 | 201
2013 | US | WECC | - | CALN | 3b | Demand-Side Contractually Interruptible (Curtailable) | 0 | 75 | 75 | 75 | 75 | 75 | 75 | 75 | 75 | 75 | 75 | 75
2013 | US | WECC | - | CALN | 3c | Demand-Side Critical Peak-Pricing (CPP) with Control | 0 | 0 | 0 | 0 | 0 | 0 | 0 | 0 | 0 | 0 | 0 | 0
2013 | US | WECC | - | CALN | 3d | Demand-Side Load as a Capacity Resource | 0 | 483 | 492 | 499 | 504 | 509 | 510 | 509 | 508 | 506 | 504 | 504
2013 | US | WECC | - | CALN | 4 | Total Controllable Demand Response | 0 | 760 | 768 | 774 | 779 | 785 | 786 | 785 | 784 | 782 | 780 | 780
2013 | US | WECC | - | CALN | 4a | Demand Response used for Ancillary Services - Spinning Reserves | 0 | 0 | 0 | 0 | 0 | 0 | 0 | 0 | 0 | 0 | 0 | 0
2013 | US | WECC | - | CALN | 4b | Demand Response used for Ancillary Services - Non-Spinning Reserves | 0 | 0 | 0 | 0 | 0 | 0 | 0 | 0 | 0 | 0 | 0 | 0
2013 | US | WECC | - | CALN | 4c | Demand Response used for Regulation | 0 | 0 | 0 | 0 | 0 | 0 | 0 | 0 | 0 | 0 | 0 | 0
2013 | US | WECC | - | CALN | 4d | Demand Response used for Energy, Voluntary Services - Emergency | 0 | 1114 | 1207 | 1225 | 1241 | 1251 | 1251 | 1252 | 1254 | 1254 | 1254 | 1267
2013 | US | WECC | - | CALN | 5 | TOTAL INTERNAL CAPACITY | 0 | 34686.3497 | 37484.6658 | 38295.9396 | 38755.7286 | 39259.779 | 39875.3479 | 40232.6897 | 40512.674 | 40761.3614 | 40761.3614 | 40761.3614
2013 | US | WECC | - | CALN | 6a | Existing-Certain | 0 | 28172.6375 | 28172.6375 | 28172.6375 | 28172.6375 | 28172.6375 | 28172.6375 | 28172.6375 | 28172.6375 | 28172.6375 | 28172.6375 | 28172.6375
2013 | US | WECC | - | CALN | 6a1 | Wind Expected On-Peak | 0 | 906.9872 | 906.9872 | 906.9872 | 906.9872 | 906.9872 | 906.9872 | 906.9872 | 906.9872 | 906.9872 | 906.9872 | 906.9872
2013 | US | WECC | - | CALN | 6a2 | Solar Expected On-Peak | 0 | 370.9303 | 370.9303 | 370.9303 | 370.9303 | 370.9303 | 370.9303 | 370.9303 | 370.9303 | 370.9303 | 370.9303 | 370.9303
2013 | US | WECC | - | CALN | 6a3 | Hydro Expected On-Peak | 0 | 6046.18 | 6046.18 | 6046.18 | 6046.18 | 6046.18 | 6046.18 | 6046.18 | 6046.18 | 6046.18 | 6046.18 | 6046.18
2013 | US | WECC | - | CALN | 6a4 | Biomass Expected On-Peak | 0 | 424.07 | 424.07 | 424.07 | 424.07 | 424.07 | 424.07 | 424.07 | 424.07 | 424.07 | 424.07 | 424.07
2013 | US | WECC | - | CALN | 6b | Existing-Other | 0 | 0 | 0 | 0 | 0 | 0 | 0 | 0 | 0 | 0 | 0 | 0
2013 | US | WECC | - | CALN | 6b1 | Wind Derate On-Peak | 0 | 1354.1928 | 1354.1928 | 1354.1928 | 1354.1928 | 1354.1928 | 1354.1928 | 1354.1928 | 1354.1928 | 1354.1928 | 1354.1928 | 1354.1928
2013 | US | WECC | - | CALN | 6b2 | Solar Derate On-Peak | 0 | 132.5397 | 132.5397 | 132.5397 | 132.5397 | 132.5397 | 132.5397 | 132.5397 | 132.5397 | 132.5397 | 132.5397 | 132.5397
2013 | US | WECC | - | CALN | 6b3 | Hydro Derate On-Peak | 0 | 2989.33 | 2989.33 | 2989.33 | 2989.33 | 2989.33 | 2989.33 | 2989.33 | 2989.33 | 2989.33 | 2989.33 | 2989.33
2013 | US | WECC | - | CALN | 6b4 | Biomass Derate On-Peak | 0 | 46.34 | 46.34 | 46.34 | 46.34 | 46.34 | 46.34 | 46.34 | 46.34 | 46.34 | 46.34 | 46.34
2013 | US | WECC | - | CALN | 6b5 | Transmission-Limited Resources | 0 | 0 | 0 | 0 | 0 | 0 | 0 | 0 | 0 | 0 | 0 | 0
2013 | US | WECC | - | CALN | 6b6 | All Other Derates | 0 | 0 | 0 | 0 | 0 | 0 | 0 | 0 | 0 | 0 | 0 | 0
2013 | US | WECC | - | CALN | 6b7 | Energy-Only (Existing-Other) | 0 | 0 | 0 | 0 | 0 | 0 | 0 | 0 | 0 | 0 | 0 | 0
2013 | US | WECC | - | CALN | 6c | Unplanned Outages (Actual) / Current and Future Inoperable Resources | 0 | 975 | 975 | 975 | 975 | 975 | 975 | 975 | 975 | 975 | 975 | 975
2013 | US | WECC | - | CALN | 6d | Total Supply-Side Demand Response | 0 | 0 | 0 | 0 | 0 | 0 | 0 | 0 | 0 | 0 | 0 | 0
2013 | US | WECC | - | CALN | 7 | TOTAL FUTURE CAPACITY ADDITIONS | 0 | 1016.3097 | 3238.3068 | 3856.5383 | 4180.1787 | 4551.5366 | 4990.3123 | 5232.4596 | 5444.331 | 5624.9056 | 5624.9056 | 5624.9056
2013 | US | WECC | - | CALN | 7a | Future-Planned | 0 | 1016.3097 | 3238.3068 | 3856.5383 | 4180.1787 | 4551.5366 | 4990.3123 | 5232.4596 | 5444.331 | 5624.9056 | 5624.9056 | 5624.9056
2013 | US | WECC | - | CALN | 7a1 | Wind Expected On-Peak | 0 | 158.7491 | 134.9494 | 160.6018 | 178.6571 | 178.6571 | 203.9014 | 229.1456 | 232.3069 | 235.4681 | 235.4681 | 235.4681
2013 | US | WECC | - | CALN | 7a2 | Wind Derate On-Peak | 0 | 0 | 201.4886 | 239.7892 | 266.7471 | 266.7471 | 304.4384 | 342.1298 | 346.8498 | 351.5698 | 351.5698 | 351.5698
2013 | US | WECC | - | CALN | 7a3 | Solar Expected On-Peak | 0 | 529.0429 | 1024.9459 | 1458.0113 | 1763.5963 | 2134.9542 | 2524.2495 | 2741.1525 | 2918.5659 | 3095.9793 | 3095.9793 | 3095.9793
2013 | US | WECC | - | CALN | 7a4 | Solar Derate On-Peak | 0 | 0 | 366.2307 | 520.9723 | 630.1631 | 762.8556 | 901.9575 | 979.4606 | 1042.8535 | 1106.2463 | 1106.2463 | 1106.2463
2013 | US | WECC | - | CALN | 7a5 | Hydro Expected On-Peak | 0 | 0 | 0 | 0 | 0 | 0 | 0 | 0 | 0 | 0 | 0 | 0
2013 | US | WECC | - | CALN | 7a6 | Hydro Derate On-Peak | 0 | 0 | 0 | 0 | 0 | 0 | 0 | 0 | 0 | 0 | 0 | 0
2013 | US | WECC | - | CALN | 7a7 | Biomass Expected On-Peak | 0 | 87.2985 | 78.6988 | 78.6988 | 78.6988 | 78.6988 | 78.6988 | 78.6988 | 78.6988 | 78.6988 | 78.6988 | 78.6988
2013 | US | WECC | - | CALN | 7a8 | Biomass Derate On-Peak | 0 | 0 | 8.5998 | 8.5998 | 8.5998 | 8.5998 | 8.5998 | 8.5998 | 8.5998 | 8.5998 | 8.5998 | 8.5998
2013 | US | WECC | - | CALN | 7a9 | Transmission-Limited Resources | 0 | 0 | 0 | 0 | 0 | 0 | 0 | 0 | 0 | 0 | 0 | 0
2013 | US | WECC | - | CALN | 7a10 | Scheduled Outage - Maintenance | 0 | 107 | 4 | 103 | 180 | 36 | 0 | 0 | 24 | 33 | 0 | 82
2013 | US | WECC | - | CALN | 7a11 | All Other Derates | 0 | 0 | 0 | 0 | 0 | 0 | 0 | 0 | 0 | 0 | 0 | 0
2013 | US | WECC | - | CALN | 7a12 | Energy-Only | 0 | 0 | 0 | 0 | 0 | 0 | 0 | 0 | 0 | 0 | 0 | 0
2013 | US | WECC | - | CALN | 7b | Future-Other | 0 | 0 | 0 | 0 | 0 | 0 | 0 | 0 | 0 | 0 | 0 | 0
2013 | US | WECC | - | CALN | 7b1 | Wind Expected On-Peak | 0 | 0 | 0 | 0 | 0 | 0 | 0 | 0 | 0 | 0 | 0 | 0
2013 | US | WECC | - | CALN | 7b2 | Wind Derate On-Peak | 0 | 0 | 0 | 0 | 0 | 0 | 0 | 0 | 0 | 0 | 0 | 0
2013 | US | WECC | - | CALN | 7b3 | Solar Expected On-Peak | 0 | 0 | 0 | 0 | 0 | 0 | 0 | 0 | 0 | 0 | 0 | 0
2013 | US | WECC | - | CALN | 7b4 | Solar Derate On-Peak | 0 | 0 | 0 | 0 | 0 | 0 | 0 | 0 | 0 | 0 | 0 | 0
2013 | US | WECC | - | CALN | 7b5 | Hydro Expected On-Peak | 0 | 0 | 0 | 0 | 0 | 0 | 0 | 0 | 0 | 0 | 0 | 0
2013 | US | WECC | - | CALN | 7b6 | Hydro Derate On-Peak | 0 | 0 | 0 | 0 | 0 | 0 | 0 | 0 | 0 | 0 | 0 | 0
2013 | US | WECC | - | CALN | 7b7 | Biomass Expected On-Peak | 0 | 0 | 0 | 0 | 0 | 0 | 0 | 0 | 0 | 0 | 0 | 0
2013 | US | WECC | - | CALN | 7b8 | Biomass Derate On-Peak | 0 | 0 | 0 | 0 | 0 | 0 | 0 | 0 | 0 | 0 | 0 | 0
2013 | US | WECC | - | CALN | 7b9 | Transmission-Limited Resources | 0 | 0 | 0 | 0 | 0 | 0 | 0 | 0 | 0 | 0 | 0 | 0
2013 | US | WECC | - | CALN | 7b10 | Scheduled Outage - Maintenance | 0 | 0 | 0 | 0 | 0 | 0 | 0 | 0 | 0 | 0 | 0 | 0
2013 | US | WECC | - | CALN | 7b11 | All Other Derates | 0 | 0 | 0 | 0 | 0 | 0 | 0 | 0 | 0 | 0 | 0 | 0
2013 | US | WECC | - | CALN | 7b12 | Energy-Only | 0 | 0 | 0 | 0 | 0 | 0 | 0 | 0 | 0 | 0 | 0 | 0
2013 | US | WECC | - | CALN | 8 | Conceptual | 0 | 0 | 72.54 | 72.54 | 100.8858 | 100.8858 | 324.0858 | 324.0858 | 324.0858 | 324.0858 | 324.0858 | 324.0858
2013 | US | WECC | - | CALN | 8a1 | Wind Expected On-Peak | 0 | 0 | 0 | 0 | 0 | 0 | 0 | 0 | 0 | 0 | 0 | 0
2013 | US | WECC | - | CALN | 8a2 | Wind Derate On-Peak | 0 | 0 | 0 | 0 | 0 | 0 | 0 | 0 | 0 | 0 | 0 | 0
2013 | US | WECC | - | CALN | 8a3 | Solar Expected On-Peak | 0 | 0 | 0 | 0 | 0 | 0 | 0 | 0 | 0 | 0 | 0 | 0
2013 | US | WECC | - | CALN | 8a4 | Solar Derate On-Peak | 0 | 0 | 0 | 0 | 0 | 0 | 0 | 0 | 0 | 0 | 0 | 0
2013 | US | WECC | - | CALN | 8a5 | Hydro Expected On-Peak | 0 | 0 | 0 | 0 | 3.3458 | 3.3458 | 3.3458 | 3.3458 | 3.3458 | 3.3458 | 3.3458 | 3.3458
2013 | US | WECC | - | CALN | 8a6 | Hydro Derate On-Peak | 0 | 0 | 0 | 0 | 1.6542 | 1.6542 | 1.6542 | 1.6542 | 1.6542 | 1.6542 | 1.6542 | 1.6542
2013 | US | WECC | - | CALN | 8a7 | Biomass Expected On-Peak | 0 | 0 | 0 | 0 | 0 | 0 | 0 | 0 | 0 | 0 | 0 | 0
2013 | US | WECC | - | CALN | 8a8 | Biomass Derate On-Peak | 0 | 0 | 0 | 0 | 0 | 0 | 0 | 0 | 0 | 0 | 0 | 0
2013 | US | WECC | - | CALN | 8a9 | All Other Derates | 0 | 0 | 0 | 0 | 0 | 0 | 0 | 0 | 0 | 0 | 0 | 0
2013 | US | WECC | - | CALN | 8a10 | Energy-Only | 0 | 0 | 0 | 0 | 0 | 0 | 0 | 0 | 0 | 0 | 0 | 0
2013 | US | WECC | - | CALN | 9 | ANTICIPATED INTERNAL CAPACITY | 0 | 29188.9471 | 31410.9443 | 32029.1758 | 32352.8161 | 32724.174 | 33162.9498 | 33405.097 | 33616.9684 | 33797.5431 | 33797.5431 | 33797.5431
2013 | US | WECC | - | CALN | 10 | CAPACITY TRANSACTIONS - IMPORTS | 0 | 3275 | 0 | 0 | 0 | 0 | 0 | 0 | 0 | 0 | 0 | 500
2013 | US | WECC | - | CALN | 10a | Firm | 0 | 3275 | 0 | 0 | 0 | 0 | 0 | 0 | 0 | 0 | 0 | 500
2013 | US | WECC | - | CALN | 10a1 | Full-Responsibility Purchases | 0 | 0 | 0 | 0 | 0 | 0 | 0 | 0 | 0 | 0 | 0 | 0
2013 | US | WECC | - | CALN | 10a2 | Owned Capacity/Entitlement Located Outside the Region/Subregion | 0 | 0 | 0 | 0 | 0 | 0 | 0 | 0 | 0 | 0 | 0 | 0
2013 | US | WECC | - | CALN | 10b | Non-firm | 0 | 0 | 0 | 0 | 0 | 0 | 0 | 0 | 0 | 0 | 0 | 0
2013 | US | WECC | - | CALN | 10c | Expected | 0 | 0 | 0 | 0 | 0 | 0 | 0 | 0 | 0 | 0 | 0 | 0
2013 | US | WECC | - | CALN | 10c1 | Full-Responsibility Purchases | 0 | 0 | 0 | 0 | 0 | 0 | 0 | 0 | 0 | 0 | 0 | 0
2013 | US | WECC | - | CALN | 10c2 | Owned Capacity/Entitlement Located Outside the Region/Subregion | 0 | 0 | 0 | 0 | 0 | 0 | 0 | 0 | 0 | 0 | 0 | 0
2013 | US | WECC | - | CALN | 11 | CAPACITY TRANSACTIONS - EXPORTS | 0 | 1275 | 0 | 0 | 0 | 0 | 0 | 0 | 0 | 0 | 0 | 0
2013 | US | WECC | - | CALN | 11a | Firm | 0 | 1275 | 0 | 0 | 0 | 0 | 0 | 0 | 0 | 0 | 0 | 0
2013 | US | WECC | - | CALN | 11a1 | Full-Responsibility Purchases | 0 | 0 | 0 | 0 | 0 | 0 | 0 | 0 | 0 | 0 | 0 | 0
2013 | US | WECC | - | CALN | 11a2 | Owned Capacity/Entitlement Located Outside the Region/Subregion | 0 | 0 | 0 | 0 | 0 | 0 | 0 | 0 | 0 | 0 | 0 | 0
2013 | US | WECC | - | CALN | 11b | Non-firm | 0 | 0 | 0 | 0 | 0 | 0 | 0 | 0 | 0 | 0 | 0 | 0
2013 | US | WECC | - | CALN | 11c | Expected | 0 | 0 | 0 | 0 | 0 | 0 | 0 | 0 | 0 | 0 | 0 | 0
2013 | US | WECC | - | CALN | 11c1 | Full-Responsibility Purchases | 0 | 0 | 0 | 0 | 0 | 0 | 0 | 0 | 0 | 0 | 0 | 0
2013 | US | WECC | - | CALN | 11c2 | Owned Capacity/Entitlement Located Outside the Region/Subregion | 0 | 0 | 0 | 0 | 0 | 0 | 0 | 0 | 0 | 0 | 0 | 0
2013 | US | WECC | - | CALN | 12 | EXISTING-CERTAIN & NET FIRM TRANSACTIONS | 0 | 30065.6375 | 28172.6375 | 28172.6375 | 28172.6375 | 28172.6375 | 28172.6375 | 28172.6375 | 28172.6375 | 28172.6375 | 28172.6375 | 28672.6375
2013 | US | WECC | - | CALN | 13 | ANTICIPATED CAPACITY RESOURCES | 0 | 0 | 31406.9443 | 31926.1758 | 32172.8161 | 32688.174 | 33162.9498 | 33405.097 | 33592.9684 | 33764.5431 | 33797.5431 | 34215.5431
2013 | US | WECC | - | CALN | 14 | PROSPECTIVE CAPACITY RESOURCES | 0 | 0 | 31406.9443 | 31926.1758 | 32172.8161 | 32688.174 | 33162.9498 | 33405.097 | 33592.9684 | 33764.5431 | 33797.5431 | 34215.5431
2013 | US | WECC | - | CALN | 15 | TOTAL POTENTIAL CAPACITY RESOURCES | 0 | 0 | 31479.4843 | 31998.7158 | 32273.7019 | 32789.0598 | 33487.0355 | 33729.1828 | 33917.0542 | 34088.6289 | 34121.6289 | 34539.6289
2013 | US | WECC | - | CALN | 16 | ADJUSTED POTENTIAL CAPACITY RESOURCES | 0 | 0 | 31479.4836 | 31998.715 | 32273.7009 | 32789.0588 | 33487.0323 | 33729.1796 | 33917.051 | 34088.6256 | 34121.6256 | 34539.6256
2013 | US | WECC | - | CALN | 16a | Confidence of Future-Other | 0 | 0 | 0.99999 | 0.99999 | 0.99999 | 0.99999 | 0.99999 | 0.99999 | 0.99999 | 0.99999 | 0.99999 | 0.99999
2013 | US | WECC | - | CALN | 16b | Net Future-Other Resources After Confidence Percentage Is Applied | 0 | 0 | 0 | 0 | 0 | 0 | 0 | 0 | 0 | 0 | 0 | 0
2013 | US | WECC | - | CALN | 16c | Confidence of Conceptual | 0 | 0 | 0.99999 | 0.99999 | 0.99999 | 0.99999 | 0.99999 | 0.99999 | 0.99999 | 0.99999 | 0.99999 | 0.99999
2013 | US | WECC | - | CALN | 16d | Net Conceptual Resources After Confidence Percentage Is Applied | 0 | 0 | 72.5393 | 72.5393 | 100.8848 | 100.8848 | 324.0825 | 324.0825 | 324.0825 | 324.0825 | 324.0825 | 324.0825
2013 | US | WECC | - | CALN | 17 | ASSESSMENT AREA TARGET RESERVE MARGIN | 0% | 0% | 15.02% | 15.02% | 15.02% | 15.02% | 15.02% | 15.02% | 15.02% | 15.02% | 15.02% | 15.02%
2013 | US | WECC | - | CALN | 18 | EXISTING-CERTAIN AND NET FIRM TRANSACTIONS RESERVE MARGIN | -100% | 16.7% | 0% | 0% | 0% | 0% | 0% | 0% | 0% | 0% | 0% | 0%
2013 | US | WECC | - | CALN | 19 | ANTICIPATED CAPACITY RESOURCES RESERVE MARGIN | 0% | 0% | 22.17% | 22.28% | 19.18% | 19.45% | 19.76% | 19.28% | 18.44% | 17.64% | 16.35% | 16.32%
2013 | US | WECC | - | CALN | 20 | PROSPECTIVE CAPACITY RESOURCES RESERVE MARGIN | 0% | 0% | 22.17% | 22.28% | 19.18% | 19.45% | 19.76% | 19.28% | 18.44% | 17.64% | 16.35% | 16.32%
2013 | US | WECC | - | CALN | 21 | TOTAL POTENTIAL RESOURCES RESERVE MARGIN | 0% | 0% | 22.45% | 22.56% | 19.55% | 19.82% | 20.93% | 20.44% | 19.59% | 18.77% | 17.47% | 17.43%
2013 | US | WECC | - | CALN | 22 | ADJUSTED POTENTIAL RESOURCES RESERVE MARGIN | 0% | 0% | 22.45% | 22.56% | 19.55% | 19.82% | 20.93% | 20.44% | 19.59% | 18.77% | 17.47% | 17.43%
2013 | US | WECC | - | CALN | 23 | Total Baseline Installed Capacity | 0 | 0 | 0 | 0 | 0 | 0 | 0 | 0 | 0 | 0 | 0 | 0
2013 | US | WECC | - | CALN | 24 | Distributed or Other Capacity (Behind the Meter) < 1 MW | 0 | 0 | 0 | 0 | 0 | 0 | 0 | 0 | 0 | 0 | 0 | 0
2013 | US | WECC | - | CALN | 25 | Distributed or Other Capacity (Behind the Meter) ≥ 1 MW | 0 | 0 | 0 | 0 | 0 | 0 | 0 | 0 | 0 | 0 | 0 | 0
2013 | US | WECC | - | CALN | 26 | Capacity Total from EIA-860 | 0 | 0 | 0 | 0 | 0 | 0 | 0 | 0 | 0 | 0 | 0 | 0
2013 | US | WECC | - | CALS | 1 | Unrestricted Non-coincident Peak Demand | 0 | 34136.6 | 34999 | 35704 | 36052 | 36698 | 37240 | 37737 | 38353 | 38981 | 39487 | 40036
2013 | US | WECC | - | CALS | 1a | New Conservation (Energy Efficiency) | 0 | 130 | 155 | 310 | 180 | 264 | 277 | 227 | 239 | 253 | 265 | 276
2013 | US | WECC | - | CALS | 1b | Estimated Diversity | 0 | 0 | 0 | 0 | 0 | 0 | 0 | 0 | 0 | 0 | 0 | 0
2013 | US | WECC | - | CALS | 1c | Additions for non-member load (load served by non-registered LSE's in a region) | 0 | 0 | 0 | 0 | 0 | 0 | 0 | 0 | 0 | 0 | 0 | 0
2013 | US | WECC | - | CALS | 1d | Stand-by Load Under Contract (Normally served by behind the meter generation) | 0 | 904 | 904 | 904 | 904 | 904 | 904 | 904 | 904 | 904 | 904 | 904
2013 | US | WECC | - | CALS | 1e | Non-Controllable Demand-Side Demand Response | 0 | 0 | 0 | 0 | 0 | 0 | 0 | 0 | 0 | 0 | 0 | 0
2013 | US | WECC | - | CALS | 2 | Total Internal Demand | 0 | 34910.6 | 35748 | 36298 | 36776 | 37338 | 37867 | 38414 | 39018 | 39632 | 40126 | 40664
2013 | US | WECC | - | CALS | 2a | Supply-Side Direct Control Load Management (DCLM) | 0 | 0 | 0 | 0 | 0 | 0 | 0 | 0 | 0 | 0 | 0 | 0
2013 | US | WECC | - | CALS | 2b | Supply-Side Contractually Interruptible (Curtailable) | 0 | 0 | 0 | 0 | 0 | 0 | 0 | 0 | 0 | 0 | 0 | 0
2013 | US | WECC | - | CALS | 2c | Supply-Side Critical Peak-Pricing (CPP) with Control | 0 | 0 | 0 | 0 | 0 | 0 | 0 | 0 | 0 | 0 | 0 | 0
2013 | US | WECC | - | CALS | 2d | Supply-Side Load as a Capacity Resource | 0 | 0 | 0 | 0 | 0 | 0 | 0 | 0 | 0 | 0 | 0 | 0
2013 | US | WECC | - | CALS | 3 | Net Internal Demand | 0 | 33046.6 | 33706 | 34250 | 34709 | 35236 | 35737 | 36233 | 36786 | 37350 | 37794 | 38282
2013 | US | WECC | - | CALS | 3a | Demand-Side Direct Control Load Management (DCLM) | 0 | 604 | 662 | 662 | 662 | 662 | 662 | 662 | 662 | 662 | 662 | 662
2013 | US | WECC | - | CALS | 3b | Demand-Side Contractually Interruptible (Curtailable) | 0 | 662 | 676 | 680 | 680 | 680 | 680 | 680 | 680 | 680 | 680 | 680
2013 | US | WECC | - | CALS | 3c | Demand-Side Critical Peak-Pricing (CPP) with Control | 0 | 0 | 1 | 1 | 2 | 3 | 5 | 5 | 5 | 5 | 5 | 5
2013 | US | WECC | - | CALS | 3d | Demand-Side Load as a Capacity Resource | 0 | 598 | 703 | 705 | 723 | 757 | 783 | 834 | 885 | 935 | 985 | 1035
2013 | US | WECC | - | CALS | 4 | Total Controllable Demand Response | 0 | 1864 | 2042 | 2048 | 2067 | 2102 | 2130 | 2181 | 2232 | 2282 | 2332 | 2382
2013 | US | WECC | - | CALS | 4a | Demand Response used for Ancillary Services - Spinning Reserves | 0 | 326 | 326 | 326 | 326 | 326 | 326 | 326 | 326 | 326 | 326 | 326
2013 | US | WECC | - | CALS | 4b | Demand Response used for Ancillary Services - Non-Spinning Reserves | 0 | 305 | 305 | 305 | 305 | 305 | 305 | 305 | 305 | 305 | 305 | 305
2013 | US | WECC | - | CALS | 4c | Demand Response used for Regulation | 0 | 28 | 28 | 28 | 28 | 28 | 28 | 28 | 28 | 28 | 28 | 28
2013 | US | WECC | - | CALS | 4d | Demand Response used for Energy, Voluntary Services - Emergency | 0 | 1468 | 1591 | 1615 | 1636 | 1648 | 1649 | 1651 | 1652 | 1652 | 1652 | 1671
2013 | US | WECC | - | CALS | 5 | TOTAL INTERNAL CAPACITY | 0 | 39568.1395 | 42618.5547 | 44370.6652 | 45064.961 | 45901.4205 | 46972.6468 | 47557.7247 | 47945.5405 | 48257.653 | 48271.653 | 48287.653
2013 | US | WECC | - | CALS | 6a | Existing-Certain | 0 | 30643.6875 | 30643.6875 | 30643.6875 | 30643.6875 | 30643.6875 | 30643.6875 | 30643.6875 | 30643.6875 | 30643.6875 | 30643.6875 | 30643.6875
2013 | US | WECC | - | CALS | 6a1 | Wind Expected On-Peak | 0 | 367.9758 | 367.9758 | 367.9758 | 367.9758 | 367.9758 | 367.9758 | 367.9758 | 367.9758 | 367.9758 | 367.9758 | 367.9758
2013 | US | WECC | - | CALS | 6a2 | Solar Expected On-Peak | 0 | 790.0057 | 790.0057 | 790.0057 | 790.0057 | 790.0057 | 790.0057 | 790.0057 | 790.0057 | 790.0057 | 790.0057 | 790.0057
2013 | US | WECC | - | CALS | 6a3 | Hydro Expected On-Peak | 0 | 2801.34 | 2801.34 | 2801.34 | 2801.34 | 2801.34 | 2801.34 | 2801.34 | 2801.34 | 2801.34 | 2801.34 | 2801.34
2013 | US | WECC | - | CALS | 6a4 | Biomass Expected On-Peak | 0 | 273.24 | 273.24 | 273.24 | 273.24 | 273.24 | 273.24 | 273.24 | 273.24 | 273.24 | 273.24 | 273.24
2013 | US | WECC | - | CALS | 6b | Existing-Other | 0 | 0 | 0 | 0 | 0 | 0 | 0 | 0 | 0 | 0 | 0 | 0
2013 | US | WECC | - | CALS | 6b1 | Wind Derate On-Peak | 0 | 3199.5042 | 3199.5042 | 3199.5042 | 3199.5042 | 3199.5042 | 3199.5042 | 3199.5042 | 3199.5042 | 3199.5042 | 3199.5042 | 3199.5042
2013 | US | WECC | - | CALS | 6b2 | Solar Derate On-Peak | 0 | 165.6143 | 165.6143 | 165.6143 | 165.6143 | 165.6143 | 165.6143 | 165.6143 | 165.6143 | 165.6143 | 165.6143 | 165.6143
2013 | US | WECC | - | CALS | 6b3 | Hydro Derate On-Peak | 0 | 224.81 | 224.81 | 224.81 | 224.81 | 224.81 | 224.81 | 224.81 | 224.81 | 224.81 | 224.81 | 224.81
2013 | US | WECC | - | CALS | 6b4 | Biomass Derate On-Peak | 0 | 117.37 | 117.37 | 117.37 | 117.37 | 117.37 | 117.37 | 117.37 | 117.37 | 117.37 | 117.37 | 117.37
2013 | US | WECC | - | CALS | 6b5 | Transmission-Limited Resources | 0 | 0 | 0 | 0 | 0 | 0 | 0 | 0 | 0 | 0 | 0 | 0
2013 | US | WECC | - | CALS | 6b6 | All Other Derates | 0 | 0 | 0 | 0 | 0 | 0 | 0 | 0 | 0 | 0 | 0 | 0
2013 | US | WECC | - | CALS | 6b7 | Energy-Only (Existing-Other) | 0 | 0 | 0 | 0 | 0 | 0 | 0 | 0 | 0 | 0 | 0 | 0
2013 | US | WECC | - | CALS | 6c | Unplanned Outages (Actual) / Current and Future Inoperable Resources | 0 | 2776.716 | 2776.716 | 2776.716 | 2776.716 | 2776.716 | 2776.716 | 2776.716 | 2776.716 | 2776.716 | 2776.716 | 2776.716
2013 | US | WECC | - | CALS | 6d | Total Supply-Side Demand Response | 0 | 0 | 0 | 0 | 0 | 0 | 0 | 0 | 0 | 0 | 0 | 0
2013 | US | WECC | - | CALS | 7 | TOTAL FUTURE CAPACITY ADDITIONS | 0 | 2440.4375 | 4352.5367 | 5800.9527 | 6304.7567 | 7030.0948 | 7715.0817 | 8073.6831 | 8385.2543 | 8619.7358 | 8631.3096 | 8644.5367
2013 | US | WECC | - | CALS | 7a | Future-Planned | 0 | 2440.4375 | 4352.5367 | 5800.9527 | 6304.7567 | 7030.0948 | 7715.0817 | 8073.6831 | 8385.2543 | 8619.7358 | 8631.3096 | 8644.5367
2013 | US | WECC | - | CALS | 7a1 | Wind Expected On-Peak | 0 | 402.5541 | 88.1347 | 106.0014 | 118.7782 | 118.7782 | 148.9869 | 166.8179 | 168.9137 | 171.0095 | 171.0095 | 171.0095
2013 | US | WECC | - | CALS | 7a2 | Wind Derate On-Peak | 0 | 0 | 766.32 | 921.669 | 1032.7616 | 1032.7616 | 1295.4224 | 1450.4609 | 1468.6838 | 1486.9068 | 1486.9068 | 1486.9068
2013 | US | WECC | - | CALS | 7a3 | Solar Expected On-Peak | 0 | 735.0781 | 1637.7484 | 2345.3795 | 2721.291 | 3168.9658 | 3758.4552 | 4099.2256 | 4375.9977 | 4659.3834 | 4670.9571 | 4684.1842
2013 | US | WECC | - | CALS | 7a4 | Solar Derate On-Peak | 0 | 0 | 343.3323 | 491.6779 | 570.4828 | 664.3319 | 787.9106 | 859.3486 | 917.3702 | 976.7783 | 979.2045 | 981.9774
2013 | US | WECC | - | CALS | 7a5 | Hydro Expected On-Peak | 0 | 0 | 13.8857 | 13.8857 | 21.2914 | 236.5191 | 236.5191 | 236.5191 | 236.5191 | 236.5191 | 236.5191 | 236.5191
2013 | US | WECC | - | CALS | 7a6 | Hydro Derate On-Peak | 0 | 0 | 1.1143 | 1.1143 | 1.7086 | 18.9809 | 18.9809 | 18.9809 | 18.9809 | 18.9809 | 18.9809 | 18.9809
2013 | US | WECC | - | CALS | 7a7 | Biomass Expected On-Peak | 0 | 91.6847 | 64.1354 | 64.1354 | 64.1354 | 64.1354 | 64.1354 | 64.1354 | 64.1354 | 64.1354 | 64.1354 | 64.1354
2013 | US | WECC | - | CALS | 7a8 | Biomass Derate On-Peak | 0 | 0 | 27.5493 | 27.5493 | 27.5493 | 27.5493 | 27.5493 | 27.5493 | 27.5493 | 27.5493 | 27.5493 | 27.5493
2013 | US | WECC | - | CALS | 7a9 | Transmission-Limited Resources | 0 | 0 | 0 | 0 | 0 | 0 | 0 | 0 | 0 | 0 | 0 | 0
2013 | US | WECC | - | CALS | 7a10 | Scheduled Outage - Maintenance | 0 | 0 | 0 | 45 | 58 | 32 | 48 | 48 | 13 | 106 | 154 | 106
2013 | US | WECC | - | CALS | 7a11 | All Other Derates | 0 | 0 | 0 | 0 | 0 | 0 | 0 | 0 | 0 | 0 | 0 | 0
2013 | US | WECC | - | CALS | 7a12 | Energy-Only | 0 | 0 | 0 | 0 | 0 | 0 | 0 | 0 | 0 | 0 | 0 | 0
2013 | US | WECC | - | CALS | 7b | Future-Other | 0 | 0 | 0 | 0 | 0 | 0 | 0 | 0 | 0 | 0 | 0 | 0
2013 | US | WECC | - | CALS | 7b1 | Wind Expected On-Peak | 0 | 0 | 0 | 0 | 0 | 0 | 0 | 0 | 0 | 0 | 0 | 0
2013 | US | WECC | - | CALS | 7b2 | Wind Derate On-Peak | 0 | 0 | 0 | 0 | 0 | 0 | 0 | 0 | 0 | 0 | 0 | 0
2013 | US | WECC | - | CALS | 7b3 | Solar Expected On-Peak | 0 | 0 | 0 | 0 | 0 | 0 | 0 | 0 | 0 | 0 | 0 | 0
2013 | US | WECC | - | CALS | 7b4 | Solar Derate On-Peak | 0 | 0 | 0 | 0 | 0 | 0 | 0 | 0 | 0 | 0 | 0 | 0
2013 | US | WECC | - | CALS | 7b5 | Hydro Expected On-Peak | 0 | 0 | 0 | 0 | 0 | 0 | 0 | 0 | 0 | 0 | 0 | 0
2013 | US | WECC | - | CALS | 7b6 | Hydro Derate On-Peak | 0 | 0 | 0 | 0 | 0 | 0 | 0 | 0 | 0 | 0 | 0 | 0
2013 | US | WECC | - | CALS | 7b7 | Biomass Expected On-Peak | 0 | 0 | 0 | 0 | 0 | 0 | 0 | 0 | 0 | 0 | 0 | 0
2013 | US | WECC | - | CALS | 7b8 | Biomass Derate On-Peak | 0 | 0 | 0 | 0 | 0 | 0 | 0 | 0 | 0 | 0 | 0 | 0
2013 | US | WECC | - | CALS | 7b9 | Transmission-Limited Resources | 0 | 0 | 0 | 0 | 0 | 0 | 0 | 0 | 0 | 0 | 0 | 0
2013 | US | WECC | - | CALS | 7b10 | Scheduled Outage - Maintenance | 0 | 0 | 0 | 0 | 0 | 0 | 0 | 0 | 0 | 0 | 0 | 0
2013 | US | WECC | - | CALS | 7b11 | All Other Derates | 0 | 0 | 0 | 0 | 0 | 0 | 0 | 0 | 0 | 0 | 0 | 0
2013 | US | WECC | - | CALS | 7b12 | Energy-Only | 0 | 0 | 0 | 0 | 0 | 0 | 0 | 0 | 0 | 0 | 0 | 0
2013 | US | WECC | - | CALS | 8 | Conceptual | 0 | 519 | 81.7834 | 417.0119 | 750.1169 | 1318.44 | 2039.328 | 2889.348 | 3106.348 | 3106.348 | 3106.348 | 3106.348
2013 | US | WECC | - | CALS | 8a1 | Wind Expected On-Peak | 0 | 519 | 53.5334 | 53.5334 | 53.5334 | 53.5334 | 53.5334 | 53.5334 | 53.5334 | 53.5334 | 53.5334 | 53.5334
2013 | US | WECC | - | CALS | 8a2 | Wind Derate On-Peak | 0 | 0 | 465.4666 | 465.4666 | 465.4666 | 465.4666 | 465.4666 | 465.4666 | 465.4666 | 465.4666 | 465.4666 | 465.4666
2013 | US | WECC | - | CALS | 8a3 | Solar Expected On-Peak | 0 | 0 | 0 | 0 | 0 | 0 | 0 | 0 | 0 | 0 | 0 | 0
2013 | US | WECC | - | CALS | 8a4 | Solar Derate On-Peak | 0 | 0 | 0 | 0 | 0 | 0 | 0 | 0 | 0 | 0 | 0 | 0
2013 | US | WECC | - | CALS | 8a5 | Hydro Expected On-Peak | 0 | 0 | 0 | 0 | 0 | 0 | 0 | 0 | 0 | 0 | 0 | 0
2013 | US | WECC | - | CALS | 8a6 | Hydro Derate On-Peak | 0 | 0 | 0 | 0 | 0 | 0 | 0 | 0 | 0 | 0 | 0 | 0
2013 | US | WECC | - | CALS | 8a7 | Biomass Expected On-Peak | 0 | 0 | 0 | 0 | 0 | 0 | 0 | 0 | 0 | 0 | 0 | 0
2013 | US | WECC | - | CALS | 8a8 | Biomass Derate On-Peak | 0 | 0 | 0 | 0 | 0 | 0 | 0 | 0 | 0 | 0 | 0 | 0
2013 | US | WECC | - | CALS | 8a9 | All Other Derates | 0 | 0 | 0 | 0 | 0 | 0 | 0 | 0 | 0 | 0 | 0 | 0
2013 | US | WECC | - | CALS | 8a10 | Energy-Only | 0 | 0 | 0 | 0 | 0 | 0 | 0 | 0 | 0 | 0 | 0 | 0
2013 | US | WECC | - | CALS | 9 | ANTICIPATED INTERNAL CAPACITY | 0 | 33084.1251 | 34996.2242 | 36444.6402 | 36948.4442 | 37673.7824 | 38358.7692 | 38717.3706 | 39028.9418 | 39263.4234 | 39274.9971 | 39288.2242
2013 | US | WECC | - | CALS | 10 | CAPACITY TRANSACTIONS - IMPORTS | 0 | 7646 | 5154 | 5154 | 5154 | 5154 | 5154 | 5154 | 5154 | 5154 | 5154 | 5404
2013 | US | WECC | - | CALS | 10a | Firm | 0 | 7646 | 5154 | 5154 | 5154 | 5154 | 5154 | 5154 | 5154 | 5154 | 5154 | 5404
2013 | US | WECC | - | CALS | 10a1 | Full-Responsibility Purchases | 0 | 0 | 0 | 0 | 0 | 0 | 0 | 0 | 0 | 0 | 0 | 0
2013 | US | WECC | - | CALS | 10a2 | Owned Capacity/Entitlement Located Outside the Region/Subregion | 0 | 0 | 0 | 0 | 0 | 0 | 0 | 0 | 0 | 0 | 0 | 0
2013 | US | WECC | - | CALS | 10b | Non-firm | 0 | 0 | 0 | 0 | 0 | 0 | 0 | 0 | 0 | 0 | 0 | 0
2013 | US | WECC | - | CALS | 10c | Expected | 0 | 0 | 0 | 0 | 0 | 0 | 0 | 0 | 0 | 0 | 0 | 0
2013 | US | WECC | - | CALS | 10c1 | Full-Responsibility Purchases | 0 | 0 | 0 | 0 | 0 | 0 | 0 | 0 | 0 | 0 | 0 | 0
2013 | US | WECC | - | CALS | 10c2 | Owned Capacity/Entitlement Located Outside the Region/Subregion | 0 | 0 | 0 | 0 | 0 | 0 | 0 | 0 | 0 | 0 | 0 | 0
2013 | US | WECC | - | CALS | 11 | CAPACITY TRANSACTIONS - EXPORTS | 0 | 175 | 300 | 300 | 300 | 300 | 300 | 300 | 300 | 300 | 350 | 408
2013 | US | WECC | - | CALS | 11a | Firm | 0 | 175 | 300 | 300 | 300 | 300 | 300 | 300 | 300 | 300 | 350 | 408
2013 | US | WECC | - | CALS | 11a1 | Full-Responsibility Purchases | 0 | 0 | 0 | 0 | 0 | 0 | 0 | 0 | 0 | 0 | 0 | 0
2013 | US | WECC | - | CALS | 11a2 | Owned Capacity/Entitlement Located Outside the Region/Subregion | 0 | 0 | 0 | 0 | 0 | 0 | 0 | 0 | 0 | 0 | 0 | 0
2013 | US | WECC | - | CALS | 11b | Non-firm | 0 | 0 | 0 | 0 | 0 | 0 | 0 | 0 | 0 | 0 | 0 | 0
2013 | US | WECC | - | CALS | 11c | Expected | 0 | 0 | 0 | 0 | 0 | 0 | 0 | 0 | 0 | 0 | 0 | 0
2013 | US | WECC | - | CALS | 11c1 | Full-Responsibility Purchases | 0 | 0 | 0 | 0 | 0 | 0 | 0 | 0 | 0 | 0 | 0 | 0
2013 | US | WECC | - | CALS | 11c2 | Owned Capacity/Entitlement Located Outside the Region/Subregion | 0 | 0 | 0 | 0 | 0 | 0 | 0 | 0 | 0 | 0 | 0 | 0
2013 | US | WECC | - | CALS | 12 | EXISTING-CERTAIN & NET FIRM TRANSACTIONS | 0 | 38114.6875 | 35497.6875 | 35497.6875 | 35497.6875 | 35497.6875 | 35497.6875 | 35497.6875 | 35497.6875 | 35497.6875 | 35447.6875 | 35639.6875
2013 | US | WECC | - | CALS | 13 | ANTICIPATED CAPACITY RESOURCES | 0 | 0 | 39850.2242 | 41253.6402 | 41744.4442 | 42495.7824 | 43164.7692 | 43523.3706 | 43869.9418 | 44011.4234 | 43924.9971 | 44178.2242
2013 | US | WECC | - | CALS | 14 | PROSPECTIVE CAPACITY RESOURCES | 0 | 0 | 39850.2242 | 41253.6402 | 41744.4442 | 42495.7824 | 43164.7692 | 43523.3706 | 43869.9418 | 44011.4234 | 43924.9971 | 44178.2242
2013 | US | WECC | - | CALS | 15 | TOTAL POTENTIAL CAPACITY RESOURCES | 0 | 0 | 39932.0077 | 41670.6522 | 42494.5612 | 43814.2223 | 45204.0972 | 46412.7186 | 46976.2898 | 47117.7713 | 47031.345 | 47284.5722
2013 | US | WECC | - | CALS | 16 | ADJUSTED POTENTIAL CAPACITY RESOURCES | 0 | 0 | 39932.0069 | 41670.648 | 42494.5536 | 43814.2091 | 45204.0768 | 46412.6897 | 46976.2587 | 47117.7403 | 47031.314 | 47284.5411
2013 | US | WECC | - | CALS | 16a | Confidence of Future-Other | 0 | 0 | 0.99999 | 0.99999 | 0.99999 | 0.99999 | 0.99999 | 0.99999 | 0.99999 | 0.99999 | 0.99999 | 0.99999
2013 | US | WECC | - | CALS | 16b | Net Future-Other Resources After Confidence Percentage Is Applied | 0 | 0 | 0 | 0 | 0 | 0 | 0 | 0 | 0 | 0 | 0 | 0
2013 | US | WECC | - | CALS | 16c | Confidence of Conceptual | 0 | 0 | 0.99999 | 0.99999 | 0.99999 | 0.99999 | 0.99999 | 0.99999 | 0.99999 | 0.99999 | 0.99999 | 0.99999
2013 | US | WECC | - | CALS | 16d | Net Conceptual Resources After Confidence Percentage Is Applied | 0 | 0 | 81.7826 | 417.0078 | 750.1094 | 1318.4268 | 2039.3076 | 2889.3191 | 3106.3169 | 3106.3169 | 3106.3169 | 3106.3169
2013 | US | WECC | - | CALS | 17 | ASSESSMENT AREA TARGET RESERVE MARGIN | 0% | 0% | 15.15% | 15.15% | 15.15% | 15.15% | 15.15% | 15.15% | 15.15% | 15.15% | 15.15% | 15.15%
2013 | US | WECC | - | CALS | 18 | EXISTING-CERTAIN AND NET FIRM TRANSACTIONS RESERVE MARGIN | 0% | 15.34% | 0% | 0% | 0% | 0% | 0% | 0% | 0% | 0% | 0% | 0%
2013 | US | WECC | - | CALS | 19 | ANTICIPATED CAPACITY RESOURCES RESERVE MARGIN | 0% | 0% | 18.23% | 20.45% | 20.27% | 20.6% | 20.78% | 20.12% | 19.26% | 17.84% | 16.22% | 15.4%
2013 | US | WECC | - | CALS | 20 | PROSPECTIVE CAPACITY RESOURCES RESERVE MARGIN | 0% | 0% | 18.23% | 20.45% | 20.27% | 20.6% | 20.78% | 20.12% | 19.26% | 17.84% | 16.22% | 15.4%
2013 | US | WECC | - | CALS | 21 | TOTAL POTENTIAL RESOURCES RESERVE MARGIN | 0% | 0% | 18.47% | 21.67% | 22.43% | 24.35% | 26.49% | 28.1% | 27.7% | 26.15% | 24.44% | 23.52%
2013 | US | WECC | - | CALS | 22 | ADJUSTED POTENTIAL RESOURCES RESERVE MARGIN | 0% | 0% | 18.47% | 21.67% | 22.43% | 24.35% | 26.49% | 28.1% | 27.7% | 26.15% | 24.44% | 23.52%
2013 | US | WECC | - | CALS | 23 | Total Baseline Installed Capacity | 0 | 0 | 0 | 0 | 0 | 0 | 0 | 0 | 0 | 0 | 0 | 0
2013 | US | WECC | - | CALS | 24 | Distributed or Other Capacity (Behind the Meter) < 1 MW | 0 | 0 | 0 | 0 | 0 | 0 | 0 | 0 | 0 | 0 | 0 | 0
2013 | US | WECC | - | CALS | 25 | Distributed or Other Capacity (Behind the Meter) ≥ 1 MW | 0 | 0 | 0 | 0 | 0 | 0 | 0 | 0 | 0 | 0 | 0 | 0
2013 | US | WECC | - | CALS | 26 | Capacity Total from EIA-860 | 0 | 0 | 0 | 0 | 0 | 0 | 0 | 0 | 0 | 0 | 0 | 0
2013 | US | WECC | - | DSW | 1 | Unrestricted Non-coincident Peak Demand | 0 | 28261 | 28571.4 | 28992.1 | 29552.7 | 30219.3 | 30919.1 | 31579.9 | 32166.7 | 32922.5 | 33753.2 | 34607
2013 | US | WECC | - | DSW | 1a | New Conservation (Energy Efficiency) | 0 | 240 | 349 | 469 | 580 | 703 | 785 | 815 | 860 | 870 | 898 | 921
2013 | US | WECC | - | DSW | 1b | Estimated Diversity | 0 | 0 | 0 | 0 | 0 | 0 | 0 | 0 | 0 | 0 | 0 | 0
2013 | US | WECC | - | DSW | 1c | Additions for non-member load (load served by non-registered LSE's in a region) | 0 | 0 | 0 | 0 | 0 | 0 | 0 | 0 | 0 | 0 | 0 | 0
2013 | US | WECC | - | DSW | 1d | Stand-by Load Under Contract (Normally served by behind the meter generation) | 0 | 0 | 0 | 0 | 0 | 0 | 0 | 0 | 0 | 0 | 0 | 0
2013 | US | WECC | - | DSW | 1e | Non-Controllable Demand-Side Demand Response | 0 | 0 | 0 | 0 | 0 | 0 | 0 | 0 | 0 | 0 | 0 | 0
2013 | US | WECC | - | DSW | 2 | Total Internal Demand | 28312 | 28021 | 28222.4 | 28523.1 | 28972.7 | 29516.3 | 30134.1 | 30764.9 | 31306.7 | 32052.5 | 32855.2 | 33686
2013 | US | WECC | - | DSW | 2a | Supply-Side Direct Control Load Management (DCLM) | 0 | 0 | 0 | 0 | 0 | 0 | 0 | 0 | 0 | 0 | 0 | 0
2013 | US | WECC | - | DSW | 2b | Supply-Side Contractually Interruptible (Curtailable) | 0 | 0 | 0 | 0 | 0 | 0 | 0 | 0 | 0 | 0 | 0 | 0
2013 | US | WECC | - | DSW | 2c | Supply-Side Critical Peak-Pricing (CPP) with Control | 0 | 0 | 0 | 0 | 0 | 0 | 0 | 0 | 0 | 0 | 0 | 0
2013 | US | WECC | - | DSW | 2d | Supply-Side Load as a Capacity Resource | 0 | 0 | 0 | 0 | 0 | 0 | 0 | 0 | 0 | 0 | 0 | 0
2013 | US | WECC | - | DSW | 3 | Net Internal Demand | 28312 | 27542 | 27638.4 | 27870.1 | 28270.7 | 28828.3 | 29526.1 | 30160.9 | 30720.7 | 31466.5 | 32269.2 | 33100
2013 | US | WECC | - | DSW | 3a | Demand-Side Direct Control Load Management (DCLM) | 0 | 60 | 60 | 60 | 60 | 60 | 0 | 0 | 0 | 0 | 0 | 0
2013 | US | WECC | - | DSW | 3b | Demand-Side Contractually Interruptible (Curtailable) | 0 | 419 | 524 | 593 | 642 | 628 | 608 | 604 | 586 | 586 | 586 | 586
2013 | US | WECC | - | DSW | 3c | Demand-Side Critical Peak-Pricing (CPP) with Control | 0 | 0 | 0 | 0 | 0 | 0 | 0 | 0 | 0 | 0 | 0 | 0
2013 | US | WECC | - | DSW | 3d | Demand-Side Load as a Capacity Resource | 0 | 0 | 0 | 0 | 0 | 0 | 0 | 0 | 0 | 0 | 0 | 0
2013 | US | WECC | - | DSW | 4 | Total Controllable Demand Response | 0 | 479 | 584 | 653 | 702 | 688 | 608 | 604 | 586 | 586 | 586 | 586
2013 | US | WECC | - | DSW | 4a | Demand Response used for Ancillary Services - Spinning Reserves | 0 | 0 | 0 | 0 | 0 | 0 | 0 | 0 | 0 | 0 | 0 | 0
2013 | US | WECC | - | DSW | 4b | Demand Response used for Ancillary Services - Non-Spinning Reserves | 0 | 0 | 0 | 0 | 0 | 0 | 0 | 0 | 0 | 0 | 0 | 0
2013 | US | WECC | - | DSW | 4c | Demand Response used for Regulation | 0 | 0 | 0 | 0 | 0 | 0 | 0 | 0 | 0 | 0 | 0 | 0
2013 | US | WECC | - | DSW | 4d | Demand Response used for Energy, Voluntary Services - Emergency | 0 | 6 | 6 | 6 | 6 | 6 | 6 | 6 | 6 | 6 | 6 | 6
2013 | US | WECC | - | DSW | 5 | TOTAL INTERNAL CAPACITY | 0 | 42820.6366 | 43007.3366 | 43296.0366 | 43390.0366 | 43483.0366 | 43483.0366 | 43553.0366 | 43623.0366 | 43371.0366 | 43358.0366 | 43282.0366
2013 | US | WECC | - | DSW | 6a | Existing-Certain | 0 | 40327.5306 | 40327.5306 | 40327.5306 | 40327.5306 | 40327.5306 | 40327.5306 | 40327.5306 | 40327.5306 | 40327.5306 | 40327.5306 | 40327.5306
2013 | US | WECC | - | DSW | 6a1 | Wind Expected On-Peak | 0 | 146.9394 | 146.9394 | 146.9394 | 146.9394 | 146.9394 | 146.9394 | 146.9394 | 146.9394 | 146.9394 | 146.9394 | 146.9394
2013 | US | WECC | - | DSW | 6a2 | Solar Expected On-Peak | 0 | 420.1613 | 420.1613 | 420.1613 | 420.1613 | 420.1613 | 420.1613 | 420.1613 | 420.1613 | 420.1613 | 420.1613 | 420.1613
2013 | US | WECC | - | DSW | 6a3 | Hydro Expected On-Peak | 0 | 3195.79 | 3195.79 | 3195.79 | 3195.79 | 3195.79 | 3195.79 | 3195.79 | 3195.79 | 3195.79 | 3195.79 | 3195.79
2013 | US | WECC | - | DSW | 6a4 | Biomass Expected On-Peak | 0 | 43.94 | 43.94 | 43.94 | 43.94 | 43.94 | 43.94 | 43.94 | 43.94 | 43.94 | 43.94 | 43.94
2013 | US | WECC | - | DSW | 6b | Existing-Other | 0 | 0 | 0 | 0 | 0 | 0 | 0 | 0 | 0 | 0 | 0 | 0
2013 | US | WECC | - | DSW | 6b1 | Wind Derate On-Peak | 0 | 577.2606 | 577.2606 | 577.2606 | 577.2606 | 577.2606 | 577.2606 | 577.2606 | 577.2606 | 577.2606 | 577.2606 | 577.2606
2013 | US | WECC | - | DSW | 6b2 | Solar Derate On-Peak | 0 | 99.3877 | 99.3877 | 99.3877 | 99.3877 | 99.3877 | 99.3877 | 99.3877 | 99.3877 | 99.3877 | 99.3877 | 99.3877
2013 | US | WECC | - | DSW | 6b3 | Hydro Derate On-Peak | 0 | 1001.66 | 1001.66 | 1001.66 | 1001.66 | 1001.66 | 1001.66 | 1001.66 | 1001.66 | 1001.66 | 1001.66 | 1001.66
2013 | US | WECC | - | DSW | 6b4 | Biomass Derate On-Peak | 0 | 3.76 | 3.76 | 3.76 | 3.76 | 3.76 | 3.76 | 3.76 | 3.76 | 3.76 | 3.76 | 3.76
2013 | US | WECC | - | DSW | 6b5 | Transmission-Limited Resources | 0 | 0 | 0 | 0 | 0 | 0 | 0 | 0 | 0 | 0 | 0 | 0
2013 | US | WECC | - | DSW | 6b6 | All Other Derates | 0 | 0 | 0 | 0 | 0 | 0 | 0 | 0 | 0 | 0 | 0 | 0
2013 | US | WECC | - | DSW | 6b7 | Energy-Only (Existing-Other) | 0 | 0 | 0 | 0 | 0 | 0 | 0 | 0 | 0 | 0 | 0 | 0
2013 | US | WECC | - | DSW | 6c | Unplanned Outages (Actual) / Current and Future Inoperable Resources | 0 | 432 | 432 | 432 | 432 | 432 | 432 | 432 | 432 | 432 | 432 | 432
2013 | US | WECC | - | DSW | 6d | Total Supply-Side Demand Response | 0 | 0 | 0 | 0 | 0 | 0 | 0 | 0 | 0 | 0 | 0 | 0
2013 | US | WECC | - | DSW | 7 | TOTAL FUTURE CAPACITY ADDITIONS | 0 | 379.0376 | 475.3225 | 733.8551 | 826.7073 | 918.7508 | 918.7508 | 988.7508 | 1058.7508 | 806.7508 | 793.7508 | 717.7508
2013 | US | WECC | - | DSW | 7a | Future-Planned | 0 | 379.0376 | 475.3225 | 733.8551 | 826.7073 | 918.7508 | 918.7508 | 988.7508 | 1058.7508 | 806.7508 | 793.7508 | 717.7508
2013 | US | WECC | - | DSW | 7a1 | Wind Expected On-Peak | 0 | 0 | 0 | 0 | 0 | 0 | 0 | 0 | 0 | 0 | 0 | 0
2013 | US | WECC | - | DSW | 7a2 | Wind Derate On-Peak | 0 | 0 | 0 | 0 | 0 | 0 | 0 | 0 | 0 | 0 | 0 | 0
2013 | US | WECC | - | DSW | 7a3 | Solar Expected On-Peak | 0 | 286.0376 | 379.8786 | 507.4112 | 512.2634 | 516.3069 | 516.3069 | 516.3069 | 516.3069 | 516.3069 | 516.3069 | 516.3069
2013 | US | WECC | - | DSW | 7a4 | Solar Derate On-Peak | 0 | 0 | 89.859 | 120.0264 | 121.1742 | 122.1306 | 122.1306 | 122.1306 | 122.1306 | 122.1306 | 122.1306 | 122.1306
2013 | US | WECC | - | DSW | 7a5 | Hydro Expected On-Peak | 0 | 0 | 1.5227 | 1.5227 | 1.5227 | 1.5227 | 1.5227 | 1.5227 | 1.5227 | 1.5227 | 1.5227 | 1.5227
2013 | US | WECC | - | DSW | 7a6 | Hydro Derate On-Peak | 0 | 0 | 0.47727 | 0.47727 | 0.47727 | 0.47727 | 0.47727 | 0.47727 | 0.47727 | 0.47727 | 0.47727 | 0.47727
2013 | US | WECC | - | DSW | 7a7 | Biomass Expected On-Peak | 0 | 0 | 0.92117 | 0.92117 | 0.92117 | 0.92117 | 0.92117 | 0.92117 | 0.92117 | 0.92117 | 0.92117 | 0.92117
2013 | US | WECC | - | DSW | 7a8 | Biomass Derate On-Peak | 0 | 0 | 0.078826 | 0.078826 | 0.078826 | 0.078826 | 0.078826 | 0.078826 | 0.078826 | 0.078826 | 0.078826 | 0.078826
2013 | US | WECC | - | DSW | 7a9 | Transmission-Limited Resources | 0 | 0 | 0 | 0 | 0 | 0 | 0 | 0 | 0 | 0 | 0 | 0
2013 | US | WECC | - | DSW | 7a10 | Scheduled Outage - Maintenance | 0 | 172 | 209 | 165 | 0 | 0 | 40 | 0 | 216 | 92 | 212 | 0
2013 | US | WECC | - | DSW | 7a11 | All Other Derates | 0 | 0 | 0 | 0 | 0 | 0 | 0 | 0 | 0 | 0 | 0 | 0
2013 | US | WECC | - | DSW | 7a12 | Energy-Only | 0 | 0 | 0 | 0 | 0 | 0 | 0 | 0 | 0 | 0 | 0 | 0
2013 | US | WECC | - | DSW | 7b | Future-Other | 0 | 0 | 0 | 0 | 0 | 0 | 0 | 0 | 0 | 0 | 0 | 0
2013 | US | WECC | - | DSW | 7b1 | Wind Expected On-Peak | 0 | 0 | 0 | 0 | 0 | 0 | 0 | 0 | 0 | 0 | 0 | 0
2013 | US | WECC | - | DSW | 7b2 | Wind Derate On-Peak | 0 | 0 | 0 | 0 | 0 | 0 | 0 | 0 | 0 | 0 | 0 | 0
2013 | US | WECC | - | DSW | 7b3 | Solar Expected On-Peak | 0 | 0 | 0 | 0 | 0 | 0 | 0 | 0 | 0 | 0 | 0 | 0
2013 | US | WECC | - | DSW | 7b4 | Solar Derate On-Peak | 0 | 0 | 0 | 0 | 0 | 0 | 0 | 0 | 0 | 0 | 0 | 0
2013 | US | WECC | - | DSW | 7b5 | Hydro Expected On-Peak | 0 | 0 | 0 | 0 | 0 | 0 | 0 | 0 | 0 | 0 | 0 | 0
2013 | US | WECC | - | DSW | 7b6 | Hydro Derate On-Peak | 0 | 0 | 0 | 0 | 0 | 0 | 0 | 0 | 0 | 0 | 0 | 0
2013 | US | WECC | - | DSW | 7b7 | Biomass Expected On-Peak | 0 | 0 | 0 | 0 | 0 | 0 | 0 | 0 | 0 | 0 | 0 | 0
2013 | US | WECC | - | DSW | 7b8 | Biomass Derate On-Peak | 0 | 0 | 0 | 0 | 0 | 0 | 0 | 0 | 0 | 0 | 0 | 0
2013 | US | WECC | - | DSW | 7b9 | Transmission-Limited Resources | 0 | 0 | 0 | 0 | 0 | 0 | 0 | 0 | 0 | 0 | 0 | 0
2013 | US | WECC | - | DSW | 7b10 | Scheduled Outage - Maintenance | 0 | 0 | 0 | 0 | 0 | 0 | 0 | 0 | 0 | 0 | 0 | 0
2013 | US | WECC | - | DSW | 7b11 | All Other Derates | 0 | 0 | 0 | 0 | 0 | 0 | 0 | 0 | 0 | 0 | 0 | 0
2013 | US | WECC | - | DSW | 7b12 | Energy-Only | 0 | 0 | 0 | 0 | 0 | 0 | 0 | 0 | 0 | 0 | 0 | 0
2013 | US | WECC | - | DSW | 8 | Conceptual | 0 | 0 | 386.2354 | 2282.2134 | 2712.0555 | 2889.0555 | 2980.0555 | 3162.0555 | 3657.6353 | 3757.6353 | 3757.6353 | 3934.6353
2013 | US | WECC | - | DSW | 8a1 | Wind Expected On-Peak | 0 | 0 | 40.5798 | 101.4494 | 278.9859 | 278.9859 | 278.9859 | 278.9859 | 319.5657 | 319.5657 | 319.5657 | 319.5657
2013 | US | WECC | - | DSW | 8a2 | Wind Derate On-Peak | 0 | 0 | 159.4202 | 398.5506 | 1096.0141 | 1096.0141 | 1096.0141 | 1096.0141 | 1255.4343 | 1255.4343 | 1255.4343 | 1255.4343
2013 | US | WECC | - | DSW | 8a3 | Solar Expected On-Peak | 0 | 0 | 339.6556 | 1594.764 | 1716.0696 | 1716.0696 | 1716.0696 | 1716.0696 | 1716.0696 | 1716.0696 | 1716.0696 | 1716.0696
2013 | US | WECC | - | DSW | 8a4 | Solar Derate On-Peak | 0 | 0 | 80.3444 | 377.236 | 405.9304 | 405.9304 | 405.9304 | 405.9304 | 405.9304 | 405.9304 | 405.9304 | 405.9304
2013 | US | WECC | - | DSW | 8a5 | Hydro Expected On-Peak | 0 | 0 | 0 | 0 | 0 | 0 | 0 | 0 | 0 | 0 | 0 | 0
2013 | US | WECC | - | DSW | 8a6 | Hydro Derate On-Peak | 0 | 0 | 0 | 0 | 0 | 0 | 0 | 0 | 0 | 0 | 0 | 0
2013 | US | WECC | - | DSW | 8a7 | Biomass Expected On-Peak | 0 | 0 | 0 | 0 | 0 | 0 | 0 | 0 | 0 | 0 | 0 | 0
2013 | US | WECC | - | DSW | 8a8 | Biomass Derate On-Peak | 0 | 0 | 0 | 0 | 0 | 0 | 0 | 0 | 0 | 0 | 0 | 0
2013 | US | WECC | - | DSW | 8a9 | All Other Derates | 0 | 0 | 0 | 0 | 0 | 0 | 0 | 0 | 0 | 0 | 0 | 0
2013 | US | WECC | - | DSW | 8a10 | Energy-Only | 0 | 0 | 0 | 0 | 0 | 0 | 0 | 0 | 0 | 0 | 0 | 0
2013 | US | WECC | - | DSW | 9 | ANTICIPATED INTERNAL CAPACITY | 0 | 40706.5682 | 40802.8531 | 41061.3857 | 41154.2379 | 41246.2815 | 41246.2815 | 41316.2815 | 41386.2815 | 41134.2815 | 41121.2815 | 41045.2815
2013 | US | WECC | - | DSW | 10 | CAPACITY TRANSACTIONS - IMPORTS | 0 | 614 | 614 | 614 | 614 | 614 | 614 | 614 | 614 | 614 | 614 | 614
2013 | US | WECC | - | DSW | 10a | Firm | 0 | 614 | 614 | 614 | 614 | 614 | 614 | 614 | 614 | 614 | 614 | 614
2013 | US | WECC | - | DSW | 10a1 | Full-Responsibility Purchases | 0 | 0 | 0 | 0 | 0 | 0 | 0 | 0 | 0 | 0 | 0 | 0
2013 | US | WECC | - | DSW | 10a2 | Owned Capacity/Entitlement Located Outside the Region/Subregion | 0 | 0 | 0 | 0 | 0 | 0 | 0 | 0 | 0 | 0 | 0 | 0
2013 | US | WECC | - | DSW | 10b | Non-firm | 0 | 0 | 0 | 0 | 0 | 0 | 0 | 0 | 0 | 0 | 0 | 0
2013 | US | WECC | - | DSW | 10c | Expected | 0 | 0 | 0 | 0 | 0 | 0 | 0 | 0 | 0 | 0 | 0 | 0
2013 | US | WECC | - | DSW | 10c1 | Full-Responsibility Purchases | 0 | 0 | 0 | 0 | 0 | 0 | 0 | 0 | 0 | 0 | 0 | 0
2013 | US | WECC | - | DSW | 10c2 | Owned Capacity/Entitlement Located Outside the Region/Subregion | 0 | 0 | 0 | 0 | 0 | 0 | 0 | 0 | 0 | 0 | 0 | 0
2013 | US | WECC | - | DSW | 11 | CAPACITY TRANSACTIONS - EXPORTS | 0 | 7871 | 3054 | 3554 | 3054 | 3054 | 3054 | 3304 | 3634 | 3884 | 4248 | 4059
2013 | US | WECC | - | DSW | 11a | Firm | 0 | 7871 | 3054 | 3554 | 3054 | 3054 | 3054 | 3304 | 3634 | 3884 | 4248 | 4059
2013 | US | WECC | - | DSW | 11a1 | Full-Responsibility Purchases | 0 | 0 | 0 | 0 | 0 | 0 | 0 | 0 | 0 | 0 | 0 | 0
2013 | US | WECC | - | DSW | 11a2 | Owned Capacity/Entitlement Located Outside the Region/Subregion | 0 | 0 | 0 | 0 | 0 | 0 | 0 | 0 | 0 | 0 | 0 | 0
2013 | US | WECC | - | DSW | 11b | Non-firm | 0 | 0 | 0 | 0 | 0 | 0 | 0 | 0 | 0 | 0 | 0 | 0
2013 | US | WECC | - | DSW | 11c | Expected | 0 | 0 | 0 | 0 | 0 | 0 | 0 | 0 | 0 | 0 | 0 | 0
2013 | US | WECC | - | DSW | 11c1 | Full-Responsibility Purchases | 0 | 0 | 0 | 0 | 0 | 0 | 0 | 0 | 0 | 0 | 0 | 0
2013 | US | WECC | - | DSW | 11c2 | Owned Capacity/Entitlement Located Outside the Region/Subregion | 0 | 0 | 0 | 0 | 0 | 0 | 0 | 0 | 0 | 0 | 0 | 0
2013 | US | WECC | - | DSW | 12 | EXISTING-CERTAIN & NET FIRM TRANSACTIONS | 0 | 32898.5306 | 37887.5306 | 37387.5306 | 37887.5306 | 37887.5306 | 37887.5306 | 37637.5306 | 37307.5306 | 37057.5306 | 36693.5306 | 36882.5306
2013 | US | WECC | - | DSW | 13 | ANTICIPATED CAPACITY RESOURCES | 0 | 0 | 38153.8531 | 37956.3857 | 38714.2379 | 38806.2815 | 38766.2815 | 38626.2815 | 38150.2815 | 37772.2815 | 37275.2815 | 37600.2815
2013 | US | WECC | - | DSW | 14 | PROSPECTIVE CAPACITY RESOURCES | 0 | 0 | 38153.8531 | 37956.3857 | 38714.2379 | 38806.2815 | 38766.2815 | 38626.2815 | 38150.2815 | 37772.2815 | 37275.2815 | 37600.2815
2013 | US | WECC | - | DSW | 15 | TOTAL POTENTIAL CAPACITY RESOURCES | 0 | 0 | 38540.0885 | 40238.5991 | 41426.2934 | 41695.337 | 41746.337 | 41788.337 | 41807.9167 | 41529.9167 | 41032.9167 | 41534.9167
2013 | US | WECC | - | DSW | 16 | ADJUSTED POTENTIAL CAPACITY RESOURCES | 0 | 0 | 38540.0846 | 40238.5763 | 41426.2663 | 41695.3081 | 41746.3072 | 41788.3053 | 41807.8802 | 41529.8792 | 41032.8792 | 41534.8774
2013 | US | WECC | - | DSW | 16a | Confidence of Future-Other | 0 | 0 | 0.99999 | 0.99999 | 0.99999 | 0.99999 | 0.99999 | 0.99999 | 0.99999 | 0.99999 | 0.99999 | 0.99999
2013 | US | WECC | - | DSW | 16b | Net Future-Other Resources After Confidence Percentage Is Applied | 0 | 0 | 0 | 0 | 0 | 0 | 0 | 0 | 0 | 0 | 0 | 0
2013 | US | WECC | - | DSW | 16c | Confidence of Conceptual | 0 | 0 | 0.99999 | 0.99999 | 0.99999 | 0.99999 | 0.99999 | 0.99999 | 0.99999 | 0.99999 | 0.99999 | 0.99999
2013 | US | WECC | - | DSW | 16d | Net Conceptual Resources After Confidence Percentage Is Applied | 0 | 0 | 386.2315 | 2282.1906 | 2712.0284 | 2889.0266 | 2980.0257 | 3162.0239 | 3657.5987 | 3757.5977 | 3757.5977 | 3934.5959
2013 | US | WECC | - | DSW | 17 | ASSESSMENT AREA TARGET RESERVE MARGIN | 0% | 0% | 13.62% | 13.62% | 13.62% | 13.62% | 13.62% | 13.62% | 13.62% | 13.62% | 13.62% | 13.62%
2013 | US | WECC | - | DSW | 18 | EXISTING-CERTAIN AND NET FIRM TRANSACTIONS RESERVE MARGIN | -100% | 19.45% | 0% | 0% | 0% | 0% | 0% | 0% | 0% | 0% | 0% | 0%
2013 | US | WECC | - | DSW | 19 | ANTICIPATED CAPACITY RESOURCES RESERVE MARGIN | 0% | 0% | 38.05% | 36.19% | 36.94% | 34.61% | 31.29% | 28.07% | 24.18% | 20.04% | 15.51% | 13.6%
2013 | US | WECC | - | DSW | 20 | PROSPECTIVE CAPACITY RESOURCES RESERVE MARGIN | 0% | 0% | 38.05% | 36.19% | 36.94% | 34.61% | 31.29% | 28.07% | 24.18% | 20.04% | 15.51% | 13.6%
2013 | US | WECC | - | DSW | 21 | TOTAL POTENTIAL RESOURCES RESERVE MARGIN | 0% | 0% | 39.44% | 44.38% | 46.53% | 44.63% | 41.39% | 38.55% | 36.09% | 31.98% | 27.16% | 25.48%
2013 | US | WECC | - | DSW | 22 | ADJUSTED POTENTIAL RESOURCES RESERVE MARGIN | 0% | 0% | 39.44% | 44.38% | 46.53% | 44.63% | 41.39% | 38.55% | 36.09% | 31.98% | 27.16% | 25.48%
2013 | US | WECC | - | DSW | 23 | Total Baseline Installed Capacity | 0 | 0 | 0 | 0 | 0 | 0 | 0 | 0 | 0 | 0 | 0 | 0
2013 | US | WECC | - | DSW | 24 | Distributed or Other Capacity (Behind the Meter) < 1 MW | 0 | 0 | 0 | 0 | 0 | 0 | 0 | 0 | 0 | 0 | 0 | 0
2013 | US | WECC | - | DSW | 25 | Distributed or Other Capacity (Behind the Meter) ≥ 1 MW | 0 | 0 | 0 | 0 | 0 | 0 | 0 | 0 | 0 | 0 | 0 | 0
2013 | US | WECC | - | DSW | 26 | Capacity Total from EIA-860 | 0 | 0 | 0 | 0 | 0 | 0 | 0 | 0 | 0 | 0 | 0 | 0
2013 | MX | WECC | - | MEXW | 1 | Unrestricted Non-coincident Peak Demand | 0 | 2400 | 2393 | 2460 | 2529 | 2599 | 2672 | 2746 | 2823 | 2902 | 2983 | 3066
2013 | MX | WECC | - | MEXW | 1a | New Conservation (Energy Efficiency) | 0 | 0 | 0 | 0 | 0 | 0 | 0 | 0 | 0 | 0 | 0 | 0
2013 | MX | WECC | - | MEXW | 1b | Estimated Diversity | 0 | 0 | 0 | 0 | 0 | 0 | 0 | 0 | 0 | 0 | 0 | 0
2013 | MX | WECC | - | MEXW | 1c | Additions for non-member load (load served by non-registered LSE's in a region) | 0 | 0 | 0 | 0 | 0 | 0 | 0 | 0 | 0 | 0 | 0 | 0
2013 | MX | WECC | - | MEXW | 1d | Stand-by Load Under Contract (Normally served by behind the meter generation) | 0 | 0 | 0 | 0 | 0 | 0 | 0 | 0 | 0 | 0 | 0 | 0
2013 | MX | WECC | - | MEXW | 1e | Non-Controllable Demand-Side Demand Response | 0 | 0 | 0 | 0 | 0 | 0 | 0 | 0 | 0 | 0 | 0 | 0
2013 | MX | WECC | - | MEXW | 2 | Total Internal Demand | 2302 | 2400 | 2393 | 2460 | 2529 | 2599 | 2672 | 2746 | 2823 | 2902 | 2983 | 3066
2013 | MX | WECC | - | MEXW | 2a | Supply-Side Direct Control Load Management (DCLM) | 0 | 0 | 0 | 0 | 0 | 0 | 0 | 0 | 0 | 0 | 0 | 0
2013 | MX | WECC | - | MEXW | 2b | Supply-Side Contractually Interruptible (Curtailable) | 0 | 0 | 0 | 0 | 0 | 0 | 0 | 0 | 0 | 0 | 0 | 0
2013 | MX | WECC | - | MEXW | 2c | Supply-Side Critical Peak-Pricing (CPP) with Control | 0 | 0 | 0 | 0 | 0 | 0 | 0 | 0 | 0 | 0 | 0 | 0
2013 | MX | WECC | - | MEXW | 2d | Supply-Side Load as a Capacity Resource | 0 | 0 | 0 | 0 | 0 | 0 | 0 | 0 | 0 | 0 | 0 | 0
2013 | MX | WECC | - | MEXW | 3 | Net Internal Demand | 2302 | 2400 | 2393 | 2460 | 2529 | 2599 | 2672 | 2746 | 2823 | 2902 | 2983 | 3066
2013 | MX | WECC | - | MEXW | 3a | Demand-Side Direct Control Load Management (DCLM) | 0 | 0 | 0 | 0 | 0 | 0 | 0 | 0 | 0 | 0 | 0 | 0
2013 | MX | WECC | - | MEXW | 3b | Demand-Side Contractually Interruptible (Curtailable) | 0 | 0 | 0 | 0 | 0 | 0 | 0 | 0 | 0 | 0 | 0 | 0
2013 | MX | WECC | - | MEXW | 3c | Demand-Side Critical Peak-Pricing (CPP) with Control | 0 | 0 | 0 | 0 | 0 | 0 | 0 | 0 | 0 | 0 | 0 | 0
2013 | MX | WECC | - | MEXW | 3d | Demand-Side Load as a Capacity Resource | 0 | 0 | 0 | 0 | 0 | 0 | 0 | 0 | 0 | 0 | 0 | 0
2013 | MX | WECC | - | MEXW | 4 | Total Controllable Demand Response | 0 | 0 | 0 | 0 | 0 | 0 | 0 | 0 | 0 | 0 | 0 | 0
2013 | MX | WECC | - | MEXW | 4a | Demand Response used for Ancillary Services - Spinning Reserves | 0 | 174 | 164 | 169 | 176 | 181 | 186 | 186 | 191 | 191 | 196 | 196
2013 | MX | WECC | - | MEXW | 4b | Demand Response used for Ancillary Services - Non-Spinning Reserves | 0 | 145 | 149 | 139 | 139 | 141 | 141 | 141 | 141 | 141 | 141 | 141
2013 | MX | WECC | - | MEXW | 4c | Demand Response used for Regulation | 0 | 25 | 25 | 30 | 35 | 40 | 45 | 45 | 50 | 50 | 55 | 55
2013 | MX | WECC | - | MEXW | 4d | Demand Response used for Energy, Voluntary Services - Emergency | 0 | 0 | 0 | 0 | 0 | 0 | 0 | 0 | 0 | 0 | 0 | 0
2013 | MX | WECC | - | MEXW | 5 | TOTAL INTERNAL CAPACITY | 0 | 2736.47 | 2736.47 | 2736.47 | 3030.47 | 3030.47 | 3030.47 | 3030.47 | 3030.47 | 3030.47 | 3030.47 | 3030.47
2013 | MX | WECC | - | MEXW | 6a | Existing-Certain | 0 | 2607.505 | 2607.505 | 2607.505 | 2607.505 | 2607.505 | 2607.505 | 2607.505 | 2607.505 | 2607.505 | 2607.505 | 2607.505
2013 | MX | WECC | - | MEXW | 6a1 | Wind Expected On-Peak | 0 | 1.0315 | 1.0315 | 1.0315 | 1.0315 | 1.0315 | 1.0315 | 1.0315 | 1.0315 | 1.0315 | 1.0315 | 1.0315
2013 | MX | WECC | - | MEXW | 6a2 | Solar Expected On-Peak | 0 | 4.0435 | 4.0435 | 4.0435 | 4.0435 | 4.0435 | 4.0435 | 4.0435 | 4.0435 | 4.0435 | 4.0435 | 4.0435
2013 | MX | WECC | - | MEXW | 6a3 | Hydro Expected On-Peak | 0 | 0 | 0 | 0 | 0 | 0 | 0 | 0 | 0 | 0 | 0 | 0
2013 | MX | WECC | - | MEXW | 6a4 | Biomass Expected On-Peak | 0 | 0 | 0 | 0 | 0 | 0 | 0 | 0 | 0 | 0 | 0 | 0
2013 | MX | WECC | - | MEXW | 6b | Existing-Other | 0 | 0 | 0 | 0 | 0 | 0 | 0 | 0 | 0 | 0 | 0 | 0
2013 | MX | WECC | - | MEXW | 6b1 | Wind Derate On-Peak | 0 | 8.9685 | 8.9685 | 8.9685 | 8.9685 | 8.9685 | 8.9685 | 8.9685 | 8.9685 | 8.9685 | 8.9685 | 8.9685
2013 | MX | WECC | - | MEXW | 6b2 | Solar Derate On-Peak | 0 | 0.95648 | 0.95648 | 0.95648 | 0.95648 | 0.95648 | 0.95648 | 0.95648 | 0.95648 | 0.95648 | 0.95648 | 0.95648
2013 | MX | WECC | - | MEXW | 6b3 | Hydro Derate On-Peak | 0 | 0 | 0 | 0 | 0 | 0 | 0 | 0 | 0 | 0 | 0 | 0
2013 | MX | WECC | - | MEXW | 6b4 | Biomass Derate On-Peak | 0 | 0 | 0 | 0 | 0 | 0 | 0 | 0 | 0 | 0 | 0 | 0
2013 | MX | WECC | - | MEXW | 6b5 | Transmission-Limited Resources | 0 | 0 | 0 | 0 | 0 | 0 | 0 | 0 | 0 | 0 | 0 | 0
2013 | MX | WECC | - | MEXW | 6b6 | All Other Derates | 0 | 0 | 0 | 0 | 0 | 0 | 0 | 0 | 0 | 0 | 0 | 0
2013 | MX | WECC | - | MEXW | 6b7 | Energy-Only (Existing-Other) | 0 | 0 | 0 | 0 | 0 | 0 | 0 | 0 | 0 | 0 | 0 | 0
2013 | MX | WECC | - | MEXW | 6c | Unplanned Outages (Actual) / Current and Future Inoperable Resources | 0 | 0 | 0 | 0 | 0 | 0 | 0 | 0 | 0 | 0 | 0 | 0
2013 | MX | WECC | - | MEXW | 6d | Total Supply-Side Demand Response | 0 | 0 | 0 | 0 | 0 | 0 | 0 | 0 | 0 | 0 | 0 | 0
2013 | MX | WECC | - | MEXW | 7 | TOTAL FUTURE CAPACITY ADDITIONS | 0 | 119.04 | 119.04 | 119.04 | 413.04 | 413.04 | 413.04 | 413.04 | 413.04 | 413.04 | 413.04 | 413.04
2013 | MX | WECC | - | MEXW | 7a | Future-Planned | 0 | 119.04 | 119.04 | 119.04 | 413.04 | 413.04 | 413.04 | 413.04 | 413.04 | 413.04 | 413.04 | 413.04
2013 | MX | WECC | - | MEXW | 7a1 | Wind Expected On-Peak | 0 | 0 | 0 | 0 | 0 | 0 | 0 | 0 | 0 | 0 | 0 | 0
2013 | MX | WECC | - | MEXW | 7a2 | Wind Derate On-Peak | 0 | 0 | 0 | 0 | 0 | 0 | 0 | 0 | 0 | 0 | 0 | 0
2013 | MX | WECC | - | MEXW | 7a3 | Solar Expected On-Peak | 0 | 0 | 0 | 0 | 0 | 0 | 0 | 0 | 0 | 0 | 0 | 0
2013 | MX | WECC | - | MEXW | 7a4 | Solar Derate On-Peak | 0 | 0 | 0 | 0 | 0 | 0 | 0 | 0 | 0 | 0 | 0 | 0
2013 | MX | WECC | - | MEXW | 7a5 | Hydro Expected On-Peak | 0 | 0 | 0 | 0 | 0 | 0 | 0 | 0 | 0 | 0 | 0 | 0
2013 | MX | WECC | - | MEXW | 7a6 | Hydro Derate On-Peak | 0 | 0 | 0 | 0 | 0 | 0 | 0 | 0 | 0 | 0 | 0 | 0
2013 | MX | WECC | - | MEXW | 7a7 | Biomass Expected On-Peak | 0 | 0 | 0 | 0 | 0 | 0 | 0 | 0 | 0 | 0 | 0 | 0
2013 | MX | WECC | - | MEXW | 7a8 | Biomass Derate On-Peak | 0 | 0 | 0 | 0 | 0 | 0 | 0 | 0 | 0 | 0 | 0 | 0
2013 | MX | WECC | - | MEXW | 7a9 | Transmission-Limited Resources | 0 | 0 | 0 | 0 | 0 | 0 | 0 | 0 | 0 | 0 | 0 | 0
2013 | MX | WECC | - | MEXW | 7a10 | Scheduled Outage - Maintenance | 0 | 97 | 0 | 115 | 100 | 0 | 0 | 0 | 0 | 0 | 0 | 0
2013 | MX | WECC | - | MEXW | 7a11 | All Other Derates | 0 | 0 | 0 | 0 | 0 | 0 | 0 | 0 | 0 | 0 | 0 | 0
2013 | MX | WECC | - | MEXW | 7a12 | Energy-Only | 0 | 0 | 0 | 0 | 0 | 0 | 0 | 0 | 0 | 0 | 0 | 0
2013 | MX | WECC | - | MEXW | 7b | Future-Other | 0 | 0 | 0 | 0 | 0 | 0 | 0 | 0 | 0 | 0 | 0 | 0
2013 | MX | WECC | - | MEXW | 7b1 | Wind Expected On-Peak | 0 | 0 | 0 | 0 | 0 | 0 | 0 | 0 | 0 | 0 | 0 | 0
2013 | MX | WECC | - | MEXW | 7b2 | Wind Derate On-Peak | 0 | 0 | 0 | 0 | 0 | 0 | 0 | 0 | 0 | 0 | 0 | 0
2013 | MX | WECC | - | MEXW | 7b3 | Solar Expected On-Peak | 0 | 0 | 0 | 0 | 0 | 0 | 0 | 0 | 0 | 0 | 0 | 0
2013 | MX | WECC | - | MEXW | 7b4 | Solar Derate On-Peak | 0 | 0 | 0 | 0 | 0 | 0 | 0 | 0 | 0 | 0 | 0 | 0
2013 | MX | WECC | - | MEXW | 7b5 | Hydro Expected On-Peak | 0 | 0 | 0 | 0 | 0 | 0 | 0 | 0 | 0 | 0 | 0 | 0
2013 | MX | WECC | - | MEXW | 7b6 | Hydro Derate On-Peak | 0 | 0 | 0 | 0 | 0 | 0 | 0 | 0 | 0 | 0 | 0 | 0
2013 | MX | WECC | - | MEXW | 7b7 | Biomass Expected On-Peak | 0 | 0 | 0 | 0 | 0 | 0 | 0 | 0 | 0 | 0 | 0 | 0
2013 | MX | WECC | - | MEXW | 7b8 | Biomass Derate On-Peak | 0 | 0 | 0 | 0 | 0 | 0 | 0 | 0 | 0 | 0 | 0 | 0
2013 | MX | WECC | - | MEXW | 7b9 | Transmission-Limited Resources | 0 | 0 | 0 | 0 | 0 | 0 | 0 | 0 | 0 | 0 | 0 | 0
2013 | MX | WECC | - | MEXW | 7b10 | Scheduled Outage - Maintenance | 0 | 0 | 0 | 0 | 0 | 0 | 0 | 0 | 0 | 0 | 0 | 0
2013 | MX | WECC | - | MEXW | 7b11 | All Other Derates | 0 | 0 | 0 | 0 | 0 | 0 | 0 | 0 | 0 | 0 | 0 | 0
2013 | MX | WECC | - | MEXW | 7b12 | Energy-Only | 0 | 0 | 0 | 0 | 0 | 0 | 0 | 0 | 0 | 0 | 0 | 0
2013 | MX | WECC | - | MEXW | 8 | Conceptual | 0 | 0 | 0 | 0 | 0 | 0 | 567.36 | 1109.76 | 1109.76 | 1109.76 | 1109.76 | 1109.76
2013 | MX | WECC | - | MEXW | 8a1 | Wind Expected On-Peak | 0 | 0 | 0 | 0 | 0 | 0 | 0 | 0 | 0 | 0 | 0 | 0
2013 | MX | WECC | - | MEXW | 8a2 | Wind Derate On-Peak | 0 | 0 | 0 | 0 | 0 | 0 | 0 | 0 | 0 | 0 | 0 | 0
2013 | MX | WECC | - | MEXW | 8a3 | Solar Expected On-Peak | 0 | 0 | 0 | 0 | 0 | 0 | 0 | 0 | 0 | 0 | 0 | 0
2013 | MX | WECC | - | MEXW | 8a4 | Solar Derate On-Peak | 0 | 0 | 0 | 0 | 0 | 0 | 0 | 0 | 0 | 0 | 0 | 0
2013 | MX | WECC | - | MEXW | 8a5 | Hydro Expected On-Peak | 0 | 0 | 0 | 0 | 0 | 0 | 0 | 0 | 0 | 0 | 0 | 0
2013 | MX | WECC | - | MEXW | 8a6 | Hydro Derate On-Peak | 0 | 0 | 0 | 0 | 0 | 0 | 0 | 0 | 0 | 0 | 0 | 0
2013 | MX | WECC | - | MEXW | 8a7 | Biomass Expected On-Peak | 0 | 0 | 0 | 0 | 0 | 0 | 0 | 0 | 0 | 0 | 0 | 0
2013 | MX | WECC | - | MEXW | 8a8 | Biomass Derate On-Peak | 0 | 0 | 0 | 0 | 0 | 0 | 0 | 0 | 0 | 0 | 0 | 0
2013 | MX | WECC | - | MEXW | 8a9 | All Other Derates | 0 | 0 | 0 | 0 | 0 | 0 | 0 | 0 | 0 | 0 | 0 | 0
2013 | MX | WECC | - | MEXW | 8a10 | Energy-Only | 0 | 0 | 0 | 0 | 0 | 0 | 0 | 0 | 0 | 0 | 0 | 0
2013 | MX | WECC | - | MEXW | 9 | ANTICIPATED INTERNAL CAPACITY | 0 | 2726.545 | 2726.545 | 2726.545 | 3020.545 | 3020.545 | 3020.545 | 3020.545 | 3020.545 | 3020.545 | 3020.545 | 3020.545
2013 | MX | WECC | - | MEXW | 10 | CAPACITY TRANSACTIONS - IMPORTS | 0 | 175 | 300 | 300 | 300 | 300 | 300 | 300 | 300 | 300 | 350 | 408
2013 | MX | WECC | - | MEXW | 10a | Firm | 0 | 175 | 300 | 300 | 300 | 300 | 300 | 300 | 300 | 300 | 350 | 408
2013 | MX | WECC | - | MEXW | 10a1 | Full-Responsibility Purchases | 0 | 0 | 0 | 0 | 0 | 0 | 0 | 0 | 0 | 0 | 0 | 0
2013 | MX | WECC | - | MEXW | 10a2 | Owned Capacity/Entitlement Located Outside the Region/Subregion | 0 | 0 | 0 | 0 | 0 | 0 | 0 | 0 | 0 | 0 | 0 | 0
2013 | MX | WECC | - | MEXW | 10b | Non-firm | 0 | 0 | 0 | 0 | 0 | 0 | 0 | 0 | 0 | 0 | 0 | 0
2013 | MX | WECC | - | MEXW | 10c | Expected | 0 | 0 | 0 | 0 | 0 | 0 | 0 | 0 | 0 | 0 | 0 | 0
2013 | MX | WECC | - | MEXW | 10c1 | Full-Responsibility Purchases | 0 | 0 | 0 | 0 | 0 | 0 | 0 | 0 | 0 | 0 | 0 | 0
2013 | MX | WECC | - | MEXW | 10c2 | Owned Capacity/Entitlement Located Outside the Region/Subregion | 0 | 0 | 0 | 0 | 0 | 0 | 0 | 0 | 0 | 0 | 0 | 0
2013 | MX | WECC | - | MEXW | 11 | CAPACITY TRANSACTIONS - EXPORTS | 0 | 0 | 0 | 0 | 0 | 0 | 0 | 0 | 0 | 0 | 0 | 0
2013 | MX | WECC | - | MEXW | 11a | Firm | 0 | 0 | 0 | 0 | 0 | 0 | 0 | 0 | 0 | 0 | 0 | 0
2013 | MX | WECC | - | MEXW | 11a1 | Full-Responsibility Purchases | 0 | 0 | 0 | 0 | 0 | 0 | 0 | 0 | 0 | 0 | 0 | 0
2013 | MX | WECC | - | MEXW | 11a2 | Owned Capacity/Entitlement Located Outside the Region/Subregion | 0 | 0 | 0 | 0 | 0 | 0 | 0 | 0 | 0 | 0 | 0 | 0
2013 | MX | WECC | - | MEXW | 11b | Non-firm | 0 | 0 | 0 | 0 | 0 | 0 | 0 | 0 | 0 | 0 | 0 | 0
2013 | MX | WECC | - | MEXW | 11c | Expected | 0 | 0 | 0 | 0 | 0 | 0 | 0 | 0 | 0 | 0 | 0 | 0
2013 | MX | WECC | - | MEXW | 11c1 | Full-Responsibility Purchases | 0 | 0 | 0 | 0 | 0 | 0 | 0 | 0 | 0 | 0 | 0 | 0
2013 | MX | WECC | - | MEXW | 11c2 | Owned Capacity/Entitlement Located Outside the Region/Subregion | 0 | 0 | 0 | 0 | 0 | 0 | 0 | 0 | 0 | 0 | 0 | 0
2013 | MX | WECC | - | MEXW | 12 | EXISTING-CERTAIN & NET FIRM TRANSACTIONS | 0 | 2685.505 | 2907.505 | 2907.505 | 2907.505 | 2907.505 | 2907.505 | 2907.505 | 2907.505 | 2907.505 | 2957.505 | 3015.505
2013 | MX | WECC | - | MEXW | 13 | ANTICIPATED CAPACITY RESOURCES | 0 | 0 | 3026.545 | 2911.545 | 3220.545 | 3320.545 | 3320.545 | 3320.545 | 3320.545 | 3320.545 | 3370.545 | 3428.545
2013 | MX | WECC | - | MEXW | 14 | PROSPECTIVE CAPACITY RESOURCES | 0 | 0 | 3026.545 | 2911.545 | 3220.545 | 3320.545 | 3320.545 | 3320.545 | 3320.545 | 3320.545 | 3370.545 | 3428.545
2013 | MX | WECC | - | MEXW | 15 | TOTAL POTENTIAL CAPACITY RESOURCES | 0 | 0 | 3026.545 | 2911.545 | 3220.545 | 3320.545 | 3887.905 | 4430.305 | 4430.305 | 4430.305 | 4480.305 | 4538.305
2013 | MX | WECC | - | MEXW | 16 | ADJUSTED POTENTIAL CAPACITY RESOURCES | 0 | 0 | 3026.545 | 2911.545 | 3220.545 | 3320.545 | 3887.8993 | 4430.2939 | 4430.2939 | 4430.2939 | 4480.2939 | 4538.2939
2013 | MX | WECC | - | MEXW | 16a | Confidence of Future-Other | 0 | 0 | 0.99999 | 0.99999 | 0.99999 | 0.99999 | 0.99999 | 0.99999 | 0.99999 | 0.99999 | 0.99999 | 0.99999
2013 | MX | WECC | - | MEXW | 16b | Net Future-Other Resources After Confidence Percentage Is Applied | 0 | 0 | 0 | 0 | 0 | 0 | 0 | 0 | 0 | 0 | 0 | 0
2013 | MX | WECC | - | MEXW | 16c | Confidence of Conceptual | 0 | 0 | 0.99999 | 0.99999 | 0.99999 | 0.99999 | 0.99999 | 0.99999 | 0.99999 | 0.99999 | 0.99999 | 0.99999
2013 | MX | WECC | - | MEXW | 16d | Net Conceptual Resources After Confidence Percentage Is Applied | 0 | 0 | 0 | 0 | 0 | 0 | 567.3543 | 1109.7489 | 1109.7489 | 1109.7489 | 1109.7489 | 1109.7489
2013 | MX | WECC | - | MEXW | 17 | ASSESSMENT AREA TARGET RESERVE MARGIN | 0% | 0% | 11.93% | 11.93% | 11.93% | 11.93% | 11.93% | 11.93% | 11.93% | 11.93% | 11.93% | 11.93%
2013 | MX | WECC | - | MEXW | 18 | EXISTING-CERTAIN AND NET FIRM TRANSACTIONS RESERVE MARGIN | -100% | 11.9% | 0% | 0% | 0% | 0% | 0% | 0% | 0% | 0% | 0% | 0%
2013 | MX | WECC | - | MEXW | 19 | ANTICIPATED CAPACITY RESOURCES RESERVE MARGIN | 0% | 0% | 26.47% | 18.36% | 27.34% | 27.76% | 24.27% | 20.92% | 17.62% | 14.42% | 12.99% | 11.82%
2013 | MX | WECC | - | MEXW | 20 | PROSPECTIVE CAPACITY RESOURCES RESERVE MARGIN | 0% | 0% | 26.47% | 18.36% | 27.34% | 27.76% | 24.27% | 20.92% | 17.62% | 14.42% | 12.99% | 11.82%
2013 | MX | WECC | - | MEXW | 21 | TOTAL POTENTIAL RESOURCES RESERVE MARGIN | 0% | 0% | 26.47% | 18.36% | 27.34% | 27.76% | 45.51% | 61.34% | 56.94% | 52.66% | 50.19% | 48.02%
2013 | MX | WECC | - | MEXW | 22 | ADJUSTED POTENTIAL RESOURCES RESERVE MARGIN | 0% | 0% | 26.47% | 18.36% | 27.34% | 27.76% | 45.51% | 61.34% | 56.94% | 52.66% | 50.19% | 48.02%
2013 | MX | WECC | - | MEXW | 23 | Total Baseline Installed Capacity | 0 | 0 | 0 | 0 | 0 | 0 | 0 | 0 | 0 | 0 | 0 | 0
2013 | MX | WECC | - | MEXW | 24 | Distributed or Other Capacity (Behind the Meter) < 1 MW | 0 | 0 | 0 | 0 | 0 | 0 | 0 | 0 | 0 | 0 | 0 | 0
2013 | MX | WECC | - | MEXW | 25 | Distributed or Other Capacity (Behind the Meter) ≥ 1 MW | 0 | 0 | 0 | 0 | 0 | 0 | 0 | 0 | 0 | 0 | 0 | 0
2013 | MX | WECC | - | MEXW | 26 | Capacity Total from EIA-860 | 0 | 0 | 0 | 0 | 0 | 0 | 0 | 0 | 0 | 0 | 0 | 0
2013 | US | WECC | - | NORW | 1 | Unrestricted Non-coincident Peak Demand | 0 | 25391.74 | 25973.89 | 26357.28 | 26655.1 | 26888.36 | 27326.8 | 27618.17 | 28095.1 | 28463.1 | 28781.99 | 29109.19
2013 | US | WECC | - | NORW | 1a | New Conservation (Energy Efficiency) | 0 | 224 | 294 | 381 | 448 | 413 | 575 | 640 | 719 | 792 | 836 | 877
2013 | US | WECC | - | NORW | 1b | Estimated Diversity | 0 | 0 | 0 | 0 | 0 | 0 | 0 | 0 | 0 | 0 | 0 | 0
2013 | US | WECC | - | NORW | 1c | Additions for non-member load (load served by non-registered LSE's in a region) | 0 | 0 | 0 | 0 | 0 | 0 | 0 | 0 | 0 | 0 | 0 | 0
2013 | US | WECC | - | NORW | 1d | Stand-by Load Under Contract (Normally served by behind the meter generation) | 0 | 0 | 0 | 0 | 0 | 0 | 0 | 0 | 0 | 0 | 0 | 0
2013 | US | WECC | - | NORW | 1e | Non-Controllable Demand-Side Demand Response | 0 | 0 | 0 | 0 | 0 | 0 | 0 | 0 | 0 | 0 | 0 | 0
2013 | US | WECC | - | NORW | 2 | Total Internal Demand | 24613 | 25167.74 | 25679.89 | 25976.28 | 26207.1 | 26475.36 | 26751.8 | 26978.17 | 27376.1 | 27671.1 | 27945.99 | 28232.19
2013 | US | WECC | - | NORW | 2a | Supply-Side Direct Control Load Management (DCLM) | 0 | 0 | 0 | 0 | 0 | 0 | 0 | 0 | 0 | 0 | 0 | 0
2013 | US | WECC | - | NORW | 2b | Supply-Side Contractually Interruptible (Curtailable) | 0 | 0 | 0 | 0 | 0 | 0 | 0 | 0 | 0 | 0 | 0 | 0
2013 | US | WECC | - | NORW | 2c | Supply-Side Critical Peak-Pricing (CPP) with Control | 0 | 0 | 0 | 0 | 0 | 0 | 0 | 0 | 0 | 0 | 0 | 0
2013 | US | WECC | - | NORW | 2d | Supply-Side Load as a Capacity Resource | 0 | 0 | 0 | 0 | 0 | 0 | 0 | 0 | 0 | 0 | 0 | 0
2013 | US | WECC | - | NORW | 3 | Net Internal Demand | 24613 | 25167.74 | 25679.89 | 25976.28 | 26207.1 | 26475.36 | 26751.8 | 26978.17 | 27376.1 | 27671.1 | 27945.99 | 28232.19
2013 | US | WECC | - | NORW | 3a | Demand-Side Direct Control Load Management (DCLM) | 0 | 0 | 0 | 0 | 0 | 0 | 0 | 0 | 0 | 0 | 0 | 0
2013 | US | WECC | - | NORW | 3b | Demand-Side Contractually Interruptible (Curtailable) | 0 | 0 | 0 | 0 | 0 | 0 | 0 | 0 | 0 | 0 | 0 | 0
2013 | US | WECC | - | NORW | 3c | Demand-Side Critical Peak-Pricing (CPP) with Control | 0 | 0 | 0 | 0 | 0 | 0 | 0 | 0 | 0 | 0 | 0 | 0
2013 | US | WECC | - | NORW | 3d | Demand-Side Load as a Capacity Resource | 0 | 0 | 0 | 0 | 0 | 0 | 0 | 0 | 0 | 0 | 0 | 0
2013 | US | WECC | - | NORW | 4 | Total Controllable Demand Response | 0 | 0 | 0 | 0 | 0 | 0 | 0 | 0 | 0 | 0 | 0 | 0
2013 | US | WECC | - | NORW | 4a | Demand Response used for Ancillary Services - Spinning Reserves | 0 | 0 | 0 | 0 | 0 | 0 | 0 | 0 | 0 | 0 | 0 | 0
2013 | US | WECC | - | NORW | 4b | Demand Response used for Ancillary Services - Non-Spinning Reserves | 0 | 32 | 31 | 31 | 31 | 31 | 31 | 31 | 31 | 31 | 31 | 31
2013 | US | WECC | - | NORW | 4c | Demand Response used for Regulation | 0 | 0 | 0 | 0 | 0 | 0 | 0 | 0 | 0 | 0 | 0 | 0
2013 | US | WECC | - | NORW | 4d | Demand Response used for Energy, Voluntary Services - Emergency | 0 | 0 | 0 | 0 | 0 | 0 | 0 | 0 | 0 | 0 | 0 | 0
2013 | US | WECC | - | NORW | 5 | TOTAL INTERNAL CAPACITY | 0 | 56107.247 | 56890.543 | 57897.543 | 58125.543 | 58900.543 | 59380.543 | 59780.543 | 59780.543 | 59601.743 | 59601.743 | 59601.743
2013 | US | WECC | - | NORW | 6a | Existing-Certain | 0 | 40583.4261 | 40583.4261 | 40583.4261 | 40583.4261 | 40583.4261 | 40603.4261 | 40603.4261 | 40603.4261 | 40603.4261 | 40603.4261 | 40603.4261
2013 | US | WECC | - | NORW | 6a1 | Wind Expected On-Peak | 0 | 2055.4884 | 2055.4884 | 2055.4884 | 2055.4884 | 2055.4884 | 2055.4884 | 2055.4884 | 2055.4884 | 2055.4884 | 2055.4884 | 2055.4884
2013 | US | WECC | - | NORW | 6a2 | Solar Expected On-Peak | 0 | 23.9376 | 23.9376 | 23.9376 | 23.9376 | 23.9376 | 23.9376 | 23.9376 | 23.9376 | 23.9376 | 23.9376 | 23.9376
2013 | US | WECC | - | NORW | 6a3 | Hydro Expected On-Peak | 0 | 22505.42 | 22505.42 | 22505.42 | 22505.42 | 22505.42 | 22505.42 | 22505.42 | 22505.42 | 22505.42 | 22505.42 | 22505.42
2013 | US | WECC | - | NORW | 6a4 | Biomass Expected On-Peak | 0 | 352 | 352 | 352 | 352 | 352 | 352 | 352 | 352 | 352 | 352 | 352
2013 | US | WECC | - | NORW | 6b | Existing-Other | 0 | 0 | 0 | 0 | 0 | 0 | 0 | 0 | 0 | 0 | 0 | 0
2013 | US | WECC | - | NORW | 6b1 | Wind Derate On-Peak | 0 | 4790.0716 | 4790.0716 | 4790.0716 | 4790.0716 | 4790.0716 | 4790.0716 | 4790.0716 | 4790.0716 | 4790.0716 | 4790.0716 | 4790.0716
2013 | US | WECC | - | NORW | 6b2 | Solar Derate On-Peak | 0 | 5.6624 | 5.6624 | 5.6624 | 5.6624 | 5.6624 | 5.6624 | 5.6624 | 5.6624 | 5.6624 | 5.6624 | 5.6624
2013 | US | WECC | - | NORW | 6b3 | Hydro Derate On-Peak | 0 | 9345.359 | 9345.359 | 9345.359 | 9345.359 | 9345.359 | 9345.359 | 9345.359 | 9345.359 | 9345.359 | 9345.359 | 9345.359
2013 | US | WECC | - | NORW | 6b4 | Biomass Derate On-Peak | 0 | 280.648 | 280.648 | 280.648 | 280.648 | 280.648 | 280.648 | 280.648 | 280.648 | 280.648 | 280.648 | 280.648
2013 | US | WECC | - | NORW | 6b5 | Transmission-Limited Resources | 0 | 0 | 0 | 0 | 0 | 0 | 0 | 0 | 0 | 0 | 0 | 0
2013 | US | WECC | - | NORW | 6b6 | All Other Derates | 0 | 0 | 0 | 0 | 0 | 0 | 0 | 0 | 0 | 0 | 0 | 0
2013 | US | WECC | - | NORW | 6b7 | Energy-Only (Existing-Other) | 0 | 0 | 0 | 0 | 0 | 0 | 0 | 0 | 0 | 0 | 0 | 0
2013 | US | WECC | - | NORW | 6c | Unplanned Outages (Actual) / Current and Future Inoperable Resources | 0 | 509.49 | 509.49 | 509.49 | 509.49 | 509.49 | 489.49 | 489.49 | 489.49 | 489.49 | 489.49 | 489.49
2013 | US | WECC | - | NORW | 6d | Total Supply-Side Demand Response | 0 | 0 | 0 | 0 | 0 | 0 | 0 | 0 | 0 | 0 | 0 | 0
2013 | US | WECC | - | NORW | 7 | TOTAL FUTURE CAPACITY ADDITIONS | 0 | 592.59 | 504.0529 | 814.1467 | 891.9528 | 1124.6589 | 1268.7865 | 1388.8929 | 1388.8929 | 1262.5547 | 1262.5547 | 1262.5547
2013 | US | WECC | - | NORW | 7a | Future-Planned | 0 | 592.59 | 504.0529 | 814.1467 | 891.9528 | 1124.6589 | 1268.7865 | 1388.8929 | 1388.8929 | 1262.5547 | 1262.5547 | 1262.5547
2013 | US | WECC | - | NORW | 7a1 | Wind Expected On-Peak | 0 | 400.2 | 348.6388 | 645.3015 | 706.856 | 939.5621 | 1083.6898 | 1203.7961 | 1203.7961 | 1203.7961 | 1203.7961 | 1203.7961
2013 | US | WECC | - | NORW | 7a2 | Wind Derate On-Peak | 0 | 0 | 812.4612 | 1503.7985 | 1647.244 | 2189.5379 | 2525.4102 | 2805.3039 | 2805.3039 | 2805.3039 | 2805.3039 | 2805.3039
2013 | US | WECC | - | NORW | 7a3 | Solar Expected On-Peak | 0 | 4.45 | 6.0248 | 8.451 | 8.451 | 8.451 | 8.451 | 8.451 | 8.451 | 8.451 | 8.451 | 8.451
2013 | US | WECC | - | NORW | 7a4 | Solar Derate On-Peak | 0 | 0 | 1.4252 | 1.999 | 1.999 | 1.999 | 1.999 | 1.999 | 1.999 | 1.999 | 1.999 | 1.999
2013 | US | WECC | - | NORW | 7a5 | Hydro Expected On-Peak | 0 | 155.19 | 114.1749 | 124.0672 | 140.3187 | 140.3187 | 140.3187 | 140.3187 | 140.3187 | 13.9806 | 13.9806 | 13.9806
2013 | US | WECC | - | NORW | 7a6 | Hydro Derate On-Peak | 0 | 0 | 47.4111 | 51.5188 | 58.2673 | 58.2673 | 58.2673 | 58.2673 | 58.2673 | 5.8054 | 5.8054 | 5.8054
2013 | US | WECC | - | NORW | 7a7 | Biomass Expected On-Peak | 0 | 20.75 | 13.2143 | 14.3271 | 14.3271 | 14.3271 | 14.3271 | 14.3271 | 14.3271 | 14.3271 | 14.3271 | 14.3271
2013 | US | WECC | - | NORW | 7a8 | Biomass Derate On-Peak | 0 | 0 | 10.5357 | 11.4229 | 11.4229 | 11.4229 | 11.4229 | 11.4229 | 11.4229 | 11.4229 | 11.4229 | 11.4229
2013 | US | WECC | - | NORW | 7a9 | Transmission-Limited Resources | 0 | 0 | 0 | 0 | 0 | 0 | 0 | 0 | 0 | 0 | 0 | 0
2013 | US | WECC | - | NORW | 7a10 | Scheduled Outage - Maintenance | 0 | 4 | 458 | 228 | 1 | 0 | 55 | 26 | 121 | 131 | 89 | 0
2013 | US | WECC | - | NORW | 7a11 | All Other Derates | 0 | 0 | 0 | 0 | 0 | 0 | 0 | 0 | 0 | 0 | 0 | 0
2013 | US | WECC | - | NORW | 7a12 | Energy-Only | 0 | 0 | 0 | 0 | 0 | 0 | 0 | 0 | 0 | 0 | 0 | 0
2013 | US | WECC | - | NORW | 7b | Future-Other | 0 | 0 | 0 | 0 | 0 | 0 | 0 | 0 | 0 | 0 | 0 | 0
2013 | US | WECC | - | NORW | 7b1 | Wind Expected On-Peak | 0 | 0 | 0 | 0 | 0 | 0 | 0 | 0 | 0 | 0 | 0 | 0
2013 | US | WECC | - | NORW | 7b2 | Wind Derate On-Peak | 0 | 0 | 0 | 0 | 0 | 0 | 0 | 0 | 0 | 0 | 0 | 0
2013 | US | WECC | - | NORW | 7b3 | Solar Expected On-Peak | 0 | 0 | 0 | 0 | 0 | 0 | 0 | 0 | 0 | 0 | 0 | 0
2013 | US | WECC | - | NORW | 7b4 | Solar Derate On-Peak | 0 | 0 | 0 | 0 | 0 | 0 | 0 | 0 | 0 | 0 | 0 | 0
2013 | US | WECC | - | NORW | 7b5 | Hydro Expected On-Peak | 0 | 0 | 0 | 0 | 0 | 0 | 0 | 0 | 0 | 0 | 0 | 0
2013 | US | WECC | - | NORW | 7b6 | Hydro Derate On-Peak | 0 | 0 | 0 | 0 | 0 | 0 | 0 | 0 | 0 | 0 | 0 | 0
2013 | US | WECC | - | NORW | 7b7 | Biomass Expected On-Peak | 0 | 0 | 0 | 0 | 0 | 0 | 0 | 0 | 0 | 0 | 0 | 0
2013 | US | WECC | - | NORW | 7b8 | Biomass Derate On-Peak | 0 | 0 | 0 | 0 | 0 | 0 | 0 | 0 | 0 | 0 | 0 | 0
2013 | US | WECC | - | NORW | 7b9 | Transmission-Limited Resources | 0 | 0 | 0 | 0 | 0 | 0 | 0 | 0 | 0 | 0 | 0 | 0
2013 | US | WECC | - | NORW | 7b10 | Scheduled Outage - Maintenance | 0 | 0 | 0 | 0 | 0 | 0 | 0 | 0 | 0 | 0 | 0 | 0
2013 | US | WECC | - | NORW | 7b11 | All Other Derates | 0 | 0 | 0 | 0 | 0 | 0 | 0 | 0 | 0 | 0 | 0 | 0
2013 | US | WECC | - | NORW | 7b12 | Energy-Only | 0 | 0 | 0 | 0 | 0 | 0 | 0 | 0 | 0 | 0 | 0 | 0
2013 | US | WECC | - | NORW | 8 | Conceptual | 0 | 4.189 | 4.6614 | 6.9922 | 9.3229 | 11.6536 | 15.0442 | 467.7738 | 470.1046 | 472.4353 | 474.766 | 477.0967
2013 | US | WECC | - | NORW | 8a1 | Wind Expected On-Peak | 0 | 0 | 0 | 0 | 0 | 0 | 0 | 450.3989 | 450.3989 | 450.3989 | 450.3989 | 450.3989
2013 | US | WECC | - | NORW | 8a2 | Wind Derate On-Peak | 0 | 0 | 0 | 0 | 0 | 0 | 0 | 1049.6011 | 1049.6011 | 1049.6011 | 1049.6011 | 1049.6011
2013 | US | WECC | - | NORW | 8a3 | Solar Expected On-Peak | 0 | 0 | 0 | 0 | 0 | 0 | 0 | 0 | 0 | 0 | 0 | 0
2013 | US | WECC | - | NORW | 8a4 | Solar Derate On-Peak | 0 | 0 | 0 | 0 | 0 | 0 | 0 | 0 | 0 | 0 | 0 | 0
2013 | US | WECC | - | NORW | 8a5 | Hydro Expected On-Peak | 0 | 0 | 0 | 0 | 0 | 0 | 1.0599 | 1.0599 | 1.0599 | 1.0599 | 1.0599 | 1.0599
2013 | US | WECC | - | NORW | 8a6 | Hydro Derate On-Peak | 0 | 0 | 0 | 0 | 0 | 0 | 0.44012 | 0.44012 | 0.44012 | 0.44012 | 0.44012 | 0.44012
2013 | US | WECC | - | NORW | 8a7 | Biomass Expected On-Peak | 0 | 4.189 | 4.6614 | 6.9922 | 9.3229 | 11.6536 | 13.9843 | 16.3151 | 18.6458 | 20.9765 | 23.3072 | 25.638
2013 | US | WECC | - | NORW | 8a8 | Biomass Derate On-Peak | 0 | 0 | 3.7166 | 5.5748 | 7.4331 | 9.2914 | 11.1497 | 13.0079 | 14.8662 | 16.7245 | 18.5828 | 20.441
2013 | US | WECC | - | NORW | 8a9 | All Other Derates | 0 | 0 | 0 | 0 | 0 | 0 | 0 | 0 | 0 | 0 | 0 | 0
2013 | US | WECC | - | NORW | 8a10 | Energy-Only | 0 | 0 | 0 | 0 | 0 | 0 | 0 | 0 | 0 | 0 | 0 | 0
2013 | US | WECC | - | NORW | 9 | ANTICIPATED INTERNAL CAPACITY | 0 | 41176.0161 | 41087.4789 | 41397.5728 | 41475.3789 | 41708.0849 | 41872.2126 | 41992.319 | 41992.319 | 41865.9808 | 41865.9808 | 41865.9808
2013 | US | WECC | - | NORW | 10 | CAPACITY TRANSACTIONS - IMPORTS | 0 | 0 | 0 | 0 | 0 | 0 | 0 | 0 | 0 | 0 | 0 | 0
2013 | US | WECC | - | NORW | 10a | Firm | 0 | 0 | 0 | 0 | 0 | 0 | 0 | 0 | 0 | 0 | 0 | 0
2013 | US | WECC | - | NORW | 10a1 | Full-Responsibility Purchases | 0 | 0 | 0 | 0 | 0 | 0 | 0 | 0 | 0 | 0 | 0 | 0
2013 | US | WECC | - | NORW | 10a2 | Owned Capacity/Entitlement Located Outside the Region/Subregion | 0 | 0 | 0 | 0 | 0 | 0 | 0 | 0 | 0 | 0 | 0 | 0
2013 | US | WECC | - | NORW | 10b | Non-firm | 0 | 0 | 0 | 0 | 0 | 0 | 0 | 0 | 0 | 0 | 0 | 0
2013 | US | WECC | - | NORW | 10c | Expected | 0 | 0 | 0 | 0 | 0 | 0 | 0 | 0 | 0 | 0 | 0 | 0
2013 | US | WECC | - | NORW | 10c1 | Full-Responsibility Purchases | 0 | 0 | 0 | 0 | 0 | 0 | 0 | 0 | 0 | 0 | 0 | 0
2013 | US | WECC | - | NORW | 10c2 | Owned Capacity/Entitlement Located Outside the Region/Subregion | 0 | 0 | 0 | 0 | 0 | 0 | 0 | 0 | 0 | 0 | 0 | 0
2013 | US | WECC | - | NORW | 11 | CAPACITY TRANSACTIONS - EXPORTS | 0 | 3875 | 3425 | 3425 | 3425 | 3425 | 3425 | 3675 | 3975 | 4100 | 4125 | 4625
2013 | US | WECC | - | NORW | 11a | Firm | 0 | 3875 | 3425 | 3425 | 3425 | 3425 | 3425 | 3675 | 3975 | 4100 | 4125 | 4625
2013 | US | WECC | - | NORW | 11a1 | Full-Responsibility Purchases | 0 | 0 | 0 | 0 | 0 | 0 | 0 | 0 | 0 | 0 | 0 | 0
2013 | US | WECC | - | NORW | 11a2 | Owned Capacity/Entitlement Located Outside the Region/Subregion | 0 | 0 | 0 | 0 | 0 | 0 | 0 | 0 | 0 | 0 | 0 | 0
2013 | US | WECC | - | NORW | 11b | Non-firm | 0 | 0 | 0 | 0 | 0 | 0 | 0 | 0 | 0 | 0 | 0 | 0
2013 | US | WECC | - | NORW | 11c | Expected | 0 | 0 | 0 | 0 | 0 | 0 | 0 | 0 | 0 | 0 | 0 | 0
2013 | US | WECC | - | NORW | 11c1 | Full-Responsibility Purchases | 0 | 0 | 0 | 0 | 0 | 0 | 0 | 0 | 0 | 0 | 0 | 0
2013 | US | WECC | - | NORW | 11c2 | Owned Capacity/Entitlement Located Outside the Region/Subregion | 0 | 0 | 0 | 0 | 0 | 0 | 0 | 0 | 0 | 0 | 0 | 0
2013 | US | WECC | - | NORW | 12 | EXISTING-CERTAIN & NET FIRM TRANSACTIONS | 0 | 36704.4261 | 37158.4261 | 37158.4261 | 37158.4261 | 37158.4261 | 37178.4261 | 36928.4261 | 36628.4261 | 36503.4261 | 36478.4261 | 35978.4261
2013 | US | WECC | - | NORW | 13 | ANTICIPATED CAPACITY RESOURCES | 0 | 0 | 37204.4789 | 37744.5728 | 38049.3789 | 38283.0849 | 38392.2126 | 38291.319 | 37896.319 | 37634.9808 | 37651.9808 | 37240.9808
2013 | US | WECC | - | NORW | 14 | PROSPECTIVE CAPACITY RESOURCES | 0 | 0 | 37204.4789 | 37744.5728 | 38049.3789 | 38283.0849 | 38392.2126 | 38291.319 | 37896.319 | 37634.9808 | 37651.9808 | 37240.9808
2013 | US | WECC | - | NORW | 15 | TOTAL POTENTIAL CAPACITY RESOURCES | 0 | 0 | 37209.1403 | 37751.565 | 38058.7017 | 38294.7386 | 38407.2568 | 38759.0928 | 38366.4235 | 38107.4161 | 38126.7468 | 37718.0775
2013 | US | WECC | - | NORW | 16 | ADJUSTED POTENTIAL CAPACITY RESOURCES | 0 | 0 | 37209.1403 | 37751.5649 | 38058.7017 | 38294.7384 | 38407.2567 | 38759.0881 | 38366.4188 | 38107.4114 | 38126.7421 | 37718.0728
2013 | US | WECC | - | NORW | 16a | Confidence of Future-Other | 0 | 0 | 0.99999 | 0.99999 | 0.99999 | 0.99999 | 0.99999 | 0.99999 | 0.99999 | 0.99999 | 0.99999 | 0.99999
2013 | US | WECC | - | NORW | 16b | Net Future-Other Resources After Confidence Percentage Is Applied | 0 | 0 | 0 | 0 | 0 | 0 | 0 | 0 | 0 | 0 | 0 | 0
2013 | US | WECC | - | NORW | 16c | Confidence of Conceptual | 0 | 0 | 0.99999 | 0.99999 | 0.99999 | 0.99999 | 0.99999 | 0.99999 | 0.99999 | 0.99999 | 0.99999 | 0.99999
2013 | US | WECC | - | NORW | 16d | Net Conceptual Resources After Confidence Percentage Is Applied | 0 | 0 | 4.6614 | 6.9921 | 9.3228 | 11.6535 | 15.0441 | 467.7692 | 470.0999 | 472.4306 | 474.7613 | 477.092
2013 | US | WECC | - | NORW | 17 | ASSESSMENT AREA TARGET RESERVE MARGIN | 0% | 0% | 17.48% | 17.48% | 17.48% | 17.48% | 17.48% | 17.48% | 17.48% | 17.48% | 17.48% | 17.48%
2013 | US | WECC | - | NORW | 18 | EXISTING-CERTAIN AND NET FIRM TRANSACTIONS RESERVE MARGIN | -100% | 45.84% | 0% | 0% | 0% | 0% | 0% | 0% | 0% | 0% | 0% | 0%
2013 | US | WECC | - | NORW | 19 | ANTICIPATED CAPACITY RESOURCES RESERVE MARGIN | 0% | 0% | 44.88% | 45.3% | 45.19% | 44.6% | 43.51% | 41.93% | 38.43% | 36.01% | 34.73% | 31.91%
2013 | US | WECC | - | NORW | 20 | PROSPECTIVE CAPACITY RESOURCES RESERVE MARGIN | 0% | 0% | 44.88% | 45.3% | 45.19% | 44.6% | 43.51% | 41.93% | 38.43% | 36.01% | 34.73% | 31.91%
2013 | US | WECC | - | NORW | 21 | TOTAL POTENTIAL RESOURCES RESERVE MARGIN | 0% | 0% | 44.9% | 45.33% | 45.22% | 44.64% | 43.57% | 43.67% | 40.15% | 37.72% | 36.43% | 33.6%
2013 | US | WECC | - | NORW | 22 | ADJUSTED POTENTIAL RESOURCES RESERVE MARGIN | 0% | 0% | 44.9% | 45.33% | 45.22% | 44.64% | 43.57% | 43.67% | 40.15% | 37.72% | 36.43% | 33.6%
2013 | US | WECC | - | NORW | 23 | Total Baseline Installed Capacity | 0 | 0 | 0 | 0 | 0 | 0 | 0 | 0 | 0 | 0 | 0 | 0
2013 | US | WECC | - | NORW | 24 | Distributed or Other Capacity (Behind the Meter) < 1 MW | 0 | 0 | 0 | 0 | 0 | 0 | 0 | 0 | 0 | 0 | 0 | 0
2013 | US | WECC | - | NORW | 25 | Distributed or Other Capacity (Behind the Meter) ≥ 1 MW | 0 | 0 | 0 | 0 | 0 | 0 | 0 | 0 | 0 | 0 | 0 | 0
2013 | US | WECC | - | NORW | 26 | Capacity Total from EIA-860 | 0 | 0 | 0 | 0 | 0 | 0 | 0 | 0 | 0 | 0 | 0 | 0
2013 | US | WECC | - | ROCK | 1 | Unrestricted Non-coincident Peak Demand | 0 | 11721 | 12444 | 12740 | 13006 | 13303 | 13597 | 13895 | 14156 | 14432 | 14710 | 14991
2013 | US | WECC | - | ROCK | 1a | New Conservation (Energy Efficiency) | 0 | 111 | 174 | 242 | 308 | 375 | 442 | 509 | 577 | 643 | 710 | 777
2013 | US | WECC | - | ROCK | 1b | Estimated Diversity | 0 | 0 | 0 | 0 | 0 | 0 | 0 | 0 | 0 | 0 | 0 | 0
2013 | US | WECC | - | ROCK | 1c | Additions for non-member load (load served by non-registered LSE's in a region) | 0 | 0 | 0 | 0 | 0 | 0 | 0 | 0 | 0 | 0 | 0 | 0
2013 | US | WECC | - | ROCK | 1d | Stand-by Load Under Contract (Normally served by behind the meter generation) | 0 | 0 | 0 | 0 | 0 | 0 | 0 | 0 | 0 | 0 | 0 | 0
2013 | US | WECC | - | ROCK | 1e | Non-Controllable Demand-Side Demand Response | 0 | 0 | 0 | 0 | 0 | 0 | 0 | 0 | 0 | 0 | 0 | 0
2013 | US | WECC | - | ROCK | 2 | Total Internal Demand | 11666 | 11610 | 12270 | 12498 | 12698 | 12928 | 13155 | 13386 | 13579 | 13789 | 14000 | 14214
2013 | US | WECC | - | ROCK | 2a | Supply-Side Direct Control Load Management (DCLM) | 0 | 0 | 0 | 0 | 0 | 0 | 0 | 0 | 0 | 0 | 0 | 0
2013 | US | WECC | - | ROCK | 2b | Supply-Side Contractually Interruptible (Curtailable) | 0 | 0 | 0 | 0 | 0 | 0 | 0 | 0 | 0 | 0 | 0 | 0
2013 | US | WECC | - | ROCK | 2c | Supply-Side Critical Peak-Pricing (CPP) with Control | 0 | 0 | 0 | 0 | 0 | 0 | 0 | 0 | 0 | 0 | 0 | 0
2013 | US | WECC | - | ROCK | 2d | Supply-Side Load as a Capacity Resource | 0 | 0 | 0 | 0 | 0 | 0 | 0 | 0 | 0 | 0 | 0 | 0
2013 | US | WECC | - | ROCK | 3 | Net Internal Demand | 11666 | 11137 | 11775 | 11988 | 12177 | 12396 | 12612 | 12832 | 13014 | 13259 | 13466 | 13683
2013 | US | WECC | - | ROCK | 3a | Demand-Side Direct Control Load Management (DCLM) | 0 | 0 | 0 | 0 | 0 | 0 | 0 | 0 | 0 | 0 | 0 | 0
2013 | US | WECC | - | ROCK | 3b | Demand-Side Contractually Interruptible (Curtailable) | 0 | 473 | 495 | 510 | 521 | 532 | 543 | 554 | 565 | 530 | 534 | 531
2013 | US | WECC | - | ROCK | 3c | Demand-Side Critical Peak-Pricing (CPP) with Control | 0 | 0 | 0 | 0 | 0 | 0 | 0 | 0 | 0 | 0 | 0 | 0
2013 | US | WECC | - | ROCK | 3d | Demand-Side Load as a Capacity Resource | 0 | 0 | 0 | 0 | 0 | 0 | 0 | 0 | 0 | 0 | 0 | 0
2013 | US | WECC | - | ROCK | 4 | Total Controllable Demand Response | 0 | 473 | 495 | 510 | 521 | 532 | 543 | 554 | 565 | 530 | 534 | 531
2013 | US | WECC | - | ROCK | 4a | Demand Response used for Ancillary Services - Spinning Reserves | 0 | 0 | 0 | 0 | 0 | 0 | 0 | 0 | 0 | 0 | 0 | 0
2013 | US | WECC | - | ROCK | 4b | Demand Response used for Ancillary Services - Non-Spinning Reserves | 0 | 0 | 0 | 0 | 0 | 0 | 0 | 0 | 0 | 0 | 0 | 0
2013 | US | WECC | - | ROCK | 4c | Demand Response used for Regulation | 0 | 0 | 0 | 0 | 0 | 0 | 0 | 0 | 0 | 0 | 0 | 0
2013 | US | WECC | - | ROCK | 4d | Demand Response used for Energy, Voluntary Services - Emergency | 0 | 0 | 0 | 0 | 0 | 0 | 0 | 0 | 0 | 0 | 0 | 0
2013 | US | WECC | - | ROCK | 5 | TOTAL INTERNAL CAPACITY | 0 | 18314.8645 | 18597.8645 | 18597.8645 | 19014.8645 | 19014.8645 | 18830.8645 | 18830.8645 | 18830.8645 | 18830.8645 | 18830.8645 | 18830.8645
2013 | US | WECC | - | ROCK | 6a | Existing-Certain | 0 | 15321.2486 | 15321.2486 | 15321.2486 | 15321.2486 | 15321.2486 | 15321.2486 | 15321.2486 | 15321.2486 | 15321.2486 | 15321.2486 | 15321.2486
2013 | US | WECC | - | ROCK | 6a1 | Wind Expected On-Peak | 0 | 650.1351 | 650.1351 | 650.1351 | 650.1351 | 650.1351 | 650.1351 | 650.1351 | 650.1351 | 650.1351 | 650.1351 | 650.1351
2013 | US | WECC | - | ROCK | 6a2 | Solar Expected On-Peak | 0 | 72.9855 | 72.9855 | 72.9855 | 72.9855 | 72.9855 | 72.9855 | 72.9855 | 72.9855 | 72.9855 | 72.9855 | 72.9855
2013 | US | WECC | - | ROCK | 6a3 | Hydro Expected On-Peak | 0 | 821.87 | 821.87 | 821.87 | 821.87 | 821.87 | 821.87 | 821.87 | 821.87 | 821.87 | 821.87 | 821.87
2013 | US | WECC | - | ROCK | 6a4 | Biomass Expected On-Peak | 0 | 4.33 | 4.33 | 4.33 | 4.33 | 4.33 | 4.33 | 4.33 | 4.33 | 4.33 | 4.33 | 4.33
2013 | US | WECC | - | ROCK | 6b | Existing-Other | 0 | 0 | 0 | 0 | 0 | 0 | 0 | 0 | 0 | 0 | 0 | 0
2013 | US | WECC | - | ROCK | 6b1 | Wind Derate On-Peak | 0 | 1734.2029 | 1734.2029 | 1734.2029 | 1734.2029 | 1734.2029 | 1734.2029 | 1734.2029 | 1734.2029 | 1734.2029 | 1734.2029 | 1734.2029
2013 | US | WECC | - | ROCK | 6b2 | Solar Derate On-Peak | 0 | 17.2645 | 17.2645 | 17.2645 | 17.2645 | 17.2645 | 17.2645 | 17.2645 | 17.2645 | 17.2645 | 17.2645 | 17.2645
2013 | US | WECC | - | ROCK | 6b3 | Hydro Derate On-Peak | 0 | 1113.2655 | 1113.2655 | 1113.2655 | 1113.2655 | 1113.2655 | 1113.2655 | 1113.2655 | 1113.2655 | 1113.2655 | 1113.2655 | 1113.2655
2013 | US | WECC | - | ROCK | 6b4 | Biomass Derate On-Peak | 0 | -0.004 | -0.004 | -0.004 | -0.004 | -0.004 | -0.004 | -0.004 | -0.004 | -0.004 | -0.004 | -0.004
2013 | US | WECC | - | ROCK | 6b5 | Transmission-Limited Resources | 0 | 0 | 0 | 0 | 0 | 0 | 0 | 0 | 0 | 0 | 0 | 0
2013 | US | WECC | - | ROCK | 6b6 | All Other Derates | 0 | 0 | 0 | 0 | 0 | 0 | 0 | 0 | 0 | 0 | 0 | 0
2013 | US | WECC | - | ROCK | 6b7 | Energy-Only (Existing-Other) | 0 | 0 | 0 | 0 | 0 | 0 | 0 | 0 | 0 | 0 | 0 | 0
2013 | US | WECC | - | ROCK | 6c | Unplanned Outages (Actual) / Current and Future Inoperable Resources | 0 | 193.887 | 193.887 | 193.887 | 193.887 | 193.887 | 193.887 | 193.887 | 193.887 | 193.887 | 193.887 | 193.887
2013 | US | WECC | - | ROCK | 6d | Total Supply-Side Demand Response | 0 | 0 | 0 | 0 | 0 | 0 | 0 | 0 | 0 | 0 | 0 | 0
2013 | US | WECC | - | ROCK | 7 | TOTAL FUTURE CAPACITY ADDITIONS | 0 | -65 | 218 | 218 | 635 | 635 | 451 | 451 | 451 | 451 | 451 | 451
2013 | US | WECC | - | ROCK | 7a | Future-Planned | 0 | -65 | 218 | 218 | 635 | 635 | 451 | 451 | 451 | 451 | 451 | 451
2013 | US | WECC | - | ROCK | 7a1 | Wind Expected On-Peak | 0 | 0 | 0 | 0 | 0 | 0 | 0 | 0 | 0 | 0 | 0 | 0
2013 | US | WECC | - | ROCK | 7a2 | Wind Derate On-Peak | 0 | 0 | 0 | 0 | 0 | 0 | 0 | 0 | 0 | 0 | 0 | 0
2013 | US | WECC | - | ROCK | 7a3 | Solar Expected On-Peak | 0 | 0 | 0 | 0 | 0 | 0 | 0 | 0 | 0 | 0 | 0 | 0
2013 | US | WECC | - | ROCK | 7a4 | Solar Derate On-Peak | 0 | 0 | 0 | 0 | 0 | 0 | 0 | 0 | 0 | 0 | 0 | 0
2013 | US | WECC | - | ROCK | 7a5 | Hydro Expected On-Peak | 0 | 0 | 0 | 0 | 0 | 0 | 0 | 0 | 0 | 0 | 0 | 0
2013 | US | WECC | - | ROCK | 7a6 | Hydro Derate On-Peak | 0 | 0 | 0 | 0 | 0 | 0 | 0 | 0 | 0 | 0 | 0 | 0
2013 | US | WECC | - | ROCK | 7a7 | Biomass Expected On-Peak | 0 | 0 | 0 | 0 | 0 | 0 | 0 | 0 | 0 | 0 | 0 | 0
2013 | US | WECC | - | ROCK | 7a8 | Biomass Derate On-Peak | 0 | 0 | 0 | 0 | 0 | 0 | 0 | 0 | 0 | 0 | 0 | 0
2013 | US | WECC | - | ROCK | 7a9 | Transmission-Limited Resources | 0 | 0 | 0 | 0 | 0 | 0 | 0 | 0 | 0 | 0 | 0 | 0
2013 | US | WECC | - | ROCK | 7a10 | Scheduled Outage - Maintenance | 0 | 165 | 3 | 17 | 11 | 3 | 11 | 15 | 20 | 0 | 12 | 12
2013 | US | WECC | - | ROCK | 7a11 | All Other Derates | 0 | 0 | 0 | 0 | 0 | 0 | 0 | 0 | 0 | 0 | 0 | 0
2013 | US | WECC | - | ROCK | 7a12 | Energy-Only | 0 | 0 | 0 | 0 | 0 | 0 | 0 | 0 | 0 | 0 | 0 | 0
2013 | US | WECC | - | ROCK | 7b | Future-Other | 0 | 0 | 0 | 0 | 0 | 0 | 0 | 0 | 0 | 0 | 0 | 0
2013 | US | WECC | - | ROCK | 7b1 | Wind Expected On-Peak | 0 | 0 | 0 | 0 | 0 | 0 | 0 | 0 | 0 | 0 | 0 | 0
2013 | US | WECC | - | ROCK | 7b2 | Wind Derate On-Peak | 0 | 0 | 0 | 0 | 0 | 0 | 0 | 0 | 0 | 0 | 0 | 0
2013 | US | WECC | - | ROCK | 7b3 | Solar Expected On-Peak | 0 | 0 | 0 | 0 | 0 | 0 | 0 | 0 | 0 | 0 | 0 | 0
2013 | US | WECC | - | ROCK | 7b4 | Solar Derate On-Peak | 0 | 0 | 0 | 0 | 0 | 0 | 0 | 0 | 0 | 0 | 0 | 0
2013 | US | WECC | - | ROCK | 7b5 | Hydro Expected On-Peak | 0 | 0 | 0 | 0 | 0 | 0 | 0 | 0 | 0 | 0 | 0 | 0
2013 | US | WECC | - | ROCK | 7b6 | Hydro Derate On-Peak | 0 | 0 | 0 | 0 | 0 | 0 | 0 | 0 | 0 | 0 | 0 | 0
2013 | US | WECC | - | ROCK | 7b7 | Biomass Expected On-Peak | 0 | 0 | 0 | 0 | 0 | 0 | 0 | 0 | 0 | 0 | 0 | 0
2013 | US | WECC | - | ROCK | 7b8 | Biomass Derate On-Peak | 0 | 0 | 0 | 0 | 0 | 0 | 0 | 0 | 0 | 0 | 0 | 0
2013 | US | WECC | - | ROCK | 7b9 | Transmission-Limited Resources | 0 | 0 | 0 | 0 | 0 | 0 | 0 | 0 | 0 | 0 | 0 | 0
2013 | US | WECC | - | ROCK | 7b10 | Scheduled Outage - Maintenance | 0 | 0 | 0 | 0 | 0 | 0 | 0 | 0 | 0 | 0 | 0 | 0
2013 | US | WECC | - | ROCK | 7b11 | All Other Derates | 0 | 0 | 0 | 0 | 0 | 0 | 0 | 0 | 0 | 0 | 0 | 0
2013 | US | WECC | - | ROCK | 7b12 | Energy-Only | 0 | 0 | 0 | 0 | 0 | 0 | 0 | 0 | 0 | 0 | 0 | 0
2013 | US | WECC | - | ROCK | 8 | Conceptual | 0 | 3 | 86.6529 | 89.8877 | 89.8877 | 89.8877 | 89.8877 | 89.8877 | 89.8877 | 117.1546 | 117.1546 | 117.1546
2013 | US | WECC | - | ROCK | 8a1 | Wind Expected On-Peak | 0 | 0 | 81.8007 | 81.8007 | 81.8007 | 81.8007 | 81.8007 | 81.8007 | 81.8007 | 109.0676 | 109.0676 | 109.0676
2013 | US | WECC | - | ROCK | 8a2 | Wind Derate On-Peak | 0 | 0 | 218.1993 | 218.1993 | 218.1993 | 218.1993 | 218.1993 | 218.1993 | 218.1993 | 290.9324 | 290.9324 | 290.9324
2013 | US | WECC | - | ROCK | 8a3 | Solar Expected On-Peak | 0 | 3 | 4.8522 | 8.087 | 8.087 | 8.087 | 8.087 | 8.087 | 8.087 | 8.087 | 8.087 | 8.087
2013 | US | WECC | - | ROCK | 8a4 | Solar Derate On-Peak | 0 | 0 | 1.1478 | 1.913 | 1.913 | 1.913 | 1.913 | 1.913 | 1.913 | 1.913 | 1.913 | 1.913
2013 | US | WECC | - | ROCK | 8a5 | Hydro Expected On-Peak | 0 | 0 | 0 | 0 | 0 | 0 | 0 | 0 | 0 | 0 | 0 | 0
2013 | US | WECC | - | ROCK | 8a6 | Hydro Derate On-Peak | 0 | 0 | 0 | 0 | 0 | 0 | 0 | 0 | 0 | 0 | 0 | 0
2013 | US | WECC | - | ROCK | 8a7 | Biomass Expected On-Peak | 0 | 0 | 0 | 0 | 0 | 0 | 0 | 0 | 0 | 0 | 0 | 0
2013 | US | WECC | - | ROCK | 8a8 | Biomass Derate On-Peak | 0 | 0 | 0 | 0 | 0 | 0 | 0 | 0 | 0 | 0 | 0 | 0
2013 | US | WECC | - | ROCK | 8a9 | All Other Derates | 0 | 0 | 0 | 0 | 0 | 0 | 0 | 0 | 0 | 0 | 0 | 0
2013 | US | WECC | - | ROCK | 8a10 | Energy-Only | 0 | 0 | 0 | 0 | 0 | 0 | 0 | 0 | 0 | 0 | 0 | 0
2013 | US | WECC | - | ROCK | 9 | ANTICIPATED INTERNAL CAPACITY | 0 | 15256.2486 | 15539.2486 | 15539.2486 | 15956.2486 | 15956.2486 | 15772.2486 | 15772.2486 | 15772.2486 | 15772.2486 | 15772.2486 | 15772.2486
2013 | US | WECC | - | ROCK | 10 | CAPACITY TRANSACTIONS - IMPORTS | 0 | 0 | 0 | 0 | 0 | 0 | 0 | 250 | 450 | 700 | 1064 | 625
2013 | US | WECC | - | ROCK | 10a | Firm | 0 | 0 | 0 | 0 | 0 | 0 | 0 | 250 | 450 | 700 | 1064 | 625
2013 | US | WECC | - | ROCK | 10a1 | Full-Responsibility Purchases | 0 | 0 | 0 | 0 | 0 | 0 | 0 | 0 | 0 | 0 | 0 | 0
2013 | US | WECC | - | ROCK | 10a2 | Owned Capacity/Entitlement Located Outside the Region/Subregion | 0 | 0 | 0 | 0 | 0 | 0 | 0 | 0 | 0 | 0 | 0 | 0
2013 | US | WECC | - | ROCK | 10b | Non-firm | 0 | 0 | 0 | 0 | 0 | 0 | 0 | 0 | 0 | 0 | 0 | 0
2013 | US | WECC | - | ROCK | 10c | Expected | 0 | 0 | 0 | 0 | 0 | 0 | 0 | 0 | 0 | 0 | 0 | 0
2013 | US | WECC | - | ROCK | 10c1 | Full-Responsibility Purchases | 0 | 0 | 0 | 0 | 0 | 0 | 0 | 0 | 0 | 0 | 0 | 0
2013 | US | WECC | - | ROCK | 10c2 | Owned Capacity/Entitlement Located Outside the Region/Subregion | 0 | 0 | 0 | 0 | 0 | 0 | 0 | 0 | 0 | 0 | 0 | 0
2013 | US | WECC | - | ROCK | 11 | CAPACITY TRANSACTIONS - EXPORTS | 0 | 1264 | 1264 | 1264 | 1264 | 1264 | 1264 | 1264 | 1264 | 1264 | 1389 | 714
2013 | US | WECC | - | ROCK | 11a | Firm | 0 | 1264 | 1264 | 1264 | 1264 | 1264 | 1264 | 1264 | 1264 | 1264 | 1389 | 714
2013 | US | WECC | - | ROCK | 11a1 | Full-Responsibility Purchases | 0 | 0 | 0 | 0 | 0 | 0 | 0 | 0 | 0 | 0 | 0 | 0
2013 | US | WECC | - | ROCK | 11a2 | Owned Capacity/Entitlement Located Outside the Region/Subregion | 0 | 0 | 0 | 0 | 0 | 0 | 0 | 0 | 0 | 0 | 0 | 0
2013 | US | WECC | - | ROCK | 11b | Non-firm | 0 | 0 | 0 | 0 | 0 | 0 | 0 | 0 | 0 | 0 | 0 | 0
2013 | US | WECC | - | ROCK | 11c | Expected | 0 | 0 | 0 | 0 | 0 | 0 | 0 | 0 | 0 | 0 | 0 | 0
2013 | US | WECC | - | ROCK | 11c1 | Full-Responsibility Purchases | 0 | 0 | 0 | 0 | 0 | 0 | 0 | 0 | 0 | 0 | 0 | 0
2013 | US | WECC | - | ROCK | 11c2 | Owned Capacity/Entitlement Located Outside the Region/Subregion | 0 | 0 | 0 | 0 | 0 | 0 | 0 | 0 | 0 | 0 | 0 | 0
2013 | US | WECC | - | ROCK | 12 | EXISTING-CERTAIN & NET FIRM TRANSACTIONS | 0 | 13892.2486 | 14057.2486 | 14057.2486 | 14057.2486 | 14057.2486 | 14057.2486 | 14307.2486 | 14507.2486 | 14757.2486 | 14996.2486 | 15232.2486
2013 | US | WECC | - | ROCK | 13 | ANTICIPATED CAPACITY RESOURCES | 0 | 0 | 14272.2486 | 14258.2486 | 14681.2486 | 14689.2486 | 14497.2486 | 14743.2486 | 14938.2486 | 15208.2486 | 15435.2486 | 15671.2486
2013 | US | WECC | - | ROCK | 14 | PROSPECTIVE CAPACITY RESOURCES | 0 | 0 | 14272.2486 | 14258.2486 | 14681.2486 | 14689.2486 | 14497.2486 | 14743.2486 | 14938.2486 | 15208.2486 | 15435.2486 | 15671.2486
2013 | US | WECC | - | ROCK | 15 | TOTAL POTENTIAL CAPACITY RESOURCES | 0 | 0 | 14358.9015 | 14348.1363 | 14771.1363 | 14779.1363 | 14587.1363 | 14833.1363 | 15028.1363 | 15325.4032 | 15552.4032 | 15788.4032
2013 | US | WECC | - | ROCK | 16 | ADJUSTED POTENTIAL CAPACITY RESOURCES | 0 | 0 | 14358.9007 | 14348.1354 | 14771.1354 | 14779.1354 | 14587.1354 | 14833.1354 | 15028.1354 | 15325.4021 | 15552.4021 | 15788.4021
2013 | US | WECC | - | ROCK | 16a | Confidence of Future-Other | 0 | 0 | 0.99999 | 0.99999 | 0.99999 | 0.99999 | 0.99999 | 0.99999 | 0.99999 | 0.99999 | 0.99999 | 0.99999
2013 | US | WECC | - | ROCK | 16b | Net Future-Other Resources After Confidence Percentage Is Applied | 0 | 0 | 0 | 0 | 0 | 0 | 0 | 0 | 0 | 0 | 0 | 0
2013 | US | WECC | - | ROCK | 16c | Confidence of Conceptual | 0 | 0 | 0.99999 | 0.99999 | 0.99999 | 0.99999 | 0.99999 | 0.99999 | 0.99999 | 0.99999 | 0.99999 | 0.99999
2013 | US | WECC | - | ROCK | 16d | Net Conceptual Resources After Confidence Percentage Is Applied | 0 | 0 | 86.6521 | 89.8868 | 89.8868 | 89.8868 | 89.8868 | 89.8868 | 89.8868 | 117.1535 | 117.1535 | 117.1535
2013 | US | WECC | - | ROCK | 17 | ASSESSMENT AREA TARGET RESERVE MARGIN | 0% | 0% | 14.45% | 14.45% | 14.45% | 14.45% | 14.45% | 14.45% | 14.45% | 14.45% | 14.45% | 14.45%
2013 | US | WECC | - | ROCK | 18 | EXISTING-CERTAIN AND NET FIRM TRANSACTIONS RESERVE MARGIN | -100% | 24.74% | 0% | 0% | 0% | 0% | 0% | 0% | 0% | 0% | 0% | 0%
2013 | US | WECC | - | ROCK | 19 | ANTICIPATED CAPACITY RESOURCES RESERVE MARGIN | 0% | 0% | 21.21% | 18.94% | 20.57% | 18.5% | 14.95% | 14.89% | 14.79% | 14.7% | 14.62% | 14.53%
2013 | US | WECC | - | ROCK | 20 | PROSPECTIVE CAPACITY RESOURCES RESERVE MARGIN | 0% | 0% | 21.21% | 18.94% | 20.57% | 18.5% | 14.95% | 14.89% | 14.79% | 14.7% | 14.62% | 14.53%
2013 | US | WECC | - | ROCK | 21 | TOTAL POTENTIAL RESOURCES RESERVE MARGIN | 0% | 0% | 21.94% | 19.69% | 21.3% | 19.23% | 15.66% | 15.59% | 15.48% | 15.58% | 15.49% | 15.39%
2013 | US | WECC | - | ROCK | 22 | ADJUSTED POTENTIAL RESOURCES RESERVE MARGIN | 0% | 0% | 21.94% | 19.69% | 21.3% | 19.23% | 15.66% | 15.59% | 15.48% | 15.58% | 15.49% | 15.39%
2013 | US | WECC | - | ROCK | 23 | Total Baseline Installed Capacity | 0 | 0 | 0 | 0 | 0 | 0 | 0 | 0 | 0 | 0 | 0 | 0
2013 | US | WECC | - | ROCK | 24 | Distributed or Other Capacity (Behind the Meter) < 1 MW | 0 | 0 | 0 | 0 | 0 | 0 | 0 | 0 | 0 | 0 | 0 | 0
2013 | US | WECC | - | ROCK | 25 | Distributed or Other Capacity (Behind the Meter) ≥ 1 MW | 0 | 0 | 0 | 0 | 0 | 0 | 0 | 0 | 0 | 0 | 0 | 0
2013 | US | WECC | - | ROCK | 26 | Capacity Total from EIA-860 | 0 | 0 | 0 | 0 | 0 | 0 | 0 | 0 | 0 | 0 | 0 | 0
2013 | CAN | WECC | - | CA | 1 | Unrestricted Non-coincident Peak Demand | 0 | 17893 | 18717 | 19219 | 19683 | 20470 | 21210 | 21658 | 22013 | 22331 | 22654 | 22985
2013 | CAN | WECC | - | CA | 1a | New Conservation (Energy Efficiency) | 0 | 0 | 0 | 0 | 0 | 0 | 0 | 0 | 0 | 0 | 0 | 0
2013 | CAN | WECC | - | CA | 1b | Estimated Diversity | 0 | 0 | 0 | 0 | 0 | 0 | 0 | 0 | 0 | 0 | 0 | 0
2013 | CAN | WECC | - | CA | 1c | Additions for non-member load (load served by non-registered LSE's in a region) | 0 | 0 | 0 | 0 | 0 | 0 | 0 | 0 | 0 | 0 | 0 | 0
2013 | CAN | WECC | - | CA | 1d | Stand-by Load Under Contract (Normally served by behind the meter generation) | 0 | 0 | 0 | 0 | 0 | 0 | 0 | 0 | 0 | 0 | 0 | 0
2013 | CAN | WECC | - | CA | 1e | Non-Controllable Demand-Side Demand Response | 0 | 0 | 0 | 0 | 0 | 0 | 0 | 0 | 0 | 0 | 0 | 0
2013 | CAN | WECC | - | CA | 2 | Total Internal Demand | 17355 | 17893 | 18717 | 19219 | 19683 | 20470 | 21210 | 21658 | 22013 | 22331 | 22654 | 22985
2013 | CAN | WECC | - | CA | 2a | Supply-Side Direct Control Load Management (DCLM) | 0 | 0 | 0 | 0 | 0 | 0 | 0 | 0 | 0 | 0 | 0 | 0
2013 | CAN | WECC | - | CA | 2b | Supply-Side Contractually Interruptible (Curtailable) | 0 | 0 | 0 | 0 | 0 | 0 | 0 | 0 | 0 | 0 | 0 | 0
2013 | CAN | WECC | - | CA | 2c | Supply-Side Critical Peak-Pricing (CPP) with Control | 0 | 0 | 0 | 0 | 0 | 0 | 0 | 0 | 0 | 0 | 0 | 0
2013 | CAN | WECC | - | CA | 2d | Supply-Side Load as a Capacity Resource | 0 | 0 | 0 | 0 | 0 | 0 | 0 | 0 | 0 | 0 | 0 | 0
2013 | CAN | WECC | - | CA | 3 | Net Internal Demand | 17355 | 17893 | 18717 | 19219 | 19683 | 20470 | 21210 | 21658 | 22013 | 22331 | 22654 | 22985
2013 | CAN | WECC | - | CA | 3a | Demand-Side Direct Control Load Management (DCLM) | 0 | 0 | 0 | 0 | 0 | 0 | 0 | 0 | 0 | 0 | 0 | 0
2013 | CAN | WECC | - | CA | 3b | Demand-Side Contractually Interruptible (Curtailable) | 0 | 0 | 0 | 0 | 0 | 0 | 0 | 0 | 0 | 0 | 0 | 0
2013 | CAN | WECC | - | CA | 3c | Demand-Side Critical Peak-Pricing (CPP) with Control | 0 | 0 | 0 | 0 | 0 | 0 | 0 | 0 | 0 | 0 | 0 | 0
2013 | CAN | WECC | - | CA | 3d | Demand-Side Load as a Capacity Resource | 0 | 0 | 0 | 0 | 0 | 0 | 0 | 0 | 0 | 0 | 0 | 0
2013 | CAN | WECC | - | CA | 4 | Total Controllable Demand Response | 0 | 0 | 0 | 0 | 0 | 0 | 0 | 0 | 0 | 0 | 0 | 0
2013 | CAN | WECC | - | CA | 4a | Demand Response used for Ancillary Services - Spinning Reserves | 0 | 0 | 0 | 0 | 0 | 0 | 0 | 0 | 0 | 0 | 0 | 0
2013 | CAN | WECC | - | CA | 4b | Demand Response used for Ancillary Services - Non-Spinning Reserves | 0 | 0 | 0 | 0 | 0 | 0 | 0 | 0 | 0 | 0 | 0 | 0
2013 | CAN | WECC | - | CA | 4c | Demand Response used for Regulation | 0 | 0 | 0 | 0 | 0 | 0 | 0 | 0 | 0 | 0 | 0 | 0
2013 | CAN | WECC | - | CA | 4d | Demand Response used for Energy, Voluntary Services - Emergency | 0 | 0 | 0 | 0 | 0 | 0 | 0 | 0 | 0 | 0 | 0 | 0
2013 | CAN | WECC | - | CA | 5 | TOTAL INTERNAL CAPACITY | 0 | 28864.4598 | 31351.2851 | 33721.3751 | 35507.1651 | 36763.0807 | 37263.0807 | 37863.0807 | 37863.0807 | 37863.0807 | 37863.0807 | 37863.0807
2013 | CAN | WECC | - | CA | 6a | Existing-Certain | 0 | 22287.1252 | 22287.1252 | 22287.1252 | 22287.1252 | 22287.1252 | 22287.1252 | 22287.1252 | 22287.1252 | 22287.1252 | 22287.1252 | 22287.1252
2013 | CAN | WECC | - | CA | 6a1 | Wind Expected On-Peak | 0 | 389.2938 | 389.2938 | 389.2938 | 389.2938 | 389.2938 | 389.2938 | 389.2938 | 389.2938 | 389.2938 | 389.2938 | 389.2938
2013 | CAN | WECC | - | CA | 6a2 | Solar Expected On-Peak | 0 | 0 | 0 | 0 | 0 | 0 | 0 | 0 | 0 | 0 | 0 | 0
2013 | CAN | WECC | - | CA | 6a3 | Hydro Expected On-Peak | 0 | 9235.31 | 9235.31 | 9235.31 | 9235.31 | 9235.31 | 9235.31 | 9235.31 | 9235.31 | 9235.31 | 9235.31 | 9235.31
2013 | CAN | WECC | - | CA | 6a4 | Biomass Expected On-Peak | 0 | 604.43 | 604.43 | 604.43 | 604.43 | 604.43 | 604.43 | 604.43 | 604.43 | 604.43 | 604.43 | 604.43
2013 | CAN | WECC | - | CA | 6b | Existing-Other | 0 | 0 | 0 | 0 | 0 | 0 | 0 | 0 | 0 | 0 | 0 | 0
2013 | CAN | WECC | - | CA | 6b1 | Wind Derate On-Peak | 0 | 1110.6622 | 1110.6622 | 1110.6622 | 1110.6622 | 1110.6622 | 1110.6622 | 1110.6622 | 1110.6622 | 1110.6622 | 1110.6622 | 1110.6622
2013 | CAN | WECC | - | CA | 6b2 | Solar Derate On-Peak | 0 | 0 | 0 | 0 | 0 | 0 | 0 | 0 | 0 | 0 | 0 | 0
2013 | CAN | WECC | - | CA | 6b3 | Hydro Derate On-Peak | 0 | 4351.2444 | 4351.2444 | 4351.2444 | 4351.2444 | 4351.2444 | 4351.2444 | 4351.2444 | 4351.2444 | 4351.2444 | 4351.2444 | 4351.2444
2013 | CAN | WECC | - | CA | 6b4 | Biomass Derate On-Peak | 0 | 19.2968 | 19.2968 | 19.2968 | 19.2968 | 19.2968 | 19.2968 | 19.2968 | 19.2968 | 19.2968 | 19.2968 | 19.2968
2013 | CAN | WECC | - | CA | 6b5 | Transmission-Limited Resources | 0 | 0 | 0 | 0 | 0 | 0 | 0 | 0 | 0 | 0 | 0 | 0
2013 | CAN | WECC | - | CA | 6b6 | All Other Derates | 0 | 0 | 0 | 0 | 0 | 0 | 0 | 0 | 0 | 0 | 0 | 0
2013 | CAN | WECC | - | CA | 6b7 | Energy-Only (Existing-Other) | 0 | 0 | 0 | 0 | 0 | 0 | 0 | 0 | 0 | 0 | 0 | 0
2013 | CAN | WECC | - | CA | 6c | Unplanned Outages (Actual) / Current and Future Inoperable Resources | 0 | 1033.75 | 1033.75 | 1033.75 | 1033.75 | 1033.75 | 1033.75 | 1033.75 | 1033.75 | 1033.75 | 1033.75 | 1033.75
2013 | CAN | WECC | - | CA | 6d | Total Supply-Side Demand Response | 0 | 0 | 0 | 0 | 0 | 0 | 0 | 0 | 0 | 0 | 0 | 0
2013 | CAN | WECC | - | CA | 7 | TOTAL FUTURE CAPACITY ADDITIONS | 0 | 62.3812 | 1288.5949 | 2985.961 | 4258.1008 | 4999.5852 | 5499.5852 | 5939.4547 | 5939.4547 | 5939.4547 | 5939.4547 | 5939.4547
2013 | CAN | WECC | - | CA | 7a | Future-Planned | 0 | 62.3812 | 1288.5949 | 2985.961 | 4258.1008 | 4999.5852 | 5499.5852 | 5939.4547 | 5939.4547 | 5939.4547 | 5939.4547 | 5939.4547
2013 | CAN | WECC | - | CA | 7a1 | Wind Expected On-Peak | 0 | 108.9 | 390.25 | 568.2403 | 681.3984 | 857.8834 | 857.8834 | 857.8834 | 857.8834 | 857.8834 | 857.8834 | 857.8834
2013 | CAN | WECC | - | CA | 7a2 | Wind Derate On-Peak | 0 | 0 | 1113.39 | 1621.1997 | 1944.0416 | 2447.5566 | 2447.5566 | 2447.5566 | 2447.5566 | 2447.5566 | 2447.5566 | 2447.5566
2013 | CAN | WECC | - | CA | 7a3 | Solar Expected On-Peak | 0 | 0 | 0 | 0 | 0 | 0 | 0 | 0 | 0 | 0 | 0 | 0
2013 | CAN | WECC | - | CA | 7a4 | Solar Derate On-Peak | 0 | 0 | 0 | 0 | 0 | 0 | 0 | 0 | 0 | 0 | 0 | 0
2013 | CAN | WECC | - | CA | 7a5 | Hydro Expected On-Peak | 0 | 36.8512 | 304.4119 | 650.1203 | 1055.102 | 1072.6868 | 1072.6868 | 1412.5563 | 1412.5563 | 1412.5563 | 1412.5563 | 1412.5563
2013 | CAN | WECC | - | CA | 7a6 | Hydro Derate On-Peak | 0 | 0 | 143.4246 | 306.3062 | 497.1145 | 505.3997 | 505.3997 | 665.5302 | 665.5302 | 665.5302 | 665.5302 | 665.5302
2013 | CAN | WECC | - | CA | 7a7 | Biomass Expected On-Peak | 0 | 2.63 | 118.933 | 182.6004 | 182.6004 | 265.0149 | 265.0149 | 265.0149 | 265.0149 | 265.0149 | 265.0149 | 265.0149
2013 | CAN | WECC | - | CA | 7a8 | Biomass Derate On-Peak | 0 | 0 | 3.797 | 5.8296 | 5.8296 | 8.4608 | 8.4608 | 8.4608 | 8.4608 | 8.4608 | 8.4608 | 8.4608
2013 | CAN | WECC | - | CA | 7a9 | Transmission-Limited Resources | 0 | 0 | 0 | 0 | 0 | 0 | 0 | 0 | 0 | 0 | 0 | 0
2013 | CAN | WECC | - | CA | 7a10 | Scheduled Outage - Maintenance | 0 | 80 | 6 | 49 | 100 | 40 | 21 | 0 | 0 | 0 | 0 | 0
2013 | CAN | WECC | - | CA | 7a11 | All Other Derates | 0 | 0 | 0 | 0 | 0 | 0 | 0 | 0 | 0 | 0 | 0 | 0
2013 | CAN | WECC | - | CA | 7a12 | Energy-Only | 0 | 0 | 0 | 0 | 0 | 0 | 0 | 0 | 0 | 0 | 0 | 0
2013 | CAN | WECC | - | CA | 7b | Future-Other | 0 | 0 | 0 | 0 | 0 | 0 | 0 | 0 | 0 | 0 | 0 | 0
2013 | CAN | WECC | - | CA | 7b1 | Wind Expected On-Peak | 0 | 0 | 0 | 0 | 0 | 0 | 0 | 0 | 0 | 0 | 0 | 0
2013 | CAN | WECC | - | CA | 7b2 | Wind Derate On-Peak | 0 | 0 | 0 | 0 | 0 | 0 | 0 | 0 | 0 | 0 | 0 | 0
2013 | CAN | WECC | - | CA | 7b3 | Solar Expected On-Peak | 0 | 0 | 0 | 0 | 0 | 0 | 0 | 0 | 0 | 0 | 0 | 0
2013 | CAN | WECC | - | CA | 7b4 | Solar Derate On-Peak | 0 | 0 | 0 | 0 | 0 | 0 | 0 | 0 | 0 | 0 | 0 | 0
2013 | CAN | WECC | - | CA | 7b5 | Hydro Expected On-Peak | 0 | 0 | 0 | 0 | 0 | 0 | 0 | 0 | 0 | 0 | 0 | 0
2013 | CAN | WECC | - | CA | 7b6 | Hydro Derate On-Peak | 0 | 0 | 0 | 0 | 0 | 0 | 0 | 0 | 0 | 0 | 0 | 0
2013 | CAN | WECC | - | CA | 7b7 | Biomass Expected On-Peak | 0 | 0 | 0 | 0 | 0 | 0 | 0 | 0 | 0 | 0 | 0 | 0
2013 | CAN | WECC | - | CA | 7b8 | Biomass Derate On-Peak | 0 | 0 | 0 | 0 | 0 | 0 | 0 | 0 | 0 | 0 | 0 | 0
2013 | CAN | WECC | - | CA | 7b9 | Transmission-Limited Resources | 0 | 0 | 0 | 0 | 0 | 0 | 0 | 0 | 0 | 0 | 0 | 0
2013 | CAN | WECC | - | CA | 7b10 | Scheduled Outage - Maintenance | 0 | 0 | 0 | 0 | 0 | 0 | 0 | 0 | 0 | 0 | 0 | 0
2013 | CAN | WECC | - | CA | 7b11 | All Other Derates | 0 | 0 | 0 | 0 | 0 | 0 | 0 | 0 | 0 | 0 | 0 | 0
2013 | CAN | WECC | - | CA | 7b12 | Energy-Only | 0 | 0 | 0 | 0 | 0 | 0 | 0 | 0 | 0 | 0 | 0 | 0
2013 | CAN | WECC | - | CA | 8 | Conceptual | 0 | 0 | 198.2778 | 530.9944 | 937.5064 | 1717.5064 | 3477.8147 | 3576.7688 | 4076.7688 | 4688.5338 | 4688.5338 | 4688.5338
2013 | CAN | WECC | - | CA | 8a1 | Wind Expected On-Peak | 0 | 0 | 31.1444 | 77.8611 | 77.8611 | 77.8611 | 77.8611 | 86.8151 | 86.8151 | 86.8151 | 86.8151 | 86.8151
2013 | CAN | WECC | - | CA | 8a2 | Wind Derate On-Peak | 0 | 0 | 88.8556 | 222.1389 | 222.1389 | 222.1389 | 222.1389 | 247.6849 | 247.6849 | 247.6849 | 247.6849 | 247.6849
2013 | CAN | WECC | - | CA | 8a3 | Solar Expected On-Peak | 0 | 0 | 0 | 0 | 0 | 0 | 10.3083 | 10.3083 | 10.3083 | 10.3083 | 10.3083 | 10.3083
2013 | CAN | WECC | - | CA | 8a4 | Solar Derate On-Peak | 0 | 0 | 0 | 0 | 0 | 0 | 4.6917 | 4.6917 | 4.6917 | 4.6917 | 4.6917 | 4.6917
2013 | CAN | WECC | - | CA | 8a5 | Hydro Expected On-Peak | 0 | 0 | 6.9333 | 6.9333 | 13.4453 | 13.4453 | 13.4453 | 13.4453 | 13.4453 | 625.2104 | 625.2104 | 625.2104
2013 | CAN | WECC | - | CA | 8a6 | Hydro Derate On-Peak | 0 | 0 | 3.2667 | 3.2667 | 6.3348 | 6.3348 | 6.3348 | 6.3348 | 6.3348 | 294.5698 | 294.5698 | 294.5698
2013 | CAN | WECC | - | CA | 8a7 | Biomass Expected On-Peak | 0 | 0 | 0 | 0 | 0 | 0 | 0 | 0 | 0 | 0 | 0 | 0
2013 | CAN | WECC | - | CA | 8a8 | Biomass Derate On-Peak | 0 | 0 | 0 | 0 | 0 | 0 | 0 | 0 | 0 | 0 | 0 | 0
2013 | CAN | WECC | - | CA | 8a9 | All Other Derates | 0 | 0 | 0 | 0 | 0 | 0 | 0 | 0 | 0 | 0 | 0 | 0
2013 | CAN | WECC | - | CA | 8a10 | Energy-Only | 0 | 0 | 0 | 0 | 0 | 0 | 0 | 0 | 0 | 0 | 0 | 0
2013 | CAN | WECC | - | CA | 9 | ANTICIPATED INTERNAL CAPACITY | 0 | 22349.5064 | 23575.7201 | 25273.0862 | 26545.226 | 27286.7104 | 27786.7104 | 28226.5798 | 28226.5798 | 28226.5798 | 28226.5798 | 28226.5798
2013 | CAN | WECC | - | CA | 10 | CAPACITY TRANSACTIONS - IMPORTS | 0 | 0 | 0 | 0 | 0 | 0 | 0 | 0 | 0 | 0 | 0 | 0
2013 | CAN | WECC | - | CA | 10a | Firm | 0 | 0 | 0 | 0 | 0 | 0 | 0 | 0 | 0 | 0 | 0 | 0
2013 | CAN | WECC | - | CA | 10a1 | Full-Responsibility Purchases | 0 | 0 | 0 | 0 | 0 | 0 | 0 | 0 | 0 | 0 | 0 | 0
2013 | CAN | WECC | - | CA | 10a2 | Owned Capacity/Entitlement Located Outside the Region/Subregion | 0 | 0 | 0 | 0 | 0 | 0 | 0 | 0 | 0 | 0 | 0 | 0
2013 | CAN | WECC | - | CA | 10b | Non-firm | 0 | 0 | 0 | 0 | 0 | 0 | 0 | 0 | 0 | 0 | 0 | 0
2013 | CAN | WECC | - | CA | 10c | Expected | 0 | 0 | 0 | 0 | 0 | 0 | 0 | 0 | 0 | 0 | 0 | 0
2013 | CAN | WECC | - | CA | 10c1 | Full-Responsibility Purchases | 0 | 0 | 0 | 0 | 0 | 0 | 0 | 0 | 0 | 0 | 0 | 0
2013 | CAN | WECC | - | CA | 10c2 | Owned Capacity/Entitlement Located Outside the Region/Subregion | 0 | 0 | 0 | 0 | 0 | 0 | 0 | 0 | 0 | 0 | 0 | 0
2013 | CAN | WECC | - | CA | 11 | CAPACITY TRANSACTIONS - EXPORTS | 0 | 0 | 0 | 0 | 0 | 0 | 0 | 0 | 0 | 0 | 0 | 0
2013 | CAN | WECC | - | CA | 11a | Firm | 0 | 0 | 0 | 0 | 0 | 0 | 0 | 0 | 0 | 0 | 0 | 0
2013 | CAN | WECC | - | CA | 11a1 | Full-Responsibility Purchases | 0 | 0 | 0 | 0 | 0 | 0 | 0 | 0 | 0 | 0 | 0 | 0
2013 | CAN | WECC | - | CA | 11a2 | Owned Capacity/Entitlement Located Outside the Region/Subregion | 0 | 0 | 0 | 0 | 0 | 0 | 0 | 0 | 0 | 0 | 0 | 0
2013 | CAN | WECC | - | CA | 11b | Non-firm | 0 | 0 | 0 | 0 | 0 | 0 | 0 | 0 | 0 | 0 | 0 | 0
2013 | CAN | WECC | - | CA | 11c | Expected | 0 | 0 | 0 | 0 | 0 | 0 | 0 | 0 | 0 | 0 | 0 | 0
2013 | CAN | WECC | - | CA | 11c1 | Full-Responsibility Purchases | 0 | 0 | 0 | 0 | 0 | 0 | 0 | 0 | 0 | 0 | 0 | 0
2013 | CAN | WECC | - | CA | 11c2 | Owned Capacity/Entitlement Located Outside the Region/Subregion | 0 | 0 | 0 | 0 | 0 | 0 | 0 | 0 | 0 | 0 | 0 | 0
2013 | CAN | WECC | - | CA | 12 | EXISTING-CERTAIN & NET FIRM TRANSACTIONS | 0 | 22207.1252 | 22287.1252 | 22287.1252 | 22287.1252 | 22287.1252 | 22287.1252 | 22287.1252 | 22287.1252 | 22287.1252 | 22287.1252 | 22287.1252
2013 | CAN | WECC | - | CA | 13 | ANTICIPATED CAPACITY RESOURCES | 0 | 0 | 23569.7201 | 25224.0862 | 26445.226 | 27246.7104 | 27765.7104 | 28226.5798 | 28226.5798 | 28226.5798 | 28226.5798 | 28226.5798
2013 | CAN | WECC | - | CA | 14 | PROSPECTIVE CAPACITY RESOURCES | 0 | 0 | 23569.7201 | 25224.0862 | 26445.226 | 27246.7104 | 27765.7104 | 28226.5798 | 28226.5798 | 28226.5798 | 28226.5798 | 28226.5798
2013 | CAN | WECC | - | CA | 15 | TOTAL POTENTIAL CAPACITY RESOURCES | 0 | 0 | 23767.9978 | 25755.0806 | 27382.7323 | 28964.2168 | 31243.5251 | 31803.3486 | 32303.3486 | 32915.1136 | 32915.1136 | 32915.1136
2013 | CAN | WECC | - | CA | 16 | ADJUSTED POTENTIAL CAPACITY RESOURCES | 0 | 0 | 23767.9958 | 25755.0753 | 27382.723 | 28964.1996 | 31243.4903 | 31803.3128 | 32303.3078 | 32915.0668 | 32915.0668 | 32915.0668
2013 | CAN | WECC | - | CA | 16a | Confidence of Future-Other | 0 | 0 | 0.99999 | 0.99999 | 0.99999 | 0.99999 | 0.99999 | 0.99999 | 0.99999 | 0.99999 | 0.99999 | 0.99999
2013 | CAN | WECC | - | CA | 16b | Net Future-Other Resources After Confidence Percentage Is Applied | 0 | 0 | 0 | 0 | 0 | 0 | 0 | 0 | 0 | 0 | 0 | 0
2013 | CAN | WECC | - | CA | 16c | Confidence of Conceptual | 0 | 0 | 0.99999 | 0.99999 | 0.99999 | 0.99999 | 0.99999 | 0.99999 | 0.99999 | 0.99999 | 0.99999 | 0.99999
2013 | CAN | WECC | - | CA | 16d | Net Conceptual Resources After Confidence Percentage Is Applied | 0 | 0 | 198.2758 | 530.9891 | 937.497 | 1717.4892 | 3477.78 | 3576.733 | 4076.728 | 4688.4869 | 4688.4869 | 4688.4869
2013 | CAN | WECC | - | CA | 17 | ASSESSMENT AREA TARGET RESERVE MARGIN | 0% | 0% | 12.55% | 12.55% | 12.55% | 12.55% | 12.55% | 12.55% | 12.55% | 12.55% | 12.55% | 12.55%
2013 | CAN | WECC | - | CA | 18 | EXISTING-CERTAIN AND NET FIRM TRANSACTIONS RESERVE MARGIN | -100% | 24.11% | 0% | 0% | 0% | 0% | 0% | 0% | 0% | 0% | 0% | 0%
2013 | CAN | WECC | - | CA | 19 | ANTICIPATED CAPACITY RESOURCES RESERVE MARGIN | 0% | 0% | 25.93% | 31.25% | 34.36% | 33.11% | 30.91% | 30.33% | 28.23% | 26.4% | 24.6% | 22.8%
2013 | CAN | WECC | - | CA | 20 | PROSPECTIVE CAPACITY RESOURCES RESERVE MARGIN | 0% | 0% | 25.93% | 31.25% | 34.36% | 33.11% | 30.91% | 30.33% | 28.23% | 26.4% | 24.6% | 22.8%
2013 | CAN | WECC | - | CA | 21 | TOTAL POTENTIAL RESOURCES RESERVE MARGIN | 0% | 0% | 26.99% | 34.01% | 39.12% | 41.5% | 47.31% | 46.84% | 46.75% | 47.4% | 45.29% | 43.2%
2013 | CAN | WECC | - | CA | 22 | ADJUSTED POTENTIAL RESOURCES RESERVE MARGIN | 0% | 0% | 26.99% | 34.01% | 39.12% | 41.5% | 47.31% | 46.84% | 46.75% | 47.4% | 45.29% | 43.2%
2013 | CAN | WECC | - | CA | 23 | Total Baseline Installed Capacity | 0 | 0 | 0 | 0 | 0 | 0 | 0 | 0 | 0 | 0 | 0 | 0
2013 | CAN | WECC | - | CA | 24 | Distributed or Other Capacity (Behind the Meter) < 1 MW | 0 | 0 | 0 | 0 | 0 | 0 | 0 | 0 | 0 | 0 | 0 | 0
2013 | CAN | WECC | - | CA | 25 | Distributed or Other Capacity (Behind the Meter) ≥ 1 MW | 0 | 0 | 0 | 0 | 0 | 0 | 0 | 0 | 0 | 0 | 0 | 0
2013 | CAN | WECC | - | CA | 26 | Capacity Total from EIA-860 | 0 | 0 | 0 | 0 | 0 | 0 | 0 | 0 | 0 | 0 | 0 | 0
2014 | US | FRCC | - | FRCC |  | Total Internal Demand |  |  | 46719 | 47615 | 48501 | 49147 | 49852 | 50554 | 51263 | 52049 | 52981 | 52981
2014 | US | FRCC | - | FRCC |  | Net Internal Demand |  |  | 43579 | 44442 | 45259 | 45859 | 46479 | 47127 | 47802 | 48558 | 49458 | 49458
2014 | US | FRCC | - | FRCC |  | Conservation / Energy Efficiency |  | 157 | 252 | 317 | 379 | 438 | 504 | 563 | 632 | 701 | 766 | 766
2014 | US | FRCC | - | FRCC |  | Direct Control Load Management (DCLM) - Program Total |  |  | 2629 | 2665 | 2733 | 2772 | 2809 | 2841 | 2874 | 2904 | 2935 | 2935
2014 | US | FRCC | - | FRCC |  | Direct Control Load Management (DCLM) - Available |  |  | 2629 | 2665 | 2733 | 2772 | 2809 | 2841 | 2874 | 2904 | 2935 | 2935
2014 | US | FRCC | - | FRCC |  | Interruptible Load - Program Total |  |  | 511 | 508 | 509 | 516 | 564 | 586 | 587 | 587 | 588 | 588
2014 | US | FRCC | - | FRCC |  | Interruptible Load - Available |  |  | 511 | 508 | 509 | 516 | 564 | 586 | 587 | 587 | 588 | 588
2014 | US | FRCC | - | FRCC |  | Critical Peak-Pricing (CPP) with Load Control - Program Total |  |  | 0 | 0 | 0 | 0 | 0 | 0 | 0 | 0 | 0 | 0
2014 | US | FRCC | - | FRCC |  | Critical Peak-Pricing (CPP) with Load Control - Available |  |  | 0 | 0 | 0 | 0 | 0 | 0 | 0 | 0 | 0 | 0
2014 | US | FRCC | - | FRCC |  | Load as a Capacity Resource (LCR) - Program Total |  |  | 0 | 0 | 0 | 0 | 0 | 0 | 0 | 0 | 0 | 0
2014 | US | FRCC | - | FRCC |  | Load as a Capacity Resource (LCR) - Available |  |  | 0 | 0 | 0 | 0 | 0 | 0 | 0 | 0 | 0 | 0
2014 | US | FRCC | - | FRCC |  | Estimated Diversity |  |  | 0 | 0 | 0 | 0 | 0 | 0 | 0 | 0 | 0 | 0
2014 | US | FRCC | - | FRCC |  | Stand-by Load under Contract |  |  | 0 | 0 | 0 | 0 | 0 | 0 | 0 | 0 | 0 | 0
2014 | US | FRCC | - | FRCC |  | Imports - Prior Year Actual | 0: 1340
2014 | US | FRCC | - | FRCC |  | Imports - Firm |  |  | 2177 | 1249 | 1249 | 1349 | 1449 | 1449 | 1037 | 1037 | 1037 | 1037
2014 | US | FRCC | - | FRCC |  | Imports - Full-Responsibility Purchases |  |  | 1340 | 412 | 412 | 512 | 612 | 612 | 200 | 200 | 200 | 200
2014 | US | FRCC | - | FRCC |  | Imports - Owned Capacity/Entitlement Located Outside the Area |  |  | 837 | 837 | 837 | 837 | 837 | 837 | 837 | 837 | 837 | 837
2014 | US | FRCC | - | FRCC |  | Imports - Modeled |  |  | 0 | 0 | 0 | 0 | 0 | 0 | 0 | 0 | 0 | 0
2014 | US | FRCC | - | FRCC |  | Imports - Expected |  |  | 0 | 0 | 0 | 0 | 0 | 0 | 0 | 0 | 0 | 0
2014 | US | FRCC | - | FRCC |  | Exports - Prior Year Actual | 0: 143
2014 | US | FRCC | - | FRCC |  | Exports - Firm |  |  | 143 | 143 | 143 | 143 | 143 | 143 | 143 | 143 | 143 | 143
2014 | US | FRCC | - | FRCC |  | Exports - Full-Responsibility Sales |  |  | 143 | 143 | 143 | 143 | 143 | 143 | 143 | 143 | 143 | 143
2014 | US | FRCC | - | FRCC |  | Exports - Owned Capacity/Entitlement Located Outside the Area |  |  | 0 | 0 | 0 | 0 | 0 | 0 | 0 | 0 | 0 | 0
2014 | US | FRCC | - | FRCC |  | Exports - Modeled |  |  | 0 | 0 | 0 | 0 | 0 | 0 | 0 | 0 | 0 | 0
2014 | US | FRCC | - | FRCC |  | Exports - Expected |  |  | 0 | 0 | 0 | 0 | 0 | 0 | 0 | 0 | 0 | 0
2014 | US | FRCC | - | FRCC |  | Scheduled Outages |  |  | 0 | 0 | 0 | 0 | 0 | 0 | 0 | 0 | 0 | 0
2014 | US | FRCC | - | FRCC |  | Transmission Limitations |  |  | 0 | 0 | 0 | 0 | 0 | 0 | 0 | 0 | 0 | 0
2014 | US | FRCC | - | FRCC |  | Other Capacity Adjustments |  |  | 0 | 0 | 0 | 0 | 0 | 0 | 0 | 0 | 0 | 0
2014 | US | FRCC | - | FRCC |  | Existing-Other Capacity |  |  | 1790.78 | 1968.78 | 2013.78 | 2028.98 | 2561.98 | 2563.58 | 3022.58 | 3022.58 | 3022.58 | 3193.88
2014 | US | FRCC | - | FRCC |  | Future-Other Capacity |  |  | 0 | 0 | 0 | 0 | 0 | 0 | 0 | 0 | 0 | 0
2014 | US | FRCC | - | FRCC |  | Existing-Certain Capacity |  |  | 52170.26 | 51883.26 | 51528.26 | 50667.06 | 48704.06 | 48794.46 | 48335.46 | 48063.46 | 48064.46 | 47287.16
2014 | US | FRCC | - | FRCC |  | Future-Planned Capacity |  |  | 1315.7 | 2868.7 | 3387.7 | 4207.7 | 7301.7 | 7537.7 | 9553.7 | 11256.7 | 12411.7 | 12612.7
2014 | US | FRCC | - | FRCC |  | Existing-Certain & Net Firm Transfers Margin |  |  | 24.38% | 19.23% | 16.3% | 13.11% | 7.597% | 6.309% | 2.986% | 0.8226% | -1.01% | -2.582%
2014 | US | FRCC | - | FRCC |  | Anticipated Margin |  |  | 27.4% | 25.69% | 23.78% | 22.29% | 23.31% | 22.3% | 22.97% | 24% | 24.09% | 22.92%
2014 | US | FRCC | - | FRCC |  | Prospective Margin |  |  | 31.51% | 30.12% | 28.23% | 26.71% | 28.82% | 27.74% | 29.3% | 30.23% | 30.2% | 29.38%
2014 | US | FRCC | - | FRCC |  | Adjusted-Potential Margin |  |  | 31.51% | 30.12% | 28.23% | 26.71% | 28.82% | 27.74% | 29.3% | 30.23% | 30.2% | 29.38%
2014 | US | FRCC | - | FRCC | % | Reference Margin Level | 15% | 15% | 15% | 15% | 15% | 15% | 15% | 15% | 15% | 15% | 15% | 15%
2014 | US | MRO | - | MISO |  | Total Internal Demand |  |  | 128570.7 | 130100.6 | 131241.6 | 132376.1 | 133469.7 | 134509.3 | 135525.9 | 136459.5 | 137376.6 | 138432.8
2014 | US | MRO | - | MISO |  | Net Internal Demand |  |  | 123827.6533 | 125345.3 | 126475.2 | 127597.6 | 128679.1 | 129706.6 | 130711.1 | 131632.6 | 132537.6 | 133581.6
2014 | US | MRO | - | MISO |  | Conservation / Energy Efficiency |  | 0 | 0 | 0 | 0 | 0 | 0 | 0 | 0 | 0 | 0 | 0
2014 | US | MRO | - | MISO |  | Direct Control Load Management (DCLM) - Program Total |  |  | 943.5 | 945.9 | 948.2 | 950.6 | 953 | 955.4 | 957.7 | 960.1 | 952.5 | 964.9
2014 | US | MRO | - | MISO |  | Direct Control Load Management (DCLM) - Available |  |  | 832.2583 | 834.3 | 836.4 | 838.5 | 840.6 | 842.7 | 844.8 | 846.9 | 849 | 851.2
2014 | US | MRO | - | MISO |  | Interruptible Load - Program Total |  |  | 4044.6 | 4054.4 | 4064.8 | 4075 | 4085.2 | 4095.4 | 4105.6 | 4115.9 | 4126.2 | 4136.5
2014 | US | MRO | - | MISO |  | Interruptible Load - Available |  |  | 3910.7884 | 3921 | 3930 | 3940 | 3950 | 3960 | 3970 | 3980 | 3990 | 4000
2014 | US | MRO | - | MISO |  | Critical Peak-Pricing (CPP) with Load Control - Program Total |  |  | 0 | 0 | 0 | 0 | 0 | 0 | 0 | 0 | 0 | 0
2014 | US | MRO | - | MISO |  | Critical Peak-Pricing (CPP) with Load Control - Available |  |  | 0 | 0 | 0 | 0 | 0 | 0 | 0 | 0 | 0 | 0
2014 | US | MRO | - | MISO |  | Load as a Capacity Resource (LCR) - Program Total |  |  | 0 | 0 | 0 | 0 | 0 | 0 | 0 | 0 | 0 | 0
2014 | US | MRO | - | MISO |  | Load as a Capacity Resource (LCR) - Available |  |  | 0 | 0 | 0 | 0 | 0 | 0 | 0 | 0 | 0 | 0
2014 | US | MRO | - | MISO |  | Estimated Diversity |  |  | 4765.1 | 4821.5 | 4869 | 4916.5 | 1964.3 | 5001.4 | 5040.7 | 5078.6 | 5113.4 | 5172.4
2014 | US | MRO | - | MISO |  | Stand-by Load under Contract |  |  | 0 | 0 | 0 | 0 | 0 | 0 | 0 | 0 | 0 | 0
2014 | US | MRO | - | MISO |  | Imports - Prior Year Actual | 2700
2014 | US | MRO | - | MISO |  | Imports - Firm |  |  | 3157 | 3157 | 3157 | 3157 | 3157 | 3157 | 3157 | 3157 | 3157 | 3157
2014 | US | MRO | - | MISO |  | Imports - Full-Responsibility Purchases |  |  | 0 | 0 | 0 | 0 | 0 | 0 | 0 | 0 | 0 | 0
2014 | US | MRO | - | MISO |  | Imports - Owned Capacity/Entitlement Located Outside the Area |  |  | 0 | 0 | 0 | 0 | 0 | 0 | 0 | 0 | 0 | 0
2014 | US | MRO | - | MISO |  | Imports - Modeled |  |  | 0 | 0 | 0 | 0 | 0 | 0 | 0 | 0 | 0 | 0
2014 | US | MRO | - | MISO |  | Imports - Expected |  |  | 0 | 0 | 0 | 0 | 0 | 1788 | 1788 | 1788 | 1788 | 1788
2014 | US | MRO | - | MISO |  | Exports - Prior Year Actual | 0
2014 | US | MRO | - | MISO |  | Exports - Firm |  |  | 2044 | 4135 | 4135 | 4135 | 4135 | 4135 | 4135 | 4135 | 4135 | 4135
2014 | US | MRO | - | MISO |  | Exports - Full-Responsibility Sales |  |  | 0 | 0 | 0 | 0 | 0 | 0 | 0 | 0 | 0 | 0
2014 | US | MRO | - | MISO |  | Exports - Owned Capacity/Entitlement Located Outside the Area |  |  | 0 | 0 | 0 | 0 | 0 | 0 | 0 | 0 | 0 | 0
2014 | US | MRO | - | MISO |  | Exports - Modeled |  |  | 0 | 0 | 0 | 0 | 0 | 0 | 0 | 0 | 0 | 0
2014 | US | MRO | - | MISO |  | Exports - Expected |  |  | 0 | 0 | 0 | 0 | 0 | 0 | 0 | 0 | 0 | 0
2014 | US | MRO | - | MISO |  | Scheduled Outages |  |  | 0 | 0 | 0 | 0 | 0 | 0 | 0 | 0 | 0 | 0
2014 | US | MRO | - | MISO |  | Transmission Limitations |  |  | 3665.0344 | 2078.423 | 1439.9486 | 929.5673 | 477.3673 | 140.5609 | 0 | 0 | 0 | 0
2014 | US | MRO | - | MISO |  | Other Capacity Adjustments |  |  | 0 | 0 | 0 | 0 | 0 | 0 | 0 | 0 | 0 | 0
2014 | US | MRO | - | MISO |  | Existing-Other Capacity |  |  | 4849.3793 | 5549.3793 | 5547.9793 | 7147.9793 | 7947.9793 | 8247.9793 | 9847.9793 | 10147.9793 | 11247.9793 | 11547.9793
2014 | US | MRO | - | MISO |  | Future-Other Capacity |  |  | 313.0063 | 321.0063 | 321.0063 | 321.0063 | 321.0063 | 321.0063 | 321.0063 | 321.0063 | 321.0063 | 321.0063
2014 | US | MRO | - | MISO |  | Existing-Certain Capacity |  |  | 142612.4014 | 140851.5128 | 141664.8872 | 140674.8685 | 140251.5685 | 140288.3749 | 138620.3358 | 138320.3358 | 137220.3358 | 136920.3358
2014 | US | MRO | - | MISO |  | Future-Planned Capacity |  |  | 1167.377 | 1636.0664 | 2982.0664 | 3527.6654 | 3578.6654 | 3578.6654 | 3578.6654 | 3578.6654 | 3578.6654 | 3578.6654
2014 | US | MRO | - | MISO |  | Existing-Certain & Net Firm Transfers Margin |  |  | 16.07% | 11.59% | 11.24% | 9.482% | 8.233% | 7.404% | 5.303% | 4.338% | 2.795% | 1.767%
2014 | US | MRO | - | MISO |  | Anticipated Margin |  |  | 17.01% | 12.9% | 13.59% | 12.25% | 11.01% | 10.16% | 8.041% | 7.056% | 5.495% | 4.446%
2014 | US | MRO | - | MISO |  | Prospective Margin |  |  | 21.18% | 17.58% | 18.23% | 18.1% | 17.44% | 18.15% | 17.19% | 16.37% | 15.57% | 14.67%
2014 | US | MRO | - | MISO |  | Adjusted-Potential Margin |  |  | 21.34% | 17.88% | 18.66% | 18.63% | 18.06% | 18.83% | 17.88% | 17.13% | 16.43% | 15.52%
2014 | US | MRO | - | MISO | % | Reference Margin Level | 14.8% | 14.8% | 14.8% | 14.8% | 14.8% | 14.8% | 14.8% | 14.8% | 14.8% | 14.8% | 14.8% | 14.8%
2014 | CA | MRO | - | Manitoba Hydro |  | Total Internal Demand |  |  | 3434 | 3482.7455 | 3424.1186 | 3445.9317 | 3482.1031 | 3555.144 | 3610.0265 | 3654.547 | 3703.0382 | 3753.1979
2014 | CA | MRO | - | Manitoba Hydro |  | Net Internal Demand |  |  | 3193 | 3238.7455 | 3180.1186 | 3201.9317 | 3238.1031 | 3311.144 | 3366.0265 | 3410.547 | 3459.0382 | 3509.1979
2014 | CA | MRO | - | Manitoba Hydro |  | Conservation / Energy Efficiency |  | 33.66 | 46.98 | 58.95 | 70.58 | 80.77 | 90.2 | 99.16 | 107.97 | 116.45 | 120.96 | 123.8
2014 | CA | MRO | - | Manitoba Hydro |  | Direct Control Load Management (DCLM) - Program Total
2014 | CA | MRO | - | Manitoba Hydro |  | Direct Control Load Management (DCLM) - Available
2014 | CA | MRO | - | Manitoba Hydro |  | Interruptible Load - Program Total
2014 | CA | MRO | - | Manitoba Hydro |  | Interruptible Load - Available
2014 | CA | MRO | - | Manitoba Hydro |  | Critical Peak-Pricing (CPP) with Load Control - Program Total
2014 | CA | MRO | - | Manitoba Hydro |  | Critical Peak-Pricing (CPP) with Load Control - Available
2014 | CA | MRO | - | Manitoba Hydro |  | Load as a Capacity Resource (LCR) - Program Total |  |  | 250 | 250 | 250 | 250 | 250 | 250 | 250 | 250 | 250 | 250
2014 | CA | MRO | - | Manitoba Hydro |  | Load as a Capacity Resource (LCR) - Available |  |  | 241 | 244 | 244 | 244 | 244 | 244 | 244 | 244 | 244 | 244
2014 | CA | MRO | - | Manitoba Hydro |  | Estimated Diversity
2014 | CA | MRO | - | Manitoba Hydro |  | Stand-by Load under Contract
2014 | CA | MRO | - | Manitoba Hydro |  | Imports - Prior Year Actual | 0
2014 | CA | MRO | - | Manitoba Hydro |  | Imports - Firm |  |  | 0 | 0 | 0 | 0 | 0 | 0 | 0 | 0 | 0 | 0
2014 | CA | MRO | - | Manitoba Hydro |  | Imports - Full-Responsibility Purchases
2014 | CA | MRO | - | Manitoba Hydro |  | Imports - Owned Capacity/Entitlement Located Outside the Area |  |  | 0 | 0 | 0 | 0 | 0 | 0 | 0 | 0 | 0 | 0
2014 | CA | MRO | - | Manitoba Hydro |  | Imports - Modeled
2014 | CA | MRO | - | Manitoba Hydro |  | Imports - Expected
2014 | CA | MRO | - | Manitoba Hydro |  | Exports - Prior Year Actual | 1462
2014 | CA | MRO | - | Manitoba Hydro |  | Exports - Firm |  |  | 1015 | 1233 | 1233 | 1083 | 1083 | 1033 | 925 | 925 | 925 | 925
2014 | CA | MRO | - | Manitoba Hydro |  | Exports - Full-Responsibility Sales
2014 | CA | MRO | - | Manitoba Hydro |  | Exports - Owned Capacity/Entitlement Located Outside the Area |  |  | 1015 | 1233 | 1233 | 1083 | 1083 | 1033 | 925 | 925 | 925 | 925
2014 | CA | MRO | - | Manitoba Hydro |  | Exports - Modeled
2014 | CA | MRO | - | Manitoba Hydro |  | Exports - Expected |  |  | 0 | 25 | 25 | 25 | 25 | 275 | 500 | 475 | 475 | 475
2014 | CA | MRO | - | Manitoba Hydro |  | Scheduled Outages |  |  | 3910.7884: 64.13
2014 | CA | MRO | - | Manitoba Hydro |  | Transmission Limitations
2014 | CA | MRO | - | Manitoba Hydro |  | Other Capacity Adjustments
2014 | CA | MRO | - | Manitoba Hydro |  | Existing-Other Capacity |  |  | 262.29 | 262.29 | 262.29 | 262.29 | 262.29 | 262.29 | 262.29 | 262.29 | 262.29 | 262.29
2014 | CA | MRO | - | Manitoba Hydro |  | Future-Other Capacity |  |  | 0 | 0 | 0 | 0 | 0 | 0 | 0 | 0 | 0 | 0
2014 | CA | MRO | - | Manitoba Hydro |  | Existing-Certain Capacity |  |  | 5567.37 | 5631.5 | 5631.5 | 5631.5 | 5631.5 | 5537.1 | 5537.1 | 5537.1 | 5537.1 | 5537.1
2014 | CA | MRO | - | Manitoba Hydro |  | Future-Planned Capacity |  |  | 0 | 0 | 0 | 0 | 0 | 450 | 630 | 630 | 630 | 630
2014 | CA | MRO | - | Manitoba Hydro |  | Existing-Certain & Net Firm Transfers Margin |  |  | 42.57% | 35.81% | 38.31% | 42.05% | 40.47% | 36.03% | 37.02% | 35.23% | 33.33% | 31.43%
2014 | CA | MRO | - | Manitoba Hydro |  | Anticipated Margin |  |  | 42.57% | 35.81% | 38.31% | 42.05% | 40.47% | 49.62% | 55.74% | 53.7% | 51.55% | 49.38%
2014 | CA | MRO | - | Manitoba Hydro |  | Prospective Margin |  |  | 50.79% | 43.14% | 45.77% | 49.47% | 47.8% | 49.24% | 48.67% | 47.47% | 45.4% | 43.32%
2014 | CA | MRO | - | Manitoba Hydro |  | Adjusted-Potential Margin |  |  | 50.79% | 43.14% | 45.77% | 49.47% | 47.8% | 49.24% | 48.67% | 47.47% | 45.4% | 43.32%
2014 | CA | MRO | - | Manitoba Hydro | % | Reference Margin Level | 12% | 12% | 12% | 12% | 12% | 12% | 12% | 12% | 12% | 12% | 12% | 12%
2014 | US | MRO | - | MAPP |  | Total Internal Demand |  |  | 5027.7387 | 5373.8883 | 5499.6926 | 5689.647 | 5810.3167 | 5926.7463 | 6037.839 | 6145.1828 | 6256.5452 | 6426.7809
2014 | US | MRO | - | MAPP |  | Net Internal Demand |  |  | 4931.6787 | 5275.8283 | 5405.6326 | 5593.587 | 5712.2467 | 5826.6763 | 5935.769 | 6041.1128 | 6150.4752 | 6318.7109
2014 | US | MRO | - | MAPP |  | Conservation / Energy Efficiency |  | 20.4341 | 26.5142 | 31.7107 | 36.8853 | 43.0759 | 48.2765 | 54.4868 | 59.7948 | 65.0516 | 71.3087 | 76.5681
2014 | US | MRO | - | MAPP |  | Direct Control Load Management (DCLM) - Program Total |  |  | 93.56 | 95.56 | 97.56 | 99.56 | 101.57 | 103.57 | 105.57 | 107.57 | 109.57 | 111.57
2014 | US | MRO | - | MAPP |  | Direct Control Load Management (DCLM) - Available |  |  | 90.06 | 92.06 | 94.06 | 96.06 | 98.07 | 100.07 | 102.07 | 104.07 | 106.07 | 108.07
2014 | US | MRO | - | MAPP |  | Interruptible Load - Program Total |  |  | 14.1 | 14.1 | 8.1 | 8.1 | 8.1 | 8.1 | 8.1 | 8.1 | 8.1 | 8.1
2014 | US | MRO | - | MAPP |  | Interruptible Load - Available |  |  | 6 | 6 | 0 | 0 | 0 | 0 | 0 | 0 | 0 | 0
2014 | US | MRO | - | MAPP |  | Critical Peak-Pricing (CPP) with Load Control - Program Total |  |  | 0 | 0 | 0 | 0 | 0 | 0 | 0 | 0 | 0 | 0
2014 | US | MRO | - | MAPP |  | Critical Peak-Pricing (CPP) with Load Control - Available |  |  | 0 | 0 | 0 | 0 | 0 | 0 | 0 | 0 | 0 | 0
2014 | US | MRO | - | MAPP |  | Load as a Capacity Resource (LCR) - Program Total |  |  | 0 | 0 | 0 | 0 | 0 | 0 | 0 | 0 | 0 | 0
2014 | US | MRO | - | MAPP |  | Load as a Capacity Resource (LCR) - Available |  |  | 0 | 0 | 0 | 0 | 0 | 0 | 0 | 0 | 0 | 0
2014 | US | MRO | - | MAPP |  | Estimated Diversity |  |  | 92.7952 | 102.0629 | 104.981 | 109.8013 | 112.6168 | 115.3251 | 117.8104 | 120.3151 | 122.7171 | 127.0151
2014 | US | MRO | - | MAPP |  | Stand-by Load under Contract |  |  | 0 | 0 | 0 | 0 | 0 | 0 | 0 | 0 | 0 | 0
2014 | US | MRO | - | MAPP |  | Imports - Prior Year Actual | 300.7
2014 | US | MRO | - | MAPP |  | Imports - Firm |  |  | 348.942 | 462.942 | 568.942 | 564.942 | 369.942 | 369.942 | 369.942 | 358.942 | 358.942 | 358.942
2014 | US | MRO | - | MAPP |  | Imports - Full-Responsibility Purchases |  |  | 161 | 314 | 266 | 218 | 20 | 20 | 20 | 20 | 20 | 20
2014 | US | MRO | - | MAPP |  | Imports - Owned Capacity/Entitlement Located Outside the Area |  |  | 70 | 50 | 200 | 240 | 240 | 240 | 240 | 240 | 240 | 240
2014 | US | MRO | - | MAPP |  | Imports - Modeled |  |  | 0 | 0 | 0 | 0 | 0 | 0 | 0 | 0 | 0 | 0
2014 | US | MRO | - | MAPP |  | Imports - Expected |  |  | 0 | 30 | 30 | 35 | 0 | 0 | 0 | 0 | 0 | 0
2014 | US | MRO | - | MAPP |  | Exports - Prior Year Actual | 1115.8
2014 | US | MRO | - | MAPP |  | Exports - Firm |  |  | 1288.5 | 1186 | 1186 | 1186 | 986 | 986 | 986 | 966 | 946 | 926
2014 | US | MRO | - | MAPP |  | Exports - Full-Responsibility Sales |  |  | 142.5 | 0 | 0 | 0 | 0 | 0 | 0 | 0 | 0 | 0
2014 | US | MRO | - | MAPP |  | Exports - Owned Capacity/Entitlement Located Outside the Area |  |  | 0 | 15 | 15 | 15 | 15 | 15 | 15 | 15 | 15 | 15
2014 | US | MRO | - | MAPP |  | Exports - Modeled |  |  | 0 | 0 | 0 | 0 | 0 | 0 | 0 | 0 | 0 | 0
2014 | US | MRO | - | MAPP |  | Exports - Expected |  |  | 0 | 0 | 0 | 0 | 0 | 0 | 0 | 0 | 0 | 0
2014 | US | MRO | - | MAPP |  | Scheduled Outages |  |  | 0 | 0 | 0 | 0 | 0 | 0 | 0 | 0 | 0 | 0
2014 | US | MRO | - | MAPP |  | Transmission Limitations |  |  | 0 | 0 | 0 | 0 | 0 | 0 | 0 | 0 | 0 | 0
2014 | US | MRO | - | MAPP |  | Other Capacity Adjustments |  |  | 0 | 0 | 0 | 0 | 0 | 0 | 0 | 0 | 0 | 0
2014 | US | MRO | - | MAPP |  | Existing-Other Capacity |  |  | 0 | 0 | 0 | 0 | 0 | 0 | 0 | 0 | 0 | 0
2014 | US | MRO | - | MAPP |  | Future-Other Capacity |  |  | 0 | 0 | 0 | 0 | 0 | 0 | 0 | 0 | 0 | 0
2014 | US | MRO | - | MAPP |  | Existing-Certain Capacity |  |  | 7182.466 | 7091.523 | 7078.466 | 7091.523 | 7078.466 | 7091.523 | 7078.466 | 7091.523 | 7078.466 | 7091.523
2014 | US | MRO | - | MAPP |  | Future-Planned Capacity |  |  | 136.4 | 136.4 | 136.4 | 136.4 | 136.4 | 136.4 | 136.4 | 136.4 | 136.4 | 136.4
2014 | US | MRO | - | MAPP |  | Existing-Certain & Net Firm Transfers Margin |  |  | 26.59% | 20.71% | 19.53% | 15.68% | 13.13% | 11.13% | 8.872% | 7.339% | 5.543% | 3.256%
2014 | US | MRO | - | MAPP |  | Anticipated Margin |  |  | 29.35% | 23.3% | 22.05% | 18.11% | 15.52% | 13.48% | 11.17% | 9.597% | 7.761% | 5.415%
2014 | US | MRO | - | MAPP |  | Prospective Margin |  |  | 29.35% | 23.86% | 22.61% | 18.74% | 15.52% | 13.48% | 11.17% | 9.597% | 7.761% | 5.415%
2014 | US | MRO | - | MAPP |  | Adjusted-Potential Margin |  |  | 29.35% | 23.86% | 22.61% | 18.74% | 15.52% | 13.48% | 11.17% | 9.597% | 7.761% | 5.415%
2014 | US | MRO | - | MAPP | % | Reference Margin Level | 15% | 15% | 15% | 15% | 15% | 15% | 15% | 15% | 15% | 15% | 15% | 15%
2014 | CA | MRO | - | SaskPower |  | Total Internal Demand |  |  | 3207.9859 | 3289.1551 | 3356.796 | 3468.6291 | 3568.7378 | 3593.0885 | 3633.6731 | 3676.9633 | 3712.1366 | 3734.6836
2014 | CA | MRO | - | SaskPower |  | Net Internal Demand |  |  | 3121.9859 | 3203.1551 | 3270.796 | 3382.6291 | 3482.7378 | 3507.0885 | 3547.6731 | 3590.9633 | 3626.1366 | 3648.6836
2014 | CA | MRO | - | SaskPower |  | Conservation / Energy Efficiency |  | 75.1878 | 83.8796 | 92.5672 | 100.8911 | 110.3154 | 119.7359 | 129.1441 | 138.5637 | 147.9762 | 157.3891 | 166.7902
2014 | CA | MRO | - | SaskPower |  | Direct Control Load Management (DCLM) - Program Total
2014 | CA | MRO | - | SaskPower |  | Direct Control Load Management (DCLM) - Available
2014 | CA | MRO | - | SaskPower |  | Interruptible Load - Program Total
2014 | CA | MRO | - | SaskPower |  | Interruptible Load - Available |  |  | 86 | 86 | 86 | 86 | 86 | 86 | 86 | 86 | 86 | 86
2014 | CA | MRO | - | SaskPower |  | Critical Peak-Pricing (CPP) with Load Control - Program Total
2014 | CA | MRO | - | SaskPower |  | Critical Peak-Pricing (CPP) with Load Control - Available
2014 | CA | MRO | - | SaskPower |  | Load as a Capacity Resource (LCR) - Program Total
2014 | CA | MRO | - | SaskPower |  | Load as a Capacity Resource (LCR) - Available
2014 | CA | MRO | - | SaskPower |  | Estimated Diversity
2014 | CA | MRO | - | SaskPower |  | Stand-by Load under Contract
2014 | CA | MRO | - | SaskPower |  | Imports - Prior Year Actual
2014 | CA | MRO | - | SaskPower |  | Imports - Firm |  |  |  | 25 | 25 | 25 | 25 | 25 | 25
2014 | CA | MRO | - | SaskPower |  | Imports - Full-Responsibility Purchases
2014 | CA | MRO | - | SaskPower |  | Imports - Owned Capacity/Entitlement Located Outside the Area
2014 | CA | MRO | - | SaskPower |  | Imports - Modeled
2014 | CA | MRO | - | SaskPower |  | Imports - Expected
2014 | CA | MRO | - | SaskPower |  | Exports - Prior Year Actual
2014 | CA | MRO | - | SaskPower |  | Exports - Firm
2014 | CA | MRO | - | SaskPower |  | Exports - Full-Responsibility Sales
2014 | CA | MRO | - | SaskPower |  | Exports - Owned Capacity/Entitlement Located Outside the Area
2014 | CA | MRO | - | SaskPower |  | Exports - Modeled
2014 | CA | MRO | - | SaskPower |  | Exports - Expected
2014 | CA | MRO | - | SaskPower |  | Scheduled Outages |  |  | 104.9663 | 255.1116 | 120.779 | 137.5568 | 96.4558 | 142.9739 | 142.9739 | 142.9739 | 142.9739 | 142.9739
2014 | CA | MRO | - | SaskPower |  | Transmission Limitations
2014 | CA | MRO | - | SaskPower |  | Other Capacity Adjustments
2014 | CA | MRO | - | SaskPower |  | Existing-Other Capacity |  |  | 0 | 0 | 0 | 0 | 0 | 0 | 0 | 0 | 0 | 0
2014 | CA | MRO | - | SaskPower |  | Future-Other Capacity |  |  | 0 | 0 | 0 | 0 | 0 | 0 | 0 | 0 | 0 | 0
2014 | CA | MRO | - | SaskPower |  | Existing-Certain Capacity |  |  | 3747.9437 | 3597.7984 | 3732.131 | 3715.3532 | 3756.4542 | 3709.9361 | 3507.9361 | 3367.8161 | 3272.8161 | 3272.8161
2014 | CA | MRO | - | SaskPower |  | Future-Planned Capacity |  |  | 2.3 | 193.9 | 250.6 | 250.6 | 548.6 | 558.6 | 558.6 | 693.6 | 1066.6 | 1076.6
2014 | CA | MRO | - | SaskPower |  | Existing-Certain & Net Firm Transfers Margin |  |  | 20.05% | 13.1% | 14.87% | 10.58% | 8.577% | 6.497% | -0.4154% | -6.214% | -9.744% | -10.3%
2014 | CA | MRO | - | SaskPower |  | Anticipated Margin |  |  | 20.12% | 19.15% | 22.53% | 17.98% | 24.33% | 22.42% | 15.33% | 13.1% | 19.67% | 19.21%
2014 | CA | MRO | - | SaskPower |  | Prospective Margin |  |  | 20.12% | 19.15% | 22.53% | 17.98% | 24.33% | 22.42% | 15.33% | 13.1% | 19.67% | 19.21%
2014 | CA | MRO | - | SaskPower |  | Adjusted-Potential Margin |  |  | 20.12% | 19.15% | 22.53% | 17.98% | 24.33% | 22.42% | 15.33% | 13.1% | 19.67% | 19.21%
2014 | CA | MRO | - | SaskPower | % | Reference Margin Level | 11% | 11% | 11% | 11% | 11% | 11% | 11% | 11% | 11% | 11% | 11% | 11%
2014 | CA | NPCC | - | Maritimes |  | Total Internal Demand |  |  | 3419.9 | 3529.0039 | 3497.0597 | 3480.8393 | 3455.3358 | 3444.3518 | 3424.7446 | 3420.8546 | 3417.9017 | 3420.6915
2014 | CA | NPCC | - | Maritimes |  | Net Internal Demand |  |  | 3086.516 | 3187.0416 | 3155.2373 | 3139.1359 | 3113.7454 | 3102.863 | 3083.3569 | 3079.5737 | 3076.7213 | 3079.6142
2014 | CA | NPCC | - | Maritimes |  | Conservation / Energy Efficiency |  | 17.8 | 33.6 | 54.5 | 75.6 | 93.7 | 111.1 | 126.9 | 142.5 | 159.2 | 174.7 | 191.3
2014 | CA | NPCC | - | Maritimes |  | Direct Control Load Management (DCLM) - Program Total |  |  | 0 | 0 | 0 | 0 | 0 | 0 | 0 | 0 | 0 | 0
2014 | CA | NPCC | - | Maritimes |  | Direct Control Load Management (DCLM) - Available |  |  | 0 | 0 | 0 | 0 | 0 | 0 | 0 | 0 | 0 | 0
2014 | CA | NPCC | - | Maritimes |  | Interruptible Load - Program Total |  |  | 333.384 | 341.9623 | 341.8224 | 341.7035 | 341.5903 | 341.4888 | 341.3877 | 341.2809 | 341.1804 | 341.0773
2014 | CA | NPCC | - | Maritimes |  | Interruptible Load - Available |  |  | 333.384 | 341.9623 | 341.8224 | 341.7035 | 341.5903 | 341.4888 | 341.3877 | 341.2809 | 341.1804 | 341.0773
2014 | CA | NPCC | - | Maritimes |  | Critical Peak-Pricing (CPP) with Load Control - Program Total
2014 | CA | NPCC | - | Maritimes |  | Critical Peak-Pricing (CPP) with Load Control - Available
2014 | CA | NPCC | - | Maritimes |  | Load as a Capacity Resource (LCR) - Program Total
2014 | CA | NPCC | - | Maritimes |  | Load as a Capacity Resource (LCR) - Available
2014 | CA | NPCC | - | Maritimes |  | Estimated Diversity
2014 | CA | NPCC | - | Maritimes |  | Stand-by Load under Contract
2014 | CA | NPCC | - | Maritimes |  | Imports - Prior Year Actual | 728
2014 | CA | NPCC | - | Maritimes |  | Imports - Firm
2014 | CA | NPCC | - | Maritimes |  | Imports - Full-Responsibility Purchases
2014 | CA | NPCC | - | Maritimes |  | Imports - Owned Capacity/Entitlement Located Outside the Area
2014 | CA | NPCC | - | Maritimes |  | Imports - Modeled
2014 | CA | NPCC | - | Maritimes |  | Imports - Expected |  |  | 0 | 0 | 0 | 153 | 153 | 153 | 153 | 153 | 153 | 153
2014 | CA | NPCC | - | Maritimes |  | Exports - Prior Year Actual | 583
2014 | CA | NPCC | - | Maritimes |  | Exports - Firm
2014 | CA | NPCC | - | Maritimes |  | Exports - Full-Responsibility Sales
2014 | CA | NPCC | - | Maritimes |  | Exports - Owned Capacity/Entitlement Located Outside the Area
2014 | CA | NPCC | - | Maritimes |  | Exports - Modeled
2014 | CA | NPCC | - | Maritimes |  | Exports - Expected
2014 | CA | NPCC | - | Maritimes |  | Scheduled Outages |  |  | 750 | 750 | 750 | 750 | 750 | 750 | 750 | 750 | 750 | 750
2014 | CA | NPCC | - | Maritimes |  | Transmission Limitations |  |  | 48.5 | 48.5 | 48.5 | 48.5 | 48.5 | 48.5 | 48.5 | 48.5 | 48.5 | 48.5
2014 | CA | NPCC | - | Maritimes |  | Other Capacity Adjustments |  |  | 0 | 0 | 0 | 0 | 0 | 0 | 0 | 0 | 0 | 0
2014 | CA | NPCC | - | Maritimes |  | Existing-Other Capacity |  |  | 144.144 | 144.144 | 144.144 | 144.144 | 144.144 | 144.144 | 144.144 | 144.144 | 144.144 | 144.144
2014 | CA | NPCC | - | Maritimes |  | Future-Other Capacity |  |  | 0 | 0 | 0 | 0 | 0 | 0 | 0 | 0 | 0 | 0
2014 | CA | NPCC | - | Maritimes |  | Existing-Certain Capacity |  |  | 5807.8701 | 5807.8701 | 5811.6701 | 5658.6701 | 5658.6701 | 5658.6701 | 5658.6701 | 5658.6701 | 5658.6701 | 5658.6701
2014 | CA | NPCC | - | Maritimes |  | Future-Planned Capacity |  |  | 0 | 0 | 0 | 0 | 0 | 0 | 0 | 0 | 0 | 0
2014 | CA | NPCC | - | Maritimes |  | Existing-Certain & Net Firm Transfers Margin |  |  | 88.17% | 82.23% | 84.19% | 80.26% | 81.73% | 82.37% | 83.52% | 83.75% | 83.92% | 83.75%
2014 | CA | NPCC | - | Maritimes |  | Anticipated Margin |  |  | 88.17% | 82.23% | 84.19% | 80.26% | 81.73% | 82.37% | 83.52% | 83.75% | 83.92% | 83.75%
2014 | CA | NPCC | - | Maritimes |  | Prospective Margin |  |  | 92.84% | 86.76% | 88.76% | 89.73% | 91.27% | 91.95% | 93.16% | 93.4% | 93.58% | 93.39%
2014 | CA | NPCC | - | Maritimes |  | Adjusted-Potential Margin |  |  | 92.84% | 86.76% | 88.76% | 89.73% | 91.27% | 91.95% | 93.16% | 93.4% | 93.58% | 93.39%
2014 | CA | NPCC | - | Maritimes | % | Reference Margin Level | 20% | 20% | 20% | 20% | 20% | 20% | 20% | 20% | 20% | 20% | 20% | 20%
2014 | US | NPCC | - | New England |  | Total Internal Demand |  |  | 26930 | 27291 | 27521 | 27677 | 27782 | 27911 | 28028 | 28167 | 28298 | 28430
2014 | US | NPCC | - | New England |  | Net Internal Demand |  |  | 25762.798 | 26346.73 | 26527.317 | 26683.317 | 26788.317 | 26917.317 | 27034.317 | 27173.317 | 27304.317 | 27436.317
2014 | US | NPCC | - | New England |  | Conservation / Energy Efficiency |  | 1507 | 1685 | 1839 | 2089 | 2328 | 2553 | 2764 | 2962 | 3148 | 3322 | 3484
2014 | US | NPCC | - | New England |  | Direct Control Load Management (DCLM) - Program Total |  |  | 0 | 0 | 0 | 0 | 0 | 0 | 0 | 0 | 0 | 0
2014 | US | NPCC | - | New England |  | Direct Control Load Management (DCLM) - Available |  |  | 0 | 0 | 0 | 0 | 0 | 0 | 0 | 0 | 0 | 0
2014 | US | NPCC | - | New England |  | Interruptible Load - Program Total |  |  | 0 | 0 | 0 | 0 | 0 | 0 | 0 | 0 | 0 | 0
2014 | US | NPCC | - | New England |  | Interruptible Load - Available |  |  | 0 | 0 | 0 | 0 | 0 | 0 | 0 | 0 | 0 | 0
2014 | US | NPCC | - | New England |  | Critical Peak-Pricing (CPP) with Load Control - Program Total |  |  | 0 | 0 | 0 | 0 | 0 | 0 | 0 | 0 | 0 | 0
2014 | US | NPCC | - | New England |  | Critical Peak-Pricing (CPP) with Load Control - Available |  |  | 0 | 0 | 0 | 0 | 0 | 0 | 0 | 0 | 0 | 0
2014 | US | NPCC | - | New England |  | Load as a Capacity Resource (LCR) - Program Total |  |  | 1167.202 | 944.27 | 993.683 | 993.683 | 993.683 | 993.683 | 993.683 | 993.683 | 993.683 | 993.683
2014 | US | NPCC | - | New England |  | Load as a Capacity Resource (LCR) - Available |  |  | 1167.202 | 944.27 | 993.683 | 993.683 | 993.683 | 993.683 | 993.683 | 993.683 | 993.683 | 993.683
2014 | US | NPCC | - | New England |  | Estimated Diversity |  |  | 0 | 0 | 0 | 0 | 0 | 0 | 0 | 0 | 0 | 0
2014 | US | NPCC | - | New England |  | Stand-by Load under Contract |  |  | 0 | 0 | 0 | 0 | 0 | 0 | 0 | 0 | 0 | 0
2014 | US | NPCC | - | New England |  | Imports - Prior Year Actual | 3172
2014 | US | NPCC | - | New England |  | Imports - Firm |  |  | 1641.821 | 1606.862 | 1267.034 | 1267.034 | 1267.034 | 1267.034 | 1267.034 | 1267.034 | 1267.034 | 1267.034
2014 | US | NPCC | - | New England |  | Imports - Full-Responsibility Purchases |  |  | 1641.821 | 1606.862 | 1267.034 | 1267.034 | 1267.034 | 1267.034 | 1267.034 | 1267.034 | 1267.034 | 1267.034
2014 | US | NPCC | - | New England |  | Imports - Owned Capacity/Entitlement Located Outside the Area |  |  | 0 | 0 | 0 | 0 | 0 | 0 | 0 | 0 | 0 | 0
2014 | US | NPCC | - | New England |  | Imports - Modeled |  |  | 0 | 0 | 0 | 0 | 0 | 0 | 0 | 0 | 0 | 0
2014 | US | NPCC | - | New England |  | Imports - Expected |  |  | 0 | 0 | 0 | 0 | 0 | 0 | 0 | 0 | 0 | 0
2014 | US | NPCC | - | New England |  | Exports - Prior Year Actual | 368
2014 | US | NPCC | - | New England |  | Exports - Firm |  |  | 100 | 100 | 100 | 100 | 100 | 100 | 100 | 100 | 100 | 100
2014 | US | NPCC | - | New England |  | Exports - Full-Responsibility Sales |  |  | 100 | 100 | 100 | 100 | 100 | 100 | 100 | 100 | 100 | 100
2014 | US | NPCC | - | New England |  | Exports - Owned Capacity/Entitlement Located Outside the Area |  |  | 0 | 0 | 0 | 0 | 0 | 0 | 0 | 0 | 0 | 0
2014 | US | NPCC | - | New England |  | Exports - Modeled |  |  | 0 | 0 | 0 | 0 | 0 | 0 | 0 | 0 | 0 | 0
2014 | US | NPCC | - | New England |  | Exports - Expected |  |  | 0 | 0 | 0 | 0 | 0 | 0 | 0 | 0 | 0 | 0
2014 | US | NPCC | - | New England |  | Scheduled Outages |  |  | 284 | 0 | 0 | 0 | 0 | 0 | 0 | 0 | 0 | 0
2014 | US | NPCC | - | New England |  | Transmission Limitations |  |  | 0 | 0 | 0 | 0 | 0 | 0 | 0 | 0 | 0 | 0
2014 | US | NPCC | - | New England |  | Other Capacity Adjustments |  |  | 0 | 0 | 0 | 0 | 0 | 0 | 0 | 0 | 0 | 0
2014 | US | NPCC | - | New England |  | Existing-Other Capacity |  |  | 0 | 0 | 0 | 0 | 0 | 0 | 0 | 0 | 0 | 0
2014 | US | NPCC | - | New England |  | Future-Other Capacity |  |  | 7.22 | 233.8 | 374.88 | 916.966 | 934.126 | 934.126 | 934.126 | 934.126 | 934.126 | 934.126
2014 | US | NPCC | - | New England |  | Existing-Certain Capacity |  |  | 30269.5476 | 30553.5476 | 29032.2416 | 29032.2416 | 29032.2416 | 29032.2416 | 29032.2416 | 29032.2416 | 29032.2416 | 29032.2416
2014 | US | NPCC | - | New England |  | Future-Planned Capacity |  |  | 68.834 | 991.624 | 1329.677 | 1329.677 | 1329.677 | 1329.677 | 1329.677 | 1329.677 | 1329.677 | 1329.677
2014 | US | NPCC | - | New England |  | Existing-Certain & Net Firm Transfers Margin |  |  | 23.48% | 21.69% | 13.84% | 13.18% | 12.73% | 12.19% | 11.71% | 11.14% | 10.6% | 10.07%
2014 | US | NPCC | - | New England |  | Anticipated Margin |  |  | 23.75% | 25.45% | 18.85% | 18.16% | 17.7% | 17.13% | 16.63% | 16.03% | 15.47% | 14.92%
2014 | US | NPCC | - | New England |  | Prospective Margin |  |  | 23.77% | 26.34% | 20.27% | 21.6% | 21.18% | 20.6% | 20.08% | 19.47% | 18.89% | 18.32%
2014 | US | NPCC | - | New England |  | Adjusted-Potential Margin |  |  | 23.77% | 26.34% | 20.27% | 21.6% | 21.18% | 20.6% | 20.08% | 19.47% | 18.89% | 18.32%
2014 | US | NPCC | - | New England | % | Reference Margin Level | 13.3% | 15.7% | 15.7% | 15.1% | 14.3% | 14.3% | 14.3% | 14.3% | 14.3% | 14.3% | 14.3% | 14.3%
2014 | US | NPCC | - | New York |  | Total Internal Demand |  |  | 34066 | 34412 | 34766 | 35111 | 35454 | 35656 | 35890 | 36127 | 36369 | 36580
2014 | US | NPCC | - | New York |  | Net Internal Demand |  |  | 32877 | 33223 | 33577 | 33922 | 34265 | 34467 | 34701 | 34938 | 35180 | 35391
2014 | US | NPCC | - | New York |  | Conservation / Energy Efficiency |  | 224 | 491 | 748 | 925 | 1091 | 1242 | 1400 | 1545 | 1690 | 1832 | 2079
2014 | US | NPCC | - | New York |  | Direct Control Load Management (DCLM) - Program Total
2014 | US | NPCC | - | New York |  | Direct Control Load Management (DCLM) - Available
2014 | US | NPCC | - | New York |  | Interruptible Load - Program Total
2014 | US | NPCC | - | New York |  | Interruptible Load - Available
2014 | US | NPCC | - | New York |  | Critical Peak-Pricing (CPP) with Load Control - Program Total
2014 | US | NPCC | - | New York |  | Critical Peak-Pricing (CPP) with Load Control - Available
2014 | US | NPCC | - | New York |  | Load as a Capacity Resource (LCR) - Program Total |  |  | 1189 | 1189 | 1189 | 1189 | 1189 | 1189 | 1189 | 1189 | 1189 | 1189
2014 | US | NPCC | - | New York |  | Load as a Capacity Resource (LCR) - Available |  |  | 1189 | 1189 | 1189 | 1189 | 1189 | 1189 | 1189 | 1189 | 1189 | 1189
2014 | US | NPCC | - | New York |  | Estimated Diversity
2014 | US | NPCC | - | New York |  | Stand-by Load under Contract
2014 | US | NPCC | - | New York |  | Imports - Prior Year Actual | 2996
2014 | US | NPCC | - | New York |  | Imports - Firm |  |  | 2437.2 | 2437.2 | 2437.2 | 2437.2 | 2437.2 | 2437.2 | 2437.2 | 2437.2 | 2437.2 | 2437.2
2014 | US | NPCC | - | New York |  | Imports - Full-Responsibility Purchases |  |  | 2437.2 | 2437.2 | 2437.2 | 2437.2 | 2437.2 | 2437.2 | 2437.2 | 2437.2 | 2437.2 | 2437.2
2014 | US | NPCC | - | New York |  | Imports - Owned Capacity/Entitlement Located Outside the Area
2014 | US | NPCC | - | New York |  | Imports - Modeled
2014 | US | NPCC | - | New York |  | Imports - Expected |  |  | 1067 | 1067 | 1067 | 1067 | 1067 | 1067 | 1067 | 1067 | 1067 | 1067
2014 | US | NPCC | - | New York |  | Exports - Prior Year Actual
2014 | US | NPCC | - | New York |  | Exports - Firm
2014 | US | NPCC | - | New York |  | Exports - Full-Responsibility Sales
2014 | US | NPCC | - | New York |  | Exports - Owned Capacity/Entitlement Located Outside the Area
2014 | US | NPCC | - | New York |  | Exports - Modeled
2014 | US | NPCC | - | New York |  | Exports - Expected
2014 | US | NPCC | - | New York |  | Scheduled Outages |  |  | 0 | 0 | 0 | 0 | 0 | 0 | 0 | 0 | 0 | 0
2014 | US | NPCC | - | New York |  | Transmission Limitations |  |  | 0 | 0 | 0 | 0 | 0 | 0 | 0 | 0 | 0 | 0
2014 | US | NPCC | - | New York |  | Other Capacity Adjustments |  |  | 0 | 0 | 0 | 0 | 0 | 0 | 0 | 0 | 0 | 0
2014 | US | NPCC | - | New York |  | Existing-Other Capacity |  |  | 2293.8 | 2293.8 | 2328.1 | 2328.1 | 2331.6 | 2331.6 | 2331.6 | 2331.6 | 2331.6 | 2331.6
2014 | US | NPCC | - | New York |  | Future-Other Capacity |  |  | 44.047 | 1000.927 | 1326.427 | 1841.477 | 1844.627 | 1844.627 | 1844.627 | 1844.627 | 1844.627 | 1844.627
2014 | US | NPCC | - | New York |  | Existing-Certain Capacity |  |  | 35873.3 | 35873.3 | 35524.1 | 35524.1 | 35528.6 | 35528.6 | 35528.6 | 35528.6 | 35528.6 | 35528.6
2014 | US | NPCC | - | New York |  | Future-Planned Capacity |  |  | 0 | 19 | 19 | 19 | 19 | 19 | 19 | 19 | 19 | 19
2014 | US | NPCC | - | New York |  | Existing-Certain & Net Firm Transfers Margin |  |  | 16.53% | 15.31% | 13.06% | 11.91% | 10.8% | 10.15% | 9.408% | 8.666% | 7.919% | 7.275%
2014 | US | NPCC | - | New York |  | Anticipated Margin |  |  | 16.53% | 15.37% | 13.11% | 11.96% | 10.86% | 10.21% | 9.463% | 8.721% | 7.973% | 7.329%
2014 | US | NPCC | - | New York |  | Prospective Margin |  |  | 26.88% | 28.5% | 27.18% | 27.4% | 26.16% | 25.42% | 24.57% | 23.73% | 22.88% | 22.14%
2014 | US | NPCC | - | New York |  | Adjusted-Potential Margin |  |  | 26.88% | 28.5% | 27.18% | 27.4% | 26.16% | 25.42% | 24.57% | 23.73% | 22.88% | 22.14%
2014 | US | NPCC | - | New York | % | Reference Margin Level | 17% | 17% | 17% | 17% | 17% | 17% | 17% | 17% | 17% | 17% | 17% | 17%
2014 | CA | NPCC | - | Ontario |  | Total Internal Demand |  |  | 22725.52 | 22534.9313 | 22344.3425 | 22301.433 | 22271.6275 | 22170.3732 | 22479.0481 | 22609.4306 | 22616.2899 | 22540.8599
2014 | CA | NPCC | - | Ontario |  | Net Internal Demand |  |  | 22158.1015 | 21914.2017 | 21649.1927 | 21606.2831 | 21576.4777 | 21375.2233 | 21533.8983 | 21514.2807 | 21321.14 | 21045.71
2014 | CA | NPCC | - | Ontario |  | Conservation / Energy Efficiency |  | 289.1279 | 418.361 | 471.3566 | 432.7375 | 637.0407 | 945.4995 | 1224.7739 | 1352.5609 | 1495.479 | 1656.3254 | 1841.3118
2014 | CA | NPCC | - | Ontario |  | Direct Control Load Management (DCLM) - Program Total
2014 | CA | NPCC | - | Ontario |  | Direct Control Load Management (DCLM) - Available
2014 | CA | NPCC | - | Ontario |  | Interruptible Load - Program Total
2014 | CA | NPCC | - | Ontario |  | Interruptible Load - Available
2014 | CA | NPCC | - | Ontario |  | Critical Peak-Pricing (CPP) with Load Control - Program Total
2014 | CA | NPCC | - | Ontario |  | Critical Peak-Pricing (CPP) with Load Control - Available
2014 | CA | NPCC | - | Ontario |  | Load as a Capacity Resource (LCR) - Program Total
2014 | CA | NPCC | - | Ontario |  | Load as a Capacity Resource (LCR) - Available
2014 | CA | NPCC | - | Ontario |  | Estimated Diversity |  |  | 0 | 0 | 0 | 0 | 0 | 0 | 0 | 0 | 0 | 0
2014 | CA | NPCC | - | Ontario |  | Stand-by Load under Contract
2014 | CA | NPCC | - | Ontario |  | Imports - Prior Year Actual | 2002
2014 | CA | NPCC | - | Ontario |  | Imports - Firm |  |  | 0 | 0 | 0 | 0 | 0 | 0 | 0 | 0 | 0 | 0
2014 | CA | NPCC | - | Ontario |  | Imports - Full-Responsibility Purchases |  |  | 0 | 0 | 0 | 0 | 0 | 0 | 0 | 0 | 0 | 0
2014 | CA | NPCC | - | Ontario |  | Imports - Owned Capacity/Entitlement Located Outside the Area |  |  | 0 | 0 | 0 | 0 | 0 | 0 | 0 | 0 | 0 | 0
2014 | CA | NPCC | - | Ontario |  | Imports - Modeled |  |  | 0 | 0 | 0 | 0 | 0 | 0 | 0 | 0 | 0 | 0
2014 | CA | NPCC | - | Ontario |  | Imports - Expected |  |  | 0 | 0 | 0 | 0 | 0 | 0 | 0 | 0 | 0 | 0
2014 | CA | NPCC | - | Ontario |  | Exports - Prior Year Actual | 1952
2014 | CA | NPCC | - | Ontario |  | Exports - Firm |  |  | 0 | 0 | 0 | 0 | 0 | 0 | 0 | 0 | 0 | 0
2014 | CA | NPCC | - | Ontario |  | Exports - Full-Responsibility Sales |  |  | 0 | 0 | 0 | 0 | 0 | 0 | 0 | 0 | 0 | 0
2014 | CA | NPCC | - | Ontario |  | Exports - Owned Capacity/Entitlement Located Outside the Area |  |  | 0 | 0 | 0 | 0 | 0 | 0 | 0 | 0 | 0 | 0
2014 | CA | NPCC | - | Ontario |  | Exports - Modeled |  |  | 0 | 0 | 0 | 0 | 0 | 0 | 0 | 0 | 0 | 0
2014 | CA | NPCC | - | Ontario |  | Exports - Expected |  |  | 0 | 0 | 0 | 0 | 0 | 0 | 0 | 0 | 0 | 0
2014 | CA | NPCC | - | Ontario |  | Scheduled Outages |  |  | 878 | 0 | 0 | 0 | 0 | 0 | 0 | 0 | 0 | 0
2014 | CA | NPCC | - | Ontario |  | Transmission Limitations |  |  | 223 | 0 | 0 | 0 | 0 | 0 | 0 | 0 | 0 | 0
2014 | CA | NPCC | - | Ontario |  | Other Capacity Adjustments |  |  | 0 | 0 | 0 | 0 | 0 | 0 | 0 | 0 | 0 | 0
2014 | CA | NPCC | - | Ontario |  | Existing-Other Capacity |  |  | 0 | 0 | 0 | 0 | 0 | 0 | 0 | 0 | 0 | 0
2014 | CA | NPCC | - | Ontario |  | Future-Other Capacity |  |  | 0 | 0 | 0 | 0 | 0 | 0 | 0 | 0 | 0 | 0
2014 | CA | NPCC | - | Ontario |  | Existing-Certain Capacity |  |  | 26220.1556 | 25826.4556 | 25286.6556 | 25206.6556 | 23772.2556 | 23221.2556 | 21031.2556 | 20093.2556 | 20807.0556 | 20870.0556
2014 | CA | NPCC | - | Ontario |  | Future-Planned Capacity |  |  | 891.4421 | 1083.5972 | 1210.6262 | 2312.082 | 2857.3535 | 3123.9765 | 5488.9459 | 6361.7415 | 6361.7415 | 6361.7415
2014 | CA | NPCC | - | Ontario |  | Existing-Certain & Net Firm Transfers Margin |  |  | 18.33% | 17.85% | 16.8% | 16.66% | 10.18% | 8.636% | -2.334% | -6.605% | -2.411% | -0.8346%
2014 | CA | NPCC | - | Ontario |  | Anticipated Margin |  |  | 22.36% | 22.8% | 22.39% | 27.36% | 23.42% | 23.25% | 23.16% | 22.96% | 27.43% | 29.39%
2014 | CA | NPCC | - | Ontario |  | Prospective Margin |  |  | 22.36% | 22.8% | 22.39% | 27.36% | 23.42% | 23.25% | 23.16% | 22.96% | 27.43% | 29.39%
2014 | CA | NPCC | - | Ontario |  | Adjusted-Potential Margin |  |  | 22.36% | 22.8% | 22.39% | 27.36% | 23.42% | 23.25% | 23.16% | 22.96% | 27.43% | 29.39%
2014 | CA | NPCC | - | Ontario | % | Reference Margin Level | 20.2% | 19.33% | 19.5% | 18.78% | 19.86% | 19.99% | 20% | 20% | 20% | 20% | 20% | 20%
2014 | CA | NPCC | - | Quebec |  | Total Internal Demand |  |  | 21436.3413 | 21195.8023 | 21319.824 | 21334.8614 | 21471.0078 | 21672.5606 | 22109.9927 | 22273.9732 | 22421.0984 | 22557.143
2014 | CA | NPCC | - | Quebec |  | Net Internal Demand |  |  | 21436.3413 | 21195.8023 | 21319.824 | 21334.8614 | 21471.0078 | 21672.5606 | 22109.9927 | 22273.9732 | 22421.0984 | 22557.143
2014 | CA | NPCC | - | Quebec |  | Conservation / Energy Efficiency |  | 1106 | 1178 | 1236 | 1280 | 1349 | 1416 | 1490 | 1612 | 1731 | 1826 | 1910
2014 | CA | NPCC | - | Quebec |  | Direct Control Load Management (DCLM) - Program Total
2014 | CA | NPCC | - | Quebec |  | Direct Control Load Management (DCLM) - Available
2014 | CA | NPCC | - | Quebec |  | Interruptible Load - Program Total
2014 | CA | NPCC | - | Quebec |  | Interruptible Load - Available
2014 | CA | NPCC | - | Quebec |  | Critical Peak-Pricing (CPP) with Load Control - Program Total
2014 | CA | NPCC | - | Quebec |  | Critical Peak-Pricing (CPP) with Load Control - Available
2014 | CA | NPCC | - | Quebec |  | Load as a Capacity Resource (LCR) - Program Total
2014 | CA | NPCC | - | Quebec |  | Load as a Capacity Resource (LCR) - Available
2014 | CA | NPCC | - | Quebec |  | Estimated Diversity
2014 | CA | NPCC | - | Quebec |  | Stand-by Load under Contract
2014 | CA | NPCC | - | Quebec |  | Imports - Prior Year Actual | 0
2014 | CA | NPCC | - | Quebec |  | Imports - Firm
2014 | CA | NPCC | - | Quebec |  | Imports - Full-Responsibility Purchases
2014 | CA | NPCC | - | Quebec |  | Imports - Owned Capacity/Entitlement Located Outside the Area
2014 | CA | NPCC | - | Quebec |  | Imports - Modeled
2014 | CA | NPCC | - | Quebec |  | Imports - Expected
2014 | CA | NPCC | - | Quebec |  | Exports - Prior Year Actual | 1826
2014 | CA | NPCC | - | Quebec |  | Exports - Firm |  |  | 1058 | 1042 | 750 | 151 | 151 | 151 | 145 | 145 | 145 | 145
2014 | CA | NPCC | - | Quebec |  | Exports - Full-Responsibility Sales |  |  | 398 | 176 | 151 | 151 | 151 | 151 | 145 | 145 | 145 | 145
2014 | CA | NPCC | - | Quebec |  | Exports - Owned Capacity/Entitlement Located Outside the Area
2014 | CA | NPCC | - | Quebec |  | Exports - Modeled |  |  | 660 | 866 | 599 | 0 | 0 | 0 | 0 | 0 | 0 | 0
2014 | CA | NPCC | - | Quebec |  | Exports - Expected |  |  | 896 | 896 | 896 | 896 | 896 | 896 | 896 | 896 | 896 | 896
2014 | CA | NPCC | - | Quebec |  | Scheduled Outages
2014 | CA | NPCC | - | Quebec |  | Transmission Limitations
2014 | CA | NPCC | - | Quebec |  | Other Capacity Adjustments
2014 | CA | NPCC | - | Quebec |  | Existing-Other Capacity |  |  | 0 | 0 | 0 | 0 | 0 | 0 | 0 | 0 | 0 | 0
2014 | CA | NPCC | - | Quebec |  | Future-Other Capacity |  |  | 0 | 0 | 0 | 0 | 0 | 0 | 0 | 0 | 0 | 0
2014 | CA | NPCC | - | Quebec |  | Existing-Certain Capacity |  |  | 31877.9171 | 31883.9171 | 31919.9171 | 31949.9171 | 31984.9171 | 32019.9171 | 32054.9171 | 32077.9171 | 32112.9171 | 32147.9171
2014 | CA | NPCC | - | Quebec |  | Future-Planned Capacity |  |  | 696.95 | 1052.1 | 1288.3 | 1477.3 | 1477.3 | 1622.3 | 1767.3 | 1767.3 | 1767.3 | 1767.3
2014 | CA | NPCC | - | Quebec |  | Existing-Certain & Net Firm Transfers Margin |  |  | 43.77% | 45.51% | 46.2% | 49.05% | 48.26% | 47.05% | 44.32% | 43.36% | 42.58% | 41.87%
2014 | CA | NPCC | - | Quebec |  | Anticipated Margin |  |  | 47.03% | 50.47% | 52.24% | 55.97% | 55.15% | 54.53% | 52.32% | 51.3% | 50.46% | 49.71%
2014 | CA | NPCC | - | Quebec |  | Prospective Margin |  |  | 42.85% | 46.25% | 48.04% | 51.77% | 50.97% | 50.4% | 48.26% | 47.28% | 46.47% | 45.74%
2014 | CA | NPCC | - | Quebec |  | Adjusted-Potential Margin |  |  | 42.85% | 46.25% | 48.04% | 51.77% | 50.97% | 50.4% | 48.26% | 47.28% | 46.47% | 45.74%
2014 | CA | NPCC | - | Quebec | % | Reference Margin Level | 15% | 15% | 15% | 15% | 15% | 15% | 15% | 15% | 15% | 15% | 15% | 15%
2014 | US | RF | - | PJM |  | Total Internal Demand |  |  | 160259 | 162470 | 164195 | 165479 | 166900 | 168593 | 170027 | 171217 | 172542 | 173729
2014 | US | RF | - | PJM |  | Net Internal Demand |  |  | 145447 | 150068 | 151793 | 153077 | 154498 | 156191 | 157625 | 158815 | 160140 | 161327
2014 | US | RF | - | PJM |  | Conservation / Energy Efficiency |  | 522 | 685 | 918 | 918 | 918 | 918 | 918 | 918 | 918 | 918 | 918
2014 | US | RF | - | PJM |  | Direct Control Load Management (DCLM) - Program Total |  |  | 852 | 852 | 852 | 852 | 852 | 852 | 852 | 852 | 852 | 852
2014 | US | RF | - | PJM |  | Direct Control Load Management (DCLM) - Available |  |  | 852 | 852 | 852 | 852 | 852 | 852 | 852 | 852 | 852 | 852
2014 | US | RF | - | PJM |  | Interruptible Load - Program Total |  |  | 13960 | 11550 | 11550 | 11550 | 11550 | 11550 | 11550 | 11550 | 11550 | 11550
2014 | US | RF | - | PJM |  | Interruptible Load - Available |  |  | 13960 | 11550 | 11550 | 11550 | 11550 | 11550 | 11550 | 11550 | 11550 | 11550
2014 | US | RF | - | PJM |  | Critical Peak-Pricing (CPP) with Load Control - Program Total
2014 | US | RF | - | PJM |  | Critical Peak-Pricing (CPP) with Load Control - Available
2014 | US | RF | - | PJM |  | Load as a Capacity Resource (LCR) - Program Total
2014 | US | RF | - | PJM |  | Load as a Capacity Resource (LCR) - Available
2014 | US | RF | - | PJM |  | Estimated Diversity
2014 | US | RF | - | PJM |  | Stand-by Load under Contract
2014 | US | RF | - | PJM |  | Imports - Prior Year Actual | 9403
2014 | US | RF | - | PJM |  | Imports - Firm |  |  | 3910.7884: 5229; 3921: 9081; 3930: 6386
2014 | US | RF | - | PJM |  | Imports - Full-Responsibility Purchases |  |  | 3910.7884: 5229; 3921: 9081; 3930: 6386
2014 | US | RF | - | PJM |  | Imports - Owned Capacity/Entitlement Located Outside the Area
2014 | US | RF | - | PJM |  | Imports - Modeled
2014 | US | RF | - | PJM |  | Imports - Expected | [5 empty] | 6386 | 6386 | 6386 | 6386 | 6386 | 6386 | 6386
2014 | US | RF | - | PJM |  | Exports - Prior Year Actual | 1783
2014 | US | RF | - | PJM |  | Exports - Firm |  |  | 3910.7884: 1310; 3921: 1310; 3930: 1400
2014 | US | RF | - | PJM |  | Exports - Full-Responsibility Sales |  |  | 3910.7884: 1310; 3921: 1310; 3930: 1400
2014 | US | RF | - | PJM |  | Exports - Owned Capacity/Entitlement Located Outside the Area
2014 | US | RF | - | PJM |  | Exports - Modeled
2014 | US | RF | - | PJM |  | Exports - Expected | [5 empty] | 1400 | 1400 | 1400 | 1400 | 1400 | 1400 | 1400
2014 | US | RF | - | PJM |  | Scheduled Outages
2014 | US | RF | - | PJM |  | Transmission Limitations
2014 | US | RF | - | PJM |  | Other Capacity Adjustments
2014 | US | RF | - | PJM |  | Existing-Other Capacity |  |  | 380 | 483 | 483 | 528 | 528 | 528 | 528 | 528 | 528 | 528
2014 | US | RF | - | PJM |  | Future-Other Capacity |  |  | 3243.872 | 4575.6816 | 4837.6592 | 4544.2856 | 3325.9183 | 3325.9883 | 3325.9883 | 3325.9883 | 3325.9883 | 3325.9883
2014 | US | RF | - | PJM |  | Existing-Certain Capacity |  |  | 177760.8 | 173317 | 173009 | 173154.4 | 173178.4 | 173178.4 | 173178.4 | 173178.4 | 173178.4 | 173178.4
2014 | US | RF | - | PJM |  | Future-Planned Capacity |  |  | 1482.84 | 11762.14 | 12502.34 | 12749.14 | 12749.14 | 12749.14 | 12749.14 | 12749.14 | 12749.14 | 14319.14
2014 | US | RF | - | PJM |  | Existing-Certain & Net Firm Transfers Margin |  |  | 24.91% | 20.67% | 17.26% | 13.12% | 12.09% | 10.88% | 9.867% | 9.044% | 8.142% | 7.346%
2014 | US | RF | - | PJM |  | Anticipated Margin |  |  | 25.93% | 28.51% | 25.5% | 21.44% | 20.34% | 19.04% | 17.96% | 17.07% | 16.1% | 16.22%
2014 | US | RF | - | PJM |  | Prospective Margin |  |  | 28.42% | 31.88% | 29% | 28.02% | 26.06% | 24.7% | 23.56% | 22.64% | 21.62% | 21.7%
2014 | US | RF | - | PJM |  | Adjusted-Potential Margin |  |  | 28.42% | 31.88% | 29% | 28.02% | 26.06% | 24.7% | 23.56% | 22.64% | 21.62% | 21.7%
2014 | US | RF | - | PJM | % | Reference Margin Level | 15.9% | 16.2% | 15.7% | 15.7% | 15.7% | 15.7% | 15.7% | 15.7% | 15.7% | 15.7% | 15.7% | 15.7%
2014 | US | SERC | - | SERC-E |  | Total Internal Demand |  |  | 44086 | 44768 | 45398 | 45992 | 46669 | 47289 | 47928 | 48579 | 49251 | 49943
2014 | US | SERC | - | SERC-E |  | Net Internal Demand |  |  | 42329 | 42949 | 43529 | 44079 | 44735 | 45337 | 45958 | 46593 | 47248 | 47937
2014 | US | SERC | - | SERC-E |  | Conservation / Energy Efficiency |  | 75 | 175 | 287 | 388 | 495 | 611 | 732 | 871 | 1020 | 1174 | 1324
2014 | US | SERC | - | SERC-E |  | Direct Control Load Management (DCLM) - Program Total |  |  | 689 | 719 | 739 | 756 | 772 | 786 | 800 | 812 | 824 | 824
2014 | US | SERC | - | SERC-E |  | Direct Control Load Management (DCLM) - Available |  |  | 689 | 719 | 739 | 756 | 772 | 786 | 800 | 812 | 824 | 824
2014 | US | SERC | - | SERC-E |  | Interruptible Load - Program Total |  |  | 1049 | 1077 | 1107 | 1134 | 1139 | 1143 | 1147 | 1151 | 1156 | 1159
2014 | US | SERC | - | SERC-E |  | Interruptible Load - Available |  |  | 1049 | 1077 | 1107 | 1134 | 1139 | 1143 | 1147 | 1151 | 1156 | 1159
2014 | US | SERC | - | SERC-E |  | Critical Peak-Pricing (CPP) with Load Control - Program Total |  |  | 19 | 23 | 23 | 23 | 23 | 23 | 23 | 23 | 23 | 23
2014 | US | SERC | - | SERC-E |  | Critical Peak-Pricing (CPP) with Load Control - Available |  |  | 19 | 23 | 23 | 23 | 23 | 23 | 23 | 23 | 23 | 23
2014 | US | SERC | - | SERC-E |  | Load as a Capacity Resource (LCR) - Program Total |  |  | 0 | 0 | 0 | 0 | 0 | 0 | 0 | 0 | 0 | 0
2014 | US | SERC | - | SERC-E |  | Load as a Capacity Resource (LCR) - Available |  |  | 0 | 0 | 0 | 0 | 0 | 0 | 0 | 0 | 0 | 0
2014 | US | SERC | - | SERC-E |  | Estimated Diversity |  |  | 0 | 0 | 0 | 0 | 0 | 0 | 0 | 0 | 0 | 0
2014 | US | SERC | - | SERC-E |  | Stand-by Load under Contract |  |  | 62 | 64 | 67 | 69 | 72 | 74 | 76 | 79 | 81 | 81
2014 | US | SERC | - | SERC-E |  | Imports - Prior Year Actual | 1474
2014 | US | SERC | - | SERC-E |  | Imports - Firm |  |  | 1327 | 1127 | 1027 | 1027 | 1027 | 1027 | 1027 | 1027 | 1027 | 1027
2014 | US | SERC | - | SERC-E |  | Imports - Full-Responsibility Purchases |  |  | 857 | 657 | 657 | 657 | 657 | 657 | 657 | 657 | 657 | 657
2014 | US | SERC | - | SERC-E |  | Imports - Owned Capacity/Entitlement Located Outside the Area |  |  | 0 | 0 | 0 | 0 | 0 | 0 | 0 | 0 | 0 | 0
2014 | US | SERC | - | SERC-E |  | Imports - Modeled
2014 | US | SERC | - | SERC-E |  | Imports - Expected |  |  | 0 | 0 | 0 | 0 | 0 | 0 | 0 | 0 | 0 | 0
2014 | US | SERC | - | SERC-E |  | Exports - Prior Year Actual | 724
2014 | US | SERC | - | SERC-E |  | Exports - Firm |  |  | 1100 | 1126 | 1083 | 1069 | 948 | 1085 | 1068 | 891 | 875 | 855
2014 | US | SERC | - | SERC-E |  | Exports - Full-Responsibility Sales |  |  | 110 | 160 | 160 | 160 | 160 | 160 | 160 | 160 | 160 | 160
2014 | US | SERC | - | SERC-E |  | Exports - Owned Capacity/Entitlement Located Outside the Area |  |  | 990 | 966 | 923 | 909 | 788 | 925 | 908 | 731 | 715 | 695
2014 | US | SERC | - | SERC-E |  | Exports - Modeled
2014 | US | SERC | - | SERC-E |  | Exports - Expected |  |  | 0 | 0 | 0 | 0 | 0 | 0 | 0 | 0 | 0 | 0
2014 | US | SERC | - | SERC-E |  | Scheduled Outages |  |  | 393 | 246 | 246 | 276 | 246 | 246 | 246 | 0 | 0 | 0
2014 | US | SERC | - | SERC-E |  | Transmission Limitations
2014 | US | SERC | - | SERC-E |  | Other Capacity Adjustments
2014 | US | SERC | - | SERC-E |  | Existing-Other Capacity |  |  | 3298.4 | 3298.4 | 3298.4 | 3298.4 | 3298.4 | 3298.4 | 3298.4 | 3298.4 | 3298.4 | 3298.4
2014 | US | SERC | - | SERC-E |  | Future-Other Capacity |  |  | 0 | 0 | 0 | 0 | 0 | 0 | 0 | 0 | 0 | 0
2014 | US | SERC | - | SERC-E |  | Existing-Certain Capacity |  |  | 50247.79 | 50394.79 | 50394.79 | 50364.79 | 50049.79 | 50049.79 | 50049.79 | 50295.79 | 50295.79 | 50295.79
2014 | US | SERC | - | SERC-E |  | Future-Planned Capacity |  |  | 0 | 0 | 0 | 1117 | 2234 | 2234 | 2234 | 2234 | 2234 | 2234
2014 | US | SERC | - | SERC-E |  | Existing-Certain & Net Firm Transfers Margin |  |  | 19.24% | 17.34% | 15.64% | 14.16% | 12.06% | 10.27% | 8.814% | 8.239% | 6.772% | 5.279%
2014 | US | SERC | - | SERC-E |  | Anticipated Margin |  |  | 19.24% | 17.34% | 15.64% | 16.7% | 17.05% | 15.19% | 13.68% | 13.03% | 11.5% | 9.94%
2014 | US | SERC | - | SERC-E |  | Prospective Margin |  |  | 27.04% | 25.02% | 23.22% | 24.18% | 24.42% | 22.47% | 20.85% | 20.11% | 18.48% | 16.82%
2014 | US | SERC | - | SERC-E |  | Adjusted-Potential Margin |  |  | 27.04% | 25.02% | 23.39% | 24.38% | 25% | 23.04% | 21.59% | 21.11% | 19.47% | 18.02%
2014 | US | SERC | - | SERC-E | % | Reference Margin Level | 15% | 15% | 15% | 15% | 15% | 15% | 15% | 15% | 15% | 15% | 15% | 15%
2014 | US | SERC | - | SERC-N |  | Total Internal Demand |  |  | 42100 | 42571 | 42917 | 43298 | 43677 | 44018 | 44470 | 44908 | 45359 | 45797
2014 | US | SERC | - | SERC-N |  | Net Internal Demand |  |  | 39983 | 40347 | 40603 | 40861 | 41122 | 41348 | 41684 | 42000 | 42337 | 42692
2014 | US | SERC | - | SERC-N |  | Conservation / Energy Efficiency |  | 141 | 161 | 182 | 202 | 222 | 200 | 200 | 200 | 200 | 200 | 200
2014 | US | SERC | - | SERC-N |  | Direct Control Load Management (DCLM) - Program Total |  |  | 174 | 183 | 192 | 201 | 206 | 206 | 206 | 206 | 206 | 206
2014 | US | SERC | - | SERC-N |  | Direct Control Load Management (DCLM) - Available |  |  | 174 | 183 | 192 | 201 | 206 | 206 | 206 | 206 | 206 | 206
2014 | US | SERC | - | SERC-N |  | Interruptible Load - Program Total |  |  | 1216 | 1216 | 1216 | 1216 | 1216 | 1216 | 1216 | 1216 | 1216 | 1216
2014 | US | SERC | - | SERC-N |  | Interruptible Load - Available |  |  | 1216 | 1216 | 1216 | 1216 | 1216 | 1216 | 1216 | 1216 | 1216 | 1216
2014 | US | SERC | - | SERC-N |  | Critical Peak-Pricing (CPP) with Load Control - Program Total |  |  | 0 | 0 | 0 | 0 | 0 | 0 | 0 | 0 | 0 | 0
2014 | US | SERC | - | SERC-N |  | Critical Peak-Pricing (CPP) with Load Control - Available |  |  | 0 | 0 | 0 | 0 | 0 | 0 | 0 | 0 | 0 | 0
2014 | US | SERC | - | SERC-N |  | Load as a Capacity Resource (LCR) - Program Total |  |  | 727 | 825 | 906 | 1020 | 1133 | 1248 | 1364 | 1486 | 1600 | 1683
2014 | US | SERC | - | SERC-N |  | Load as a Capacity Resource (LCR) - Available |  |  | 727 | 825 | 906 | 1020 | 1133 | 1248 | 1364 | 1486 | 1600 | 1683
2014 | US | SERC | - | SERC-N |  | Estimated Diversity |  |  | 0 | 0 | 0 | 0 | 0 | 0 | 0 | 0 | 0 | 0
2014 | US | SERC | - | SERC-N |  | Stand-by Load under Contract |  |  | 0 | 0 | 0 | 0 | 0 | 0 | 0 | 0 | 0 | 0
2014 | US | SERC | - | SERC-N |  | Imports - Prior Year Actual | 306
2014 | US | SERC | - | SERC-N |  | Imports - Firm |  |  | 354 | 354 | 354 | 354 | 354 | 354 | 354 | 354 | 354 | 354
2014 | US | SERC | - | SERC-N |  | Imports - Full-Responsibility Purchases |  |  | 182 | 182 | 182 | 182 | 182 | 182 | 182 | 182 | 182 | 182
2014 | US | SERC | - | SERC-N |  | Imports - Owned Capacity/Entitlement Located Outside the Area |  |  | 0 | 0 | 0 | 0 | 0 | 0 | 0 | 0 | 0 | 0
2014 | US | SERC | - | SERC-N |  | Imports - Modeled
2014 | US | SERC | - | SERC-N |  | Imports - Expected |  |  | 0 | 0 | 0 | 0 | 0 | 0 | 0 | 0 | 0 | 0
2014 | US | SERC | - | SERC-N |  | Exports - Prior Year Actual | 1512.6
2014 | US | SERC | - | SERC-N |  | Exports - Firm |  |  | 1512.6 | 1512.6 | 1512.6 | 1512.6 | 1512.6 | 1512.6 | 1512.6 | 1512.6 | 1512.6 | 1512.6
2014 | US | SERC | - | SERC-N |  | Exports - Full-Responsibility Sales |  |  | 210.5 | 210.5 | 210.5 | 210.5 | 210.5 | 210.5 | 210.5 | 210.5 | 210.5 | 210.5
2014 | US | SERC | - | SERC-N |  | Exports - Owned Capacity/Entitlement Located Outside the Area |  |  | 324 | 324 | 324 | 324 | 324 | 324 | 324 | 324 | 324 | 324
2014 | US | SERC | - | SERC-N |  | Exports - Modeled
2014 | US | SERC | - | SERC-N |  | Exports - Expected |  |  | 0 | 0 | 0 | 0 | 0 | 0 | 0 | 0 | 0 | 0
2014 | US | SERC | - | SERC-N |  | Scheduled Outages |  |  | 146 | 14 | 0 | 0 | 0 | 0 | 0 | 0 | 0 | 0
2014 | US | SERC | - | SERC-N |  | Transmission Limitations
2014 | US | SERC | - | SERC-N |  | Other Capacity Adjustments
2014 | US | SERC | - | SERC-N |  | Existing-Other Capacity |  |  | 1893.5 | 3600.5 | 3600.5 | 3600.5 | 3600.5 | 3600.5 | 3600.5 | 3600.5 | 4531.5 | 4531.5
2014 | US | SERC | - | SERC-N |  | Future-Other Capacity |  |  | 0 | 0 | 0 | 0 | 0 | 0 | 0 | 0 | 0 | 0
2014 | US | SERC | - | SERC-N |  | Existing-Certain Capacity |  |  | 51103.42 | 48706.42 | 48722.42 | 48592.42 | 48851.42 | 48851.42 | 48851.42 | 48851.42 | 47927.42 | 47927.42
2014 | US | SERC | - | SERC-N |  | Future-Planned Capacity |  |  | 640 | 1778 | 1778 | 1778 | 1778 | 1778 | 1778 | 1778 | 1778 | 1778
2014 | US | SERC | - | SERC-N |  | Existing-Certain & Net Firm Transfers Margin |  |  | 24.92% | 17.85% | 17.14% | 16.09% | 15.98% | 15.34% | 14.42% | 13.55% | 10.47% | 9.549%
2014 | US | SERC | - | SERC-N |  | Anticipated Margin |  |  | 26.52% | 22.25% | 21.52% | 20.44% | 20.3% | 19.65% | 18.68% | 17.79% | 14.67% | 13.71%
2014 | US | SERC | - | SERC-N |  | Prospective Margin |  |  | 31.25% | 31.18% | 30.39% | 29.25% | 29.06% | 28.35% | 27.32% | 26.36% | 25.37% | 24.33%
2014 | US | SERC | - | SERC-N |  | Adjusted-Potential Margin |  |  | 31.25% | 31.18% | 30.39% | 29.41% | 29.22% | 28.51% | 27.48% | 26.52% | 25.71% | 24.67%
2014 | US | SERC | - | SERC-N | % | Reference Margin Level | 15% | 15% | 15% | 15% | 15% | 15% | 15% | 15% | 15% | 15% | 15% | 15%
2014 | US | SERC | - | SERC-SE |  | Total Internal Demand |  |  | 47116 | 48137 | 48931 | 49427 | 50124 | 51135 | 51563 | 52292 | 53046 | 53844
2014 | US | SERC | - | SERC-SE |  | Net Internal Demand |  |  | 44950 | 45947 | 46718 | 47221 | 47909 | 48911 | 49334 | 50059 | 50795 | 51592
2014 | US | SERC | - | SERC-SE |  | Conservation / Energy Efficiency |  | 0 | 0 | 0 | 0 | 0 | 0 | 0 | 0 | 0 | 0 | 0
2014 | US | SERC | - | SERC-SE |  | Direct Control Load Management (DCLM) - Program Total |  |  | 791 | 805 | 815 | 822 | 830 | 838 | 842 | 845 | 848 | 849
2014 | US | SERC | - | SERC-SE |  | Direct Control Load Management (DCLM) - Available |  |  | 791 | 805 | 815 | 822 | 830 | 838 | 842 | 845 | 848 | 849
2014 | US | SERC | - | SERC-SE |  | Interruptible Load - Program Total |  |  | 1299 | 1307 | 1318 | 1303 | 1303 | 1303 | 1303 | 1303 | 1318 | 1318
2014 | US | SERC | - | SERC-SE |  | Interruptible Load - Available |  |  | 1299 | 1307 | 1318 | 1303 | 1303 | 1303 | 1303 | 1303 | 1318 | 1318
2014 | US | SERC | - | SERC-SE |  | Critical Peak-Pricing (CPP) with Load Control - Program Total |  |  | 0 | 0 | 0 | 0 | 0 | 0 | 0 | 0 | 0 | 0
2014 | US | SERC | - | SERC-SE |  | Critical Peak-Pricing (CPP) with Load Control - Available |  |  | 0 | 0 | 0 | 0 | 0 | 0 | 0 | 0 | 0 | 0
2014 | US | SERC | - | SERC-SE |  | Load as a Capacity Resource (LCR) - Program Total |  |  | 76 | 78 | 80 | 81 | 82 | 83 | 84 | 85 | 85 | 85
2014 | US | SERC | - | SERC-SE |  | Load as a Capacity Resource (LCR) - Available |  |  | 76 | 78 | 80 | 81 | 82 | 83 | 84 | 85 | 85 | 85
2014 | US | SERC | - | SERC-SE |  | Estimated Diversity |  |  | 0 | 0 | 0 | 0 | 0 | 0 | 0 | 0 | 0 | 0
2014 | US | SERC | - | SERC-SE |  | Stand-by Load under Contract |  |  | 0 | 0 | 0 | 0 | 0 | 0 | 0 | 0 | 0 | 0
2014 | US | SERC | - | SERC-SE |  | Imports - Prior Year Actual | 529
2014 | US | SERC | - | SERC-SE |  | Imports - Firm |  |  | 940 | 916 | 873 | 859 | 738 | 875 | 858 | 681 | 665 | 645
2014 | US | SERC | - | SERC-SE |  | Imports - Full-Responsibility Purchases |  |  | 0 | 0 | 0 | 0 | 0 | 0 | 0 | 0 | 0 | 0
2014 | US | SERC | - | SERC-SE |  | Imports - Owned Capacity/Entitlement Located Outside the Area |  |  | 940 | 916 | 873 | 859 | 738 | 875 | 858 | 681 | 665 | 645
2014 | US | SERC | - | SERC-SE |  | Imports - Modeled
2014 | US | SERC | - | SERC-SE |  | Imports - Expected |  |  | 0 | 0 | 0 | 0 | 0 | 0 | 0 | 0 | 0 | 0
2014 | US | SERC | - | SERC-SE |  | Exports - Prior Year Actual | 3007
2014 | US | SERC | - | SERC-SE |  | Exports - Firm |  |  | 3009 | 2233 | 2133 | 1636 | 1739 | 1739 | 1739 | 1739 | 1739 | 1739
2014 | US | SERC | - | SERC-SE |  | Exports - Full-Responsibility Sales |  |  | 0 | 0 | 0 | 0 | 0 | 0 | 0 | 0 | 0 | 0
2014 | US | SERC | - | SERC-SE |  | Exports - Owned Capacity/Entitlement Located Outside the Area |  |  | 844 | 844 | 844 | 844 | 844 | 844 | 844 | 844 | 844 | 844
2014 | US | SERC | - | SERC-SE |  | Exports - Modeled
2014 | US | SERC | - | SERC-SE |  | Exports - Expected |  |  | 0 | 0 | 0 | 0 | 0 | 0 | 0 | 0 | 0 | 0
2014 | US | SERC | - | SERC-SE |  | Scheduled Outages |  |  | 166 | 166 | 166 | 166 | 166 | 166 | 163 | 163 | 163 | 2
2014 | US | SERC | - | SERC-SE |  | Transmission Limitations
2014 | US | SERC | - | SERC-SE |  | Other Capacity Adjustments
2014 | US | SERC | - | SERC-SE |  | Existing-Other Capacity |  |  | 295.87 | 295.87 | 295.87 | 295.87 | 295.87 | 295.87 | 295.87 | 295.87 | 295.87 | 295.87
2014 | US | SERC | - | SERC-SE |  | Future-Other Capacity |  |  | 0 | 0 | 0 | 0 | 0 | 0 | 0 | 0 | 0 | 0
2014 | US | SERC | - | SERC-SE |  | Existing-Certain Capacity |  |  | 61471.84 | 61145.14 | 61149.54 | 61153.54 | 61146.74 | 61155.94 | 61168.14 | 61168.14 | 61168.14 | 61329.14
2014 | US | SERC | - | SERC-SE |  | Future-Planned Capacity |  |  | 632.5 | 632.5 | 632.5 | 1732.5 | 2832.5 | 2832.5 | 2832.5 | 2832.5 | 2832.5 | 2832.5
2014 | US | SERC | - | SERC-SE |  | Existing-Certain & Net Firm Transfers Margin |  |  | 32.15% | 30.21% | 28.19% | 27.86% | 25.54% | 23.27% | 22.2% | 20.08% | 18.31% | 16.75%
2014 | US | SERC | - | SERC-SE |  | Anticipated Margin |  |  | 33.56% | 31.59% | 29.55% | 31.53% | 31.45% | 29.06% | 27.94% | 25.74% | 23.88% | 22.24%
2014 | US | SERC | - | SERC-SE |  | Prospective Margin |  |  | 34.22% | 32.23% | 30.18% | 32.15% | 32.07% | 29.66% | 28.54% | 26.33% | 24.47% | 22.82%
2014 | US | SERC | - | SERC-SE |  | Adjusted-Potential Margin |  |  | 34.22% | 32.44% | 30.75% | 32.72% | 32.63% | 30.21% | 29.08% | 26.86% | 24.99% | 23.33%
2014 | US | SERC | - | SERC-SE | % | Reference Margin Level | 15% | 15% | 15% | 15% | 15% | 15% | 15% | 15% | 15% | 15% | 15% | 15%
2014 | US | SPP | - | SPP |  | Total Internal Demand |  |  | 49710.304 | 50992.9956 | 51700.0571 | 52267.0308 | 52848.933 | 53454.3374 | 53999.1173 | 54817.3306 | 55437.5886 | 56990.7025
2014 | US | SPP | - | SPP |  | Net Internal Demand |  |  | 48426.0992 | 49687.0161 | 50384.4612 | 50943.8302 | 51522.8305 | 52127.6348 | 52672.8148 | 53491.428 | 54111.886 | 55663.3
2014 | US | SPP | - | SPP |  | Conservation / Energy Efficiency |  | 298.2834 | 362.1532 | 455.1438 | 544.1253 | 641.0629 | 735.4441 | 821.2745 | 887.4522 | 937.883 | 975.1816 | 999.9649
2014 | US | SPP | - | SPP |  | Direct Control Load Management (DCLM) - Program Total |  | 1825.1 | 209.0022 | 215.4769 | 219.8933 | 222.298 | 225.636 | 225.8576 | 225.3005 | 224.6089 | 224.1694 | 225.5852
2014 | US | SPP | - | SPP |  | Direct Control Load Management (DCLM) - Available |  | 46.1 | 191.8022 | 203.2769 | 212.6933 | 220.098 | 222.8 | 223.1 | 222.5 | 221.8 | 221.4 | 222.8
2014 | US | SPP | - | SPP |  | Interruptible Load - Program Total |  | 224 | 1184.6816 | 1297.7947 | 1336.6617 | 1382.8074 | 1428.8998 | 1470.8114 | 1511.9038 | 1553.3626 | 1594.8546 | 1637.1926
2014 | US | SPP | - | SPP |  | Interruptible Load - Available |  | 179.2 | 1083.4026 | 1093.7026 | 1093.9026 | 1094.1026 | 1094.3026 | 1094.6026 | 1094.8026 | 1095.1026 | 1095.3026 | 1095.6026
2014 | US | SPP | - | SPP |  | Critical Peak-Pricing (CPP) with Load Control - Program Total |  | 0 | 9 | 9 | 9 | 9 | 9 | 9 | 9 | 9 | 9 | 9
2014 | US | SPP | - | SPP |  | Critical Peak-Pricing (CPP) with Load Control - Available |  | 0 | 9 | 9 | 9 | 9 | 9 | 9 | 9 | 9 | 9 | 9
2014 | US | SPP | - | SPP |  | Load as a Capacity Resource (LCR) - Program Total |  | 0 | 0 | 0 | 0 | 0 | 0 | 0 | 0 | 0 | 0 | 0
2014 | US | SPP | - | SPP |  | Load as a Capacity Resource (LCR) - Available |  | 0 | 0 | 0 | 0 | 0 | 0 | 0 | 0 | 0 | 0 | 0
2014 | US | SPP | - | SPP |  | Estimated Diversity |  |  | 1014.496 | 1040.6734 | 1055.1032 | 1066.6741 | 1078.5497 | 1090.9048 | 1102.0228 | 1118.721 | 1131.3794 | 1163.0756
2014 | US | SPP | - | SPP |  | Stand-by Load under Contract |  |  | 59.8 | 59.8 | 59.8 | 59.8 | 59.8 | 59.8 | 59.8 | 59.8 | 59.8 | 59.8
2014 | US | SPP | - | SPP |  | Imports - Prior Year Actual | 2906.8
2014 | US | SPP | - | SPP |  | Imports - Firm |  | 55.3 | 2547.15 | 2544.05 | 2834.05 | 2834.05 | 2864.05 | 2864.05 | 2824.05 | 2669.05 | 2610.05 | 2560.05
2014 | US | SPP | - | SPP |  | Imports - Full-Responsibility Purchases |  | 0 | 1056.85 | 1053.75 | 1053.75 | 1053.75 | 1053.75 | 1053.75 | 1053.75 | 1053.75 | 994.75 | 944.75
2014 | US | SPP | - | SPP |  | Imports - Owned Capacity/Entitlement Located Outside the Area |  | 0 | 418 | 418 | 418 | 418 | 418 | 418 | 418 | 418 | 418 | 418
2014 | US | SPP | - | SPP |  | Imports - Modeled |  | 0 | 0 | 0 | 0 | 0 | 0 | 0 | 0 | 0 | 0 | 0
2014 | US | SPP | - | SPP |  | Imports - Expected |  |  | 0 | 50 | 0 | 0 | 0 | 0 | 0 | 0 | 0 | 0
2014 | US | SPP | - | SPP |  | Exports - Prior Year Actual | 1020.6
2014 | US | SPP | - | SPP |  | Exports - Firm | 6 | 0 | 1014.1 | 1014.1 | 1014.1 | 960.1 | 925.1 | 925.1 | 925.1 | 887.6 | 887.6 | 887.6
2014 | US | SPP | - | SPP |  | Exports - Full-Responsibility Sales |  | 0 | 132.5 | 132.5 | 132.5 | 132.5 | 97.5 | 97.5 | 97.5 | 60 | 60 | 60
2014 | US | SPP | - | SPP |  | Exports - Owned Capacity/Entitlement Located Outside the Area |  | 0 | 127 | 127 | 127 | 73 | 73 | 73 | 73 | 73 | 73 | 73
2014 | US | SPP | - | SPP |  | Exports - Modeled |  | 0 | 0 | 0 | 0 | 0 | 0 | 0 | 0 | 0 | 0 | 0
2014 | US | SPP | - | SPP |  | Exports - Expected |  |  | 0 | 0 | 0 | 0 | 0 | 0 | 0 | 0 | 0 | 0
2014 | US | SPP | - | SPP |  | Scheduled Outages |  |  | 3921: 234.8
2014 | US | SPP | - | SPP |  | Transmission Limitations |  |  | 4.4 | 4.4 | 4.4 | 4.4 | 4.4 | 4.4 | 4.4 | 4.4 | 4.4 | 4.4
2014 | US | SPP | - | SPP |  | Other Capacity Adjustments
2014 | US | SPP | - | SPP |  | Existing-Other Capacity |  |  | 189.867 | 189.867 | 189.867 | 189.867 | 189.867 | 189.867 | 189.867 | 189.867 | 189.867 | 297.8669
2014 | US | SPP | - | SPP |  | Future-Other Capacity |  |  | 109.0625 | 109.0625 | 367.2625 | 367.2625 | 367.2625 | 367.2625 | 367.2625 | 367.2625 | 367.2625 | 367.2625
2014 | US | SPP | - | SPP |  | Existing-Certain Capacity |  |  | 63768.9267 | 62031.6535 | 62405.2535 | 62285.7535 | 62263.9135 | 61810.7135 | 61655.5135 | 61516.4135 | 61461.7135 | 60566.5135
2014 | US | SPP | - | SPP |  | Future-Planned Capacity |  |  | 639.61 | 977.204 | 1022.048 | 1098.018 | 1191.018 | 1195.018 | 1395.018 | 1395.018 | 1395.018 | 1395.018
2014 | US | SPP | - | SPP |  | Existing-Certain & Net Firm Transfers Margin |  |  | 34.85% | 27.92% | 27.47% | 25.94% | 24.61% | 22.3% | 20.66% | 18.33% | 16.77% | 11.81%
2014 | US | SPP | - | SPP |  | Anticipated Margin |  |  | 36.17% | 29.89% | 29.5% | 28.1% | 26.92% | 24.59% | 23.31% | 20.94% | 19.34% | 14.32%
2014 | US | SPP | - | SPP |  | Prospective Margin |  |  | 36.79% | 30.59% | 30.6% | 29.19% | 28% | 25.66% | 24.37% | 21.98% | 20.37% | 15.51%
2014 | US | SPP | - | SPP |  | Adjusted-Potential Margin |  |  | 37.17% | 31.17% | 31.26% | 30.01% | 28.81% | 26.48% | 25.18% | 22.83% | 21.32% | 16.55%
2014 | US | SPP | - | SPP | % | Reference Margin Level | 13.6% | 13.6% | 13.6% | 13.6% | 13.6% | 13.6% | 13.6% | 13.6% | 13.6% | 13.6% | 13.6% | 13.6%
2013 | US | TRE | - | ERCOT | 1d | Stand-by Load Under Contract (Normally served by behind the meter generation) | 0 | 0 | 0 | 0 | 0 | 0 | 0 | 0 | 0 | 0 | 0 | 0
2013 | US | TRE | - | ERCOT | 1e | Non-Controllable Demand-Side Demand Response | 0 | 0 | 0 | 0 | 0 | 0 | 0 | 0 | 0 | 0 | 0 | 0
2013 | US | TRE | - | ERCOT | 2 | Total Internal Demand | 66548 | 67606 | 69288.951 | 71423.2232 | 73409.6794 | 74491.9432 | 75131.8084 | 75689.4208 | 76398.1228 | 77154.6914 | 77817.1202 | 78413
2013 | US | TRE | - | ERCOT | 2a | Supply-Side Direct Control Load Management (DCLM) | 0 | 0 | 0 | 0 | 0 | 0 | 0 | 0 | 0 | 0 | 0 | 0
2013 | US | TRE | - | ERCOT | 2b | Supply-Side Contractually Interruptible (Curtailable) | 0 | 0 | 0 | 0 | 0 | 0 | 0 | 0 | 0 | 0 | 0 | 0
2013 | US | TRE | - | ERCOT | 2c | Supply-Side Critical Peak-Pricing (CPP) with Control | 0 | 0 | 0 | 0 | 0 | 0 | 0 | 0 | 0 | 0 | 0 | 0
2013 | US | TRE | - | ERCOT | 2d | Supply-Side Load as a Capacity Resource | 0 | 0 | 0 | 0 | 0 | 0 | 0 | 0 | 0 | 0 | 0 | 0
2013 | US | TRE | - | ERCOT | 3 | Net Internal Demand | 66548 | 65901 | 67591.751 | 69678.5032 | 71612.6874 | 72637.452 | 73214.0681 | 73702.1064 | 74334.277 | 75006.661 | 75576.4868 | 76070
2013 | US | TRE | - | ERCOT | 3a | Demand-Side Direct Control Load Management (DCLM) | 0 | 0 | 0 | 0 | 0 | 0 | 0 | 0 | 0 | 0 | 0 | 0
2013 | US | TRE | - | ERCOT | 3b | Demand-Side Contractually Interruptible (Curtailable) | 0 | 483 | 475.2 | 522.72 | 574.992 | 632.4912 | 695.7403 | 765.3144 | 841.8458 | 926.0304 | 1018.6334 | 1121
2013 | US | TRE | - | ERCOT | 3c | Demand-Side Critical Peak-Pricing (CPP) with Control | 0 | 0 | 0 | 0 | 0 | 0 | 0 | 0 | 0 | 0 | 0 | 0
2013 | US | TRE | - | ERCOT | 3d | Demand-Side Load as a Capacity Resource | 0 | 1222 | 1222 | 1222 | 1222 | 1222 | 1222 | 1222 | 1222 | 1222 | 1222 | 1222
2013 | US | TRE | - | ERCOT | 4 | Total Controllable Demand Response | 0 | 1705 | 1697.2 | 1744.72 | 1796.992 | 1854.4912 | 1917.7403 | 1987.3144 | 2063.8458 | 2148.0304 | 2240.6334 | 2343
2013 | US | TRE | - | ERCOT | 4a | Demand Response used for Ancillary Services - Spinning Reserves | 0 | 1222 | 1222 | 1222 | 1222 | 1222 | 1222 | 1222 | 1222 | 1222 | 1222 | 1222
2013 | US | TRE | - | ERCOT | 4b | Demand Response used for Ancillary Services - Non-Spinning Reserves | 0 | 0 | 0 | 0 | 0 | 0 | 0 | 0 | 0 | 0 | 0 | 0
2013 | US | TRE | - | ERCOT | 4c | Demand Response used for Regulation | 0 | 0 | 0 | 0 | 0 | 0 | 0 | 0 | 0 | 0 | 0 | 0
2013 | US | TRE | - | ERCOT | 4d | Demand Response used for Energy, Voluntary Services - Emergency | 0 | 0 | 0 | 0 | 0 | 0 | 0 | 0 | 0 | 0 | 0 | 0
2013 | US | TRE | - | ERCOT | 5 | TOTAL INTERNAL CAPACITY | 85468.962 | 86458.822 | 89588.822 | 92480.822 | 93984.822 | 95364.822 | 95364.822 | 94514.822 | 94514.822 | 94514.822 | 94514.822 | 94514.822
2013 | US | TRE | - | ERCOT | 6a | Existing-Certain | 72937.805 | 74114.7834 | 74114.7834 | 74114.7834 | 74114.7834 | 74114.7834 | 74114.7834 | 74114.7834 | 74114.7834 | 74114.7834 | 74114.7834 | 74114.7834
2013 | US | TRE | - | ERCOT | 6a1 | Wind Expected On-Peak | 855.123 | 918.375 | 918.375 | 918.375 | 918.375 | 918.375 | 918.375 | 918.375 | 918.375 | 918.375 | 918.375 | 918.375
2013 | US | TRE | - | ERCOT | 6a2 | Solar Expected On-Peak | 73.72 | 73.72 | 73.72 | 73.72 | 73.72 | 73.72 | 73.72 | 73.72 | 73.72 | 73.72 | 73.72 | 73.72
2013 | US | TRE | - | ERCOT | 6a3 | Hydro Expected On-Peak | 0 | 478.9664 | 478.9664 | 478.9664 | 478.9664 | 478.9664 | 478.9664 | 478.9664 | 478.9664 | 478.9664 | 478.9664 | 478.9664
2013 | US | TRE | - | ERCOT | 6a4 | Biomass Expected On-Peak | 108.145 | 211.145 | 211.145 | 211.145 | 211.145 | 211.145 | 211.145 | 211.145 | 211.145 | 211.145 | 211.145 | 211.145
2013 | US | TRE | - | ERCOT | 6b | Existing-Other | 0 | 0 | 0 | 0 | 0 | 0 | 0 | 0 | 0 | 0 | 0 | 0
2013 | US | TRE | - | ERCOT | 6b1 | Wind Derate On-Peak | 8973.877 | 9637.625 | 9637.625 | 9637.625 | 9637.625 | 9637.625 | 9637.625 | 9637.625 | 9637.625 | 9637.625 | 9637.625 | 9637.625
2013 | US | TRE | - | ERCOT | 6b2 | Solar Derate On-Peak | 0 | 0 | 0 | 0 | 0 | 0 | 0 | 0 | 0 | 0 | 0 | 0
2013 | US | TRE | - | ERCOT | 6b3 | Hydro Derate On-Peak | 544.28 | 65.3136 | 65.3136 | 65.3136 | 65.3136 | 65.3136 | 65.3136 | 65.3136 | 65.3136 | 65.3136 | 65.3136 | 65.3136
2013 | US | TRE | - | ERCOT | 6b4 | Biomass Derate On-Peak | 0 | 0 | 0 | 0 | 0 | 0 | 0 | 0 | 0 | 0 | 0 | 0
2013 | US | TRE | - | ERCOT | 6b5 | Transmission-Limited Resources | 0 | 0 | 0 | 0 | 0 | 0 | 0 | 0 | 0 | 0 | 0 | 0
2013 | US | TRE | - | ERCOT | 6b6 | All Other Derates | 0 | -1.819e-12 | -1.819e-12 | -1.819e-12 | -1.819e-12 | -1.819e-12 | -1.819e-12 | -1.819e-12 | -1.819e-12 | -1.819e-12 | -1.819e-12 | -1.819e-12
2013 | US | TRE | - | ERCOT | 6b7 | Energy-Only (Existing-Other) | 0 | 0 | 0 | 0 | 0 | 0 | 0 | 0 | 0 | 0 | 0 | 0
2013 | US | TRE | - | ERCOT | 6c | Unplanned Outages (Actual) / Current and Future Inoperable Resources | 2702 | 1974 | 1356 | 1252 | 1384 | 1544 | 1728 | 1807 | 1807 | 1807 | 1807 | 1807
2013 | US | TRE | - | ERCOT | 6d | Total Supply-Side Demand Response | 0 | 0 | 0 | 0 | 0 | 0 | 0 | 0 | 0 | 0 | 0 | 0
2013 | US | TRE | - | ERCOT | 7 | TOTAL FUTURE CAPACITY ADDITIONS | 0 | 176.7277 | 2452.9717 | 3328.9857 | 4591.4257 | 5811.4257 | 5627.4257 | 4698.4257 | 4698.4257 | 4698.4257 | 4698.4257 | 4698.4257
2013 | US | TRE | - | ERCOT | 7a | Future-Planned | 0 | 176.7277 | 2452.9717 | 3328.9857 | 4591.4257 | 5811.4257 | 5627.4257 | 4698.4257 | 4698.4257 | 4698.4257 | 4698.4257 | 4698.4257
2013 | US | TRE | - | ERCOT | 7a1 | Wind Expected On-Peak | 0 | 46.7277 | 186.9717 | 388.9857 | 399.4257 | 399.4257 | 399.4257 | 399.4257 | 399.4257 | 399.4257 | 399.4257 | 399.4257
2013 | US | TRE | - | ERCOT | 7a2 | Wind Derate On-Peak | 0 | 490.3723 | 1962.1283 | 4082.1143 | 4191.6743 | 4191.6743 | 4191.6743 | 4191.6743 | 4191.6743 | 4191.6743 | 4191.6743 | 4191.6743
2014 | US/MX | WECC | - | CAMX |  | Total Internal Demand |  |  | 57606 | 56767 | 57004 | 57245 | 57580 | 58003 | 58257 | 58542 | 58742 | 58930
2014 | US/MX | WECC | - | CAMX |  | Net Internal Demand |  |  | 55610 | 54748 | 54949 | 55164 | 55448 | 55819 | 56021 | 56255 | 56403 | 56541
2014 | US/MX | WECC | - | CAMX |  | Conservation / Energy Efficiency |  | 149 | 568 | 1060 | 1518 | 1956 | 2380 | 2771 | 3192 | 3631 | 4114 | 4603
2014 | US/MX | WECC | - | CAMX |  | Direct Control Load Management (DCLM) - Program Total |  |  | 456 | 455 | 455 | 455 | 455 | 454 | 454 | 454 | 454 | 454
2014 | US/MX | WECC | - | CAMX |  | Direct Control Load Management (DCLM) - Available |  |  | 430 | 430 | 430 | 429 | 429 | 429 | 429 | 429 | 429 | 429
2014 | US/MX | WECC | - | CAMX |  | Interruptible Load - Program Total |  |  | 1006 | 1007 | 1007 | 1007 | 1007 | 1007 | 1007 | 1007 | 1008 | 1008
2014 | US/MX | WECC | - | CAMX |  | Interruptible Load - Available |  |  | 1004 | 1005 | 1005 | 1005 | 1005 | 1005 | 1005 | 1005 | 1005 | 1005
2014 | US/MX | WECC | - | CAMX |  | Critical Peak-Pricing (CPP) with Load Control - Program Total |  |  | 0 | 0 | 0 | 0 | 0 | 0 | 0 | 0 | 0 | 0
2014 | US/MX | WECC | - | CAMX |  | Critical Peak-Pricing (CPP) with Load Control - Available |  |  | 0 | 0 | 0 | 0 | 0 | 0 | 0 | 0 | 0 | 0
2014 | US/MX | WECC | - | CAMX |  | Load as a Capacity Resource (LCR) - Program Total |  |  | 562 | 584 | 620 | 647 | 698 | 750 | 802 | 853 | 905 | 955
2014 | US/MX | WECC | - | CAMX |  | Load as a Capacity Resource (LCR) - Available |  |  | 562 | 584 | 620 | 647 | 698 | 750 | 802 | 853 | 905 | 955
2014 | US/MX | WECC | - | CAMX |  | Estimated Diversity |  |  | 0 | 0 | 0 | 0 | 0 | 0 | 0 | 0 | 0 | 0
2014 | US/MX | WECC | - | CAMX |  | Stand-by Load under Contract |  |  | 2245 | 2271 | 2297 | 2324 | 2351 | 2379 | 2408 | 2437 | 2466 | 2496
2014 | US/MX | WECC | - | CAMX |  | Imports - Prior Year Actual | 9962
2014 | US/MX | WECC | - | CAMX |  | Imports - Firm |  |  | 4671.7 | 2996.98 | 2944.59 | 2127.24 | 3352.12 | 4923.05 | 4408.8 | 2273.48 | 2456.23 | 1581.57
2014 | US/MX | WECC | - | CAMX |  | Imports - Full-Responsibility Purchases |  |  | 0 | 0 | 0 | 0 | 0 | 0 | 0 | 0 | 0 | 0
2014 | US/MX | WECC | - | CAMX |  | Imports - Owned Capacity/Entitlement Located Outside the Area |  |  | 2348.38 | 2026.48 | 2663.62 | 2094.52 | 2460.04 | 2323.05 | 2473.95 | 2148.98 | 2455.62 | 1581.04
2014 | US/MX | WECC | - | CAMX |  | Imports - Modeled |  |  | 2323.32 | 970.5 | 280.97 | 32.72 | 892.08 | 2600 | 1934.85 | 124.5 | 0.61 | 0.53
2014 | US/MX | WECC | - | CAMX |  | Imports - Expected |  |  | 0 | 0 | 0 | 0 | 0 | 0 | 0 | 0 | 0 | 0
2014 | US/MX | WECC | - | CAMX |  | Exports - Prior Year Actual | 540
2014 | US/MX | WECC | - | CAMX |  | Exports - Firm |  |  | 450.67 | 1240.64 | 1749.6 | 928.57 | 2675.13 | 3414.67 | 2635.15 | 450.01 | 450.09 | 450.61
2014 | US/MX | WECC | - | CAMX |  | Exports - Full-Responsibility Sales |  |  | 0 | 0 | 0 | 0 | 0 | 0 | 0 | 0 | 0 | 0
2014 | US/MX | WECC | - | CAMX |  | Exports - Owned Capacity/Entitlement Located Outside the Area |  |  | 450 | 450 | 450 | 225 | 450 | 450 | 450 | 450 | 450 | 450
2014 | US/MX | WECC | - | CAMX |  | Exports - Modeled |  |  | 0.67 | 790.64 | 1299.6 | 703.57 | 2225.13 | 2964.67 | 2185.15 | 0.01 | 0.09 | 0.61
2014 | US/MX | WECC | - | CAMX |  | Exports - Expected |  |  | 0 | 0 | 0 | 0 | 0 | 0 | 0 | 0 | 0 | 0
2014 | US/MX | WECC | - | CAMX |  | Scheduled Outages |  |  | 182.8 | 622 | 524 | 915 | 55 | 167 | 188.1 | 525 | 526.8 | 15.8
2014 | US/MX | WECC | - | CAMX |  | Transmission Limitations |  |  | 0 | 0 | 0 | 0 | 0 | 0 | 0 | 0 | 0 | 0
2014 | US/MX | WECC | - | CAMX |  | Other Capacity Adjustments |  |  | 0 | 0 | 0 | 0 | 0 | 0 | 0 | 0 | 0 | 0
2014 | US/MX | WECC | - | CAMX |  | Existing-Other Capacity |  |  | 0 | 0 | 0 | 0 | 0 | 0 | 0 | 0 | 0 | 0
2014 | US/MX | WECC | - | CAMX |  | Future-Other Capacity |  |  | 24.7845 | 796.4694 | 1535.265 | 2275.2446 | 3417.1257 | 4058.1036 | 4168.1115 | 4173.2106 | 4175.7601 | 4178.6739
2014 | US/MX | WECC | - | CAMX |  | Existing-Certain Capacity |  |  | 57498.01 | 56613.81 | 56643.81 | 56192.81 | 57052.81 | 56590.81 | 56218.71 | 55881.81 | 55880.01 | 55947.01
2014 | US/MX | WECC | - | CAMX |  | Future-Planned Capacity |  |  | 2382.4763 | 5160.4575 | 5830.785 | 6283.9961 | 6283.9961 | 6283.9961 | 6583.9961 | 6583.9961 | 6583.9961 | 7027.9961
2014 | US/MX | WECC | - | CAMX |  | Existing-Certain & Net Firm Transfers Margin |  |  | 10.99% | 6.616% | 5.259% | 4.038% | 4.115% | 4.085% | 3.519% | 2.578% | 2.63% | 0.9497%
2014 | US/MX | WECC | - | CAMX |  | Anticipated Margin |  |  | 15.27% | 16.04% | 15.87% | 15.43% | 15.45% | 15.34% | 15.27% | 14.28% | 14.3% | 13.38%
2014 | US/MX | WECC | - | CAMX |  | Prospective Margin |  |  | 15.31% | 17.5% | 18.66% | 19.55% | 21.61% | 22.61% | 22.71% | 21.7% | 21.71% | 20.77%
2014 | US/MX | WECC | - | CAMX |  | Adjusted-Potential Margin |  |  | 15.31% | 17.5% | 18.7% | 19.64% | 21.7% | 22.79% | 22.89% | 21.88% | 21.89% | 20.95%
2014 | US/MX | WECC | - | CAMX | % | Reference Margin Level | 15.02% | 15.02% | 15.02% | 15.02% | 15.02% | 15.02% | 15.02% | 15.02% | 15.02% | 15.02% | 15.02% | 15.02%
2014 | US/CA | WECC | - | NWPP |  | Conservation / Energy Efficiency |  | 400 | 546 | 670 | 692 | 904 | 1022 | 1153 | 1276 | 1366 | 1450 | 1513
2014 | US/CA | WECC | - | NWPP |  | Total Internal Demand |  |  | 66283.1 | 67733 | 69233.3 | 70674.2 | 71799.1 | 72745.3 | 73585.5 | 74390 | 75363.5 | 76651.6
2014 | US/CA | WECC | - | NWPP |  | Net Internal Demand |  |  | 65467.1 | 66913 | 68408.3 | 69847.2 | 70973.1 | 71920.3 | 72761.5 | 73567 | 74541.5 | 75830.6
2014 | US/CA | WECC | - | NWPP |  | Direct Control Load Management (DCLM) - Program Total |  |  | 945 | 950 | 955 | 958 | 1012 | 1066 | 1065 | 1064 | 1063 | 1062
2014 | US/CA | WECC | - | NWPP |  | Direct Control Load Management (DCLM) - Available |  |  | 638 | 642 | 647 | 649 | 648 | 647 | 646 | 645 | 644 | 643
2014 | US/CA | WECC | - | NWPP |  | Interruptible Load - Program Total |  |  | 452 | 457 | 457 | 457 | 457 | 457 | 457 | 457 | 457 | 457
2014 | US/CA | WECC | - | NWPP |  | Interruptible Load - Available |  |  | 178 | 178 | 178 | 178 | 178 | 178 | 178 | 178 | 178 | 178
2014 | US/CA | WECC | - | NWPP |  | Critical Peak-Pricing (CPP) with Load Control - Program Total |  |  | 0 | 0 | 0 | 0 | 0 | 0 | 0 | 0 | 0 | 0
2014 | US/CA | WECC | - | NWPP |  | Critical Peak-Pricing (CPP) with Load Control - Available |  |  | 0 | 0 | 0 | 0 | 0 | 0 | 0 | 0 | 0 | 0
2014 | US/CA | WECC | - | NWPP |  | Load as a Capacity Resource (LCR) - Program Total |  |  | 0 | 0 | 0 | 0 | 0 | 0 | 0 | 0 | 0 | 0
2014 | US/CA | WECC | - | NWPP |  | Load as a Capacity Resource (LCR) - Available |  |  | 0 | 0 | 0 | 0 | 0 | 0 | 0 | 0 | 0 | 0
2014 | US/CA | WECC | - | NWPP |  | Estimated Diversity |  |  | 0 | 0 | 0 | 0 | 0 | 0 | 0 | 0 | 0 | 0
2014 | US/CA | WECC | - | NWPP |  | Stand-by Load under Contract |  |  | 0 | 0 | 0 | 0 | 0 | 0 | 0 | 0 | 0 | 0
2014 | US/CA | WECC | - | NWPP |  | Imports - Prior Year Actual | 2329
2014 | US/CA | WECC | - | NWPP |  | Imports - Firm |  |  | 1254.03 | 1142.88 | 1700.93 | 1192.6 | 3503.59 | 5075.47 | 5887.06 | 4551.25 | 4084.43 | 6289.87
2014 | US/CA | WECC | - | NWPP |  | Imports - Full-Responsibility Purchases |  |  | 0 | 0 | 0 | 0 | 0 | 0 | 0 | 0 | 0 | 0
2014 | US/CA | WECC | - | NWPP |  | Imports - Owned Capacity/Entitlement Located Outside the Area |  |  | 1148.81 | 1142.5 | 1165.56 | 941.04 | 1160.87 | 1082.14 | 1174.57 | 1077.76 | 1084.56 | 1075.87
2014 | US/CA | WECC | - | NWPP |  | Imports - Modeled |  |  | 105.22 | 0.38 | 535.37 | 251.56 | 2342.72 | 3993.33 | 4712.49 | 3473.49 | 2999.87 | 5214
2014 | US/CA | WECC | - | NWPP |  | Imports - Expected |  |  | 0 | 0 | 0 | 0 | 0 | 0 | 0 | 0 | 0 | 0
2014 | US/CA | WECC | - | NWPP |  | Exports - Prior Year Actual | 4744
2014 | US/CA | WECC | - | NWPP |  | Exports - Firm |  |  | 2861.32 | 1659.28 | 1046.97 | 798.72 | 1658.08 | 2966.01 | 2300.85 | 228.06 | 366.61 | 366.53
2014 | US/CA | WECC | - | NWPP |  | Exports - Full-Responsibility Sales |  |  | 0 | 0 | 0 | 0 | 0 | 0 | 0 | 0 | 0 | 0
2014 | US/CA | WECC | - | NWPP |  | Exports - Owned Capacity/Entitlement Located Outside the Area |  |  | 138 | 366 | 366 | 366 | 366 | 366 | 366 | 228 | 366 | 366
2014 | US/CA | WECC | - | NWPP |  | Exports - Modeled |  |  | 2723.32 | 1293.28 | 680.97 | 432.72 | 1292.08 | 2600.01 | 1934.85 | 0.06 | 0.61 | 0.53
2014 | US/CA | WECC | - | NWPP |  | Exports - Expected |  |  | 0 | 0 | 0 | 0 | 0 | 0 | 0 | 0 | 0 | 0
2014 | US/CA | WECC | - | NWPP |  | Scheduled Outages |  |  | 89.8 | 846.9 | 931.4 | 936.7 | 996.4 | 299.3 | 323.8 | 122 | 679.2 | 608
2014 | US/CA | WECC | - | NWPP |  | Transmission Limitations |  |  | 0 | 0 | 0 | 0 | 0 | 0 | 0 | 0 | 0 | 0
2014 | US/CA | WECC | - | NWPP |  | Other Capacity Adjustments |  |  | 0 | 0 | 0 | 0 | 0 | 0 | 0 | 0 | 0 | 0
2014 | US/CA | WECC | - | NWPP |  | Existing-Other Capacity |  |  | 0 | 0 | 0 | 0 | 0 | 0 | 0 | 0 | 0 | 0
2014 | US/CA | WECC | - | NWPP |  | Future-Other Capacity |  |  | 360.4199 | 858.9522 | 1204.9677 | 1804.539 | 1869.5565 | 1947.2065 | 1947.2065 | 1947.2065 | 2009.9933 | 2009.9933
2014 | US/CA | WECC | - | NWPP |  | Existing-Certain Capacity |  |  | 78540.1828 | 77700.0828 | 77571.1048 | 77326.1868 | 77153.4868 | 77850.5868 | 77319.8681 | 77154.6681 | 76597.4681 | 76411.6681
2014 | US/CA | WECC | - | NWPP |  | Future-Planned Capacity |  |  | 2790.9465 | 3492.6691 | 3492.6691 | 3492.6691 | 3492.6691 | 3492.6691 | 3492.6691 | 3492.6691 | 3492.6691 | 3492.6691
2014 | US/CA | WECC | - | NWPP |  | Existing-Certain & Net Firm Transfers Margin |  |  | 17.51% | 15.35% | 14.35% | 11.27% | 11.31% | 11.18% | 11.19% | 10.75% | 7.746% | 8.578%
2014 | US/CA | WECC | - | NWPP |  | Anticipated Margin |  |  | 21.78% | 20.57% | 19.46% | 16.27% | 16.23% | 16.03% | 15.99% | 15.5% | 12.43% | 13.18%
2014 | US/CA | WECC | - | NWPP |  | Prospective Margin |  |  | 22.33% | 21.85% | 21.22% | 18.86% | 18.86% | 18.74% | 18.67% | 18.15% | 15.13% | 15.83%
2014 | US/CA | WECC | - | NWPP |  | Adjusted-Potential Margin |  |  | 22.37% | 22% | 21.41% | 19.27% | 19.45% | 19.51% | 19.43% | 18.9% | 15.95% | 16.73%
2014 | US/CA | WECC | - | NWPP | % | Reference Margin Level | 15.5% | 15.5% | 15.5% | 15.5% | 15.5% | 15.5% | 15.5% | 15.5% | 15.5% | 15.5% | 15.5% | 15.5%
2014 | US | WECC | - | RMRG |  | Total Internal Demand |  |  | 9899 | 10100 | 10239 | 10410 | 10558 | 10709 | 10843 | 10901 | 11046 | 11249
2014 | US | WECC | - | RMRG |  | Net Internal Demand |  |  | 9342 | 9533 | 9663 | 9824 | 9966 | 10107 | 10232 | 10281 | 10419 | 10616
2014 | US | WECC | - | RMRG |  | Conservation / Energy Efficiency |  | 5 | 13 | 23 | 35 | 49 | 48 | 80 | 51 | 106 | 67 | 129
2014 | US | WECC | - | RMRG |  | Direct Control Load Management (DCLM) - Program Total |  |  | 0 | 0 | 0 | 0 | 0 | 0 | 0 | 0 | 0 | 0
2014 | US | WECC | - | RMRG |  | Direct Control Load Management (DCLM) - Available |  |  | 0 | 0 | 0 | 0 | 0 | 0 | 0 | 0 | 0 | 0
2014 | US | WECC | - | RMRG |  | Interruptible Load - Program Total |  |  | 557 | 567 | 576 | 586 | 592 | 602 | 611 | 620 | 627 | 633
2014 | US | WECC | - | RMRG |  | Interruptible Load - Available |  |  | 557 | 567 | 576 | 586 | 592 | 602 | 611 | 620 | 627 | 633
2014 | US | WECC | - | RMRG |  | Critical Peak-Pricing (CPP) with Load Control - Program Total |  |  | 0 | 0 | 0 | 0 | 0 | 0 | 0 | 0 | 0 | 0
2014 | US | WECC | - | RMRG |  | Critical Peak-Pricing (CPP) with Load Control - Available |  |  | 0 | 0 | 0 | 0 | 0 | 0 | 0 | 0 | 0 | 0
2014 | US | WECC | - | RMRG |  | Load as a Capacity Resource (LCR) - Program Total |  |  | 0 | 0 | 0 | 0 | 0 | 0 | 0 | 0 | 0 | 0
2014 | US | WECC | - | RMRG |  | Load as a Capacity Resource (LCR) - Available |  |  | 0 | 0 | 0 | 0 | 0 | 0 | 0 | 0 | 0 | 0
2014 | US | WECC | - | RMRG |  | Estimated Diversity |  |  | 0 | 0 | 0 | 0 | 0 | 0 | 0 | 0 | 0 | 0
2014 | US | WECC | - | RMRG |  | Stand-by Load under Contract |  |  | 0 | 0 | 0 | 0 | 0 | 0 | 0 | 0 | 0 | 0
2014 | US | WECC | - | RMRG |  | Imports - Prior Year Actual | 187
2014 | US | WECC | - | RMRG |  | Imports - Firm |  |  | 598 | 557.78 | 860 | 860 | 860 | 727.72 | 453.01 | 97.56 | 235 | 235
2014 | US | WECC | - | RMRG |  | Imports - Full-Responsibility Purchases |  |  | 0 | 0 | 0 | 0 | 0 | 0 | 0 | 0 | 0 | 0
2014 | US | WECC | - | RMRG |  | Imports - Owned Capacity/Entitlement Located Outside the Area |  |  | 138 | 235 | 235 | 235 | 235 | 235 | 235 | 97 | 235 | 235
2014 | US | WECC | - | RMRG |  | Imports - Modeled |  |  | 460 | 322.78 | 625 | 625 | 625 | 492.72 | 218.01 | 0.56 | 0 | 0
2014 | US | WECC | - | RMRG |  | Imports - Expected |  |  | 0 | 0 | 0 | 0 | 0 | 0 | 0 | 0 | 0 | 0
2014 | US | WECC | - | RMRG |  | Exports - Prior Year Actual | 1458
2014 | US | WECC | - | RMRG |  | Exports - Firm |  |  | 414 | 414 | 414 | 414 | 414 | 881.72 | 2380.32 | 3449.56 | 3423 | 3053
2014 | US | WECC | - | RMRG |  | Exports - Full-Responsibility Sales |  |  | 0 | 0 | 0 | 0 | 0 | 0 | 0 | 0 | 0 | 0
2014 | US | WECC | - | RMRG |  | Exports - Owned Capacity/Entitlement Located Outside the Area |  |  | 414 | 414 | 414 | 414 | 414 | 414 | 414 | 209 | 209 | 414
2014 | US | WECC | - | RMRG |  | Exports - Modeled |  |  | 0 | 0 | 0 | 0 | 0 | 467.72 | 1966.32 | 3240.56 | 3214 | 2639
2014 | US | WECC | - | RMRG |  | Exports - Expected |  |  | 0 | 0 | 0 | 0 | 0 | 0 | 0 | 0 | 0 | 0
2014 | US | WECC | - | RMRG |  | Scheduled Outages |  |  | 144.5 | 479 | 55.8 | 4.8 | 436.35 | 0 | 0 | 66.9 | 58.35 | 220.607
2014 | US | WECC | - | RMRG |  | Transmission Limitations |  |  | 0 | 0 | 0 | 0 | 0 | 0 | 0 | 0 | 0 | 0
2014 | US | WECC | - | RMRG |  | Other Capacity Adjustments |  |  | 0 | 0 | 0 | 0 | 0 | 0 | 0 | 0 | 0 | 0
2014 | US | WECC | - | RMRG |  | Existing-Other Capacity |  |  | 0 | 0 | 0 | 0 | 0 | 0 | 0 | 0 | 0 | 0
2014 | US | WECC | - | RMRG |  | Future-Other Capacity |  |  | 0.42832 | 0.42832 | 42.6852 | 42.6852 | 42.6852 | 42.6852 | 42.6852 | 42.6852 | 42.6852 | 42.6852
2014 | US | WECC | - | RMRG |  | Existing-Certain Capacity |  |  | 14768.901 | 14222.401 | 14645.601 | 14160.601 | 13729.051 | 14082.081 | 13992.081 | 13925.181 | 13933.731 | 13771.474
2014 | US | WECC | - | RMRG |  | Future-Planned Capacity |  |  | 153.1647 | 722.1647 | 722.1647 | 1074.1647 | 1074.1647 | 1074.1647 | 1074.1647 | 1074.1647 | 1074.1647 | 1074.1647
2014 | US | WECC | - | RMRG |  | Existing-Certain & Net Firm Transfers Margin |  |  | 40.27% | 50.7% | 56.18% | 48.68% | 42.23% | 37.81% | 17.91% | 2.842% | 3.136% | 3.179%
2014 | US | WECC | - | RMRG |  | Anticipated Margin |  |  | 41.71% | 58.27% | 63.65% | 59.62% | 53.01% | 48.43% | 28.41% | 13.29% | 13.45% | 13.3%
2014 | US | WECC | - | RMRG |  | Prospective Margin |  |  | 41.71% | 58.28% | 64.09% | 60.05% | 53.44% | 48.86% | 28.83% | 13.71% | 13.86% | 13.7%
2014 | US | WECC | - | RMRG |  | Adjusted-Potential Margin |  |  | 41.71% | 58.28% | 64.09% | 60.05% | 53.44% | 48.86% | 28.86% | 13.73% | 13.88% | 13.73%
2014 | US | WECC | - | RMRG | % | Reference Margin Level | 13.2% | 13.2% | 13.2% | 13.2% | 13.2% | 13.2% | 13.2% | 13.2% | 13.2% | 13.2% | 13.2% | 13.2%
2014 | US | WECC | - | SRSG |  | Total Internal Demand |  |  | 22635 | 22759.6 | 23282 | 23762.4 | 24335 | 24707.3 | 25112.8 | 25694.1 | 26193.2 | 26709.4
2014 | US | WECC | - | SRSG |  | Net Internal Demand |  |  | 22217 | 22338.6 | 22852 | 23390.4 | 23958 | 24325.3 | 24730.8 | 25312.1 | 25811.2 | 26326.4
2014 | US | WECC | - | SRSG |  | Conservation / Energy Efficiency |  | 307 | 491 | 696 | 903 | 1097 | 1284 | 1324 | 1428 | 1512 | 1554 | 1592
2014 | US | WECC | - | SRSG |  | Direct Control Load Management (DCLM) - Program Total |  |  | 60 | 60 | 60 | 0 | 0 | 0 | 0 | 0 | 0 | 0
2014 | US | WECC | - | SRSG |  | Direct Control Load Management (DCLM) - Available |  |  | 60 | 60 | 60 | 0 | 0 | 0 | 0 | 0 | 0 | 0
2014 | US | WECC | - | SRSG |  | Interruptible Load - Program Total |  |  | 358 | 361 | 370 | 372 | 377 | 382 | 382 | 382 | 382 | 383
2014 | US | WECC | - | SRSG |  | Interruptible Load - Available |  |  | 358 | 361 | 370 | 372 | 377 | 382 | 382 | 382 | 382 | 383
2014 | US | WECC | - | SRSG |  | Critical Peak-Pricing (CPP) with Load Control - Program Total |  |  | 0 | 0 | 0 | 0 | 0 | 0 | 0 | 0 | 0 | 0
2014 | US | WECC | - | SRSG |  | Critical Peak-Pricing (CPP) with Load Control - Available |  |  | 0 | 0 | 0 | 0 | 0 | 0 | 0 | 0 | 0 | 0
2014 | US | WECC | - | SRSG |  | Load as a Capacity Resource (LCR) - Program Total |  |  | 0 | 0 | 0 | 0 | 0 | 0 | 0 | 0 | 0 | 0
2014 | US | WECC | - | SRSG |  | Load as a Capacity Resource (LCR) - Available |  |  | 0 | 0 | 0 | 0 | 0 | 0 | 0 | 0 | 0 | 0
2014 | US | WECC | - | SRSG |  | Estimated Diversity |  |  | 0 | 0 | 0 | 0 | 0 | 0 | 0 | 0 | 0 | 0
2014 | US | WECC | - | SRSG |  | Stand-by Load under Contract |  |  | 0 | 0 | 0 | 0 | 0 | 0 | 0 | 0 | 0 | 0
2014 | US | WECC | - | SRSG |  | Imports - Prior Year Actual | 1082
2014 | US | WECC | - | SRSG |  | Imports - Firm |  |  | 250.74 | 1171.26 | 1680.78 | 1084.94 | 381.21 | 381.89 | 381.98 | 446.41 | 471.98 | 620.29
2014 | US | WECC | - | SRSG |  | Imports - Full-Responsibility Purchases |  |  | 0 | 0 | 0 | 0 | 0 | 0 | 0 | 0 | 0 | 0
2014 | US | WECC | - | SRSG |  | Imports - Owned Capacity/Entitlement Located Outside the Area |  |  | 250 | 381 | 381 | 381 | 381 | 381 | 381 | 257 | 257 | 381
2014 | US | WECC | - | SRSG |  | Imports - Modeled |  |  | 0.74 | 790.26 | 1299.78 | 703.94 | 0.21 | 0.89 | 0.98 | 189.41 | 214.98 | 239.29
2014 | US | WECC | - | SRSG |  | Imports - Expected |  |  | 0 | 0 | 0 | 0 | 0 | 0 | 0 | 0 | 0 | 0
2014 | US | WECC | - | SRSG |  | Exports - Prior Year Actual | 6227
2014 | US | WECC | - | SRSG |  | Exports - Firm |  |  | 3048.48 | 2554.98 | 3975.73 | 3123.49 | 3349.71 | 3844.73 | 3813.53 | 3241.07 | 3007.94 | 2043.59
2014 | US | WECC | - | SRSG |  | Exports - Full-Responsibility Sales |  |  | 0 | 0 | 0 | 0 | 0 | 0 | 0 | 0 | 0 | 0
2014 | US | WECC | - | SRSG |  | Exports - Owned Capacity/Entitlement Located Outside the Area |  |  | 2883.19 | 2554.98 | 3215.18 | 2646.56 | 3006.91 | 2791.19 | 3034.52 | 2693.74 | 3007.18 | 2042.91
2014 | US | WECC | - | SRSG |  | Exports - Modeled |  |  | 165.29 | 0 | 760.55 | 476.93 | 342.8 | 1053.54 | 779.01 | 547.33 | 0.76 | 0.68
2014 | US | WECC | - | SRSG |  | Exports - Expected |  |  | 0 | 0 | 0 | 0 | 0 | 0 | 0 | 0 | 0 | 0
2014 | US | WECC | - | SRSG |  | Scheduled Outages |  |  | 403.4 | 228 | 296.2 | 192 | 262.4 | 210.4 | 205.2 | 323 | 488 | 760
2014 | US | WECC | - | SRSG |  | Transmission Limitations |  |  | 0 | 0 | 0 | 0 | 0 | 0 | 0 | 0 | 0 | 0
2014 | US | WECC | - | SRSG |  | Other Capacity Adjustments |  |  | 0 | 0 | 0 | 0 | 0 | 0 | 0 | 0 | 0 | 0
2014 | US | WECC | - | SRSG |  | Existing-Other Capacity |  |  | 0 | 0 | 0 | 0 | 0 | 0 | 0 | 0 | 0 | 0
2014 | US | WECC | - | SRSG |  | Future-Other Capacity |  |  | 123.6681 | 187.7681 | 231.7681 | 231.7681 | 266.7681 | 301.7681 | 386.5387 | 421.5387 | 456.5387 | 530.5387
2014 | US | WECC | - | SRSG |  | Existing-Certain Capacity |  |  | 31992.56 | 32167.96 | 32099.76 | 31366.96 | 31296.56 | 31268.56 | 31227.76 | 31026.7052 | 30715.7052 | 30295.7052
2014 | US | WECC | - | SRSG |  | Future-Planned Capacity |  |  | 94.4467 | 120.2459 | 153.2459 | 663.2459 | 663.2459 | 663.2459 | 663.2459 | 663.2459 | 663.2459 | 663.2459
2014 | US | WECC | - | SRSG |  | Existing-Certain & Net Firm Transfers Margin |  |  | 31.41% | 37.81% | 30.43% | 25.39% | 18.24% | 14.31% | 12.4% | 11.54% | 9.176% | 9.671%
2014 | US | WECC | - | SRSG |  | Anticipated Margin |  |  | 31.83% | 38.35% | 31.1% | 28.22% | 21.01% | 17.03% | 15.08% | 14.16% | 11.75% | 12.19%
2014 | US | WECC | - | SRSG |  | Prospective Margin |  |  | 32.39% | 39.19% | 32.11% | 29.21% | 22.12% | 18.27% | 16.64% | 15.82% | 13.51% | 14.21%
2014 | US | WECC | - | SRSG |  | Adjusted-Potential Margin |  |  | 32.66% | 39.71% | 32.68% | 29.99% | 22.89% | 19.13% | 17.66% | 16.93% | 14.72% | 15.66%
2014 | US | WECC | - | SRSG | % | Reference Margin Level | 14.06% | 14.06% | 14.06% | 14.06% | 14.06% | 14.06% | 14.06% | 14.06% | 14.06% | 14.06% | 14.06% | 14.06%
2015 | US | FRCC | - | FRCC | MW | Energy Efficiency and Conservation |  | 123 | 196 | 264 | 329 | 393 | 463 | 527 | 590 | 653 | 717 | 717
2015 | US | FRCC | - | FRCC | MW | Behind the Meter Generation |  | 0 | 0 | 0 | 0 | 0 | 0 | 0 | 0 | 0 | 0 | 0
2015 | US | FRCC | - | FRCC | MW | Distributed Generation |  | 0 | 0 | 0 | 0 | 0 | 0 | 0 | 0 | 0 | 0 | 0
2015 | US | FRCC | - | FRCC | MW | Total Internal Demand |  | 46452 | 47304 | 48097 | 48784 | 49498 | 50133 | 50756 | 51378 | 52074 | 52837 | 52837
2015 | US | FRCC | - | FRCC | MW | Controllable and Dispatchable Demand Response - Available |  | 3101 | 3140 | 3182 | 3211 | 3273 | 3342 | 3377 | 3412 | 3413 | 3449 | 3449
2015 | US | FRCC | - | FRCC | MW | Net Internal Demand |  | 43351 | 44164 | 44915 | 45573 | 46225 | 46791 | 47379 | 47966 | 48661 | 49388 | 49388
2015 | US | FRCC | - | FRCC | MW | Behind the Meter Generation - Capacity |  | 0 | 0 | 0 | 0 | 0 | 0 | 0 | 0 | 0 | 0 | 0
2015 | US | FRCC | - | FRCC | MW | Other Capacity Adjustments - Additions |  | 0 | 0 | 0 | 0 | 0 | 0 | 0 | 0 | 0 | 0 | 0
2015 | US | FRCC | - | FRCC | MW | Other Capacity Adjustments - Reductions |  | 0 | 0 | 0 | 0 | 0 | 0 | 0 | 0 | 0 | 0 | 0
2015 | US | FRCC | - | FRCC | MW | Confirmed Retirements |  | 104 | 2255.2 | 2336.2 | 3276.2 | 3800.2 | 3910.2 | 3986.2 | 4061.2 | 4219.5 | 4412.3 | 4412.3
2015 | US | FRCC | - | FRCC | MW | Unconfirmed Retirements |  | 0 | 0 | 0 | 0 | 0 | 0 | 0 | 0 | 0 | 0 | 0
2015 | US | FRCC | - | FRCC | MW | Scheduled Outages |  | 0 | 0 | 0 | 0 | 0 | 0 | 0 | 0 | 0 | 0 | 0
2015 | US | FRCC | - | FRCC | MW | Transmission Limitations |  | 0 | 0 | 0 | 0 | 0 | 0 | 0 | 0 | 0 | 0 | 0
2015 | US | FRCC | - | FRCC | MW | Existing-Certain |  | 53637.16 | 51998.66 | 50423.66 | 49620.46 | 49510.46 | 49730.86 | 49283.86 | 49294.86 | 49294.86 | 48279.27 | 48124.67
2015 | US | FRCC | - | FRCC | MW | Existing-Other |  | 81 | 237 | 399 | 414.2 | 423.2 | 545.8 | 1004.8 | 1004.8 | 1004.8 | 1136.5 | 1291.1
2015 | US | FRCC | - | FRCC | MW | Additions - Tier 1 |  | 0 | 1237 | 3427 | 4247 | 6689 | 6689 | 7768 | 7768 | 9286 | 10584 | 10785
2015 | US | FRCC | - | FRCC | MW | Additions - Tier 2 |  | 0 | 0 | 0 | 0 | 0 | 0 | 0 | 0 | 0 | 0 | 0
2015 | US | FRCC | - | FRCC | MW | Additions - Tier 3 |  | 0 | 0 | 0 | 0 | 0 | 0 | 0 | 0 | 0 | 0 | 0
2015 | US | FRCC | - | FRCC | MW | Firm Imports |  | 2169 | 1353 | 1363 | 1378 | 1353 | 1453 | 1453 | 1453 | 1453 | 1453 | 1453
2015 | US | FRCC | - | FRCC | MW | Firm Exports |  | 143 | 143 | 143 | 143 | 143 | 143 | 143 | 143 | 143 | 143 | 143
2015 | US | FRCC | - | FRCC | MW | Net Firm Capacity Transfers |  | 2026 | 1210 | 1220 | 1235 | 1210 | 1310 | 1310 | 1310 | 1310 | 1310 | 1310
2015 | US | FRCC | - | FRCC | MW | Expected Imports |  | 0 | 0 | 0 | 0 | 0 | 0 | 0 | 0 | 0 | 0 | 0
2015 | US | FRCC | - | FRCC | MW | Expected Exports |  | 0 | 0 | 0 | 0 | 0 | 0 | 0 | 0 | 0 | 0 | 0
2015 | US | FRCC | - | FRCC | MW | Net Expected Transfers |  | 0 | 0 | 0 | 0 | 0 | 0 | 0 | 0 | 0 | 0 | 0
2015 | US | FRCC | - | FRCC | MW | Existing-Certain & Net Firm Transfers |  | 55663.16 | 53208.66 | 51643.66 | 50855.46 | 50720.46 | 51040.86 | 50593.86 | 50604.86 | 50604.86 | 49589.27 | 49434.67
2015 | US | FRCC | - | FRCC | MW | Anticipated Resources |  | 55663.16 | 54445.66 | 55070.66 | 55102.46 | 57409.46 | 57729.86 | 58361.86 | 58372.86 | 59890.86 | 60173.27 | 60219.67
2015 | US | FRCC | - | FRCC | MW | Prospective Resources |  | 55744.16 | 54682.66 | 55469.66 | 55516.66 | 57832.66 | 58275.66 | 59366.66 | 59377.66 | 60895.66 | 61309.77 | 61510.77
2015 | US | FRCC | - | FRCC | MW | Existing-Certain and Net Firm Transfers Excess/Shortfall |  | 5809.51 | 2420.06 | -8.59 | -1553.49 | -2438.29 | -2768.79 | -3891.99 | -4556.04 | -5355.29 | -7206.93 | -7361.53
2015 | US | FRCC | - | FRCC | MW | Anticipated Excess/Shortfall |  | 5809.51 | 3657.06 | 3418.41 | 2693.51 | 4250.71 | 3920.21 | 3876.01 | 3211.96 | 3930.71 | 3377.07 | 3423.47
2015 | US | FRCC | - | FRCC | MW | Prospective Excess/Shortfall |  | 5890.51 | 3894.06 | 3817.41 | 3107.71 | 4673.91 | 4466.01 | 4880.81 | 4216.76 | 4935.51 | 4513.57 | 4714.57
2015 | US | FRCC | - | FRCC | % | Existing-Certain and Net Firm Transfers Reserve Margin |  | 28.4% | 20.48% | 14.98% | 11.59% | 9.725% | 9.083% | 6.785% | 5.502% | 3.995% | 0.4075% | 0.0945%
2015 | US | FRCC | - | FRCC | % | Anticipated Reserve Margin |  | 28.4% | 23.28% | 22.61% | 20.91% | 24.2% | 23.38% | 23.18% | 21.7% | 23.08% | 21.84% | 21.93%
2015 | US | FRCC | - | FRCC | % | Prospective Reserve Margin |  | 28.59% | 23.82% | 23.5% | 21.82% | 25.11% | 24.54% | 25.3% | 23.79% | 25.14% | 24.14% | 24.55%
2015 | US | FRCC | - | FRCC | % | Reference Margin Level |  | 15% | 15% | 15% | 15% | 15% | 15% | 15% | 15% | 15% | 15% | 15%
2015 | US | MRO | - | MISO | MW | Energy Efficiency and Conservation |  | 0 | 0 | 0 | 0 | 0 | 0 | 0 | 0 | 0 | 0 | 0
2015 | US | MRO | - | MISO | MW | Behind the Meter Generation |  | 0 | 0 | 0 | 0 | 0 | 0 | 0 | 0 | 0 | 0 | 0
2015 | US | MRO | - | MISO | MW | Distributed Generation |  | 0 | 0 | 0 | 0 | 0 | 0 | 0 | 0 | 0 | 0 | 0
2015 | US | MRO | - | MISO | MW | Total Internal Demand |  | 126256.8 | 128087.4 | 129780.4 | 130670 | 131813.9 | 132693.7 | 133462.7 | 134328 | 135254.7 | 136035.6 | 137726.9124
2015 | US | MRO | - | MISO | MW | Controllable and Dispatchable Demand Response - Available |  | 5630.9 | 5630.9 | 5630.9 | 5630.9 | 5630.9 | 5630.9 | 5630.9 | 5630.9 | 5630.9 | 5630.9 | 5630.9
2015 | US | MRO | - | MISO | MW | Net Internal Demand |  | 120625.9 | 122456.5 | 124149.5 | 125039.1 | 126183 | 127062.8 | 127831.8 | 128697.1 | 129623.8 | 130404.7 | 132096.0124
2015 | US | MRO | - | MISO | MW | Behind the Meter Generation - Capacity |  | 4525 | 4403 | 4395 | 4393 | 4383 | 4192 | 4191 | 4173 | 4173 | 4173 | 4173
2015 | US | MRO | - | MISO | MW | Other Capacity Adjustments - Additions |  | 0 | 0 | 0 | 0 | 0 | 0 | 0 | 0 | 0 | 0 | 0
2015 | US | MRO | - | MISO | MW | Other Capacity Adjustments - Reductions |  | 0 | 0 | 0 | 0 | 0 | 0 | 0 | 0 | 0 | 0 | 0
2015 | US | MRO | - | MISO | MW | Confirmed Retirements |  | 1235.3 | 4234.8 | 4234.8 | 4234.8 | 4234.8 | 4234.8 | 4234.8 | 4234.8 | 4234.8 | 4234.8 | 4234.8
2015 | US | MRO | - | MISO | MW | Unconfirmed Retirements |  | 0 | 991.2 | 593.4 | 1161.7 | 1246.4 | 2507.2 | 2886 | 3586.1 | 4240.3 | 5558.5 | 5558.5
2015 | US | MRO | - | MISO | MW | Scheduled Outages |  | 0 | 0 | 0 | 0 | 0 | 0 | 0 | 0 | 0 | 0 | 0
2015 | US | MRO | - | MISO | MW | Transmission Limitations |  | 4600 | 3351 | 2925 | 2603 | 1905 | 1596 | 1400 | 1200 | 1000 | 800 | 600
2015 | US | MRO | - | MISO | MW | Existing-Certain |  | 145041.5023 | 142417.3023 | 142462.7023 | 142536.4023 | 142465.2023 | 142694.3023 | 142889.3023 | 143071.3023 | 143271.3023 | 143471.3023 | 143671.3023
2015 | US | MRO | - | MISO | MW | Existing-Other |  | 1921.5973 | 1921.5973 | 1921.5973 | 1921.5973 | 1921.5973 | 1921.5973 | 1921.5973 | 1921.5973 | 1921.5973 | 1921.5973 | 1921.5973
2015 | US | MRO | - | MISO | MW | Additions - Tier 1 |  | 0 | 719.9 | 2064.3 | 2064.3 | 2474.3 | 2555.2 | 2584.6 | 2584.6 | 2584.6 | 2584.6 | 2584.6
2015 | US | MRO | - | MISO | MW | Additions - Tier 2 |  | 2995.4966 | 5136.6094 | 8754.4158 | 14700.6593 | 21495.2593 | 23133.2593 | 23133.2593 | 23133.2593 | 23133.2593 | 23133.2593 | 23133.2593
2015 | US | MRO | - | MISO | MW | Additions - Tier 3 |  | 20 | 80 | 159.3 | 257.3 | 1637.6 | 3050.6 | 6118.6 | 6240.6 | 7374.6 | 7394.6 | 7394.6
2015 | US | MRO | - | MISO | MW | Firm Imports |  | 4356.1 | 4356.1 | 4356.1 | 4356.1 | 4356.1 | 4356.1 | 4356.1 | 4356.1 | 4356.1 | 4356.1 | 4356.1
2015 | US | MRO | - | MISO | MW | Firm Exports |  | 4719.3 | 5104 | 3923 | 3874 | 3874 | 3874 | 3874 | 3874 | 3874 | 3874 | 3874
2015 | US | MRO | - | MISO | MW | Net Firm Capacity Transfers |  | -363.2 | -747.9 | 433.1 | 482.1 | 482.1 | 482.1 | 482.1 | 482.1 | 482.1 | 482.1 | 482.1
2015 | US | MRO | - | MISO | MW | Expected Imports |  | 0 | 0 | 3664.3 | 3664.3 | 3664.3 | 7240 | 7240 | 7240 | 7240 | 7240 | 7240
2015 | US | MRO | - | MISO | MW | Expected Exports |  | 0 | 0 | 0 | 0 | 0 | 0 | 0 | 0 | 0 | 0 | 0
2015 | US | MRO | - | MISO | MW | Net Expected Transfers |  | 0 | 0 | 3664.3 | 3664.3 | 3664.3 | 7240 | 7240 | 7240 | 7240 | 7240 | 7240
2015 | US | MRO | - | MISO | MW | Existing-Certain & Net Firm Transfers |  | 144678.3023 | 141669.4023 | 142895.8023 | 143018.5023 | 142947.3023 | 143176.4023 | 143371.4023 | 143553.4023 | 143753.4023 | 143953.4023 | 144153.4023
2015 | US | MRO | - | MISO | MW | Anticipated Resources |  | 144678.3023 | 142389.3023 | 144960.1023 | 145082.8023 | 145421.6023 | 145731.6023 | 145956.0023 | 146138.0023 | 146338.0023 | 146538.0023 | 146738.0023
2015 | US | MRO | - | MISO | MW | Prospective Resources |  | 149595.3962 | 148456.309 | 158707.0154 | 164207.6589 | 171256.3589 | 175519.2589 | 175364.8589 | 174846.7589 | 174392.5589 | 173274.3589 | 173474.3589
2015 | US | MRO | - | MISO | MW | Existing-Certain and Net Firm Transfers Excess/Shortfall |  | 6802.8986 | 1701.6228 | 992.9238 | 98.811 | -1279.8667 | -2056.3781 | -2740.3451 | -3547.383 | -4406.6011 | -5099.1698 | -6832.3399
2015 | US | MRO | - | MISO | MW | Anticipated Excess/Shortfall |  | 6802.8986 | 2421.5228 | 3057.2238 | 2163.111 | 1194.4333 | 498.8219 | -155.7451 | -962.783 | -1822.0011 | -2514.5698 | -4247.7399
2015 | US | MRO | - | MISO | MW | Prospective Excess/Shortfall |  | 11719.9925 | 8488.5295 | 16804.1369 | 21287.9676 | 27029.1899 | 30286.4785 | 29253.1115 | 27745.9736 | 26232.5555 | 24221.7868 | 22488.6168
2015 | US | MRO | - | MISO | % | Existing-Certain and Net Firm Transfers Reserve Margin |  | 19.94% | 15.69% | 15.1% | 14.38% | 13.29% | 12.68% | 12.16% | 11.54% | 10.9% | 10.39% | 9.128%
2015 | US | MRO | - | MISO | % | Anticipated Reserve Margin |  | 19.94% | 16.28% | 16.76% | 16.03% | 15.25% | 14.69% | 14.18% | 13.55% | 12.89% | 12.37% | 11.08%
2015 | US | MRO | - | MISO | % | Prospective Reserve Margin |  | 24.02% | 21.23% | 27.84% | 31.33% | 35.72% | 38.14% | 37.18% | 35.86% | 34.54% | 32.87% | 31.32%
2015 | US | MRO | - | MISO | % | Reference Margin Level |  | 14.3% | 14.3% | 14.3% | 14.3% | 14.3% | 14.3% | 14.3% | 14.3% | 14.3% | 14.3% | 14.3%
2015 | CA | MRO | - | Manitoba Hydro | MW | Energy Efficiency and Conservation |  | 61.4562 | 106.5115 | 141.8475 | 187.0437 | 223.9286 | 252.818 | 273.8658 | 290.8158 | 307.6164 | 321.3512 | 334.084
2015 | CA | MRO | - | Manitoba Hydro | MW | Behind the Meter Generation |  | 9.82 | 9.82 | 9.82 | 9.82 | 9.82 | 9.82 | 9.82 | 9.82 | 9.82 | 9.82 | 9.82
2015 | CA | MRO | - | Manitoba Hydro | MW | Distributed Generation |  | 24 | 24 | 24 | 24 | 24 | 24 | 24 | 24 | 24 | 24 | 24
2015 | CA | MRO | - | Manitoba Hydro | MW | Total Internal Demand |  | 3144.2238 | 3388.3685 | 3443.0325 | 3354.9363 | 3390.0514 | 3430.162 | 3466.8142 | 3491.3642 | 3518.5636 | 3548.8288 | 3494.096
2015 | CA | MRO | - | Manitoba Hydro | MW | Controllable and Dispatchable Demand Response - Available |  | 0 | 0 | 0 | 0 | 0 | 0 | 0 | 0 | 0 | 0 | 0
2015 | CA | MRO | - | Manitoba Hydro | MW | Net Internal Demand |  | 3144.2238 | 3388.3685 | 3443.0325 | 3354.9363 | 3390.0514 | 3430.162 | 3466.8142 | 3491.3642 | 3518.5636 | 3548.8288 | 3494.096
2015 | CA | MRO | - | Manitoba Hydro | MW | Behind the Meter Generation - Capacity |  | 0 | 0 | 0 | 0 | 0 | 0 | 0 | 0 | 0 | 0 | 0
2015 | CA | MRO | - | Manitoba Hydro | MW | Other Capacity Adjustments - Additions |  | 0 | 0 | 0 | 0 | 0 | 0 | 0 | 0 | 0 | 0 | 0
2015 | CA | MRO | - | Manitoba Hydro | MW | Other Capacity Adjustments - Reductions |  | 0 | 0 | 0 | 0 | 0 | 0 | 0 | 0 | 0 | 0 | 0
2015 | CA | MRO | - | Manitoba Hydro | MW | Confirmed Retirements |  | 0 | 0 | 0 | 0 | 0 | 0 | 0 | 0 | 0 | 0 | 0
2015 | CA | MRO | - | Manitoba Hydro | MW | Unconfirmed Retirements |  | 0 | 0 | 0 | 0 | 0 | 92.7 | 92.7 | 92.7 | 92.7 | 92.7 | 92.7
2015 | CA | MRO | - | Manitoba Hydro | MW | Scheduled Outages |  | 114.96 | 3.63 | 3.63 | 0 | 0 | 0 | 0 | 0 | 0 | 0 | 0
2015 | CA | MRO | - | Manitoba Hydro | MW | Transmission Limitations |  | 0 | 0 | 0 | 0 | 0 | 0 | 0 | 0 | 0 | 0 | 0
2015 | CA | MRO | - | Manitoba Hydro | MW | Existing-Certain |  | 5402.2553 | 5576.2853 | 5639.1853 | 5642.8153 | 5642.8153 | 5642.8153 | 5642.8153 | 5642.8153 | 5642.8153 | 5642.8153 | 5642.8153
2015 | CA | MRO | - | Manitoba Hydro | MW | Existing-Other |  | 154.7152 | 92.0152 | 29.1152 | 29.1152 | 29.1152 | 29.1152 | 29.1152 | 29.1152 | 29.1152 | 29.1152 | 29.1152
2015 | CA | MRO | - | Manitoba Hydro | MW | Additions - Tier 1 |  | 0 | 0 | 0 | 0 | 0 | 450 | 630 | 630 | 630 | 630 | 630
2015 | CA | MRO | - | Manitoba Hydro | MW | Additions - Tier 2 |  | 0 | 0 | 0 | 0 | 0 | 0 | 0 | 0 | 0 | 0 | 0
2015 | CA | MRO | - | Manitoba Hydro | MW | Additions - Tier 3 |  | 0 | 0 | 0 | 0 | 0 | 0 | 0 | 0 | 0 | 0 | 0
2015 | CA | MRO | - | Manitoba Hydro | MW | Firm Imports |  | 0 | 0 | 0 | 0 | 0 | 0 | 0 | 0 | 0 | 0 | 0
2015 | CA | MRO | - | Manitoba Hydro | MW | Firm Exports |  | 1095 | 1317 | 1317 | 1158 | 1158 | 1058 | 950 | 925 | 925 | 925 | 200
2015 | CA | MRO | - | Manitoba Hydro | MW | Net Firm Capacity Transfers |  | -1095 | -1317 | -1317 | -1158 | -1158 | -1058 | -950 | -925 | -925 | -925 | -200
2015 | CA | MRO | - | Manitoba Hydro | MW | Expected Imports |  | 0 | 0 | 0 | 0 | 0 | 0 | 0 | 0 | 0 | 0 | 0
2015 | CA | MRO | - | Manitoba Hydro | MW | Expected Exports |  | 0 | 0 | 0 | 0 | 0 | 250 | 475 | 475 | 475 | 475 | 350
2015 | CA | MRO | - | Manitoba Hydro | MW | Net Expected Transfers |  | 0 | 0 | 0 | 0 | 0 | -250 | -475 | -475 | -475 | -475 | -350
2015 | CA | MRO | - | Manitoba Hydro | MW | Existing-Certain & Net Firm Transfers |  | 4307.2553 | 4259.2853 | 4322.1853 | 4484.8153 | 4484.8153 | 4584.8153 | 4692.8153 | 4717.8153 | 4717.8153 | 4717.8153 | 5442.8153
2015 | CA | MRO | - | Manitoba Hydro | MW | Anticipated Resources |  | 4307.2553 | 4259.2853 | 4322.1853 | 4484.8153 | 4484.8153 | 5034.8153 | 5322.8153 | 5347.8153 | 5347.8153 | 5347.8153 | 6072.8153
2015 | CA | MRO | - | Manitoba Hydro | MW | Prospective Resources |  | 4461.9704 | 4351.3004 | 4351.3004 | 4513.9304 | 4513.9304 | 4721.2304 | 4784.2304 | 4809.2304 | 4809.2304 | 4809.2304 | 5659.2304
2015 | CA | MRO | - | Manitoba Hydro | MW | Existing-Certain and Net Firm Transfers Excess/Shortfall |  | 785.7246 | 464.3125 | 465.9888 | 727.2866 | 687.9577 | 743.0339 | 809.9833 | 807.4874 | 777.024 | 743.1271 | 1529.4277
2015 | CA | MRO | - | Manitoba Hydro | MW | Anticipated Excess/Shortfall |  | 785.7246 | 464.3125 | 465.9888 | 727.2866 | 687.9577 | 1193.0339 | 1439.9833 | 1437.4874 | 1407.024 | 1373.1271 | 2159.4277
2015 | CA | MRO | - | Manitoba Hydro | MW | Prospective Excess/Shortfall |  | 940.4398 | 556.3277 | 495.104 | 756.4017 | 717.0729 | 879.449 | 901.3985 | 898.9026 | 868.4392 | 834.5422 | 1745.8429
2015 | CA | MRO | - | Manitoba Hydro | % | Existing-Certain and Net Firm Transfers Reserve Margin |  | 36.99% | 25.7% | 25.53% | 33.68% | 32.29% | 33.66% | 35.36% | 35.13% | 34.08% | 32.94% | 55.77%
2015 | CA | MRO | - | Manitoba Hydro | % | Anticipated Reserve Margin |  | 36.99% | 25.7% | 25.53% | 33.68% | 32.29% | 46.78% | 53.54% | 53.17% | 51.99% | 50.69% | 73.8%
2015 | CA | MRO | - | Manitoba Hydro | % | Prospective Reserve Margin |  | 41.91% | 28.42% | 26.38% | 34.55% | 33.15% | 37.64% | 38% | 37.75% | 36.68% | 35.52% | 61.97%
2015 | CA | MRO | - | Manitoba Hydro | % | Reference Margin Level |  | 12% | 12% | 12% | 12% | 12% | 12% | 12% | 12% | 12% | 12% | 12%
2015 | US | MRO | - | MAPP | MW | Energy Efficiency and Conservation |  | 25.0458 | 31.2935 | 38.1049 | 46.0144 | 52.9976 | 60.8704 | 67.7469 | 74.5774 | 82.3918 | 89.1887 | 95.9643
2015 | US | MRO | - | MAPP | MW | Behind the Meter Generation |  | 0 | 0 | 0 | 0 | 0 | 0 | 0 | 0 | 0 | 0 | 0
2015 | US | MRO | - | MAPP | MW | Distributed Generation |  | 0 | 0 | 0 | 0 | 0 | 0 | 0 | 0 | 0 | 0 | 0
2015 | US | MRO | - | MAPP | MW | Total Internal Demand |  | 4964.7653 | 5153.958 | 5445.9269 | 5549.0486 | 5743.0706 | 5837.781 | 5924.9973 | 6010.6495 | 6097.3316 | 6209.9169 | 6330.5361
2015 | US | MRO | - | MAPP | MW | Controllable and Dispatchable Demand Response - Available |  | 96.06 | 98.06 | 94.06 | 96.06 | 98.06 | 100.06 | 102.06 | 104.06 | 106.06 | 108.06 | 110.06
2015 | US | MRO | - | MAPP | MW | Net Internal Demand |  | 4868.7053 | 5055.898 | 5351.8669 | 5452.9886 | 5645.0106 | 5737.721 | 5822.9373 | 5906.5895 | 5991.2716 | 6101.8569 | 6220.4761
2015 | US | MRO | - | MAPP | MW | Behind the Meter Generation - Capacity |  | 3.025 | 3.025 | 3.025 | 3.025 | 3.025 | 3.025 | 3.025 | 3.025 | 3.025 | 3.025 | 3.025
2015 | US | MRO | - | MAPP | MW | Other Capacity Adjustments - Additions |  | 0 | 0 | 0 | 0 | 0 | 0 | 0 | 0 | 0 | 0 | 0
2015 | US | MRO | - | MAPP | MW | Other Capacity Adjustments - Reductions |  | 0 | 0 | 0 | 0 | 0 | 0 | 0 | 0 | 0 | 0 | 0
2015 | US | MRO | - | MAPP | MW | Confirmed Retirements |  | 0 | 0 | 0 | 0 | 0 | 0 | 0 | 0 | 0 | 0 | 0
2015 | US | MRO | - | MAPP | MW | Unconfirmed Retirements |  | 0 | 0 | 0 | 0 | 0 | 0 | 0 | 0 | 0 | 0 | 0
2015 | US | MRO | - | MAPP | MW | Scheduled Outages |  | 0 | 0 | 0 | 0 | 0 | 0 | 0 | 0 | 0 | 0 | 0
2015 | US | MRO | - | MAPP | MW | Transmission Limitations |  | 0 | 0 | 0 | 0 | 0 | 0 | 0 | 0 | 0 | 0 | 0
2015 | US | MRO | - | MAPP | MW | Existing-Certain |  | 7314.346 | 7314.346 | 7314.346 | 7314.346 | 7314.346 | 7314.346 | 7314.346 | 7314.346 | 7314.346 | 7314.346 | 7314.346
2015 | US | MRO | - | MAPP | MW | Existing-Other |  | 0 | 0 | 0 | 0 | 0 | 0 | 0 | 0 | 0 | 0 | 0
2015 | US | MRO | - | MAPP | MW | Additions - Tier 1 |  | 0 | 293.82 | 293.82 | 293.82 | 293.82 | 293.82 | 293.82 | 293.82 | 293.82 | 293.82 | 293.82
2015 | US | MRO | - | MAPP | MW | Additions - Tier 2 |  | 0 | 0 | 0 | 0 | 0 | 0 | 0 | 0 | 0 | 0 | 0
2015 | US | MRO | - | MAPP | MW | Additions - Tier 3 |  | 0 | 0 | 0 | 0 | 0 | 0 | 0 | 0 | 0 | 0 | 0
2015 | US | MRO | - | MAPP | MW | Firm Imports |  | 317.64 | 375.64 | 507.65 | 509.65 | 311.65 | 261.66 | 261.66 | 261.66 | 261.66 | 261.67 | 261.67
2015 | US | MRO | - | MAPP | MW | Firm Exports |  | 930.3 | 795.32 | 797.528 | 878 | 880 | 830 | 830 | 810 | 790 | 770 | 750
2015 | US | MRO | - | MAPP | MW | Net Firm Capacity Transfers |  | -612.66 | -419.68 | -289.878 | -368.35 | -568.35 | -568.34 | -568.34 | -548.34 | -528.34 | -508.33 | -488.33
2015 | US | MRO | - | MAPP | MW | Expected Imports |  | 0 | 0 | 0 | 0 | 0 | 0 | 0 | 0 | 0 | 0 | 0
2015 | US | MRO | - | MAPP | MW | Expected Exports |  | 0 | 0 | 0 | 0 | 0 | 0 | 0 | 0 | 0 | 0 | 0
2015 | US | MRO | - | MAPP | MW | Net Expected Transfers |  | 0 | 0 | 0 | 0 | 0 | 0 | 0 | 0 | 0 | 0 | 0
2015 | US | MRO | - | MAPP | MW | Existing-Certain & Net Firm Transfers |  | 6701.686 | 6894.666 | 7024.468 | 6945.996 | 6745.996 | 6746.006 | 6746.006 | 6766.006 | 6786.006 | 6806.016 | 6826.016
2015 | US | MRO | - | MAPP | MW | Anticipated Resources |  | 6701.686 | 7188.486 | 7318.288 | 7239.816 | 7039.816 | 7039.826 | 7039.826 | 7059.826 | 7079.826 | 7099.836 | 7119.836
2015 | US | MRO | - | MAPP | MW | Prospective Resources |  | 6701.686 | 7188.486 | 7318.288 | 7239.816 | 7039.816 | 7039.826 | 7039.826 | 7059.826 | 7079.826 | 7099.836 | 7119.836
2015 | US | MRO | - | MAPP | MW | Existing-Certain and Net Firm Transfers Excess/Shortfall |  | 1102.6749 | 1080.3833 | 869.8211 | 675.0592 | 254.2338 | 147.6268 | 49.6281 | -26.5719 | -103.9563 | -211.1195 | -327.5316
2015 | US | MRO | - | MAPP | MW | Anticipated Excess/Shortfall |  | 1102.6749 | 1374.2033 | 1163.6411 | 968.8792 | 548.0538 | 441.4468 | 343.4481 | 267.2481 | 189.8637 | 82.7005 | -33.7116
2015 | US | MRO | - | MAPP | MW | Prospective Excess/Shortfall |  | 1102.6749 | 1374.2033 | 1163.6411 | 968.8792 | 548.0538 | 441.4468 | 343.4481 | 267.2481 | 189.8637 | 82.7005 | -33.7116
2015 | US | MRO | - | MAPP | % | Existing-Certain and Net Firm Transfers Reserve Margin |  | 37.65% | 36.37% | 31.25% | 27.38% | 19.5% | 17.57% | 15.85% | 14.55% | 13.26% | 11.54% | 9.735%
2015 | US | MRO | - | MAPP | % | Anticipated Reserve Margin |  | 37.65% | 42.18% | 36.74% | 32.77% | 24.71% | 22.69% | 20.9% | 19.52% | 18.17% | 16.36% | 14.46%
2015 | US | MRO | - | MAPP | % | Prospective Reserve Margin |  | 37.65% | 42.18% | 36.74% | 32.77% | 24.71% | 22.69% | 20.9% | 19.52% | 18.17% | 16.36% | 14.46%
2015 | US | MRO | - | MAPP | % | Reference Margin Level |  | 15% | 15% | 15% | 15% | 15% | 15% | 15% | 15% | 15% | 15% | 15%
2015 | CA | MRO | - | SaskPower | MW | Energy Efficiency and Conservation |  | 87.6636 | 95.9106 | 107.1374 | 116.4146 | 125.7061 | 135.0805 | 144.3859 | 153.6882 | 162.9901 | 172.2692 | 181.0352
2015 | CA | MRO | - | SaskPower | MW | Behind the Meter Generation |  | 0 | 0 | 0 | 0 | 0 | 0 | 0 | 0 | 0 | 0 | 0
2015 | CA | MRO | - | SaskPower | MW | Distributed Generation |  | 0 | 0 | 0 | 0 | 0 | 0 | 0 | 0 | 0 | 0 | 0
2015 | CA | MRO | - | SaskPower | MW | Total Internal Demand |  | 3207.9859 | 3286.4 | 3359.5017 | 3414.5163 | 3542.5833 | 3618.3411 | 3661.6314 | 3720.2535 | 3760.8381 | 3802.3246 | 3854.6336
2015 | CA | MRO | - | SaskPower | MW | Controllable and Dispatchable Demand Response - Available |  | 85 | 85 | 85 | 85 | 85 | 85 | 85 | 85 | 85 | 85 | 85
2015 | CA | MRO | - | SaskPower | MW | Net Internal Demand |  | 3122.9859 | 3201.4 | 3274.5017 | 3329.5163 | 3457.5833 | 3533.3411 | 3576.6314 | 3635.2535 | 3675.8381 | 3717.3246 | 3769.6336
2015 | CA | MRO | - | SaskPower | MW | Behind the Meter Generation - Capacity |  | 0 | 0 | 0 | 0 | 0 | 0 | 0 | 0 | 0 | 0 | 0
2015 | CA | MRO | - | SaskPower | MW | Other Capacity Adjustments - Additions |  | 0 | 0 | 0 | 0 | 0 | 0 | 0 | 0 | 0 | 0 | 0
2015 | CA | MRO | - | SaskPower | MW | Other Capacity Adjustments - Reductions |  | 0 | 0 | 0 | 0 | 0 | 0 | 0 | 0 | 0 | 0 | 0
2015 | CA | MRO | - | SaskPower | MW | Confirmed Retirements |  | 0 | 0 | 0 | 0 | 0 | 0 | 0 | 0 | 0 | 0 | 0
2015 | CA | MRO | - | SaskPower | MW | Unconfirmed Retirements |  | 0 | 0 | 0 | 0 | 0 | 0 | 0 | 0 | 0 | 0 | 0
2015 | CA | MRO | - | SaskPower | MW | Scheduled Outages |  | 184.971 | 184.8646 | 162.1414 | 243.1151 | 133.8989 | 119.8753 | 171.4777 | 171.4777 | 171.4777 | 171.4777 | 171.4777
2015 | CA | MRO | - | SaskPower | MW | Transmission Limitations |  | 0 | 0 | 0 | 0 | 0 | 0 | 0 | 0 | 0 | 0 | 0
2015 | CA | MRO | - | SaskPower | MW | Existing-Certain |  | 3667.939 | 3668.0454 | 3690.7686 | 3609.7949 | 3719.0111 | 3733.0347 | 3618.4323 | 3617.3123 | 3383.3123 | 3383.3123 | 3244.3123
2015 | CA | MRO | - | SaskPower | MW | Existing-Other |  | 0 | 0 | 0 | 0 | 0 | 0 | 63 | 64.12 | 159.12 | 159.12 | 159.12
2015 | CA | MRO | - | SaskPower | MW | Additions - Tier 1 |  | 2.3 | 193.9 | 193.9 | 247.6 | 250.6 | 508.6 | 632.6 | 890.6 | 890.6 | 1015.6 | 1015.6
2015 | CA | MRO | - | SaskPower | MW | Additions - Tier 2 |  | 0 | 0 | 0 | 0 | 0 | 0 | 0 | 0 | 0 | 0 | 0
2015 | CA | MRO | - | SaskPower | MW | Additions - Tier 3 |  | 0 | 0 | 0 | 0 | 0 | 0 | 0 | 0 | 0 | 0 | 0
2015 | CA | MRO | - | SaskPower | MW | Firm Imports |  | 25 | 25 | 25 | 25 | 25 | 25 | 25 | 0 | 0 | 0 | 0
2015 | CA | MRO | - | SaskPower | MW | Firm Exports |  | 0 | 0 | 0 | 0 | 0 | 0 | 0 | 0 | 0 | 0 | 0
2015 | CA | MRO | - | SaskPower | MW | Net Firm Capacity Transfers |  | 25 | 25 | 25 | 25 | 25 | 25 | 25 | 0 | 0 | 0 | 0
2015 | CA | MRO | - | SaskPower | MW | Expected Imports |  | 0 | 0 | 0 | 0 | 0 | 100 | 100 | 100 | 100 | 100 | 100
2015 | CA | MRO | - | SaskPower | MW | Expected Exports |  | 0 | 0 | 0 | 0 | 0 | 0 | 0 | 0 | 0 | 0 | 0
2015 | CA | MRO | - | SaskPower | MW | Net Expected Transfers |  | 0 | 0 | 0 | 0 | 0 | 100 | 100 | 100 | 100 | 100 | 100
2015 | CA | MRO | - | SaskPower | MW | Existing-Certain & Net Firm Transfers |  | 3692.939 | 3693.0454 | 3715.7686 | 3634.7949 | 3744.0111 | 3758.0347 | 3643.4323 | 3617.3123 | 3383.3123 | 3383.3123 | 3244.3123
2015 | CA | MRO | - | SaskPower | MW | Anticipated Resources |  | 3695.239 | 3886.9454 | 3909.6686 | 3882.3949 | 3994.6111 | 4266.6347 | 4276.0323 | 4507.9123 | 4273.9123 | 4398.9123 | 4259.9123
2015 | CA | MRO | - | SaskPower | MW | Prospective Resources |  | 3695.239 | 3886.9454 | 3909.6686 | 3882.3949 | 3994.6111 | 4366.6347 | 4439.0323 | 4672.0323 | 4533.0323 | 4658.0323 | 4519.0323
2015 | CA | MRO | - | SaskPower | MW | Existing-Certain and Net Firm Transfers Excess/Shortfall |  | 226.4247 | 139.4914 | 81.0717 | -60.9682 | -93.9063 | -163.974 | -326.6285 | -417.8192 | -696.868 | -742.918 | -939.981
2015 | CA | MRO | - | SaskPower | MW | Anticipated Excess/Shortfall |  | 228.7247 | 333.3914 | 274.9717 | 186.6318 | 156.6937 | 344.626 | 305.9715 | 472.7808 | 193.732 | 272.682 | 75.619
2015 | CA | MRO | - | SaskPower | MW | Prospective Excess/Shortfall |  | 228.7247 | 333.3914 | 274.9717 | 186.6318 | 156.6937 | 444.626 | 468.9715 | 636.9008 | 452.852 | 531.802 | 334.739
2015 | CA | MRO | - | SaskPower | % | Existing-Certain and Net Firm Transfers Reserve Margin |  | 18.25% | 15.36% | 13.48% | 9.169% | 8.284% | 6.359% | 1.868% | -0.4935% | -7.958% | -8.985% | -13.94%
2015 | CA | MRO | - | SaskPower | % | Anticipated Reserve Margin |  | 18.32% | 21.41% | 19.4% | 16.61% | 15.53% | 20.75% | 19.55% | 24.01% | 16.27% | 18.34% | 13.01%
2015 | CA | MRO | - | SaskPower | % | Prospective Reserve Margin |  | 18.32% | 21.41% | 19.4% | 16.61% | 15.53% | 23.58% | 24.11% | 28.52% | 23.32% | 25.31% | 19.88%
2015 | CA | MRO | - | SaskPower | % | Reference Margin Level |  | 11% | 11% | 11% | 11% | 11% | 11% | 11% | 11% | 11% | 11% | 11%
2015 | CA | NPCC | - | Maritimes | MW | Energy Efficiency and Conservation |  | 14 | 25 | 36 | 47 | 58 | 69 | 80 | 92 | 103 | 114 | 125
2015 | CA | NPCC | - | Maritimes | MW | Behind the Meter Generation |  | 0 | 0 | 0 | 0 | 0 | 0 | 0 | 0 | 0 | 0 | 0
2015 | CA | NPCC | - | Maritimes | MW | Distributed Generation |  | 0 | 0 | 0 | 0 | 0 | 0 | 0 | 0 | 0 | 0 | 0
2015 | CA | NPCC | - | Maritimes | MW | Total Internal Demand |  | 3345.1 | 3350.8 | 3398.9 | 3418.2 | 3413.9 | 3408 | 3398.7 | 3385.1 | 3373.2 | 3343 | 3334.9
2015 | CA | NPCC | - | Maritimes | MW | Controllable and Dispatchable Demand Response - Available |  | 323.3 | 321.6 | 321.5 | 321.4 | 321.3 | 321.2 | 321.1 | 321 | 320.9 | 320.8 | 320.7
2015 | CA | NPCC | - | Maritimes | MW | Net Internal Demand |  | 3021.8 | 3029.2 | 3077.4 | 3096.8 | 3092.6 | 3086.8 | 3077.6 | 3064.1 | 3052.3 | 3022.2 | 3014.2
2015 | CA | NPCC | - | Maritimes | MW | Behind the Meter Generation - Capacity |  | 0 | 0 | 0 | 0 | 0 | 0 | 0 | 0 | 0 | 0 | 0
2015 | CA | NPCC | - | Maritimes | MW | Other Capacity Adjustments - Additions |  | 0 | 0 | 0 | 0 | 0 | 0 | 0 | 0 | 0 | 0 | 0
2015 | CA | NPCC | - | Maritimes | MW | Other Capacity Adjustments - Reductions |  | 0 | 0 | 0 | 0 | 0 | 0 | 0 | 0 | 0 | 0 | 0
2015 | CA | NPCC | - | Maritimes | MW | Confirmed Retirements |  | 0 | 0 | 0 | 0 | 0 | 0 | 0 | 0 | 0 | 0 | 0
2015 | CA | NPCC | - | Maritimes | MW | Unconfirmed Retirements |  | 0 | 0 | 0 | 153 | 153 | 153 | 153 | 153 | 153 | 153 | 153
2015 | CA | NPCC | - | Maritimes | MW | Scheduled Outages |  | 750 | 750 | 750 | 750 | 750 | 750 | 750 | 750 | 750 | 750 | 750
2015 | CA | NPCC | - | Maritimes | MW | Transmission Limitations |  | 0 | 0 | 0 | 0 | 0 | 0 | 0 | 0 | 0 | 0 | 0
2015 | CA | NPCC | - | Maritimes | MW | Existing-Certain |  | 5834.2408 | 5837.1608 | 5837.1608 | 5882.1608 | 5882.1608 | 5882.1608 | 5882.1608 | 5882.1608 | 5882.1608 | 5882.1608 | 5882.1608
2015 | CA | NPCC | - | Maritimes | MW | Existing-Other |  | 19.644 | 19.644 | 19.644 | 19.644 | 19.644 | 19.644 | 19.644 | 19.644 | 19.644 | 19.644 | 19.644
2015 | CA | NPCC | - | Maritimes | MW | Additions - Tier 1 |  | 12.24 | 12.24 | 22.24 | 22.24 | 22.24 | 22.24 | 22.24 | 22.24 | 22.24 | 22.24 | 22.24
2015 | CA | NPCC | - | Maritimes | MW | Additions - Tier 2 |  | 0 | 0 | 0 | 0 | 0 | 0 | 0 | 0 | 0 | 0 | 0
2015 | CA | NPCC | - | Maritimes | MW | Additions - Tier 3 |  | 0 | 0 | 0 | 0 | 0 | 0 | 0 | 0 | 0 | 0 | 0
2015 | CA | NPCC | - | Maritimes | MW | Firm Imports |  | 0 | 0 | 0 | 0 | 0 | 0 | 0 | 0 | 0 | 0 | 0
2015 | CA | NPCC | - | Maritimes | MW | Firm Exports |  | 0 | 0 | 0 | 114 | 0 | 0 | 0 | 0 | 0 | 0 | 0
2015 | CA | NPCC | - | Maritimes | MW | Net Firm Capacity Transfers |  | 0 | 0 | 0 | -114 | 0 | 0 | 0 | 0 | 0 | 0 | 0
2015 | CA | NPCC | - | Maritimes | MW | Expected Imports |  | 0 | 0 | 0 | 153 | 153 | 153 | 153 | 153 | 153 | 153 | 153
2015 | CA | NPCC | - | Maritimes | MW | Expected Exports |  | 0 | 0 | 0 | 0 | 0 | 0 | 0 | 0 | 0 | 0 | 0
2015 | CA | NPCC | - | Maritimes | MW | Net Expected Transfers |  | 0 | 0 | 0 | 153 | 153 | 153 | 153 | 153 | 153 | 153 | 153
2015 | CA | NPCC | - | Maritimes | MW | Existing-Certain & Net Firm Transfers |  | 5834.2408 | 5837.1608 | 5837.1608 | 5768.1608 | 5882.1608 | 5882.1608 | 5882.1608 | 5882.1608 | 5882.1608 | 5882.1608 | 5882.1608
2015 | CA | NPCC | - | Maritimes | MW | Anticipated Resources |  | 5846.4808 | 5849.4008 | 5859.4008 | 5790.4008 | 5904.4008 | 5904.4008 | 5904.4008 | 5904.4008 | 5904.4008 | 5904.4008 | 5904.4008
2015 | CA | NPCC | - | Maritimes | MW | Prospective Resources |  | 5866.1248 | 5869.0448 | 5879.0448 | 5810.0448 | 5924.0448 | 5924.0448 | 5924.0448 | 5924.0448 | 5924.0448 | 5924.0448 | 5924.0448
2015 | CA | NPCC | - | Maritimes | MW | Existing-Certain and Net Firm Transfers Excess/Shortfall |  | 2208.0808 | 2202.1208 | 2144.2808 | 2052.0008 | 2171.0408 | 2178.0008 | 2189.0408 | 2205.2408 | 2219.4008 | 2255.5208 | 2265.1208
2015 | CA | NPCC | - | Maritimes | MW | Anticipated Excess/Shortfall |  | 2220.3208 | 2214.3608 | 2166.5208 | 2074.2408 | 2193.2808 | 2200.2408 | 2211.2808 | 2227.4808 | 2241.6408 | 2277.7608 | 2287.3608
2015 | CA | NPCC | - | Maritimes | MW | Prospective Excess/Shortfall |  | 2239.9648 | 2234.0048 | 2186.1648 | 2093.8848 | 2212.9248 | 2219.8848 | 2230.9248 | 2247.1248 | 2261.2848 | 2297.4048 | 2307.0048
2015 | CA | NPCC | - | Maritimes | % | Existing-Certain and Net Firm Transfers Reserve Margin |  | 93.07% | 92.7% | 89.68% | 86.26% | 90.2% | 90.56% | 91.13% | 91.97% | 92.71% | 94.63% | 95.15%
2015 | CA | NPCC | - | Maritimes | % | Anticipated Reserve Margin |  | 93.48% | 93.1% | 90.4% | 86.98% | 90.92% | 91.28% | 91.85% | 92.7% | 93.44% | 95.37% | 95.89%
2015 | CA | NPCC | - | Maritimes | % | Prospective Reserve Margin |  | 94.13% | 93.75% | 91.04% | 87.61% | 91.56% | 91.92% | 92.49% | 93.34% | 94.08% | 96.02% | 96.54%
2015 | CA | NPCC | - | Maritimes | % | Reference Margin Level |  | 20% | 20% | 20% | 20% | 20% | 20% | 20% | 20% | 20% | 20% | 20%
2015 | US | NPCC | - | New England | MW | Energy Efficiency and Conservation |  | 1685.2 | 1838.5 | 2089 | 2305.6 | 2551 | 2782 | 3000 | 3205 | 3398 | 3579 | 3763
2015 | US | NPCC | - | New England | MW | Behind the Meter Generation |  | 144.5 | 236.6 | 309.4 | 341.7 | 369.3 | 393 | 412.8 | 426.2 | 438.8 | 450.5 | 461
2015 | US | NPCC | - | New England | MW | Distributed Generation |  | 0 | 0 | 0 | 0 | 0 | 0 | 0 | 0 | 0 | 0 | 0
2015 | US | NPCC | - | New England | MW | Total Internal Demand |  | 26566 | 26835 | 26977 | 27178 | 27310 | 27400 | 27487 | 27599 | 27733 | 27876 | 28019
2015 | US | NPCC | - | New England | MW | Controllable and Dispatchable Demand Response - Available |  | 638.393 | 921.861 | 897.148 | 647.26 | 647.26 | 647.26 | 647.26 | 647.26 | 647.26 | 647.26 | 647.26
2015 | US | NPCC | - | New England | MW | Net Internal Demand |  | 25927.607 | 25913.139 | 26079.852 | 26530.74 | 26662.74 | 26752.74 | 26839.74 | 26951.74 | 27085.74 | 27228.74 | 27371.74
2015 | US | NPCC | - | New England | MW | Behind the Meter Generation - Capacity |  | 0 | 0 | 0 | 0 | 0 | 0 | 0 | 0 | 0 | 0 | 0
2015 | US | NPCC | - | New England | MW | Other Capacity Adjustments - Additions |  | 8.248 | 54.8621 | 98.1416 | 116.9506 | 135.7545 | 152.7652 | 165.4662 | 173.362 | 180.9148 | 188.4675 | 188.4675
2015 | US | NPCC | - | New England | MW | Other Capacity Adjustments - Reductions |  | 0 | 0 | 0 | 0 | 0 | 0 | 0 | 0 | 0 | 0 | 0
2015 | US | NPCC | - | New England | MW | Confirmed Retirements |  | 0 | 0 | 1498.084 | 1503.111 | 1503.111 | 1503.111 | 1503.111 | 1503.111 | 1503.111 | 1503.111 | 1503.111
2015 | US | NPCC | - | New England | MW | Unconfirmed Retirements |  | 0 | 0 | 0 | 0 | 0 | 0 | 0 | 0 | 0 | 0 | 0
2015 | US | NPCC | - | New England | MW | Scheduled Outages |  | 356 | 0 | 0 | 0 | 0 | 0 | 0 | 0 | 0 | 0 | 0
2015 | US | NPCC | - | New England | MW | Transmission Limitations |  | 0 | 0 | 0 | 0 | 0 | 0 | 0 | 0 | 0 | 0 | 0
2015 | US | NPCC | - | New England | MW | Existing-Certain |  | 30392.5782 | 30774.7923 | 29319.9878 | 29333.7698 | 29352.5737 | 29369.5844 | 29382.2854 | 29390.1812 | 29397.734 | 29405.2867 | 29405.2867
2015 | US | NPCC | - | New England | MW | Existing-Other |  | 0 | 0 | 0 | 0 | 0 | 0 | 0 | 0 | 0 | 0 | 0
2015 | US | NPCC | - | New England | MW | Additions - Tier 1 |  | 0 | 87.0665 | 774.9165 | 1785.0305 | 1785.0305 | 1785.0305 | 1785.0305 | 1785.0305 | 1785.0305 | 1785.0305 | 1785.0305
2015 | US | NPCC | - | New England | MW | Additions - Tier 2 |  | 25.14 | 192.304 | 908.0705 | 2685.7215 | 4610.3565 | 4640.3865 | 4640.3865 | 4640.3865 | 4640.3865 | 4640.3865 | 4640.3865
2015 | US | NPCC | - | New England | MW | Additions - Tier 3 |  | 0 | 0 | 0 | 0 | 0 | 0 | 0 | 0 | 0 | 0 | 0
2015 | US | NPCC | - | New England | MW | Firm Imports |  | 1337.037 | 1616.401 | 1267.034 | 1479 | 95 | 95 | 89 | 89 | 89 | 89 | 89
2015 | US | NPCC | - | New England | MW | Firm Exports |  | 100 | 100 | 100 | 100 | 100 | 100 | 100 | 100 | 100 | 100 | 100
2015 | US | NPCC | - | New England | MW | Net Firm Capacity Transfers |  | 1237.037 | 1516.401 | 1167.034 | 1379 | -5 | -5 | -11 | -11 | -11 | -11 | -11
2015 | US | NPCC | - | New England | MW | Expected Imports |  | 0 | 0 | 0 | 0 | 0 | 0 | 0 | 0 | 0 | 0 | 0
2015 | US | NPCC | - | New England | MW | Expected Exports |  | 0 | 0 | 0 | 0 | 0 | 0 | 0 | 0 | 0 | 0 | 0
2015 | US | NPCC | - | New England | MW | Net Expected Transfers |  | 0 | 0 | 0 | 0 | 0 | 0 | 0 | 0 | 0 | 0 | 0
2015 | US | NPCC | - | New England | MW | Existing-Certain & Net Firm Transfers |  | 31629.6152 | 32291.1933 | 30487.0218 | 30712.7698 | 29347.5737 | 29364.5844 | 29371.2854 | 29379.1812 | 29386.734 | 29394.2867 | 29394.2867
2015 | US | NPCC | - | New England | MW | Anticipated Resources |  | 31629.6152 | 32378.2598 | 31261.9383 | 32497.8003 | 31132.6042 | 31149.6149 | 31156.3159 | 31164.2117 | 31171.7645 | 31179.3172 | 31179.3172
2015 | US | NPCC | - | New England | MW | Prospective Resources |  | 31654.7552 | 32570.5638 | 32170.0088 | 35183.5218 | 35742.9607 | 35790.0014 | 35796.7024 | 35804.5982 | 35812.151 | 35819.7037 | 35819.7037
2015 | US | NPCC | - | New England | MW | Existing-Certain and Net Firm Transfers Excess/Shortfall |  | 1374.6906 | 2255.2739 | 487.368 | 483.6447 | -1127.9381 | -1213.7974 | -1306.5374 | -1426.6576 | -1572.2668 | -1728.1631 | -1891.6121
2015 | US | NPCC | - | New England | MW | Anticipated Excess/Shortfall |  | 1374.6906 | 2342.3404 | 1262.2845 | 2268.6752 | 657.0924 | 571.2331 | 478.4931 | 358.3729 | 212.7637 | 56.8674 | -106.5816
2015 | US | NPCC | - | New England | MW | Prospective Excess/Shortfall |  | 1399.8306 | 2534.6444 | 2170.355 | 4954.3967 | 5267.4489 | 5211.6196 | 5118.8796 | 4998.7594 | 4853.1502 | 4697.2539 | 4533.8049
2015 | US | NPCC | - | New England | % | Existing-Certain and Net Firm Transfers Reserve Margin |  | 21.99% | 24.61% | 16.9% | 15.76% | 10.07% | 9.763% | 9.432% | 9.007% | 8.495% | 7.953% | 7.389%
2015 | US | NPCC | - | New England | % | Anticipated Reserve Margin |  | 21.99% | 24.95% | 19.87% | 22.49% | 16.76% | 16.44% | 16.08% | 15.63% | 15.09% | 14.51% | 13.91%
2015 | US | NPCC | - | New England | % | Prospective Reserve Margin |  | 22.09% | 25.69% | 23.35% | 32.61% | 34.06% | 33.78% | 33.37% | 32.85% | 32.22% | 31.55% | 30.86%
2015 | US | NPCC | - | New England | % | Reference Margin Level |  | 16.69% | 15.91% | 15.03% | 13.94% | 14.3% | 14.3% | 14.3% | 14.3% | 14.3% | 14.3% | 14.3%
2015 | US | NPCC | - | New York | MW | Energy Efficiency and Conservation |  | 265 | 638 | 917 | 1127 | 1279 | 1428 | 1558 | 1657 | 1747 | 1831 | 1939
2015 | US | NPCC | - | New York | MW | Behind the Meter Generation |  | 65 | 195 | 281 | 373 | 465 | 553 | 645 | 718 | 763 | 789 | 799
2015 | US | NPCC | - | New York | MW | Distributed Generation |  | 0 | 0 | 0 | 0 | 0 | 0 | 0 | 0 | 0 | 0 | 0
2015 | US | NPCC | - | New York | MW | Total Internal Demand |  | 33567 | 33636 | 33779 | 33882 | 34119 | 34309 | 34469 | 34639 | 34823 | 35010 | 35219
2015 | US | NPCC | - | New York | MW | Controllable and Dispatchable Demand Response - Available |  | 1124.4 | 1124.4 | 1124.4 | 1124.4 | 1124.4 | 1124.4 | 1124.4 | 1124.4 | 1124.4 | 1124.4 | 1124.4
2015 | US | NPCC | - | New York | MW | Net Internal Demand |  | 32442.6 | 32511.6 | 32654.6 | 32757.6 | 32994.6 | 33184.6 | 33344.6 | 33514.6 | 33698.6 | 33885.6 | 34094.6
2015 | US | NPCC | - | New York | MW | Behind the Meter Generation - Capacity |  | 0 | 0 | 0 | 0 | 0 | 0 | 0 | 0 | 0 | 0 | 0
2015 | US | NPCC | - | New York | MW | Other Capacity Adjustments - Additions |  | 0 | 0 | 0 | 0 | 0 | 0 | 0 | 0 | 0 | 0 | 0
2015 | US | NPCC | - | New York | MW | Other Capacity Adjustments - Reductions |  | 0 | 0 | 0 | 0 | 0 | 0 | 0 | 0 | 0 | 0 | 0
2015 | US | NPCC | - | New York | MW | Confirmed Retirements |  | 0 | 0 | 304.3 | 304.3 | 304.3 | 304.3 | 304.3 | 304.3 | 304.3 | 304.3 | 304.3
2015 | US | NPCC | - | New York | MW | Unconfirmed Retirements |  | 0 | 0 | 0 | 0 | 0 | 0 | 0 | 0 | 0 | 0 | 0
2015 | US | NPCC | - | New York | MW | Scheduled Outages |  | 0 | 0 | 0 | 0 | 0 | 0 | 0 | 0 | 0 | 0 | 0
2015 | US | NPCC | - | New York | MW | Transmission Limitations |  | 0 | 0 | 0 | 0 | 0 | 0 | 0 | 0 | 0 | 0 | 0
2015 | US | NPCC | - | New York | MW | Existing-Certain |  | 38664.5 | 38664.5 | 38360.2 | 38360.2 | 38360.2 | 38360.2 | 38360.2 | 38360.2 | 38360.2 | 38360.2 | 38360.2
2015 | US | NPCC | - | New York | MW | Existing-Other |  | 0 | 0 | 0 | 0 | 0 | 0 | 0 | 0 | 0 | 0 | 0
2015 | US | NPCC | - | New York | MW | Additions - Tier 1 |  | 374.4 | 734.4 | 753.4 | 753.4 | 753.4 | 753.4 | 753.4 | 753.4 | 753.4 | 753.4 | 753.4
2015 | US | NPCC | - | New York | MW | Additions - Tier 2 |  | 106.3 | 941.9 | 1784.9 | 2046.8 | 2303.1 | 2303.1 | 2303.1 | 2303.1 | 2303.1 | 2303.1 | 2303.1
2015 | US | NPCC | - | New York | MW | Additions - Tier 3 |  | 100 | 1926.6 | 2246.4 | 2297.4 | 2387.4 | 2387.4 | 2387.4 | 2387.4 | 2387.4 | 2387.4 | 2387.4
2015 | US | NPCC | - | New York | MW | Firm Imports |  | 2549 | 2520 | 2520 | 2520 | 2520 | 2520 | 2520 | 2520 | 2520 | 2520 | 2520
2015 | US | NPCC | - | New York | MW | Firm Exports |  | 1102.6 | 1372.6 | 964.6 | 1340.6 | 286.6 | 286.6 | 286.6 | 286.6 | 286.6 | 286.6 | 286.6
2015 | US | NPCC | - | New York | MW | Net Firm Capacity Transfers |  | 1446.4 | 1147.4 | 1555.4 | 1179.4 | 2233.4 | 2233.4 | 2233.4 | 2233.4 | 2233.4 | 2233.4 | 2233.4
2015 | US | NPCC | - | New York | MW | Expected Imports |  | 0 | 0 | 0 | 0 | 0 | 0 | 0 | 0 | 0 | 0 | 0
2015 | US | NPCC | - | New York | MW | Expected Exports |  | 0 | 0 | 0 | 0 | 0 | 0 | 0 | 0 | 0 | 0 | 0
2015 | US | NPCC | - | New York | MW | Net Expected Transfers |  | 0 | 0 | 0 | 0 | 0 | 0 | 0 | 0 | 0 | 0 | 0
2015 | US | NPCC | - | New York | MW | Existing-Certain & Net Firm Transfers |  | 40110.9 | 39811.9 | 39915.6 | 39539.6 | 40593.6 | 40593.6 | 40593.6 | 40593.6 | 40593.6 | 40593.6 | 40593.6
2015 | US | NPCC | - | New York | MW | Anticipated Resources |  | 40485.3 | 40546.3 | 40669 | 40293 | 41347 | 41347 | 41347 | 41347 | 41347 | 41347 | 41347
2015 | US | NPCC | - | New York | MW | Prospective Resources |  | 40591.6 | 41488.2 | 42453.9 | 42339.8 | 43650.1 | 43650.1 | 43650.1 | 43650.1 | 43650.1 | 43650.1 | 43650.1
2015 | US | NPCC | - | New York | MW | Existing-Certain and Net Firm Transfers Excess/Shortfall |  | 2153.058 | 1773.328 | 1709.718 | 1213.208 | 1989.918 | 1767.618 | 1580.418 | 1381.518 | 1166.238 | 947.448 | 702.918
2015 | US | NPCC | - | New York | MW | Anticipated Excess/Shortfall |  | 2527.458 | 2507.728 | 2463.118 | 1966.608 | 2743.318 | 2521.018 | 2333.818 | 2134.918 | 1919.638 | 1700.848 | 1456.318
2015 | US | NPCC | - | New York | MW | Prospective Excess/Shortfall |  | 2633.758 | 3449.628 | 4248.018 | 4013.408 | 5046.418 | 4824.118 | 4636.918 | 4438.018 | 4222.738 | 4003.948 | 3759.418
2015 | US | NPCC | - | New York | % | Existing-Certain and Net Firm Transfers Reserve Margin |  | 23.64% | 22.45% | 22.24% | 20.7% | 23.03% | 22.33% | 21.74% | 21.12% | 20.46% | 19.8% | 19.06%
2015 | US | NPCC | - | New York | % | Anticipated Reserve Margin |  | 24.79% | 24.71% | 24.54% | 23% | 25.31% | 24.6% | 24% | 23.37% | 22.7% | 22.02% | 21.27%
2015 | US | NPCC | - | New York | % | Prospective Reserve Margin |  | 25.12% | 27.61% | 30.01% | 29.25% | 32.29% | 31.54% | 30.91% | 30.24% | 29.53% | 28.82% | 28.03%
2015 | US | NPCC | - | New York | % | Reference Margin Level |  | 17% | 17% | 17% | 17% | 17% | 17% | 17% | 17% | 17% | 17% | 17%
2015 | CA | NPCC | - | Ontario | MW | Energy Efficiency and Conservation |  | 263.52 | 473.4717 | 584.2843 | 842.5134 | 1216.9577 | 1626.1733 | 1999.6115 | 2362.0197 | 2770.671 | 3178.6028 | 3607.1569
2015 | CA | NPCC | - | Ontario | MW | Behind the Meter Generation |  | 0 | 0 | 0 | 0 | 0 | 0 | 0 | 0 | 0 | 0 | 0
2015 | CA | NPCC | - | Ontario | MW | Distributed Generation |  | 595.6333 | 957.2793 | 1368.8944 | 1582.6735 | 1722.3805 | 1797.3992 | 1457.0038 | 1261.1894 | 1760.9505 | 1885.8336 | 1879.4522
2015 | CA | NPCC | - | Ontario | MW | Total Internal Demand |  | 22888.49 | 22848.71 | 22819.259 | 22789.8081 | 22668.9316 | 22521.585 | 22479.0481 | 22759.8459 | 22976.4311 | 22919.9506 | 23135.112
2015 | CA | NPCC | - | Ontario | MW | Controllable and Dispatchable Demand Response - Available |  | 575.9311 | 575.9311 | 575.9311 | 575.9311 | 575.9311 | 675.9311 | 825.9311 | 975.9311 | 1175.9311 | 1375.9311 | 1565.9311
2015 | CA | NPCC | - | Ontario | MW | Net Internal Demand |  | 22312.5589 | 22272.7789 | 22243.328 | 22213.877 | 22093.0006 | 21845.6539 | 21653.1171 | 21783.9148 | 21800.5 | 21544.0195 | 21569.1809
2015 | CA | NPCC | - | Ontario | MW | Behind the Meter Generation - Capacity |  | 0 | 0 | 0 | 0 | 0 | 0 | 0 | 0 | 0 | 0 | 0
2015 | CA | NPCC | - | Ontario | MW | Other Capacity Adjustments - Additions |  | 0 | 0 | 0 | 0 | 0 | 0 | 0 | 0 | 0 | 0 | 0
2015 | CA | NPCC | - | Ontario | MW | Other Capacity Adjustments - Reductions |  | 0 | 0 | 0 | 0 | 0 | 0 | 0 | 0 | 0 | 0 | 0
2015 | CA | NPCC | - | Ontario | MW | Confirmed Retirements |  | 40 | 40 | 40 | 40 | 40 | 40 | 1443.17 | 2094.82 | 2832.86 | 3167.38 | 3167.38
2015 | CA | NPCC | - | Ontario | MW | Unconfirmed Retirements |  | 0 | 0 | 103.8 | 183.8 | 364.2 | 426 | 3520 | 3638 | 3690.66 | 3690.66 | 3690.66
2015 | CA | NPCC | - | Ontario | MW | Scheduled Outages |  | 1239 | 2184 | 1628 | 1628 | 2384 | 2384 | 2512 | 2512 | 2571 | 1693 | 2505
2015 | CA | NPCC | - | Ontario | MW | Transmission Limitations |  | 372 | 261 | 300 | 300 | 300 | 150 | 150 | 150 | 150 | 150 | 150
2015 | CA | NPCC | - | Ontario | MW | Existing-Certain |  | 26878.3099 | 26044.3099 | 26561.3099 | 26561.3099 | 25805.3099 | 25955.3099 | 25827.3099 | 25827.3099 | 25768.3099 | 26646.3099 | 25834.3099
2015 | CA | NPCC | - | Ontario | MW | Existing-Other |  | 0 | 0 | 0 | 0 | 0 | 0 | 0 | 0 | 0 | 0 | 0
2015 | CA | NPCC | - | Ontario | MW | Additions - Tier 1 |  | 43.5 | 504.0395 | 712.199 | 844.989 | 1739.869 | 1792.899 | 1831.371 | 1831.371 | 1884.271 | 1884.271 | 1992.6691
2015 | CA | NPCC | - | Ontario | MW | Additions - Tier 2 |  | 0 | 0 | 0 | 0 | 0 | 0 | 0 | 0 | 0 | 0 | 0
2015 | CA | NPCC | - | Ontario | MW | Additions - Tier 3 |  | 0 | 0 | 0 | 0 | 0 | 0 | 3653.17 | 2901.65 | 2988.04 | 2584.52 | 2250
2015 | CA | NPCC | - | Ontario | MW | Firm Imports |  | 0 | 0 | 0 | 0 | 0 | 0 | 0 | 0 | 0 | 0 | 0
2015 | CA | NPCC | - | Ontario | MW | Firm Exports |  | 0 | 0 | 0 | 0 | 0 | 0 | 0 | 0 | 0 | 0 | 0
2015 | CA | NPCC | - | Ontario | MW | Net Firm Capacity Transfers |  | 0 | 0 | 0 | 0 | 0 | 0 | 0 | 0 | 0 | 0 | 0
2015 | CA | NPCC | - | Ontario | MW | Expected Imports |  | 0 | 0 | 0 | 0 | 0 | 0 | 0 | 0 | 0 | 0 | 0
2015 | CA | NPCC | - | Ontario | MW | Expected Exports |  | 0 | 0 | 0 | 0 | 0 | 0 | 0 | 0 | 0 | 0 | 0
2015 | CA | NPCC | - | Ontario | MW | Net Expected Transfers |  | 0 | 0 | 0 | 0 | 0 | 0 | 0 | 0 | 0 | 0 | 0
2015 | CA | NPCC | - | Ontario | MW | Existing-Certain & Net Firm Transfers |  | 26878.3099 | 26044.3099 | 26561.3099 | 26561.3099 | 25805.3099 | 25955.3099 | 25827.3099 | 25827.3099 | 25768.3099 | 26646.3099 | 25834.3099
2015 | CA | NPCC | - | Ontario | MW | Anticipated Resources |  | 26921.8099 | 26548.3495 | 27273.5089 | 27406.299 | 27545.179 | 27748.209 | 27658.681 | 27658.681 | 27652.5809 | 28530.5809 | 27826.9791
2015 | CA | NPCC | - | Ontario | MW | Prospective Resources |  | 26921.8099 | 26548.3495 | 27169.709 | 27222.499 | 27180.979 | 27322.209 | 24138.681 | 24020.681 | 23961.9209 | 24839.9209 | 24136.3191
2015 | CA | NPCC | - | Ontario | MW | Existing-Certain and Net Firm Transfers Excess/Shortfall |  | 306.2835 | -175.2054 | 225.2097 | 149.0102 | -268.8493 | -259.4748 | -156.4305 | -313.3879 | -392.2901 | 793.4865 | -48.7071
2015 | CA | NPCC | - | Ontario | MW | Anticipated Excess/Shortfall |  | 349.7835 | 328.8341 | 937.4087 | 993.9992 | 1471.0197 | 1533.4242 | 1674.9405 | 1517.9831 | 1491.9809 | 2677.7575 | 1943.962
2015 | CA | NPCC | - | Ontario | MW | Prospective Excess/Shortfall |  | 349.7835 | 328.8341 | 833.6087 | 810.1992 | 1106.8197 | 1107.4242 | -1845.0595 | -2120.0169 | -2198.6791 | -1012.9025 | -1746.698
2015 | CA | NPCC | - | Ontario | % | Existing-Certain and Net Firm Transfers Reserve Margin |  | 20.46% | 16.93% | 19.41% | 19.57% | 16.8% | 18.81% | 19.28% | 18.56% | 18.2% | 23.68% | 19.77%
2015 | CA | NPCC | - | Ontario | % | Anticipated Reserve Margin |  | 20.66% | 19.2% | 22.61% | 23.37% | 24.68% | 27.02% | 27.74% | 26.97% | 26.84% | 32.43% | 29.01%
2015 | CA | NPCC | - | Ontario | % | Prospective Reserve Margin |  | 20.66% | 19.2% | 22.15% | 22.55% | 23.03% | 25.07% | 11.48% | 10.27% | 9.915% | 15.3% | 11.9%
2015 | CA | NPCC | - | Ontario | % | Reference Margin Level |  | 19.09% | 17.72% | 18.4% | 18.9% | 18.02% | 20% | 20% | 20% | 20% | 20% | 20%
2015 | CA | NPCC | - | Quebec | MW | Energy Efficiency and Conservation |  | 70 | 120 | 150 | 190 | 240 | 280 | 330 | 390 | 450 | 520 | 600
2015 | CA | NPCC | - | Quebec | MW | Behind the Meter Generation |  | 0 | 0 | 0 | 0 | 0 | 0 | 0 | 0 | 0 | 0 | 0
2015 | CA | NPCC | - | Quebec | MW | Distributed Generation |  | 0 | 0 | 0 | 0 | 0 | 0 | 0 | 0 | 0 | 0 | 0
2015 | CA | NPCC | - | Quebec | MW | Total Internal Demand |  | 21155.2656 | 20833.0318 | 20954.1929 | 21042.4539 | 21170.5635 | 21297.6342 | 21411.4303 | 21556.0753 | 21724.4553 | 21886.0983 | 22012.7525
2015 | CA | NPCC | - | Quebec | MW | Controllable and Dispatchable Demand Response - Available |  | 0 | 0 | 0 | 0 | 0 | 0 | 0 | 0 | 0 | 0 | 0
2015 | CA | NPCC | - | Quebec | MW | Net Internal Demand |  | 21155.2656 | 20833.0318 | 20954.1929 | 21042.4539 | 21170.5635 | 21297.6342 | 21411.4303 | 21556.0753 | 21724.4553 | 21886.0983 | 22012.7525
2015 | CA | NPCC | - | Quebec | MW | Behind the Meter Generation - Capacity |  | 0 | 0 | 0 | 0 | 0 | 0 | 0 | 0 | 0 | 0 | 0
2015 | CA | NPCC | - | Quebec | MW | Other Capacity Adjustments - Additions |  | 0 | 0 | 0 | 0 | 0 | 0 | 0 | 0 | 0 | 0 | 0
2015 | CA | NPCC | - | Quebec | MW | Other Capacity Adjustments - Reductions |  | 0 | 0 | 0 | 0 | 0 | 0 | 0 | 0 | 0 | 0 | 0
2015 | CA | NPCC | - | Quebec | MW | Confirmed Retirements |  | 0 | 0 | 0 | 0 | 0 | 0 | 0 | 0 | 0 | 0 | 0
2015 | CA | NPCC | - | Quebec | MW | Unconfirmed Retirements |  | 0 | 0 | 0 | 0 | 0 | 0 | 0 | 0 | 0 | 0 | 0
2015 | CA | NPCC | - | Quebec | MW | Scheduled Outages |  | 0 | 0 | 0 | 0 | 0 | 0 | 0 | 0 | 0 | 0 | 0
2015 | CA | NPCC | - | Quebec | MW | Transmission Limitations |  | 0 | 0 | 0 | 0 | 0 | 0 | 0 | 0 | 0 | 0 | 0
2015 | CA | NPCC | - | Quebec | MW | Existing-Certain |  | 33466.4868 | 33474.4868 | 33486.4868 | 33492.4868 | 33492.4868 | 33522.4868 | 33552.4868 | 33552.4868 | 33552.4868 | 33587.4868 | 33622.4868
2015 | CA | NPCC | - | Quebec | MW | Existing-Other |  | 0 | 0 | 0 | 0 | 0 | 0 | 0 | 0 | 0 | 0 | 0
2015 | CA | NPCC | - | Quebec | MW | Additions - Tier 1 |  | 0 | 307.75 | 415.65 | 872.65 | 872.65 | 872.65 | 1117.65 | 1117.65 | 1117.65 | 1117.65 | 1117.65
2015 | CA | NPCC | - | Quebec | MW | Additions - Tier 2 |  | 0 | 0 | 0 | 0 | 0 | 0 | 0 | 0 | 0 | 0 | 0
2015 | CA | NPCC | - | Quebec | MW | Additions - Tier 3 |  | 0 | 0 | 0 | 0 | 0 | 0 | 0 | 0 | 0 | 0 | 0
2015 | CA | NPCC | - | Quebec | MW | Firm Imports |  | 0 | 0 | 0 | 0 | 0 | 0 | 0 | 0 | 0 | 0 | 0
2015 | CA | NPCC | - | Quebec | MW | Firm Exports |  | 1969 | 1938 | 1646 | 1559 | 1047 | 1047 | 1047 | 1047 | 1047 | 1047 | 1047
2015 | CA | NPCC | - | Quebec | MW | Net Firm Capacity Transfers |  | -1969 | -1938 | -1646 | -1559 | -1047 | -1047 | -1047 | -1047 | -1047 | -1047 | -1047
2015 | CA | NPCC | - | Quebec | MW | Expected Imports |  | 0 | 0 | 0 | 0 | 0 | 0 | 0 | 0 | 0 | 0 | 0
2015 | CA | NPCC | - | Quebec | MW | Expected Exports |  | 0 | 0 | 0 | 0 | 0 | 0 | 0 | 0 | 0 | 0 | 0
2015 | CA | NPCC | - | Quebec | MW | Net Expected Transfers |  | 0 | 0 | 0 | 0 | 0 | 0 | 0 | 0 | 0 | 0 | 0
2015 | CA | NPCC | - | Quebec | MW | Existing-Certain & Net Firm Transfers |  | 31497.4868 | 31536.4868 | 31840.4868 | 31933.4868 | 32445.4868 | 32475.4868 | 32505.4868 | 32505.4868 | 32505.4868 | 32540.4868 | 32575.4868
2015 | CA | NPCC | - | Quebec | MW | Anticipated Resources |  | 31497.4868 | 31844.2368 | 32256.1368 | 32806.1368 | 33318.1368 | 33348.1368 | 33623.1368 | 33623.1368 | 33623.1368 | 33658.1368 | 33693.1368
2015 | CA | NPCC | - | Quebec | MW | Prospective Resources |  | 31497.4868 | 31844.2368 | 32256.1368 | 32806.1368 | 33318.1368 | 33348.1368 | 33623.1368 | 33623.1368 | 33623.1368 | 33658.1368 | 33693.1368
2015 | CA | NPCC | - | Quebec | MW | Existing-Certain and Net Firm Transfers Excess/Shortfall |  | 7867.0551 | 8286.8232 | 8371.7907 | 8281.7685 | 8565.0911 | 8451.7554 | 8353.3933 | 8190.2338 | 8000.3012 | 7852.9679 | 7745.1019
2015 | CA | NPCC | - | Quebec | MW | Anticipated Excess/Shortfall |  | 7867.0551 | 8594.5732 | 8787.4407 | 9154.4185 | 9437.7411 | 9324.4054 | 9471.0433 | 9307.8838 | 9117.9512 | 8970.6179 | 8862.7519
2015 | CA | NPCC | - | Quebec | MW | Prospective Excess/Shortfall |  | 7867.0551 | 8594.5732 | 8787.4407 | 9154.4185 | 9437.7411 | 9324.4054 | 9471.0433 | 9307.8838 | 9117.9512 | 8970.6179 | 8862.7519
2015 | CA | NPCC | - | Quebec | % | Existing-Certain and Net Firm Transfers Reserve Margin |  | 48.89% | 51.38% | 51.95% | 51.76% | 53.26% | 52.48% | 51.81% | 50.8% | 49.63% | 48.68% | 47.98%
2015 | CA | NPCC | - | Quebec | % | Anticipated Reserve Margin |  | 48.89% | 52.85% | 53.94% | 55.9% | 57.38% | 56.58% | 57.03% | 55.98% | 54.77% | 53.79% | 53.06%
2015 | CA | NPCC | - | Quebec | % | Prospective Reserve Margin |  | 48.89% | 52.85% | 53.94% | 55.9% | 57.38% | 56.58% | 57.03% | 55.98% | 54.77% | 53.79% | 53.06%
2015 | CA | NPCC | - | Quebec | % | Reference Margin Level |  | 11.7% | 11.6% | 12% | 12.4% | 12.8% | 12.8% | 12.8% | 12.8% | 12.8% | 12.8% | 12.8%
2015 | US | RF | - | PJM | MW | Energy Efficiency and Conservation |  | 763 | 976 | 1233 | 1233 | 1233 | 1233 | 1233 | 1233 | 1233 | 1233 | 1233
2015 | US | RF | - | PJM | MW | Behind the Meter Generation |  | 0 | 0 | 0 | 0 | 0 | 0 | 0 | 0 | 0 | 0 | 0
2015 | US | RF | - | PJM | MW | Distributed Generation |  | 0 | 0 | 0 | 0 | 0 | 0 | 0 | 0 | 0 | 0 | 0
2015 | US | RF | - | PJM | MW | Total Internal Demand |  | 155544 | 157912 | 159808 | 161128 | 162618 | 164443 | 165764 | 166902 | 168399 | 169706 | 171580
2015 | US | RF | - | PJM | MW | Controllable and Dispatchable Demand Response - Available |  | 7777.2 | 7895.6 | 7990.4 | 8056.4 | 8130.9 | 8222.15 | 8288.2 | 8345.1 | 8419.95 | 8485.3 | 8579
2015 | US | RF | - | PJM | MW | Net Internal Demand |  | 147766.8 | 150016.4 | 151817.6 | 153071.6 | 154487.1 | 156220.85 | 157475.8 | 158556.9 | 159979.05 | 161220.7 | 163001
2015 | US | RF | - | PJM | MW | Behind the Meter Generation - Capacity |  | 0 | 0 | 0 | 0 | 0 | 0 | 0 | 0 | 0 | 0 | 0
2015 | US | RF | - | PJM | MW | Other Capacity Adjustments - Additions |  | 0 | 0 | 0 | 0 | 0 | 0 | 0 | 0 | 0 | 0 | 0
2015 | US | RF | - | PJM | MW | Other Capacity Adjustments - Reductions |  | 0 | 0 | 0 | 0 | 0 | 0 | 0 | 0 | 0 | 0 | 0
2015 | US | RF | - | PJM | MW | Confirmed Retirements |  | 4058.2 | 4898.7 | 5383.3 | 5546.3 | 6799.8 | 6917.8 | 6917.8 | 6917.8 | 6917.8 | 6917.8 | 6917.8
2015 | US | RF | - | PJM | MW | Unconfirmed Retirements |  | 0 | 0 | 0 | 0 | 0 | 0 | 0 | 0 | 0 | 0 | 0
2015 | US | RF | - | PJM | MW | Scheduled Outages |  | 0 | 0 | 0 | 0 | 0 | 0 | 0 | 0 | 0 | 0 | 0
2015 | US | RF | - | PJM | MW | Transmission Limitations |  | 0 | 0 | 0 | 0 | 0 | 0 | 0 | 0 | 0 | 0 | 0
2015 | US | RF | - | PJM | MW | Existing-Certain |  | 174135.5 | 174438.6 | 175243.6 | 175072.54 | 173651.04 | 173533.04 | 173533.04 | 173533.04 | 173533.04 | 173533.04 | 173533.04
2015 | US | RF | - | PJM | MW | Existing-Other |  | 0 | 0 | 0 | 106.6 | 106.6 | 106.6 | 106.6 | 106.6 | 106.6 | 106.6 | 106.6
2015 | US | RF | - | PJM | MW | Additions - Tier 1 |  | 0 | 5569.6 | 12561.34 | 19959.196 | 21589.196 | 21589.196 | 21589.196 | 21589.196 | 21589.196 | 23159.196 | 23159.196
2015 | US | RF | - | PJM | MW | Additions - Tier 2 |  | 17961.97 | 20477.12 | 23483 | 25305.3 | 27005.3 | 27005.3 | 27005.3 | 27005.3 | 27005.3 | 27005.3 | 27005.3
2015 | US | RF | - | PJM | MW | Additions - Tier 3 |  | 0 | 0 | 0 | 0 | 0 | 0 | 0 | 0 | 0 | 0 | 0
2015 | US | RF | - | PJM | MW | Firm Imports |  | 5593 | 8124 | 6697 | 6619 | 6619 | 6619 | 6619 | 6619 | 6619 | 6619 | 6619
2015 | US | RF | - | PJM | MW | Firm Exports |  | 321 | 321 | 321 | 321 | 321 | 321 | 321 | 321 | 321 | 321 | 321
2015 | US | RF | - | PJM | MW | Net Firm Capacity Transfers |  | 5272 | 7803 | 6376 | 6298 | 6298 | 6298 | 6298 | 6298 | 6298 | 6298 | 6298
2015 | US | RF | - | PJM | MW | Expected Imports |  | 0 | 0 | 0 | 5358 | 5358 | 5358 | 5358 | 5358 | 5358 | 5358 | 5358
2015 | US | RF | - | PJM | MW | Expected Exports |  | 0 | 0 | 0 | 1400 | 1400 | 1400 | 1400 | 1400 | 1400 | 1400 | 1400
2015 | US | RF | - | PJM | MW | Net Expected Transfers |  | 0 | 0 | 0 | 3958 | 3958 | 3958 | 3958 | 3958 | 3958 | 3958 | 3958
2015 | US | RF | - | PJM | MW | Existing-Certain & Net Firm Transfers |  | 179407.5 | 182241.6 | 181619.6 | 181370.54 | 179949.04 | 179831.04 | 179831.04 | 179831.04 | 179831.04 | 179831.04 | 179831.04
2015 | US | RF | - | PJM | MW | Anticipated Resources |  | 179407.5 | 187811.2 | 194180.94 | 201329.736 | 201538.236 | 201420.236 | 201420.236 | 201420.236 | 201420.236 | 202990.236 | 202990.236
2015 | US | RF | - | PJM | MW | Prospective Resources |  | 197369.47 | 208288.32 | 217663.94 | 230699.636 | 232608.136 | 232490.136 | 232490.136 | 232490.136 | 232490.136 | 234060.136 | 234060.136
2015 | US | RF | - | PJM | MW | Existing-Certain and Net Firm Transfers Excess/Shortfall |  | 8589.0792 | 8972.658 | 5966.6368 | 4266.6988 | 1207.4653 | -916.4835 | -2368.4606 | -3619.2933 | -5264.7209 | -6701.3099 | -8761.117
2015 | US | RF | - | PJM | MW | Anticipated Excess/Shortfall |  | 8589.0792 | 14542.258 | 18527.9768 | 24225.8948 | 22796.6613 | 20672.7125 | 19220.7354 | 17969.9027 | 16324.4751 | 16457.8861 | 14398.079
2015 | US | RF | - | PJM | MW | Prospective Excess/Shortfall |  | 26551.0492 | 35019.378 | 42010.9768 | 53595.7948 | 53866.5613 | 51742.6125 | 50290.6354 | 49039.8027 | 47394.3751 | 47527.7861 | 45467.979
2015 | US | RF | - | PJM | % | Existing-Certain and Net Firm Transfers Reserve Margin |  | 21.41% | 21.48% | 19.63% | 18.49% | 16.48% | 15.11% | 14.2% | 13.42% | 12.41% | 11.54% | 10.33%
2015 | US | RF | - | PJM | % | Anticipated Reserve Margin |  | 21.41% | 25.19% | 27.9% | 31.53% | 30.46% | 28.93% | 27.91% | 27.03% | 25.9% | 25.91% | 24.53%
2015 | US | RF | - | PJM | % | Prospective Reserve Margin |  | 33.57% | 38.84% | 43.37% | 50.71% | 50.57% | 48.82% | 47.64% | 46.63% | 45.33% | 45.18% | 43.59%
2015 | US | RF | - | PJM | % | Reference Margin Level |  | 15.6% | 15.5% | 15.7% | 15.7% | 15.7% | 15.7% | 15.7% | 15.7% | 15.7% | 15.7% | 15.7%
2015 | US | SERC | - | SERC-E | MW | Energy Efficiency and Conservation |  | 272 | 385 | 515 | 640 | 766 | 898 | 1038 | 1187 | 1342 | 1491 | 1643
2015 | US | SERC | - | SERC-E | MW | Behind the Meter Generation |  | 0 | 0 | 0 | 0 | 0 | 0 | 0 | 0 | 0 | 0 | 0
2015 | US | SERC | - | SERC-E | MW | Distributed Generation |  | 0 | 0 | 0 | 0 | 0 | 0 | 0 | 0 | 0 | 0 | 0
2015 | US | SERC | - | SERC-E | MW | Total Internal Demand |  | 42825 | 43370 | 44006 | 44553 | 45191 | 45831 | 46503 | 47176 | 47868 | 48576 | 49279
2015 | US | SERC | - | SERC-E | MW | Controllable and Dispatchable Demand Response - Available |  | 959 | 978 | 984 | 991 | 994 | 996 | 999 | 1002 | 1005 | 1008 | 1011
2015 | US | SERC | - | SERC-E | MW | Net Internal Demand |  | 41866 | 42392 | 43022 | 43562 | 44197 | 44835 | 45504 | 46174 | 46863 | 47568 | 48268
2015 | US | SERC | - | SERC-E | MW | Behind the Meter Generation - Capacity |  | 0 | 0 | 0 | 0 | 0 | 0 | 0 | 0 | 0 | 0 | 0
2015 | US | SERC | - | SERC-E | MW | Other Capacity Adjustments - Additions |  | 0 | 0 | 0 | 0 | 0 | 0 | 0 | 0 | 0 | 0 | 0
2015 | US | SERC | - | SERC-E | MW | Other Capacity Adjustments - Reductions |  | 0 | 0 | 0 | 0 | 0 | 0 | 0 | 0 | 0 | 0 | 0
2015 | US | SERC | - | SERC-E | MW | Confirmed Retirements |  | 2596.9 | 2596.9 | 2596.9 | 2596.9 | 2596.9 | 2941.9 | 2941.9 | 2941.9 | 2941.9 | 2941.9 | 2941.9
2015 | US | SERC | - | SERC-E | MW | Unconfirmed Retirements |  | 0 | 0 | 0 | 0 | 0 | 0 | 0 | 0 | 0 | 0 | 0
2015 | US | SERC | - | SERC-E | MW | Scheduled Outages |  | 310 | 376 | 376 | 229 | 200 | 200 | 279 | 79 | 79 | 79 | 79
2015 | US | SERC | - | SERC-E | MW | Transmission Limitations |  | 0 | 0 | 0 | 0 | 0 | 0 | 0 | 0 | 0 | 0 | 0
2015 | US | SERC | - | SERC-E | MW | Existing-Certain |  | 50266.82 | 50200.82 | 50204.82 | 50365.82 | 50404.82 | 50059.82 | 49980.82 | 50180.82 | 50180.82 | 50180.82 | 50180.82
2015 | US | SERC | - | SERC-E | MW | Existing-Other |  | 10 | 10 | 10 | 10 | 10 | 10 | 10 | 10 | 10 | 10 | 10
2015 | US | SERC | - | SERC-E | MW | Additions - Tier 1 |  | 0 | 0 | 750 | 876 | 3679 | 4796 | 4796 | 4796 | 4796 | 4796 | 4796
2015 | US | SERC | - | SERC-E | MW | Additions - Tier 2 |  | 0 | 0 | 0 | 0 | 0 | 0 | 843 | 2089 | 2089 | 3206 | 3206
2015 | US | SERC | - | SERC-E | MW | Additions - Tier 3 |  | 0 | 0 | 0 | 0 | 0 | 0 | 0 | 0 | 0 | 0 | 0
2015 | US | SERC | - | SERC-E | MW | Firm Imports |  | 1415 | 1115 | 855 | 855 | 855 | 855 | 855 | 855 | 855 | 855 | 855
2015 | US | SERC | - | SERC-E | MW | Firm Exports |  | 265 | 495 | 316 | 308 | 294 | 333 | 348 | 424 | 407 | 539 | 396
2015 | US | SERC | - | SERC-E | MW | Net Firm Capacity Transfers |  | 1150 | 620 | 539 | 547 | 561 | 522 | 507 | 431 | 448 | 316 | 459
2015 | US | SERC | - | SERC-E | MW | Expected Imports |  | 0 | 0 | 0 | 0 | 0 | 0 | 0 | 0 | 0 | 0 | 0
2015 | US | SERC | - | SERC-E | MW | Expected Exports |  | 0 | 0 | 0 | 0 | 0 | 0 | 0 | 0 | 0 | 0 | 0
2015 | US | SERC | - | SERC-E | MW | Net Expected Transfers |  | 0 | 0 | 0 | 0 | 0 | 0 | 0 | 0 | 0 | 0 | 0
2015 | US | SERC | - | SERC-E | MW | Existing-Certain & Net Firm Transfers |  | 51416.82 | 50820.82 | 50743.82 | 50912.82 | 50965.82 | 50581.82 | 50487.82 | 50611.82 | 50628.82 | 50496.82 | 50639.82
2015 | US | SERC | - | SERC-E | MW | Anticipated Resources |  | 51416.82 | 50820.82 | 51493.82 | 51788.82 | 54644.82 | 55377.82 | 55283.82 | 55407.82 | 55424.82 | 55292.82 | 55435.82
2015 | US | SERC | - | SERC-E | MW | Prospective Resources |  | 51426.82 | 50830.82 | 51503.82 | 51798.82 | 54654.82 | 55387.82 | 56136.82 | 57506.82 | 57523.82 | 58508.82 | 58651.82
2015 | US | SERC | - | SERC-E | MW | Existing-Certain and Net Firm Transfers Excess/Shortfall |  | 3270.92 | 2070.02 | 1268.52 | 816.52 | 139.27 | -978.43 | -1841.78 | -2488.28 | -3263.63 | -4206.38 | -4868.38
2015 | US | SERC | - | SERC-E | MW | Anticipated Excess/Shortfall |  | 3270.92 | 2070.02 | 2018.52 | 1692.52 | 3818.27 | 3817.57 | 2954.22 | 2307.72 | 1532.37 | 589.62 | -72.38
2015 | US | SERC | - | SERC-E | MW | Prospective Excess/Shortfall |  | 3280.92 | 2080.02 | 2028.52 | 1702.52 | 3828.27 | 3827.57 | 3807.22 | 4406.72 | 3631.37 | 3805.62 | 3143.62
2015 | US | SERC | - | SERC-E | % | Existing-Certain and Net Firm Transfers Reserve Margin |  | 22.81% | 19.88% | 17.95% | 16.87% | 15.32% | 12.82% | 10.95% | 9.611% | 8.036% | 6.157% | 4.914%
2015 | US | SERC | - | SERC-E | % | Anticipated Reserve Margin |  | 22.81% | 19.88% | 19.69% | 18.89% | 23.64% | 23.51% | 21.49% | 20% | 18.27% | 16.24% | 14.85%
2015 | US | SERC | - | SERC-E | % | Prospective Reserve Margin |  | 22.84% | 19.91% | 19.72% | 18.91% | 23.66% | 23.54% | 23.37% | 24.54% | 22.75% | 23% | 21.51%
2015 | US | SERC | - | SERC-E | % | Reference Margin Level |  | 15% | 15% | 15% | 15% | 15% | 15% | 15% | 15% | 15% | 15% | 15%
2015 | US | SERC | - | SERC-N | MW | Energy Efficiency and Conservation |  | 300 | 398 | 509 | 628 | 694 | 742 | 801 | 871 | 938 | 1008 | 1080
2015 | US | SERC | - | SERC-N | MW | Behind the Meter Generation |  | 0 | 0 | 0 | 0 | 0 | 0 | 0 | 0 | 0 | 0 | 0
2015 | US | SERC | - | SERC-N | MW | Distributed Generation |  | 0 | 0 | 0 | 0 | 0 | 0 | 0 | 0 | 0 | 0 | 0
2015 | US | SERC | - | SERC-N | MW | Total Internal Demand |  | 42097 | 42688 | 43226 | 43617 | 43746 | 44036 | 44394 | 44792 | 45201 | 45604 | 46029
2015 | US | SERC | - | SERC-N | MW | Controllable and Dispatchable Demand Response - Available |  | 1557 | 1606 | 1620 | 1635 | 1643 | 1643 | 1643 | 1650 | 1655 | 1647 | 1649
2015 | US | SERC | - | SERC-N | MW | Net Internal Demand |  | 40540 | 41082 | 41606 | 41982 | 42103 | 42393 | 42751 | 43142 | 43546 | 43957 | 44380
2015 | US | SERC | - | SERC-N | MW | Behind the Meter Generation - Capacity |  | 0 | 0 | 0 | 0 | 0 | 0 | 0 | 0 | 0 | 0 | 0
2015 | US | SERC | - | SERC-N | MW | Other Capacity Adjustments - Additions |  | 0 | 0 | 0 | 0 | 0 | 0 | 0 | 0 | 0 | 0 | 0
2015 | US | SERC | - | SERC-N | MW | Other Capacity Adjustments - Reductions |  | 0 | 0 | 0 | 0 | 0 | 0 | 0 | 0 | 0 | 0 | 0
2015 | US | SERC | - | SERC-N | MW | Confirmed Retirements |  | 2399 | 2560 | 4061 | 4772 | 4772 | 4772 | 4772 | 4772 | 4772 | 4772 | 4772
2015 | US | SERC | - | SERC-N | MW | Unconfirmed Retirements |  | 0 | 0 | 0 | 0 | 0 | 0 | 0 | 0 | 0 | 0 | 0
2015 | US | SERC | - | SERC-N | MW | Scheduled Outages |  | 6 | 6 | 0 | 0 | 0 | 0 | 0 | 0 | 0 | 0 | 0
2015 | US | SERC | - | SERC-N | MW | Transmission Limitations |  | 0 | 0 | 0 | 0 | 0 | 0 | 0 | 0 | 0 | 0 | 0
2015 | US | SERC | - | SERC-N | MW | Existing-Certain |  | 49335.87 | 48611.87 | 47398.87 | 47240.87 | 46797.87 | 46376.87 | 46376.87 | 46376.87 | 46376.87 | 46376.87 | 46376.87
2015 | US | SERC | - | SERC-N | MW | Existing-Other |  | 1102.5 | 1.5 | 1.5 | 1.5 | 1.5 | 1.5 | 1.5 | 1.5 | 1.5 | 1.5 | 1.5
2015 | US | SERC | - | SERC-N | MW | Additions - Tier 1 |  | 640 | 1778 | 2780 | 2780 | 3775 | 4555 | 4555 | 4555 | 4555 | 4555 | 4555
2015 | US | SERC | - | SERC-N | MW | Additions - Tier 2 |  | 0 | 0 | 0 | 0 | 0 | 0 | 0 | 0 | 1560 | 1560 | 3492
2015 | US | SERC | - | SERC-N | MW | Additions - Tier 3 |  | 0 | 0 | 0 | 0 | 0 | 0 | 0 | 0 | 0 | 0 | 0
2015 | US | SERC | - | SERC-N | MW | Firm Imports |  | 848 | 848 | 848 | 848 | 848 | 848 | 848 | 848 | 848 | 848 | 848
2015 | US | SERC | - | SERC-N | MW | Firm Exports |  | 1795.9 | 1746.9 | 1508.9 | 2033.9 | 2033.9 | 2033.9 | 2033.9 | 2033.9 | 2033.9 | 2033.9 | 2033.9
2015 | US | SERC | - | SERC-N | MW | Net Firm Capacity Transfers |  | -947.9 | -898.9 | -660.9 | -1185.9 | -1185.9 | -1185.9 | -1185.9 | -1185.9 | -1185.9 | -1185.9 | -1185.9
2015 | US | SERC | - | SERC-N | MW | Expected Imports |  | 0 | 0 | 0 | 0 | 0 | 0 | 0 | 0 | 0 | 0 | 0
2015 | US | SERC | - | SERC-N | MW | Expected Exports |  | 0 | 0 | 0 | 0 | 0 | 0 | 0 | 0 | 0 | 0 | 0
2015 | US | SERC | - | SERC-N | MW | Net Expected Transfers |  | 0 | 0 | 0 | 0 | 0 | 0 | 0 | 0 | 0 | 0 | 0
2015 | US | SERC | - | SERC-N | MW | Existing-Certain & Net Firm Transfers |  | 48387.97 | 47712.97 | 46737.97 | 46054.97 | 45611.97 | 45190.97 | 45190.97 | 45190.97 | 45190.97 | 45190.97 | 45190.97
2015 | US | SERC | - | SERC-N | MW | Anticipated Resources |  | 49027.97 | 49490.97 | 49517.97 | 48834.97 | 49386.97 | 49745.97 | 49745.97 | 49745.97 | 49745.97 | 49745.97 | 49745.97
2015 | US | SERC | - | SERC-N | MW | Prospective Resources |  | 50130.47 | 49492.47 | 49519.47 | 48836.47 | 49388.47 | 49747.47 | 49747.47 | 49747.47 | 51307.47 | 51307.47 | 53239.47
2015 | US | SERC | - | SERC-N | MW | Existing-Certain and Net Firm Transfers Excess/Shortfall |  | 1766.97 | 468.67 | -1108.93 | -2224.33 | -2806.48 | -3560.98 | -3972.68 | -4422.33 | -4886.93 | -5359.58 | -5846.03
2015 | US | SERC | - | SERC-N | MW | Anticipated Excess/Shortfall |  | 2406.97 | 2246.67 | 1671.07 | 555.67 | 968.52 | 994.02 | 582.32 | 132.67 | -331.93 | -804.58 | -1291.03
2015 | US | SERC | - | SERC-N | MW | Prospective Excess/Shortfall |  | 3509.47 | 2248.17 | 1672.57 | 557.17 | 970.02 | 995.52 | 583.82 | 134.17 | 1229.57 | 756.92 | 2202.47
2015 | US | SERC | - | SERC-N | % | Existing-Certain and Net Firm Transfers Reserve Margin |  | 19.36% | 16.14% | 12.33% | 9.702% | 8.334% | 6.6% | 5.707% | 4.749% | 3.778% | 2.807% | 1.827%
2015 | US | SERC | - | SERC-N | % | Anticipated Reserve Margin |  | 20.94% | 20.47% | 19.02% | 16.32% | 17.3% | 17.34% | 16.36% | 15.31% | 14.24% | 13.17% | 12.09%
2015 | US | SERC | - | SERC-N | % | Prospective Reserve Margin |  | 23.66% | 20.47% | 19.02% | 16.33% | 17.3% | 17.35% | 16.37% | 15.31% | 17.82% | 16.72% | 19.96%
2015 | US | SERC | - | SERC-N | % | Reference Margin Level |  | 15% | 15% | 15% | 15% | 15% | 15% | 15% | 15% | 15% | 15% | 15%
2015 | US | SERC | - | SERC-SE | MW | Energy Efficiency and Conservation |  | 0 | 0 | 0 | 0 | 0 | 0 | 0 | 0 | 0 | 0 | 0
2015 | US | SERC | - | SERC-SE | MW | Behind the Meter Generation |  | 0 | 0 | 0 | 0 | 0 | 0 | 0 | 0 | 0 | 0 | 0
2015 | US | SERC | - | SERC-SE | MW | Distributed Generation |  | 0 | 0 | 0 | 0 | 0 | 0 | 0 | 0 | 0 | 0 | 0
2015 | US | SERC | - | SERC-SE | MW | Total Internal Demand |  | 46473 | 47173 | 48198 | 48689 | 49221 | 49768 | 50283 | 50849 | 51421 | 52114 | 52808
2015 | US | SERC | - | SERC-SE | MW | Controllable and Dispatchable Demand Response - Available |  | 2202 | 2230 | 2255 | 2268 | 2279 | 2290 | 2294 | 2298 | 2301 | 2306 | 2306
2015 | US | SERC | - | SERC-SE | MW | Net Internal Demand |  | 44271 | 44943 | 45943 | 46421 | 46942 | 47478 | 47989 | 48551 | 49120 | 49808 | 50502
2015 | US | SERC | - | SERC-SE | MW | Behind the Meter Generation - Capacity |  | 0 | 0 | 0 | 0 | 0 | 0 | 0 | 0 | 0 | 0 | 0
2015 | US | SERC | - | SERC-SE | MW | Other Capacity Adjustments - Additions |  | 0 | 0 | 0 | 0 | 0 | 0 | 0 | 0 | 0 | 0 | 0
2015 | US | SERC | - | SERC-SE | MW | Other Capacity Adjustments - Reductions |  | 0 | 0 | 0 | 0 | 0 | 0 | 0 | 0 | 0 | 0 | 0
2015 | US | SERC | - | SERC-SE | MW | Confirmed Retirements |  | 2902 | 4495 | 4495 | 4507 | 4668 | 4668 | 4668 | 4668 | 4668 | 4668 | 4668
2015 | US | SERC | - | SERC-SE | MW | Unconfirmed Retirements |  | 0 | 0 | 0 | 0 | 0 | 0 | 0 | 0 | 0 | 0 | 0
2015 | US | SERC | - | SERC-SE | MW | Scheduled Outages |  | 550 | 626 | 735 | 735 | 735 | 461 | 348 | 348 | 348 | 186 | 77
2015 | US | SERC | - | SERC-SE | MW | Transmission Limitations |  | 0 | 0 | 0 | 0 | 0 | 0 | 0 | 0 | 0 | 0 | 0
2015 | US | SERC | - | SERC-SE | MW | Existing-Certain |  | 62169.54 | 60235.84 | 60131.24 | 60135.24 | 60128.44 | 60250.64 | 60372.84 | 60372.84 | 60372.84 | 60534.84 | 60643.84
2015 | US | SERC | - | SERC-SE | MW | Existing-Other |  | 288.87 | 288.87 | 288.87 | 288.87 | 288.87 | 288.87 | 288.87 | 288.87 | 288.87 | 288.87 | 288.87
2015 | US | SERC | - | SERC-SE | MW | Additions - Tier 1 |  | 287.5 | 2256.5 | 3904.5 | 3904.5 | 5004.5 | 6104.5 | 6104.5 | 6104.5 | 6104.5 | 6104.5 | 6104.5
2015 | US | SERC | - | SERC-SE | MW | Additions - Tier 2 |  | 0 | 0 | 0 | 0 | 0 | 0 | 0 | 194 | 194 | 194 | 194
2015 | US | SERC | - | SERC-SE | MW | Additions - Tier 3 |  | 0 | 0 | 0 | 0 | 0 | 0 | 0 | 0 | 0 | 0 | 0
2015 | US | SERC | - | SERC-SE | MW | Firm Imports |  | 143 | 173 | 194 | 186 | 172 | 211 | 226 | 302 | 285 | 417 | 274
2015 | US | SERC | - | SERC-SE | MW | Firm Exports |  | 2838 | 1834 | 1734 | 1685 | 1685 | 1685 | 1685 | 1685 | 1685 | 1685 | 1685
2015 | US | SERC | - | SERC-SE | MW | Net Firm Capacity Transfers |  | -2695 | -1661 | -1540 | -1499 | -1513 | -1474 | -1459 | -1383 | -1400 | -1268 | -1411
2015 | US | SERC | - | SERC-SE | MW | Expected Imports |  | 0 | 0 | 0 | 0 | 0 | 0 | 0 | 0 | 0 | 0 | 0
2015 | US | SERC | - | SERC-SE | MW | Expected Exports |  | 0 | 0 | 0 | 0 | 0 | 0 | 0 | 0 | 0 | 0 | 0
2015 | US | SERC | - | SERC-SE | MW | Net Expected Transfers |  | 0 | 0 | 0 | 0 | 0 | 0 | 0 | 0 | 0 | 0 | 0
2015 | US | SERC | - | SERC-SE | MW | Existing-Certain & Net Firm Transfers |  | 59474.54 | 58574.84 | 58591.24 | 58636.24 | 58615.44 | 58776.64 | 58913.84 | 58989.84 | 58972.84 | 59266.84 | 59232.84
2015 | US | SERC | - | SERC-SE | MW | Anticipated Resources |  | 59762.04 | 60831.34 | 62495.74 | 62540.74 | 63619.94 | 64881.14 | 65018.34 | 65094.34 | 65077.34 | 65371.34 | 65337.34
2015 | US | SERC | - | SERC-SE | MW | Prospective Resources |  | 60050.91 | 61120.21 | 62784.61 | 62829.61 | 63908.81 | 65170.01 | 65307.21 | 65577.21 | 65560.21 | 65854.21 | 65820.21
2015 | US | SERC | - | SERC-SE | MW | Existing-Certain and Net Firm Transfers Excess/Shortfall |  | 8562.89 | 6890.39 | 5756.79 | 5252.09 | 4632.14 | 4176.94 | 3726.49 | 3156.19 | 2484.84 | 1987.64 | 1155.54
2015 | US | SERC | - | SERC-SE | MW | Anticipated Excess/Shortfall |  | 8850.39 | 9146.89 | 9661.29 | 9156.59 | 9636.64 | 10281.44 | 9830.99 | 9260.69 | 8589.34 | 8092.14 | 7260.04
2015 | US | SERC | - | SERC-SE | MW | Prospective Excess/Shortfall |  | 9139.26 | 9435.76 | 9950.16 | 9445.46 | 9925.51 | 10570.31 | 10119.86 | 9743.56 | 9072.21 | 8575.01 | 7742.91
2015 | US | SERC | - | SERC-SE | % | Existing-Certain and Net Firm Transfers Reserve Margin |  | 34.34% | 30.33% | 27.53% | 26.31% | 24.87% | 23.8% | 22.77% | 21.5% | 20.06% | 18.99% | 17.29%
2015 | US | SERC | - | SERC-SE | % | Anticipated Reserve Margin |  | 34.99% | 35.35% | 36.03% | 34.73% | 35.53% | 36.66% | 35.49% | 34.07% | 32.49% | 31.25% | 29.38%
2015 | US | SERC | - | SERC-SE | % | Prospective Reserve Margin |  | 35.64% | 35.99% | 36.66% | 35.35% | 36.14% | 37.26% | 36.09% | 35.07% | 33.47% | 32.22% | 30.33%
2015 | US | SERC | - | SERC-SE | % | Reference Margin Level |  | 15% | 15% | 15% | 15% | 15% | 15% | 15% | 15% | 15% | 15% | 15%
2015 | US | SPP | - | SPP | MW | Energy Efficiency and Conservation |  | 332.771 | 354.9093 | 430.8336 | 507.0216 | 570.3471 | 645.1023 | 714.248 | 754.9743 | 787.0368 | 823.5017 | 852.7097
2015 | US | SPP | - | SPP | MW | Behind the Meter Generation |  | 182.2 | 240.4984 | 272.3268 | 253.8059 | 257.7647 | 261.7495 | 265.7634 | 269.229 | 273.0343 | 276.8416 | 280.6507
2015 | US | SPP | - | SPP | MW | Distributed Generation |  | 27.5 | 27.5 | 27.5 | 27.5 | 27.5 | 9 | 9 | 9 | 9 | 9 | 9
2015 | US | SPP | - | SPP | MW | Total Internal Demand |  | 48016.3891 | 48546.94 | 49527.4308 | 50073.6945 | 50540.0943 | 50850.3553 | 51312.2815 | 51987.2166 | 52507.1646 | 53043.6517 | 53584.2064
2015 | US | SPP | - | SPP | MW | Controllable and Dispatchable Demand Response - Available |  | 639.7334 | 687.3291 | 819.4419 | 913.404 | 909.6777 | 988.7969 | 1056.6529 | 1100.788 | 1143.8211 | 1187.0938 | 1202.5992
2015 | US | SPP | - | SPP | MW | Net Internal Demand |  | 47376.6557 | 47859.6109 | 48707.9889 | 49160.2905 | 49630.4166 | 49861.5584 | 50255.6286 | 50886.4286 | 51363.3435 | 51856.5579 | 52381.6072
2015 | US | SPP | - | SPP | MW | Behind the Meter Generation - Capacity |  | 108.367 | 108.367 | 108.367 | 108.367 | 108.367 | 108.367 | 108.367 | 108.367 | 108.367 | 108.367 | 108.367
2015 | US | SPP | - | SPP | MW | Other Capacity Adjustments - Additions |  | 0 | 0 | 20 | 20 | 20 | 20 | 20 | 20 | 20 | 20 | 20
2015 | US | SPP | - | SPP | MW | Other Capacity Adjustments - Reductions |  | 0 | 0 | 0 | 0 | 0 | 0 | 0 | 0 | 0 | 0 | 0
2015 | US | SPP | - | SPP | MW | Confirmed Retirements |  | 738 | 1602.1 | 2084.1 | 2508.6 | 2667 | 2723 | 2791 | 3106.1 | 3185.1 | 3293.1 | 3453.4
2015 | US | SPP | - | SPP | MW | Unconfirmed Retirements |  | 0 | 319 | 319 | 319 | 450.9 | 540.9 | 540.9 | 865.9 | 977.9 | 1239.9 | 1659.9
2015 | US | SPP | - | SPP | MW | Scheduled Outages |  | 43 | 40 | 80 | 100 | 100 | 100 | 100 | 100 | 100 | 100 | 100
2015 | US | SPP | - | SPP | MW | Transmission Limitations |  | 17.8 | 17.8 | 17.8 | 17.8 | 17.8 | 17.8 | 17.8 | 17.8 | 17.8 | 17.8 | 17.8
2015 | US | SPP | - | SPP | MW | Existing-Certain |  | 60683.8608 | 59831.0408 | 59518.5408 | 59106.7408 | 58691.7408 | 58408.2408 | 58141.2408 | 57522.9458 | 56809.0458 | 56730.0458 | 56622.0458
2015 | US | SPP | - | SPP | MW | Existing-Other |  | 23.6 | 23.6 | 23.6 | 23.6 | 23.6 | 23.6 | 23.6 | 23.6 | 23.6 | 23.6 | 23.6
2015 | US | SPP | - | SPP | MW | Additions - Tier 1 |  | 246.6 | 553.9 | 1095.9 | 1378.9 | 1501.9 | 1504.9 | 1507.9 | 1510.9 | 1513.9 | 1516.9 | 1519.9
2015 | US | SPP | - | SPP | MW | Additions - Tier 2 |  | 0 | 0 | 0 | 0 | 25 | 225 | 250 | 825 | 850 | 1075 | 1100
2015 | US | SPP | - | SPP | MW | Additions - Tier 3 |  | 380 | 760 | 1140 | 1520 | 1900 | 2840 | 3220 | 3600 | 3980 | 4540 | 4540
2015 | US | SPP | - | SPP | MW | Firm Imports |  | 3886 | 3886 | 3897 | 3897 | 3897 | 4046 | 4046 | 4046 | 4046 | 4046 | 4099
2015 | US | SPP | - | SPP | MW | Firm Exports |  | 3441.6 | 3441.6 | 3441.6 | 3441.6 | 3441.6 | 3407.06 | 3407.06 | 3407.06 | 3407.06 | 3407.06 | 3407.06
2015 | US | SPP | - | SPP | MW | Net Firm Capacity Transfers |  | 444.4 | 444.4 | 455.4 | 455.4 | 455.4 | 638.94 | 638.94 | 638.94 | 638.94 | 638.94 | 691.94
2015 | US | SPP | - | SPP | MW | Expected Imports |  | 0 | 0 | 0 | 0 | 0 | 0 | 0 | 0 | 0 | 0 | 0
2015 | US | SPP | - | SPP | MW | Expected Exports |  | 0 | 0 | 0 | 0 | 0 | 0 | 0 | 0 | 0 | 0 | 0
2015 | US | SPP | - | SPP | MW | Net Expected Transfers |  | 0 | 0 | 0 | 0 | 0 | 0 | 0 | 0 | 0 | 0 | 0
2015 | US | SPP | - | SPP | MW | Existing-Certain & Net Firm Transfers |  | 61128.2608 | 60275.4408 | 59973.9408 | 59562.1408 | 59147.1408 | 59047.1808 | 58780.1808 | 58161.8858 | 57447.9858 | 57368.9858 | 57313.9858
2015 | US | SPP | - | SPP | MW | Anticipated Resources |  | 61374.8608 | 60829.3408 | 61069.8408 | 60941.0408 | 60649.0408 | 60552.0808 | 60288.0808 | 59672.7858 | 58961.8858 | 58885.8858 | 58833.8858
2015 | US | SPP | - | SPP | MW | Prospective Resources |  | 61398.4608 | 60533.9408 | 60774.4408 | 60645.6408 | 60246.7408 | 60259.7808 | 60020.7808 | 59655.4858 | 58857.5858 | 58744.5858 | 58297.5858
2015 | US | SPP | - | SPP | MW | Existing-Certain and Net Firm Transfers Excess/Shortfall |  | 7308.3799 | 5906.9228 | 4641.6653 | 3716.0508 | 2766.9875 | 2404.4504 | 1689.7867 | 354.9029 | -900.7725 | -1540.064 | -2191.5201
2015 | US | SPP | - | SPP | MW | Anticipated Excess/Shortfall |  | 7554.9799 | 6460.8228 | 5737.5653 | 5094.9508 | 4268.8875 | 3909.3504 | 3197.6867 | 1865.8029 | 613.1275 | -23.164 | -671.6201
2015 | US | SPP | - | SPP | MW | Prospective Excess/Shortfall |  | 7578.5799 | 6165.4228 | 5442.1653 | 4799.5508 | 3866.5875 | 3617.0504 | 2930.3867 | 1848.5029 | 508.8275 | -164.464 | -1207.9201
2015 | US | SPP | - | SPP | % | Existing-Certain and Net Firm Transfers Reserve Margin |  | 29.03% | 25.94% | 23.13% | 21.16% | 19.18% | 18.42% | 16.96% | 14.3% | 11.85% | 10.63% | 9.416%
2015 | US | SPP | - | SPP | % | Anticipated Reserve Margin |  | 29.55% | 27.1% | 25.38% | 23.96% | 22.2% | 21.44% | 19.96% | 17.27% | 14.79% | 13.56% | 12.32%
2015 | US | SPP | - | SPP | % | Prospective Reserve Margin |  | 29.6% | 26.48% | 24.77% | 23.36% | 21.39% | 20.85% | 19.43% | 17.23% | 14.59% | 13.28% | 11.29%
2015 | US | SPP | - | SPP | % | Reference Margin Level |  | 13.6% | 13.6% | 13.6% | 13.6% | 13.6% | 13.6% | 13.6% | 13.6% | 13.6% | 13.6% | 13.6%
2013 | US | TRE | - | ERCOT | 7a3 | Solar Expected On-Peak | 0 | 0 | 50 | 50 | 50 | 50 | 50 | 50 | 50 | 50 | 50 | 50
2013 | US | TRE | - | ERCOT | 7a4 | Solar Derate On-Peak | 0 | 0 | 0 | 0 | 0 | 0 | 0 | 0 | 0 | 0 | 0 | 0
2013 | US | TRE | - | ERCOT | 7a5 | Hydro Expected On-Peak | 0 | 0 | 0 | 0 | 0 | 0 | 0 | 0 | 0 | 0 | 0 | 0
2013 | US | TRE | - | ERCOT | 7a6 | Hydro Derate On-Peak | 0 | 0 | 0 | 0 | 0 | 0 | 0 | 0 | 0 | 0 | 0 | 0
2013 | US | TRE | - | ERCOT | 7a7 | Biomass Expected On-Peak | 0 | 0 | 0 | 0 | 0 | 0 | 0 | 0 | 0 | 0 | 0 | 0
2013 | US | TRE | - | ERCOT | 7a8 | Biomass Derate On-Peak | 0 | 0 | 0 | 0 | 0 | 0 | 0 | 0 | 0 | 0 | 0 | 0
2013 | US | TRE | - | ERCOT | 7a9 | Transmission-Limited Resources | 0 | 0 | 0 | 0 | 0 | 0 | 0 | 0 | 0 | 0 | 0 | 0
2013 | US | TRE | - | ERCOT | 7a10 | Scheduled Outage - Maintenance | 0 | 0 | 0 | 0 | 0 | 0 | 0 | 0 | 0 | 0 | 0 | 0
2013 | US | TRE | - | ERCOT | 7a11 | All Other Derates | 0 | 0 | 0 | 0 | -3.979e-13 | -3.979e-13 | -3.979e-13 | -3.979e-13 | -3.979e-13 | -3.979e-13 | -3.979e-13 | -3.979e-13
2013 | US | TRE | - | ERCOT | 7a12 | Energy-Only | 0 | 0 | 0 | 0 | 0 | 0 | 0 | 0 | 0 | 0 | 0 | 0
2013 | US | TRE | - | ERCOT | 7b | Future-Other | 0 | 0 | 0 | 0 | 0 | 0 | 0 | 0 | 0 | 0 | 0 | 0
2013 | US | TRE | - | ERCOT | 7b1 | Wind Expected On-Peak | 0 | 0 | 0 | 0 | 0 | 0 | 0 | 0 | 0 | 0 | 0 | 0
2013 | US | TRE | - | ERCOT | 7b2 | Wind Derate On-Peak | 0 | 0 | 0 | 0 | 0 | 0 | 0 | 0 | 0 | 0 | 0 | 0
2013 | US | TRE | - | ERCOT | 7b3 | Solar Expected On-Peak | 0 | 0 | 0 | 0 | 0 | 0 | 0 | 0 | 0 | 0 | 0 | 0
2013 | US | TRE | - | ERCOT | 7b4 | Solar Derate On-Peak | 0 | 0 | 0 | 0 | 0 | 0 | 0 | 0 | 0 | 0 | 0 | 0
2013 | US | TRE | - | ERCOT | 7b5 | Hydro Expected On-Peak | 0 | 0 | 0 | 0 | 0 | 0 | 0 | 0 | 0 | 0 | 0 | 0
2013 | US | TRE | - | ERCOT | 7b6 | Hydro Derate On-Peak | 0 | 0 | 0 | 0 | 0 | 0 | 0 | 0 | 0 | 0 | 0 | 0
2013 | US | TRE | - | ERCOT | 7b7 | Biomass Expected On-Peak | 0 | 0 | 0 | 0 | 0 | 0 | 0 | 0 | 0 | 0 | 0 | 0
2013 | US | TRE | - | ERCOT | 7b8 | Biomass Derate On-Peak | 0 | 0 | 0 | 0 | 0 | 0 | 0 | 0 | 0 | 0 | 0 | 0
2013 | US | TRE | - | ERCOT | 7b9 | Transmission-Limited Resources | 0 | 0 | 0 | 0 | 0 | 0 | 0 | 0 | 0 | 0 | 0 | 0
2013 | US | TRE | - | ERCOT | 7b10 | Scheduled Outage - Maintenance | 0 | 0 | 0 | 0 | 0 | 0 | 0 | 0 | 0 | 0 | 0 | 0
2013 | US | TRE | - | ERCOT | 7b11 | All Other Derates | 0 | 0 | 0 | 0 | 0 | 0 | 0 | 0 | 0 | 0 | 0 | 0
2013 | US | TRE | - | ERCOT | 7b12 | Energy-Only | 0 | 0 | 0 | 0 | 0 | 0 | 0 | 0 | 0 | 0 | 0 | 0
2013 | US | TRE | - | ERCOT | 8 | Conceptual | 0 | 0 | 2824.274 | 3911.404 | 7829.168 | 8177.468 | 8817.468 | 9667.468 | 9667.468 | 9667.468 | 9667.468 | 9667.468
2013 | US | TRE | - | ERCOT | 8a1 | Wind Expected On-Peak | 0 | 0 | 374.274 | 938.904 | 1075.668 | 1153.968 | 1153.968 | 1153.968 | 1153.968 | 1153.968 | 1153.968 | 1153.968
2013 | US | TRE | - | ERCOT | 8a2 | Wind Derate On-Peak | 0 | 0 | 3614.175 | 9539.545 | 10974.781 | 11796.481 | 11796.481 | 11796.481 | 11796.481 | 11796.481 | 11796.481 | 11796.481
2013 | US | TRE | - | ERCOT | 8a3 | Solar Expected On-Peak | 0 | 0 | 292 | 420.5 | 513.5 | 513.5 | 513.5 | 513.5 | 513.5 | 513.5 | 513.5 | 513.5
2013 | US | TRE | - | ERCOT | 8a4 | Solar Derate On-Peak | 0 | 0 | 0 | 0 | 0 | 0 | 0 | 0 | 0 | 0 | 0 | 0
2013 | US | TRE | - | ERCOT | 8a5 | Hydro Expected On-Peak | 0 | 0 | 0 | 0 | 0 | 0 | 0 | 0 | 0 | 0 | 0 | 0
2013 | US | TRE | - | ERCOT | 8a6 | Hydro Derate On-Peak | 0 | 0 | 0 | 0 | 0 | 0 | 0 | 0 | 0 | 0 | 0 | 0
2013 | US | TRE | - | ERCOT | 8a7 | Biomass Expected On-Peak | 0 | 0 | 0 | 0 | 0 | 0 | 0 | 0 | 0 | 0 | 0 | 0
2013 | US | TRE | - | ERCOT | 8a8 | Biomass Derate On-Peak | 0 | 0 | 0 | 0 | 0 | 0 | 0 | 0 | 0 | 0 | 0 | 0
2013 | US | TRE | - | ERCOT | 8a9 | All Other Derates | 0 | 0 | 0 | 9.0949e-13 | 0 | -6.8212e-13 | -6.8212e-13 | -6.8212e-13 | -6.8212e-13 | -6.8212e-13 | -6.8212e-13 | -6.8212e-13
2013 | US | TRE | - | ERCOT | 8a10 | Energy-Only | 0 | 0 | 0 | 0 | 0 | 0 | 0 | 0 | 0 | 0 | 0 | 0
2015 | US/MX | WECC | - | CAMX | MW | Energy Efficiency and Conservation |  | 99 | 157 | 225 | 284 | 345 | 408 | 458 | 517 | 575 | 635 | 695
2015 | US/MX | WECC | - | CAMX | MW | Behind the Meter Generation |  | 0 | 0 | 0 | 0 | 0 | 0 | 0 | 0 | 0 | 0 | 0
2015 | US/MX | WECC | - | CAMX | MW | Distributed Generation |  | 0 | 0 | 0 | 0 | 0 | 0 | 0 | 0 | 0 | 0 | 0
2015 | US/MX | WECC | - | CAMX | MW | Total Internal Demand |  | 54751 | 54621 | 54895 | 55154 | 55435 | 55749 | 56035 | 56321 | 56511 | 56679 | 56774
2015 | US/MX | WECC | - | CAMX | MW | Controllable and Dispatchable Demand Response - Available |  | 1921 | 1952 | 1976 | 2012 | 2062 | 2112 | 2162 | 2212 | 2262 | 2312 | 2362
2015 | US/MX | WECC | - | CAMX | MW | Net Internal Demand |  | 52830 | 52669 | 52919 | 53142 | 53373 | 53637 | 53873 | 54109 | 54249 | 54367 | 54412
2015 | US/MX | WECC | - | CAMX | MW | Behind the Meter Generation - Capacity |  | 0 | 0 | 0 | 0 | 0 | 0 | 0 | 0 | 0 | 0 | 0
2015 | US/MX | WECC | - | CAMX | MW | Other Capacity Adjustments - Additions |  | 0 | 0 | 0 | 0 | 0 | 0 | 0 | 0 | 0 | 0 | 0
2015 | US/MX | WECC | - | CAMX | MW | Other Capacity Adjustments - Reductions |  | 0 | 0 | 0 | 0 | 0 | 0 | 0 | 0 | 0 | 0 | 0
2015 | US/MX | WECC | - | CAMX | MW | Confirmed Retirements |  | 1183.36 | 1245.36 | 1245.36 | 1305.36 | 1305.36 | 1651.36 | 1651.36 | 1651.36 | 1675.76 | 1675.76 | 1675.76
2015 | US/MX | WECC | - | CAMX | MW | Unconfirmed Retirements |  | 0 | 445 | 451 | 451 | 451 | 451 | 802 | 802 | 802 | 1246 | 1246
2015 | US/MX | WECC | - | CAMX | MW | Scheduled Outages |  | 182.8 | 622 | 524 | 915 | 55 | 167 | 188.1 | 525 | 526.8 | 15.8 | 372.15
2015 | US/MX | WECC | - | CAMX | MW | Transmission Limitations |  | 0 | 0 | 0 | 0 | 0 | 0 | 0 | 0 | 0 | 0 | 0
2015 | US/MX | WECC | - | CAMX | MW | Existing-Certain |  | 58612.8066 | 58173.6066 | 58209.6066 | 57758.6066 | 58618.6066 | 58160.6066 | 58139.5066 | 57802.6066 | 57776.4066 | 58287.4066 | 57931.0566
2015 | US/MX | WECC | - | CAMX | MW | Existing-Other |  | 0 | 0 | 0 | 0 | 0 | 0 | 0 | 0 | 0 | 0 | 0
2015 | US/MX | WECC | - | CAMX | MW | Additions - Tier 1 |  | 2784.6891 | 5574.4748 | 7613.2862 | 8246.7597 | 8319.3486 | 8557.064 | 8886.2018 | 8896.4 | 8901.4992 | 9351.3267 | 9356.7901
2015 | US/MX | WECC | - | CAMX | MW | Additions - Tier 2 |  | 0 | 2298.612 | 2392.94 | 2392.94 | 2464.94 | 2498.94 | 2498.94 | 2498.94 | 2498.94 | 2498.94 | 2498.94
2015 | US/MX | WECC | - | CAMX | MW | Additions - Tier 3 |  | 0 | 0 | 90 | 366.0001 | 366.0001 | 888.0003 | 915.0003 | 915.0003 | 1473.4228 | 1473.4228 | 1473.4228
2015 | US/MX | WECC | - | CAMX | MW | Firm Imports |  | 2746 | 2746 | 2746 | 2746 | 2746 | 2746 | 2746 | 2746 | 2746 | 2746 | 2746
2015 | US/MX | WECC | - | CAMX | MW | Firm Exports |  | 450 | 450 | 450 | 450 | 450 | 600 | 1175 | 1625 | 2575 | 3675 | 4075
2015 | US/MX | WECC | - | CAMX | MW | Net Firm Capacity Transfers |  | 2296 | 2296 | 2296 | 2296 | 2296 | 2146 | 1571 | 1121 | 171 | -929 | -1329
2015 | US/MX | WECC | - | CAMX | MW | Expected Imports |  | 0 | 0 | 0 | 0 | 0 | 0 | 0 | 0 | 0 | 0 | 0
2015 | US/MX | WECC | - | CAMX | MW | Expected Exports |  | 0 | 0 | 0 | 0 | 0 | 0 | 0 | 0 | 0 | 0 | 0
2015 | US/MX | WECC | - | CAMX | MW | Net Expected Transfers |  | 0 | 0 | 0 | 0 | 0 | 0 | 0 | 0 | 0 | 0 | 0
2015 | US/MX | WECC | - | CAMX | MW | Existing-Certain & Net Firm Transfers |  | 60908.8066 | 60469.6066 | 60505.6066 | 60054.6066 | 60914.6066 | 60306.6066 | 59710.5066 | 58923.6066 | 57947.4066 | 57358.4066 | 56602.0566
2015 | US/MX | WECC | - | CAMX | MW | Anticipated Resources |  | 63693.4956 | 66044.0814 | 68118.8927 | 68301.3663 | 69233.9552 | 68863.6706 | 68596.7084 | 67820.0066 | 66848.9057 | 66709.7333 | 65958.8466
2015 | US/MX | WECC | - | CAMX | MW | Prospective Resources |  | 63693.4956 | 67897.6934 | 70060.8327 | 70243.3063 | 71247.8952 | 70911.6106 | 70293.6484 | 69516.9466 | 68545.8457 | 67962.6733 | 67211.7866
2015 | US/MX | WECC | - | CAMX | MW | Existing-Certain and Net Firm Transfers Excess/Shortfall |  | 154.3066 | -99.7434 | -351.2434 | -1058.6934 | -464.3434 | -1375.9434 | -2243.4434 | -3301.7434 | -4438.9434 | -5163.6434 | -5971.7434
2015 | US/MX | WECC | - | CAMX | MW | Anticipated Excess/Shortfall |  | 2938.9956 | 5474.7314 | 7262.0427 | 7188.0663 | 7855.0052 | 7181.1206 | 6642.7584 | 5594.6566 | 4462.5557 | 4187.6833 | 3385.0466
2015 | US/MX | WECC | - | CAMX | MW | Prospective Excess/Shortfall |  | 2938.9956 | 7328.3434 | 9203.9827 | 9130.0063 | 9868.9452 | 9229.0606 | 8339.6984 | 7291.5966 | 6159.4957 | 5440.6233 | 4637.9866
2015 | US/MX | WECC | - | CAMX | % | Existing-Certain and Net Firm Transfers Reserve Margin |  | 15.29% | 14.81% | 14.34% | 13.01% | 14.13% | 12.43% | 10.84% | 8.898% | 6.817% | 5.502% | 4.025%
2015 | US/MX | WECC | - | CAMX | % | Anticipated Reserve Margin |  | 20.56% | 25.39% | 28.72% | 28.53% | 29.72% | 28.39% | 27.33% | 25.34% | 23.23% | 22.7% | 21.22%
2015 | US/MX | WECC | - | CAMX | % | Prospective Reserve Margin |  | 20.56% | 28.91% | 32.39% | 32.18% | 33.49% | 32.21% | 30.48% | 28.48% | 26.35% | 25.01% | 23.52%
2015 | US/MX | WECC | - | CAMX | % | Reference Margin Level |  | 15% | 15% | 15% | 15% | 15% | 15% | 15% | 15% | 15% | 15% | 15%
2015 | CA | WECC | - | NWPP-CA | MW | Energy Efficiency and Conservation |  | 0 | 0 | 0 | 0 | 0 | 0 | 0 | 0 | 0 | 0 | 0
2015 | CA | WECC | - | NWPP-CA | MW | Behind the Meter Generation |  | 0 | 0 | 0 | 0 | 0 | 0 | 0 | 0 | 0 | 0 | 0
2015 | CA | WECC | - | NWPP-CA | MW | Distributed Generation |  | 0 | 0 | 0 | 0 | 0 | 0 | 0 | 0 | 0 | 0 | 0
2015 | CA | WECC | - | NWPP-CA | MW | Total Internal Demand |  | 19070 | 19770 | 20591 | 21309 | 22096 | 22602 | 23050 | 23412 | 23780 | 24143 | 24525
2015 | CA | WECC | - | NWPP-CA | MW | Controllable and Dispatchable Demand Response - Available |  | 0 | 0 | 0 | 0 | 0 | 0 | 0 | 0 | 0 | 0 | 0
2015 | CA | WECC | - | NWPP-CA | MW | Net Internal Demand |  | 19070 | 19770 | 20591 | 21309 | 22096 | 22602 | 23050 | 23412 | 23780 | 24143 | 24525
2015 | CA | WECC | - | NWPP-CA | MW | Behind the Meter Generation - Capacity |  | 0 | 0 | 0 | 0 | 0 | 0 | 0 | 0 | 0 | 0 | 0
2015 | CA | WECC | - | NWPP-CA | MW | Other Capacity Adjustments - Additions |  | 0 | 0 | 0 | 0 | 0 | 0 | 0 | 0 | 0 | 0 | 0
2015 | CA | WECC | - | NWPP-CA | MW | Other Capacity Adjustments - Reductions |  | 0 | 0 | 0 | 0 | 0 | 0 | 0 | 0 | 0 | 0 | 0
2015 | CA | WECC | - | NWPP-CA | MW | Confirmed Retirements |  | 0 | 0 | 0 | 293 | 293 | 293 | 293 | 293 | 293 | 293 | 293
2015 | CA | WECC | - | NWPP-CA | MW | Unconfirmed Retirements |  | 1637.4 | 1637.4 | 1688.178 | 1688.178 | 1688.178 | 1688.178 | 1688.178 | 1688.178 | 1688.178 | 1688.178 | 1688.178
2015 | CA | WECC | - | NWPP-CA | MW | Scheduled Outages |  | 26.94 | 254.07 | 279.42 | 281.01 | 298.92 | 89.79 | 97.14 | 36.6 | 203.76 | 182.4 | 175.005
2015 | CA | WECC | - | NWPP-CA | MW | Transmission Limitations |  | 0 | 0 | 0 | 0 | 0 | 0 | 0 | 0 | 0 | 0 | 0
2015 | CA | WECC | - | NWPP-CA | MW | Existing-Certain |  | 27499.4619 | 27272.3319 | 27246.9819 | 27245.3919 | 26934.4819 | 27143.6119 | 27136.2619 | 27196.8019 | 27029.6419 | 27051.0019 | 27058.3969
2015 | CA | WECC | - | NWPP-CA | MW | Existing-Other |  | 0 | 0 | 0 | 0 | 0 | 0 | 0 | 0 | 0 | 0 | 0
2015 | CA | WECC | - | NWPP-CA | MW | Additions - Tier 1 |  | 848.1736 | 2007.2206 | 2428.5798 | 2437.8488 | 2447.1178 | 2447.1178 | 2447.1178 | 2447.1178 | 2447.1178 | 2447.1178 | 2447.1178
2015 | CA | WECC | - | NWPP-CA | MW | Additions - Tier 2 |  | 0 | 391.2018 | 900.7405 | 2430.7405 | 2537.417 | 2987.417 | 2987.417 | 2987.417 | 2987.417 | 2987.417 | 2987.417
2015 | CA | WECC | - | NWPP-CA | MW | Additions - Tier 3 |  | 0 | 60.2121 | 732.0939 | 2678.6836 | 3539.1988 | 4540.996 | 4540.996 | 4540.996 | 5434.4674 | 5434.4674 | 5434.4674
2015 | CA | WECC | - | NWPP-CA | MW | Firm Imports |  | 0 | 0 | 0 | 0 | 0 | 0 | 0 | 0 | 0 | 0 | 0
2015 | CA | WECC | - | NWPP-CA | MW | Firm Exports |  | 0 | 0 | 0 | 0 | 0 | 0 | 0 | 0 | 0 | 0 | 0
2015 | CA | WECC | - | NWPP-CA | MW | Net Firm Capacity Transfers |  | 0 | 0 | 0 | 0 | 0 | 0 | 0 | 0 | 0 | 0 | 0
2015 | CA | WECC | - | NWPP-CA | MW | Expected Imports |  | 0 | 0 | 0 | 0 | 0 | 0 | 0 | 0 | 0 | 0 | 0
2015 | CA | WECC | - | NWPP-CA | MW | Expected Exports |  | 0 | 0 | 0 | 0 | 0 | 0 | 0 | 0 | 0 | 0 | 0
2015 | CA | WECC | - | NWPP-CA | MW | Net Expected Transfers |  | 0 | 0 | 0 | 0 | 0 | 0 | 0 | 0 | 0 | 0 | 0
2015 | CA | WECC | - | NWPP-CA | MW | Existing-Certain & Net Firm Transfers |  | 27499.4619 | 27272.3319 | 27246.9819 | 27245.3919 | 26934.4819 | 27143.6119 | 27136.2619 | 27196.8019 | 27029.6419 | 27051.0019 | 27058.3969
2015 | CA | WECC | - | NWPP-CA | MW | Anticipated Resources |  | 28347.6355 | 29279.5525 | 29675.5618 | 29683.2408 | 29381.5998 | 29590.7298 | 29583.3798 | 29643.9198 | 29476.7598 | 29498.1198 | 29505.5148
2015 | CA | WECC | - | NWPP-CA | MW | Prospective Resources |  | 26710.2355 | 28033.3543 | 28888.1243 | 30425.8033 | 30230.8388 | 30889.9688 | 30882.6188 | 30943.1588 | 30775.9988 | 30797.3588 | 30804.7538
2015 | CA | WECC | - | NWPP-CA | MW | Existing-Certain and Net Firm Transfers Excess/Shortfall |  | 6350.8319 | 5347.4019 | 4411.5629 | 3613.7109 | 2430.0179 | 2077.9939 | 1573.8119 | 1232.8939 | 657.6219 | 276.4149 | -139.8281
2015 | CA | WECC | - | NWPP-CA | MW | Anticipated Excess/Shortfall |  | 7199.0055 | 7354.6225 | 6840.1428 | 6051.5598 | 4877.1358 | 4525.1118 | 4020.9298 | 3680.0118 | 3104.7398 | 2723.5328 | 2307.2898
2015 | CA | WECC | - | NWPP-CA | MW | Prospective Excess/Shortfall |  | 5561.6055 | 6108.4243 | 6052.7053 | 6794.1223 | 5726.3748 | 5824.3508 | 5320.1688 | 4979.2508 | 4403.9788 | 4022.7718 | 3606.5288
2015 | CA | WECC | - | NWPP-CA | % | Existing-Certain and Net Firm Transfers Reserve Margin |  | 44.2% | 37.95% | 32.32% | 27.86% | 21.9% | 20.09% | 17.73% | 16.17% | 13.67% | 12.04% | 10.33%
2015 | CA | WECC | - | NWPP-CA | % | Anticipated Reserve Margin |  | 48.65% | 48.1% | 44.12% | 39.3% | 32.97% | 30.92% | 28.34% | 26.62% | 23.96% | 22.18% | 20.31%
2015 | CA | WECC | - | NWPP-CA | % | Prospective Reserve Margin |  | 40.06% | 41.8% | 40.29% | 42.78% | 36.82% | 36.67% | 33.98% | 32.17% | 29.42% | 27.56% | 25.61%
2015 | CA | WECC | - | NWPP-CA | % | Reference Margin Level |  | 10.9% | 10.9% | 10.9% | 10.9% | 10.9% | 10.9% | 10.9% | 10.9% | 10.9% | 10.9% | 10.9%
2015 | US | WECC | - | NWPP-US | MW | Energy Efficiency and Conservation |  | 273 | 402 | 518 | 628 | 738 | 853 | 976 | 1086 | 1185 | 1253 | 1300
2015 | US | WECC | - | NWPP-US | MW | Behind the Meter Generation |  | 0 | 0 | 0 | 0 | 0 | 0 | 0 | 0 | 0 | 0 | 0
2015 | US | WECC | - | NWPP-US | MW | Distributed Generation |  | 0 | 0 | 0 | 0 | 0 | 0 | 0 | 0 | 0 | 0 | 0
2015 | US | WECC | - | NWPP-US | MW | Total Internal Demand |  | 49278.0001 | 50001 | 50417 | 50941 | 51387 | 51803 | 52172 | 52579.0001 | 52956 | 53367.0001 | 53795.9999
2015 | US | WECC | - | NWPP-US | MW | Controllable and Dispatchable Demand Response - Available |  | 1145 | 1285 | 1294 | 1292 | 1289 | 1286 | 1283 | 1285 | 1293 | 1290 | 1287
2015 | US | WECC | - | NWPP-US | MW | Net Internal Demand |  | 48133.0001 | 48716 | 49123 | 49649 | 50098 | 50517 | 50889 | 51294.0001 | 51663 | 52077.0001 | 52508.9999
2015 | US | WECC | - | NWPP-US | MW | Behind the Meter Generation - Capacity |  | 0 | 0 | 0 | 0 | 0 | 0 | 0 | 0 | 0 | 0 | 0
2015 | US | WECC | - | NWPP-US | MW | Other Capacity Adjustments - Additions |  | 0 | 0 | 0 | 0 | 0 | 0 | 0 | 0 | 0 | 0 | 0
2015 | US | WECC | - | NWPP-US | MW | Other Capacity Adjustments - Reductions |  | 0 | 0 | 0 | 0 | 0 | 0 | 0 | 0 | 0 | 0 | 0
2015 | US | WECC | - | NWPP-US | MW | Confirmed Retirements |  | 621.0005 | 621.0005 | 878.0005 | 878.0005 | 878.0005 | 2221.0005 | 2475.0005 | 2475.0005 | 2475.0005 | 3375.0005 | 3715.0005
2015 | US | WECC | - | NWPP-US | MW | Unconfirmed Retirements |  | 375 | 375 | 375 | 1293.8 | 1531.8 | 1532.5 | 1703.4 | 1816.4 | 1816.4 | 1816.4 | 1816.4
2015 | US | WECC | - | NWPP-US | MW | Scheduled Outages |  | 62.86 | 592.83 | 651.98 | 655.69 | 697.48 | 209.51 | 226.66 | 85.4 | 475.44 | 425.6 | 408.345
2015 | US | WECC | - | NWPP-US | MW | Transmission Limitations |  | 0 | 0 | 0 | 0 | 0 | 0 | 0 | 0 | 0 | 0 | 0
2015 | US | WECC | - | NWPP-US | MW | Existing-Certain |  | 63795.274 | 63119.868 | 63060.718 | 62800.008 | 62758.218 | 63246.188 | 61886.038 | 61773.298 | 61383.258 | 61433.098 | 60550.353
2015 | US | WECC | - | NWPP-US | MW | Existing-Other |  | 0 | 0 | 0 | 0 | 0 | 0 | 0 | 0 | 0 | 0 | 0
2015 | US | WECC | - | NWPP-US | MW | Additions - Tier 1 |  | 182.042 | 701.0217 | 1365.858 | 1378.7072 | 1391.5564 | 1426.8564 | 1426.8564 | 1426.8564 | 1426.8564 | 1426.8564 | 1426.8564
2015 | US | WECC | - | NWPP-US | MW | Additions - Tier 2 |  | 209.6956 | 254.3752 | 490.5875 | 578.9766 | 700.8926 | 700.8926 | 700.8926 | 700.8926 | 700.8926 | 700.8926 | 700.8926
2015 | US | WECC | - | NWPP-US | MW | Additions - Tier 3 |  | 35.448 | 62.8254 | 170.2188 | 1040.6407 | 1442.8672 | 1483.7669 | 1502.4191 | 1564.9172 | 1616.0076 | 2781.805 | 2901.9954
2015 | US | WECC | - | NWPP-US | MW | Firm Imports |  | 1501 | 1501 | 1501 | 1501 | 1501 | 1501 | 1501 | 1501 | 1501 | 1926 | 2326
2015 | US | WECC | - | NWPP-US | MW | Firm Exports |  | 0 | 0 | 0 | 0 | 0 | 0 | 0 | 0 | 0 | 575 | 1200
2015 | US | WECC | - | NWPP-US | MW | Net Firm Capacity Transfers |  | 1501 | 1501 | 1501 | 1501 | 1501 | 1501 | 1501 | 1501 | 1501 | 1351 | 1126
2015 | US | WECC | - | NWPP-US | MW | Expected Imports |  | 0 | 0 | 0 | 0 | 0 | 0 | 0 | 0 | 0 | 0 | 0
2015 | US | WECC | - | NWPP-US | MW | Expected Exports |  | 0 | 0 | 0 | 0 | 0 | 0 | 0 | 0 | 0 | 0 | 0
2015 | US | WECC | - | NWPP-US | MW | Net Expected Transfers |  | 0 | 0 | 0 | 0 | 0 | 0 | 0 | 0 | 0 | 0 | 0
2015 | US | WECC | - | NWPP-US | MW | Existing-Certain & Net Firm Transfers |  | 65296.274 | 64620.868 | 64561.718 | 64301.008 | 64259.218 | 64747.188 | 63387.038 | 63274.298 | 62884.258 | 62784.098 | 61676.353
2015 | US | WECC | - | NWPP-US | MW | Anticipated Resources |  | 65478.316 | 65321.8897 | 65927.576 | 65679.7152 | 65650.7744 | 66174.0444 | 64813.8944 | 64701.1544 | 64311.1144 | 64210.9544 | 63103.2094
2015 | US | WECC | - | NWPP-US | MW | Prospective Resources |  | 65313.0116 | 65201.2648 | 66043.1634 | 64964.8918 | 64819.867 | 65342.437 | 63811.387 | 63585.647 | 63195.607 | 63095.447 | 61987.702
2015 | US | WECC | - | NWPP-US | MW | Existing-Certain and Net Firm Transfers Excess/Shortfall |  | 9750.7918 | 8402.604 | 7873.776 | 7006.062 | 6446.126 | 6450.57 | 4661.132 | 4081.0218 | 3265.156 | 2687.2398 | 1080.9671
2015 | US | WECC | - | NWPP-US | MW | Anticipated Excess/Shortfall |  | 9932.8339 | 9103.6257 | 9239.634 | 8384.7692 | 7837.6824 | 7877.4264 | 6087.9884 | 5507.8782 | 4692.0124 | 4114.0962 | 2507.8235
2015 | US | WECC | - | NWPP-US | MW | Prospective Excess/Shortfall |  | 9767.5294 | 8983.0008 | 9355.2214 | 7669.9458 | 7006.775 | 7045.819 | 5085.481 | 4392.3709 | 3576.505 | 2998.5889 | 1392.3161
2015 | US | WECC | - | NWPP-US | % | Existing-Certain and Net Firm Transfers Reserve Margin |  | 35.66% | 32.65% | 31.43% | 29.51% | 28.27% | 28.17% | 24.56% | 23.36% | 21.72% | 20.56% | 17.46%
2015 | US | WECC | - | NWPP-US | % | Anticipated Reserve Margin |  | 36.04% | 34.09% | 34.21% | 32.29% | 31.04% | 30.99% | 27.36% | 26.14% | 24.48% | 23.3% | 20.18%
2015 | US | WECC | - | NWPP-US | % | Prospective Reserve Margin |  | 35.69% | 33.84% | 34.44% | 30.85% | 29.39% | 29.35% | 25.39% | 23.96% | 22.32% | 21.16% | 18.05%
2015 | US | WECC | - | NWPP-US | % | Reference Margin Level |  | 15.4% | 15.4% | 15.4% | 15.4% | 15.4% | 15.4% | 15.4% | 15.4% | 15.4% | 15.4% | 15.4%
2015 | US | WECC | - | RMRG | MW | Energy Efficiency and Conservation |  | 186 | 238 | 307 | 378 | 445 | 515 | 590 | 663 | 737 | 811 | 882
2015 | US | WECC | - | RMRG | MW | Behind the Meter Generation |  | 0 | 0 | 0 | 0 | 0 | 0 | 0 | 0 | 0 | 0 | 0
2015 | US | WECC | - | RMRG | MW | Distributed Generation |  | 0 | 0 | 0 | 0 | 0 | 0 | 0 | 0 | 0 | 0 | 0
2015 | US | WECC | - | RMRG | MW | Total Internal Demand |  | 12447 | 12613 | 12738 | 12994 | 13253 | 13424 | 13706 | 14000 | 14329 | 14532 | 14800
2015 | US | WECC | - | RMRG | MW | Controllable and Dispatchable Demand Response - Available |  | 547 | 558 | 567 | 577 | 586 | 594 | 577 | 586 | 593 | 600 | 606
2015 | US | WECC | - | RMRG | MW | Net Internal Demand |  | 11900 | 12055 | 12171 | 12417 | 12667 | 12830 | 13129 | 13414 | 13736 | 13932 | 14194
2015 | US | WECC | - | RMRG | MW | Behind the Meter Generation - Capacity |  | 0 | 0 | 0 | 0 | 0 | 0 | 0 | 0 | 0 | 0 | 0
2015 | US | WECC | - | RMRG | MW | Other Capacity Adjustments - Additions |  | 0 | 0 | 0 | 0 | 0 | 0 | 0 | 0 | 0 | 0 | 0
2015 | US | WECC | - | RMRG | MW | Other Capacity Adjustments - Reductions |  | 0 | 0 | 0 | 0 | 0 | 0 | 0 | 0 | 0 | 0 | 0
2015 | US | WECC | - | RMRG | MW | Confirmed Retirements |  | 62.717 | 62.717 | 62.717 | 62.717 | 105.717 | 195.717 | 195.717 | 195.717 | 195.717 | 195.717 | 195.717
2015 | US | WECC | - | RMRG | MW | Unconfirmed Retirements |  | 0 | 212 | 212 | 748 | 748 | 748 | 748 | 748 | 748 | 748 | 748
2015 | US | WECC | - | RMRG | MW | Scheduled Outages |  | 144.5 | 479 | 55.8 | 4.8 | 436.35 | 0 | 0 | 66.9 | 58.35 | 220.607 | 146.6307
2015 | US | WECC | - | RMRG | MW | Transmission Limitations |  | 0 | 0 | 0 | 0 | 0 | 0 | 0 | 0 | 0 | 0 | 0
2015 | US | WECC | - | RMRG | MW | Existing-Certain |  | 16120.055 | 15785.555 | 16208.755 | 16259.755 | 15828.205 | 16221.555 | 16131.555 | 16064.655 | 16073.205 | 15910.948 | 15984.9243
2015 | US | WECC | - | RMRG | MW | Existing-Other |  | 0 | 0 | 0 | 0 | 0 | 0 | 0 | 0 | 0 | 0 | 0
2015 | US | WECC | - | RMRG | MW | Additions - Tier 1 |  | 0.85665 | 665.4627 | 801.3754 | 1153.3754 | 1153.3754 | 1153.3754 | 1153.3754 | 1153.3754 | 1153.3754 | 1153.3754 | 1153.3754
2015 | US | WECC | - | RMRG | MW | Additions - Tier 2 |  | 0 | 0 | 0 | 0 | 0 | 0 | 0 | 0 | 0 | 0 | 0
2015 | US | WECC | - | RMRG | MW | Additions - Tier 3 |  | 0 | 0 | 0 | 0 | 0 | 0 | 29.6759 | 29.6759 | 29.6759 | 29.6759 | 29.6759
2015 | US | WECC | - | RMRG | MW | Firm Imports |  | 0 | 0 | 0 | 0 | 0 | 0 | 0 | 0 | 0 | 150 | 375
2015 | US | WECC | - | RMRG | MW | Firm Exports |  | 575 | 575 | 575 | 575 | 575 | 575 | 575 | 575 | 575 | 575 | 575
2015 | US | WECC | - | RMRG | MW | Net Firm Capacity Transfers |  | -575 | -575 | -575 | -575 | -575 | -575 | -575 | -575 | -575 | -425 | -200
2015 | US | WECC | - | RMRG | MW | Expected Imports |  | 0 | 0 | 0 | 0 | 0 | 0 | 0 | 0 | 0 | 0 | 0
2015 | US | WECC | - | RMRG | MW | Expected Exports |  | 0 | 0 | 0 | 0 | 0 | 0 | 0 | 0 | 0 | 0 | 0
2015 | US | WECC | - | RMRG | MW | Net Expected Transfers |  | 0 | 0 | 0 | 0 | 0 | 0 | 0 | 0 | 0 | 0 | 0
2015 | US | WECC | - | RMRG | MW | Existing-Certain & Net Firm Transfers |  | 15545.055 | 15210.555 | 15633.755 | 15684.755 | 15253.205 | 15646.555 | 15556.555 | 15489.655 | 15498.205 | 15485.948 | 15784.9243
2015 | US | WECC | - | RMRG | MW | Anticipated Resources |  | 15545.9117 | 15876.0177 | 16435.1305 | 16838.1305 | 16406.5805 | 16799.9305 | 16709.9305 | 16643.0305 | 16651.5805 | 16639.3235 | 16938.2998
2015 | US | WECC | - | RMRG | MW | Prospective Resources |  | 15545.9117 | 15664.0177 | 16223.1305 | 16090.1305 | 15658.5805 | 16051.9305 | 15961.9305 | 15895.0305 | 15903.5805 | 15891.3235 | 16190.2998
2015 | US | WECC | - | RMRG | MW | Existing-Certain and Net Firm Transfers Excess/Shortfall |  | 1990.955 | 1479.91 | 1770.986 | 1541.792 | 825.492 | 1033.185 | 602.624 | 211.109 | -147.099 | -382.6 | -382.0417
2015 | US | WECC | - | RMRG | MW | Anticipated Excess/Shortfall |  | 1991.8117 | 2145.3727 | 2572.3615 | 2695.1675 | 1978.8675 | 2186.5605 | 1755.9995 | 1364.4845 | 1006.2765 | 770.7755 | 771.3338
2015 | US | WECC | - | RMRG | MW | Prospective Excess/Shortfall |  | 1991.8117 | 1933.3727 | 2360.3615 | 1947.1675 | 1230.8675 | 1438.5605 | 1007.9995 | 616.4845 | 258.2765 | 22.7755 | 23.3338
2015 | US | WECC | - | RMRG | % | Existing-Certain and Net Firm Transfers Reserve Margin |  | 30.63% | 26.18% | 28.45% | 26.32% | 20.42% | 21.95% | 18.49% | 15.47% | 12.83% | 11.15% | 11.21%
2015 | US | WECC | - | RMRG | % | Anticipated Reserve Margin |  | 30.64% | 31.7% | 35.04% | 35.61% | 29.52% | 30.94% | 27.27% | 24.07% | 21.23% | 19.43% | 19.33%
2015 | US | WECC | - | RMRG | % | Prospective Reserve Margin |  | 30.64% | 29.94% | 33.29% | 29.58% | 23.62% | 25.11% | 21.58% | 18.5% | 15.78% | 14.06% | 14.06%
2015 | US | WECC | - | RMRG | % | Reference Margin Level |  | 13.9% | 13.9% | 13.9% | 13.9% | 13.9% | 13.9% | 13.9% | 13.9% | 13.9% | 13.9% | 13.9%
2015 | US | WECC | - | SRSG | MW | Energy Efficiency and Conservation |  | 136 | 285 | 447 | 589 | 710 | 831 | 921 | 974 | 1023 | 1041 | 1070
2015 | US | WECC | - | SRSG | MW | Behind the Meter Generation |  | 0 | 0 | 0 | 0 | 0 | 0 | 0 | 0 | 0 | 0 | 0
2015 | US | WECC | - | SRSG | MW | Distributed Generation |  | 0 | 0 | 0 | 0 | 0 | 0 | 0 | 0 | 0 | 0 | 0
2015 | US | WECC | - | SRSG | MW | Total Internal Demand |  | 23548.9999 | 23773 | 23931.9999 | 24407 | 24894 | 25444 | 25902 | 26120 | 26595 | 27149 | 27764
2015 | US | WECC | - | SRSG | MW | Controllable and Dispatchable Demand Response - Available |  | 461 | 476 | 446 | 380 | 380 | 386 | 386 | 386 | 386 | 386 | 387
2015 | US | WECC | - | SRSG | MW | Net Internal Demand |  | 23087.9999 | 23297 | 23485.9999 | 24027 | 24514 | 25058 | 25516 | 25734 | 26209 | 26763 | 27377
2015 | US | WECC | - | SRSG | MW | Behind the Meter Generation - Capacity |  | 0 | 0 | 0 | 0 | 0 | 0 | 0 | 0 | 0 | 0 | 0
2015 | US | WECC | - | SRSG | MW | Other Capacity Adjustments - Additions |  | 0 | 0 | 0 | 0 | 0 | 0 | 0 | 0 | 0 | 0 | 0
2015 | US | WECC | - | SRSG | MW | Other Capacity Adjustments - Reductions |  | 0 | 0 | 0 | 0 | 0 | 0 | 0 | 0 | 0 | 0 | 0
2015 | US | WECC | - | SRSG | MW | Confirmed Retirements |  | 0 | 260 | 480 | 480 | 480 | 526 | 610.3 | 756.3 | 904.3 | 1001.3 | 1063.3
2015 | US | WECC | - | SRSG | MW | Unconfirmed Retirements |  | 0 | 0 | 45 | 882.359 | 897.9247 | 898.2837 | 898.6428 | 899.3608 | 980.0788 | 1030.1786 | 1030.1786
2015 | US | WECC | - | SRSG | MW | Scheduled Outages |  | 403.4 | 228 | 296.2 | 192 | 262.4 | 210.4 | 205.2 | 323 | 488 | 760 | 336.86
2015 | US | WECC | - | SRSG | MW | Transmission Limitations |  | 0 | 0 | 0 | 0 | 0 | 0 | 0 | 0 | 0 | 0 | 0
2015 | US | WECC | - | SRSG | MW | Existing-Certain |  | 31731.6223 | 31647.0223 | 31578.8223 | 31463.0223 | 31392.6223 | 31444.6223 | 31403.8223 | 31202.7675 | 30891.7675 | 30471.7675 | 30797.9075
2015 | US | WECC | - | SRSG | MW | Existing-Other |  | 0 | 0 | 0 | 0 | 0 | 0 | 0 | 0 | 0 | 0 | 0
2015 | US | WECC | - | SRSG | MW | Additions - Tier 1 |  | 986.4011 | 1040.7493 | 1077.2905 | 1587.2905 | 1587.2905 | 1587.2905 | 1587.2905 | 1587.2905 | 1587.2905 | 1587.2905 | 1587.2905
2015 | US | WECC | - | SRSG | MW | Additions - Tier 2 |  | 0 | 40.2 | 40.2 | 40.2 | 40.2 | 40.2 | 40.2 | 40.2 | 40.2 | 40.2 | 40.2
2015 | US | WECC | - | SRSG | MW | Additions - Tier 3 |  | 26.2085 | 183.2059 | 247.7456 | 709.0902 | 1833.9922 | 1891.1726 | 2434.6158 | 2728.439 | 3334.5786 | 3895.6788 | 4078.4739
2015 | US | WECC | - | SRSG | MW | Firm Imports |  | 379 | 379 | 379 | 379 | 379 | 529 | 1104 | 1554 | 2504 | 3604 | 4004
2015 | US | WECC | - | SRSG | MW | Firm Exports |  | 3601 | 3601 | 3601 | 3601 | 3601 | 3601 | 3601 | 3601 | 3601 | 3601 | 3601
2015 | US | WECC | - | SRSG | MW | Net Firm Capacity Transfers |  | -3222 | -3222 | -3222 | -3222 | -3222 | -3072 | -2497 | -2047 | -1097 | 3 | 403
2015 | US | WECC | - | SRSG | MW | Expected Imports |  | 0 | 0 | 0 | 0 | 0 | 0 | 0 | 0 | 0 | 0 | 0
2015 | US | WECC | - | SRSG | MW | Expected Exports |  | 0 | 0 | 0 | 0 | 0 | 0 | 0 | 0 | 0 | 0 | 0
2015 | US | WECC | - | SRSG | MW | Net Expected Transfers |  | 0 | 0 | 0 | 0 | 0 | 0 | 0 | 0 | 0 | 0 | 0
2015 | US | WECC | - | SRSG | MW | Existing-Certain & Net Firm Transfers |  | 28509.6223 | 28425.0223 | 28356.8223 | 28241.0223 | 28170.6223 | 28372.6223 | 28906.8223 | 29155.7675 | 29794.7675 | 30474.7675 | 31200.9075
2015 | US | WECC | - | SRSG | MW | Anticipated Resources |  | 29496.0233 | 29465.7715 | 29434.1127 | 29828.3127 | 29757.9127 | 29959.9127 | 30494.1127 | 30743.058 | 31382.058 | 32062.058 | 32788.198
2015 | US | WECC | - | SRSG | MW | Prospective Resources |  | 29496.0233 | 29505.9715 | 29429.3127 | 28986.1537 | 28900.188 | 29101.829 | 29635.67 | 29883.8972 | 30442.1791 | 31072.0793 | 31798.2193
2015 | US | WECC | - | SRSG | MW | Existing-Certain and Net Firm Transfers Excess/Shortfall |  | 1704.4544 | 1377.2053 | 1089.5764 | 345.6753 | -290.1317 | -719.7157 | -717.2537 | -721.4065 | -633.8815 | -597.0755 | -583.7895
2015 | US | WECC | - | SRSG | MW | Anticipated Excess/Shortfall |  | 2690.8555 | 2417.9545 | 2166.8669 | 1932.9657 | 1297.1587 | 867.5747 | 870.0367 | 865.884 | 953.409 | 990.215 | 1003.501
2015 | US | WECC | - | SRSG | MW | Prospective Excess/Shortfall |  | 2690.8555 | 2458.1545 | 2162.0669 | 1090.8067 | 439.434 | 9.491 | 11.594 | 6.7232 | 13.5301 | 0.23633 | 13.5223
2015 | US | WECC | - | SRSG | % | Existing-Certain and Net Firm Transfers Reserve Margin |  | 23.48% | 22.01% | 20.74% | 17.54% | 14.92% | 13.23% | 13.29% | 13.3% | 13.68% | 13.87% | 13.97%
2015 | US | WECC | - | SRSG | % | Anticipated Reserve Margin |  | 27.75% | 26.48% | 25.33% | 24.14% | 21.39% | 19.56% | 19.51% | 19.46% | 19.74% | 19.8% | 19.77%
2015 | US | WECC | - | SRSG | % | Prospective Reserve Margin |  | 27.75% | 26.65% | 25.31% | 20.64% | 17.89% | 16.14% | 16.15% | 16.13% | 16.15% | 16.1% | 16.15%
2015 | US | WECC | - | SRSG | % | Reference Margin Level |  | 16.1% | 16.1% | 16.1% | 16.1% | 16.1% | 16.1% | 16.1% | 16.1% | 16.1% | 16.1% | 16.1%
2016 | US | FRCC | - | FRCC | MW | Energy Efficiency and Conservation |  | 84 | 182 | 261 | 335 | 404 | 465 | 523 | 576 | 630 | 690 | 690
2016 | US | FRCC | - | FRCC | MW | Behind the Meter Generation |  | 0 | 0 | 0 | 0 | 0 | 0 | 0 | 0 | 0 | 0 | 0
2016 | US | FRCC | - | FRCC | MW | Distributed Generation |  | 29.8834 | 51.463 | 77.3424 | 108.1553 | 142.3213 | 177.6274 | 209.0429 | 243.9791 | 280.6066 | 312.8456 | 312.8456
2016 | US | FRCC | - | FRCC | MW | Standby Load Under Contract |  | 0 | 0 | 0 | 0 | 0 | 0 | 0 | 0 | 0 | 0 | 0
2016 | US | FRCC | - | FRCC | MW | Total Internal Demand |  | 47654 | 48125 | 48648 | 49266 | 49873 | 50461 | 50973 | 51514 | 52125 | 52803 | 52803
2016 | US | FRCC | - | FRCC | MW | Controllable and Dispatchable Demand Response - Available |  | 2924 | 3014 | 3070 | 3123 | 3167 | 3205 | 3255 | 3271 | 3271 | 3304 | 3304
2016 | US | FRCC | - | FRCC | MW | Net Internal Demand |  | 44730 | 45111 | 45578 | 46143 | 46706 | 47256 | 47718 | 48243 | 48854 | 49499 | 49499
2016 | US | FRCC | - | FRCC | MW | Behind the Meter Generation - Capacity |  | 0 | 0 | 0 | 0 | 0 | 0 | 0 | 0 | 0 | 0 | 0
2016 | US | FRCC | - | FRCC | MW | Other Capacity Adjustments - Additions |  | 0 | 0 | 0 | 0 | 0 | 0 | 0 | 0 | 0 | 0 | 0
2016 | US | FRCC | - | FRCC | MW | Other Capacity Adjustments - Reductions |  | 0 | 0 | 0 | 0 | 0 | 0 | 0 | 0 | 0 | 0 | 0
2016 | US | FRCC | - | FRCC | MW | Confirmed Retirements |  | 396 | 2663.2 | 2945.2 | 3838.2 | 4362.2 | 4519.2 | 4595.2 | 4670.2 | 4673.9 | 4673.9 | 5077.9
2016 | US | FRCC | - | FRCC | MW | Unconfirmed Retirements |  | 0 | 0 | 0 | 0 | 0 | 0 | 0 | 0 | 0 | 0 | 0
2016 | US | FRCC | - | FRCC | MW | Scheduled Outages |  | 0 | 0 | 0 | 0 | 0 | 0 | 0 | 0 | 0 | 0 | 0
2016 | US | FRCC | - | FRCC | MW | Transmission Limitations |  | 0 | 0 | 0 | 0 | 0 | 0 | 0 | 0 | 0 | 0 | 0
2016 | US | FRCC | - | FRCC | MW | Existing-Certain |  | 53110.07 | 50316.57 | 49469.17 | 49339.17 | 49525.97 | 49038.87 | 49009.97 | 48969.97 | 48117.38 | 47964.38 | 47946.38
2016 | US | FRCC | - | FRCC | MW | Existing-Other |  | 259.4 | 421.4 | 421.4 | 582.4 | 567.4 | 1066.4 | 1106.4 | 1146.4 | 1871.29 | 1986.29 | 2001.29
2016 | US | FRCC | - | FRCC | MW | Additions - Tier 1 |  | 1237 | 3445 | 4296.5 | 6749.5 | 7109.5 | 8312.1 | 8513.1 | 8918.1 | 11388.1 | 12002.1 | 12002.1
2016 | US | FRCC | - | FRCC | MW | Additions - Tier 2 |  | 0 | 0 | 0 | 0 | 0 | 0 | 0 | 0 | 0 | 0 | 0
2016 | US | FRCC | - | FRCC | MW | Additions - Tier 3 |  | 0 | 0 | 0 | 0 | 0 | 0 | 0 | 0 | 0 | 0 | 0
2016 | US | FRCC | - | FRCC | MW | Firm Imports |  | 1403 | 1253 | 1253 | 1353 | 1453 | 1028 | 1028 | 1028 | 1028 | 1028 | 1028
2016 | US | FRCC | - | FRCC | MW | Firm Imports - Full-Responsibility Purchases |  | 575 | 425 | 425 | 525 | 625 | 200 | 200 | 200 | 200 | 200 | 200
2016 | US | FRCC | - | FRCC | MW | Firm Imports - Owned Capacity/Entitlement Located Outside the Area |  | 828 | 828 | 828 | 828 | 828 | 828 | 828 | 828 | 828 | 828 | 828
2016 | US | FRCC | - | FRCC | MW | Firm Exports |  | 143 | 0 | 0 | 0 | 0 | 0 | 0 | 0 | 0 | 0 | 0
2016 | US | FRCC | - | FRCC | MW | Firm Exports - Full-Responsibility Sales |  | 143 | 0 | 0 | 0 | 0 | 0 | 0 | 0 | 0 | 0 | 0
2016 | US | FRCC | - | FRCC | MW | Firm Exports - Owned Capacity/Entitlement Located Inside the Area |  | 0 | 0 | 0 | 0 | 0 | 0 | 0 | 0 | 0 | 0 | 0
2016 | US | FRCC | - | FRCC | MW | Net Firm Capacity Transfers |  | 1260 | 1253 | 1253 | 1353 | 1453 | 1028 | 1028 | 1028 | 1028 | 1028 | 1028
2016 | US | FRCC | - | FRCC | MW | Expected Imports |  | 0 | 0 | 0 | 0 | 0 | 0 | 0 | 0 | 0 | 0 | 0
2016 | US | FRCC | - | FRCC | MW | Expected Exports |  | 0 | 0 | 0 | 0 | 0 | 0 | 0 | 0 | 0 | 0 | 0
2016 | US | FRCC | - | FRCC | MW | Net Expected Transfers |  | 0 | 0 | 0 | 0 | 0 | 0 | 0 | 0 | 0 | 0 | 0
2016 | US | FRCC | - | FRCC | MW | Existing-Certain & Net Firm Transfers |  | 54370.07 | 51569.57 | 50722.17 | 50692.17 | 50978.97 | 50066.87 | 50037.97 | 49997.97 | 49145.38 | 48992.38 | 48974.38
2016 | US | FRCC | - | FRCC | MW | Anticipated Resources |  | 55607.07 | 55014.57 | 55018.67 | 57441.67 | 58088.47 | 58378.97 | 58551.07 | 58916.07 | 60533.48 | 60994.48 | 60976.48
2016 | US | FRCC | - | FRCC | MW | Prospective Resources |  | 55866.47 | 55435.97 | 55440.07 | 58024.07 | 58655.87 | 59445.37 | 59657.47 | 60062.47 | 62404.77 | 62980.77 | 62977.77
2016 | US | FRCC | - | FRCC | MW | Existing-Certain and Net Firm Transfers Excess/Shortfall |  | 2930.57 | -308.08 | -1692.53 | -2372.28 | -2732.93 | -4277.53 | -4837.73 | -5481.48 | -7036.72 | -7931.47 | -7949.47
2016 | US | FRCC | - | FRCC | MW | Anticipated Excess/Shortfall |  | 4167.57 | 3136.92 | 2603.97 | 4377.22 | 4376.57 | 4034.57 | 3675.37 | 3436.62 | 4351.38 | 4070.63 | 4052.63
2016 | US | FRCC | - | FRCC | MW | Prospective Excess/Shortfall |  | 4426.97 | 3558.32 | 3025.37 | 4959.62 | 4943.97 | 5100.97 | 4781.77 | 4583.02 | 6222.67 | 6056.92 | 6053.92
2016 | US | FRCC | - | FRCC | % | Existing-Certain and Net Firm Transfers Reserve Margin |  | 0.21552 | 0.14317 | 0.11287 | 0.098589 | 0.091487 | 0.059482 | 0.048618 | 0.036378 | 0.0059643 | -0.010235 | -0.010599
2016 | US | FRCC | - | FRCC | % | Anticipated Reserve Margin |  | 0.24317 | 0.21954 | 0.20713 | 0.24486 | 0.2437 | 0.23538 | 0.22702 | 0.22124 | 0.23907 | 0.23224 | 0.23187
2016 | US | FRCC | - | FRCC | % | Prospective Reserve Margin |  | 0.24897 | 0.22888 | 0.21638 | 0.25748 | 0.25585 | 0.25794 | 0.25021 | 0.245 | 0.27737 | 0.27236 | 0.2723
2016 | US | FRCC | - | FRCC | % | Reference Margin Level |  | 15% | 15% | 15% | 15% | 15% | 15% | 15% | 15% | 15% | 15% | 15%
2016 | US | MRO | - | MISO | MW | Energy Efficiency and Conservation |  | 0 | 0 | 0 | 0 | 0 | 0 | 0 | 0 | 0 | 0 | 0
2016 | US | MRO | - | MISO | MW | Behind the Meter Generation |  | 0 | 0 | 0 | 0 | 0 | 0 | 0 | 0 | 0 | 0 | 0
2016 | US | MRO | - | MISO | MW | Distributed Generation |  | 0 | 0 | 0 | 0 | 0 | 0 | 0 | 0 | 0 | 0 | 0
2016 | US | MRO | - | MISO | MW | Standby Load Under Contract |  | 0 | 0 | 0 | 0 | 0 | 0 | 0 | 0 | 0 | 0 | 0
2016 | US | MRO | - | MISO | MW | Total Internal Demand |  | 125912.9 | 127640.9 | 128269.9 | 129367.3 | 130076.1 | 130728 | 131516.6 | 132261.2 | 132958.9 | 133581.4 | 134461.7
2016 | US | MRO | - | MISO | MW | Controllable and Dispatchable Demand Response - Available |  | 5827 | 5827 | 5827 | 5827 | 5827 | 5827 | 5827 | 5827 | 5827 | 5827 | 5827
2016 | US | MRO | - | MISO | MW | Net Internal Demand |  | 120085.9 | 121813.9 | 122442.9 | 123540.3 | 124249.1 | 124901 | 125689.6 | 126434.2 | 127131.9 | 127754.4 | 128634.7
2016 | US | MRO | - | MISO | MW | Behind the Meter Generation - Capacity |  | 4143.5 | 4143.5 | 4127.3 | 4141.6 | 4141.6 | 4131.6 | 4131.6 | 4131.6 | 4131.6 | 4131.6 | 4131.6
2016 | US | MRO | - | MISO | MW | Other Capacity Adjustments - Additions |  | 0 | 0 | 0 | 0 | 0 | 0 | 0 | 0 | 0 | 0 | 0
2016 | US | MRO | - | MISO | MW | Other Capacity Adjustments - Reductions |  | 0 | 0 | 0 | 0 | 0 | 0 | 0 | 0 | 0 | 0 | 0
2016 | US | MRO | - | MISO | MW | Confirmed Retirements |  | 1235.3 | 4234.8 | 4234.8 | 4234.8 | 4234.8 | 4234.8 | 4234.8 | 4234.8 | 4234.8 | 4234.8 | 4234.8
2016 | US | MRO | - | MISO | MW | Unconfirmed Retirements |  | 0 | 1732.7 | 3018.5 | 3369.8 | 3381.8 | 3381.8 | 3522 | 3389.4 | 3389.4 | 3339.4 | 3339.4
2016 | US | MRO | - | MISO | MW | Scheduled Outages |  | 0 | 0 | 0 | 0 | 0 | 0 | 0 | 0 | 0 | 0 | 0
2016 | US | MRO | - | MISO | MW | Transmission Limitations |  | 3351 | 2463.0229 | 2174.5163 | 1929.2927 | 1753.1572 | 1637.3872 | 1317.7157 | 1017.7157 | 717.7157 | 417.7157 | 117.7157
2016 | US | MRO | - | MISO | MW | Existing-Certain |  | 143594.279 | 142788.9561 | 142490.7627 | 142463.8863 | 142049.4218 | 141878.5125 | 140194.2839 | 138832.1839 | 138821.6839 | 138129.8839 | 138117.3839
2016 | US | MRO | - | MISO | MW | Existing-Other |  | 2267.1197 | 2241.8197 | 2241.8197 | 2241.8197 | 2241.8197 | 2241.8197 | 2210.6197 | 2210.6197 | 2210.6197 | 2210.6197 | 2210.6197
2016 | US | MRO | - | MISO | MW | Additions - Tier 1 |  | 0 | 1586.45 | 1953.35 | 2633.85 | 2633.85 | 2665.05 | 2665.05 | 2680.65 | 2680.65 | 2680.65 | 2680.65
2016 | US | MRO | - | MISO | MW | Additions - Tier 2 |  | 1175.707 | 2761.2962 | 4720.4962 | 6211.1962 | 6639.2962 | 6639.2962 | 6639.2962 | 6639.2962 | 6639.2962 | 6639.2962 | 6639.2962
2016 | US | MRO | - | MISO | MW | Additions - Tier 3 |  | 1052.63 | 2946.221 | 4847.962 | 16411.812 | 22119.812 | 26738.412 | 28952.212 | 31410.612 | 31440.412 | 31476.312 | 31476.312
2016 | US | MRO | - | MISO | MW | Firm Imports |  | 4266.3 | 4213.3 | 4104.3 | 4104.3 | 4079.3 | 4196.3 | 4196.3 | 4196.3 | 4196.3 | 3396.3 | 3396.3
2016 | US | MRO | - | MISO | MW | Firm Imports - Full-Responsibility Purchases |  | 0 | 0 | 0 | 0 | 0 | 0 | 0 | 0 | 0 | 0 | 0
2016 | US | MRO | - | MISO | MW | Firm Imports - Owned Capacity/Entitlement Located Outside the Area |  | 0 | 0 | 0 | 0 | 0 | 0 | 0 | 0 | 0 | 0 | 0
2016 | US | MRO | - | MISO | MW | Firm Exports |  | 5280 | 4744.7 | 4682.7 | 3886.5 | 3887.5 | 3889.5 | 3901.5 | 3892.5 | 3893.5 | 3895.5 | 3897.5
2016 | US | MRO | - | MISO | MW | Firm Exports - Full-Responsibility Sales |  | 0 | 0 | 0 | 0 | 0 | 0 | 0 | 0 | 0 | 0 | 0
2016 | US | MRO | - | MISO | MW | Firm Exports - Owned Capacity/Entitlement Located Inside the Area |  | 0 | 0 | 0 | 0 | 0 | 0 | 0 | 0 | 0 | 0 | 0
2016 | US | MRO | - | MISO | MW | Net Firm Capacity Transfers |  | -1013.7 | -531.4 | -578.4 | 217.8 | 191.8 | 306.8 | 294.8 | 303.8 | 302.8 | -499.2 | -501.2
2016 | US | MRO | - | MISO | MW | Expected Imports |  | 0 | 3664.3 | 3664.3 | 3664.3 | 7240 | 7240 | 7240 | 7240 | 7240 | 7240 | 7240
2016 | US | MRO | - | MISO | MW | Expected Exports |  | 0 | 0 | 0 | 0 | 0 | 0 | 0 | 0 | 0 | 0 | 0
2016 | US | MRO | - | MISO | MW | Net Expected Transfers |  | 0 | 3664.3 | 3664.3 | 3664.3 | 7240 | 7240 | 7240 | 7240 | 7240 | 7240 | 7240
2016 | US | MRO | - | MISO | MW | Existing-Certain & Net Firm Transfers |  | 142580.579 | 142257.5561 | 141912.3627 | 142681.6863 | 142241.2218 | 142185.3125 | 140489.0839 | 139135.9839 | 139124.4839 | 137630.6839 | 137616.1839
2016 | US | MRO | - | MISO | MW | Anticipated Resources |  | 142580.579 | 143844.0061 | 143865.7127 | 145315.5363 | 144875.0718 | 144850.3625 | 143154.1339 | 141816.6339 | 141805.1339 | 140311.3339 | 140296.8339
2016 | US | MRO | - | MISO | MW | Prospective Resources |  | 146023.4057 | 150778.722 | 151473.8286 | 154063.0522 | 157614.3877 | 157589.6784 | 155722.0498 | 154517.1498 | 154505.6498 | 153061.8498 | 153047.3498
2016 | US | MRO | - | MISO | MW | Existing-Certain and Net Firm Transfers Excess/Shortfall |  | 4241.6222 | 1927.9433 | 858.1419 | 363.2607 | -893.7414 | -1700.6395 | -4305.3353 | -6516.2145 | -7331.4649 | -9542.3849 | -10570.9905
2016 | US | MRO | - | MISO | MW | Anticipated Excess/Shortfall |  | 4241.6222 | 3514.3933 | 2811.4919 | 2997.1107 | 1740.1086 | 964.4105 | -1640.2853 | -3835.5645 | -4650.8149 | -6861.7349 | -7890.3405
2016 | US | MRO | - | MISO | MW | Prospective Excess/Shortfall |  | 7684.4489 | 10449.1092 | 10419.6078 | 11744.6266 | 14479.4245 | 13703.7264 | 10927.6306 | 8864.9514 | 8049.701 | 5888.781 | 4860.1754
2016 | US | MRO | - | MISO | % | Existing-Certain and Net Firm Transfers Reserve Margin |  | 0.18732 | 0.16783 | 0.15901 | 0.15494 | 0.14481 | 0.13838 | 0.11775 | 0.10046 | 0.094332 | 0.077307 | 0.069822
2016 | US | MRO | - | MISO | % | Anticipated Reserve Margin |  | 0.18732 | 0.18085 | 0.17496 | 0.17626 | 0.166 | 0.15972 | 0.13895 | 0.12166 | 0.11542 | 0.09829 | 0.090661
2016 | US | MRO | - | MISO | % | Prospective Reserve Margin |  | 0.21599 | 0.23778 | 0.2371 | 0.24707 | 0.26854 | 0.26172 | 0.23894 | 0.22212 | 0.21532 | 0.19809 | 0.18978
2016 | US | MRO | - | MISO | % | Reference Margin Level |  | 15.2% | 15.2% | 15.2% | 15.2% | 15.2% | 15.2% | 15.2% | 15.2% | 15.2% | 15.2% | 15.2%
2016 | CA | MRO | - | Manitoba Hydro | MW | Energy Efficiency and Conservation |  | 60.0678 | 103.2441 | 146.0734 | 193.5623 | 224.4158 | 255.3917 | 280.9881 | 307.7317 | 333.7173 | 359.646 | 388.5917
2016 | CA | MRO | - | Manitoba Hydro | MW | Behind the Meter Generation |  | 0 | 0 | 0 | 0 | 0 | 0 | 0 | 0 | 0 | 0 | 0
2016 | CA | MRO | - | Manitoba Hydro | MW | Distributed Generation |  | 0 | 0 | 0 | 0 | 0 | 0 | 0 | 0 | 0 | 0 | 0
2016 | CA | MRO | - | Manitoba Hydro | MW | Standby Load Under Contract |  | 5.1 | 0 | 0 | 6.9 | 6.9 | 6.9 | 6.9 | 6.9 | 6.9 | 6.9 | 6.9
2016 | CA | MRO | - | Manitoba Hydro | MW | Total Internal Demand |  | 3302 | 3459 | 3371.2266 | 3355.7377 | 3447.3842 | 3473.1083 | 3497.0119 | 3520.2683 | 3545.2827 | 3486.354 | 3480.4083
2016 | CA | MRO | - | Manitoba Hydro | MW | Controllable and Dispatchable Demand Response - Available |  | 0 | 0 | 0 | 0 | 0 | 0 | 0 | 0 | 0 | 0 | 0
2016 | CA | MRO | - | Manitoba Hydro | MW | Net Internal Demand |  | 3302 | 3459 | 3371.2266 | 3355.7377 | 3447.3842 | 3473.1083 | 3497.0119 | 3520.2683 | 3545.2827 | 3486.354 | 3480.4083
2016 | CA | MRO | - | Manitoba Hydro | MW | Behind the Meter Generation - Capacity |  | 0 | 0 | 0 | 0 | 0 | 0 | 0 | 0 | 0 | 0 | 0
2016 | CA | MRO | - | Manitoba Hydro | MW | Other Capacity Adjustments - Additions |  | 0 | 0 | 0 | 0 | 0 | 0 | 0 | 0 | 0 | 0 | 0
2016 | CA | MRO | - | Manitoba Hydro | MW | Other Capacity Adjustments - Reductions |  | 0 | 0 | 0 | 0 | 0 | 0 | 0 | 0 | 0 | 0 | 0
2016 | CA | MRO | - | Manitoba Hydro | MW | Confirmed Retirements |  | 0 | 0 | 0 | 0 | 0 | 0 | 0 | 0 | 0 | 0 | 0
2016 | CA | MRO | - | Manitoba Hydro | MW | Unconfirmed Retirements |  | 0 | 0 | 0 | 0 | 92.7 | 92.7 | 92.7 | 92.7 | 92.7 | 92.7 | 92.7
2016 | CA | MRO | - | Manitoba Hydro | MW | Scheduled Outages |  | 173.12 | 142.3 | 43.07 | 0 | 0 | 0 | 0 | 0 | 0 | 0 | 0
2016 | CA | MRO | - | Manitoba Hydro | MW | Transmission Limitations |  | 0 | 0 | 0 | 0 | 0 | 0 | 0 | 0 | 0 | 0 | 0
2016 | CA | MRO | - | Manitoba Hydro | MW | Existing-Certain |  | 5350.5671 | 5389.3871 | 5488.6171 | 5551.7601 | 5644.3601 | 5644.3601 | 5644.3601 | 5644.3601 | 5644.3601 | 5644.3601 | 5644.3601
2016 | CA | MRO | - | Manitoba Hydro | MW | Existing-Other |  | 124.8595 | 116.8595 | 116.8595 | 96.7865 | 4.1865 | 4.1865 | 4.1865 | 4.1865 | 4.1865 | 4.1865 | 4.1865
2016 | CA | MRO | - | Manitoba Hydro | MW | Additions - Tier 1 |  | 0 | 0 | 0 | 0 | 360 | 630 | 630 | 630 | 630 | 630 | 630
2016 | CA | MRO | - | Manitoba Hydro | MW | Additions - Tier 2 |  | 0 | 0 | 0 | 0 | 0 | 0 | 0 | 0 | 0 | 0 | 0
2016 | CA | MRO | - | Manitoba Hydro | MW | Additions - Tier 3 |  | 0 | 0 | 0 | 0 | 0 | 0 | 0 | 0 | 0 | 0 | 0
2016 | CA | MRO | - | Manitoba Hydro | MW | Firm Imports |  | 0 | 0 | 0 | 0 | 0 | 0 | 0 | 0 | 0 | 0 | 0
2016 | CA | MRO | - | Manitoba Hydro | MW | Firm Imports - Full-Responsibility Purchases |  | 0 | 0 | 0 | 0 | 0 | 0 | 0 | 0 | 0 | 0 | 0
2016 | CA | MRO | - | Manitoba Hydro | MW | Firm Imports - Owned Capacity/Entitlement Located Outside the Area |  | 0 | 0 | 0 | 0 | 0 | 0 | 0 | 0 | 0 | 0 | 0
2016 | CA | MRO | - | Manitoba Hydro | MW | Firm Exports |  | 1392 | 1442 | 1333 | 1333 | 1158 | 1050 | 1025 | 1025 | 1025 | 300 | 300
2016 | CA | MRO | - | Manitoba Hydro | MW | Firm Exports - Full-Responsibility Sales |  | 0 | 0 | 0 | 0 | 0 | 0 | 0 | 0 | 0 | 0 | 0
2016 | CA | MRO | - | Manitoba Hydro | MW | Firm Exports - Owned Capacity/Entitlement Located Inside the Area |  | 1392 | 1442 | 1333 | 1333 | 1158 | 1050 | 1025 | 1025 | 1025 | 300 | 300
2016 | CA | MRO | - | Manitoba Hydro | MW | Net Firm Capacity Transfers |  | -1392 | -1442 | -1333 | -1333 | -1158 | -1050 | -1025 | -1025 | -1025 | -300 | -300
2016 | CA | MRO | - | Manitoba Hydro | MW | Expected Imports |  | 0 | 0 | 0 | 0 | 0 | 0 | 0 | 0 | 0 | 0 | 0
2016 | CA | MRO | - | Manitoba Hydro | MW | Expected Exports |  | 0 | 0 | 0 | 0 | 250 | 475 | 475 | 475 | 475 | 350 | 350
2016 | CA | MRO | - | Manitoba Hydro | MW | Net Expected Transfers |  | 0 | 0 | 0 | 0 | -250 | -475 | -475 | -475 | -475 | -350 | -350
2016 | CA | MRO | - | Manitoba Hydro | MW | Existing-Certain & Net Firm Transfers |  | 3958.5671 | 3947.3871 | 4155.6171 | 4218.7601 | 4486.3601 | 4594.3601 | 4619.3601 | 4619.3601 | 4619.3601 | 5344.3601 | 5344.3601
2016 | CA | MRO | - | Manitoba Hydro | MW | Anticipated Resources |  | 3958.5671 | 3947.3871 | 4155.6171 | 4218.7601 | 4846.3601 | 5224.3601 | 5249.3601 | 5249.3601 | 5249.3601 | 5974.3601 | 5974.3601
2016 | CA | MRO | - | Manitoba Hydro | MW | Prospective Resources |  | 4083.4266 | 4064.2466 | 4272.4766 | 4315.5466 | 4507.8466 | 4660.8466 | 4685.8466 | 4685.8466 | 4685.8466 | 5535.8466 | 5535.8466
2016 | CA | MRO | - | Manitoba Hydro | MW | Existing-Certain and Net Firm Transfers Excess/Shortfall |  | 260.3271 | 73.3071 | 379.8433 | 460.3338 | 625.2898 | 704.4788 | 702.7068 | 676.6596 | 648.6435 | 1439.6437 | 1446.3028
2016 | CA | MRO | - | Manitoba Hydro | MW | Anticipated Excess/Shortfall |  | 260.3271 | 73.3071 | 379.8433 | 460.3338 | 985.2898 | 1334.4788 | 1332.7068 | 1306.6596 | 1278.6435 | 2069.6437 | 2076.3028
2016 | CA | MRO | - | Manitoba Hydro | MW | Prospective Excess/Shortfall |  | 385.1866 | 190.1666 | 496.7028 | 557.1203 | 646.7763 | 770.9653 | 769.1933 | 743.1461 | 715.13 | 1631.1302 | 1637.7893
2016 | CA | MRO | - | Manitoba Hydro | % | Existing-Certain and Net Firm Transfers Reserve Margin |  | 0.19884 | 0.14119 | 0.23267 | 0.25718 | 0.30138 | 0.32284 | 0.32094 | 0.31222 | 0.30296 | 0.53294 | 0.53556
2016 | CA | MRO | - | Manitoba Hydro | % | Anticipated Reserve Margin |  | 0.19884 | 0.14119 | 0.23267 | 0.25718 | 0.40581 | 0.50423 | 0.5011 | 0.49118 | 0.48066 | 0.71364 | 0.71657
2016 | CA | MRO | - | Manitoba Hydro | % | Prospective Reserve Margin |  | 0.23665 | 0.17498 | 0.26734 | 0.28602 | 0.30761 | 0.34198 | 0.33996 | 0.3311 | 0.32171 | 0.58786 | 0.59057
2016 | CA | MRO | - | Manitoba Hydro | % | Reference Margin Level |  | 12% | 12% | 12% | 12% | 12% | 12% | 12% | 12% | 12% | 12% | 12%
2016 | CA | MRO | - | SaskPower | MW | Energy Efficiency and Conservation |  | 101.6835 | 108.8717 | 123.0856 | 132.6141 | 142.2398 | 151.8079 | 161.3724 | 170.9621 | 180.5704 | 189.6809 | 198.2418
2016 | CA | MRO | - | SaskPower | MW | Behind the Meter Generation |  | 0 | 0 | 0 | 0 | 0 | 0 | 0 | 0 | 0 | 0 | 0
2016 | CA | MRO | - | SaskPower | MW | Distributed Generation |  | 0 | 0 | 0 | 0 | 0 | 0 | 0 | 0 | 0 | 0 | 0
2016 | CA | MRO | - | SaskPower | MW | Standby Load Under Contract |  | 0 | 0 | 0 | 0 | 0 | 0 | 0 | 0 | 0 | 0 | 0
2016 | CA | MRO | - | SaskPower | MW | Total Internal Demand |  | 3308.7 | 3389.7 | 3422.8 | 3505.6 | 3525.7 | 3550.4 | 3603.5 | 3647.2 | 3684.3 | 3741.5 | 3785
2016 | CA | MRO | - | SaskPower | MW | Controllable and Dispatchable Demand Response - Available |  | 85 | 85 | 85 | 85 | 85 | 85 | 85 | 85 | 85 | 85 | 85
2016 | CA | MRO | - | SaskPower | MW | Net Internal Demand |  | 3223.7 | 3304.7 | 3337.8 | 3420.6 | 3440.7 | 3465.4 | 3518.5 | 3562.2 | 3599.3 | 3656.5 | 3700
2016 | CA | MRO | - | SaskPower | MW | Behind the Meter Generation - Capacity |  | 0 | 0 | 0 | 0 | 0 | 0 | 0 | 0 | 0 | 0 | 0
2016 | CA | MRO | - | SaskPower | MW | Other Capacity Adjustments - Additions |  | 0 | 0 | 0 | 0 | 0 | 0 | 0 | 0 | 0 | 0 | 0
2016 | CA | MRO | - | SaskPower | MW | Other Capacity Adjustments - Reductions |  | 0 | 0 | 0 | 0 | 0 | 0 | 0 | 0 | 0 | 0 | 0
2016 | CA | MRO | - | SaskPower | MW | Confirmed Retirements |  | 0 | 0 | 0 | 0 | 0 | 0 | 0 | 0 | 0 | 0 | 0
2016 | CA | MRO | - | SaskPower | MW | Unconfirmed Retirements |  | 0 | 0 | 0 | 0 | 0 | 0 | 0 | 0 | 0 | 0 | 0
2016 | CA | MRO | - | SaskPower | MW | Scheduled Outages |  | 211.6254 | 163.8106 | 198.8354 | 124.5792 | 145.1212 | 145.1212 | 145.1212 | 145.1212 | 145.1212 | 145.1212 | 145.1212
2016 | CA | MRO | - | SaskPower | MW | Transmission Limitations |  | 0 | 0 | 0 | 0 | 0 | 0 | 0 | 0 | 0 | 0 | 0
2016 | CA | MRO | - | SaskPower | MW | Existing-Certain |  | 3828.0946 | 3875.9094 | 3840.8846 | 3915.1408 | 3894.5988 | 3831.5988 | 3691.4788 | 3596.4788 | 3596.4788 | 3457.4788 | 3457.4788
2016 | CA | MRO | - | SaskPower | MW | Existing-Other |  | 0 | 0 | 0 | 0 | 0 | 63 | 64.12 | 159.12 | 159.12 | 159.12 | 159.12
2016 | CA | MRO | - | SaskPower | MW | Additions - Tier 1 |  | 1 | 1 | 26 | 46.7 | 382.3865 | 452.3865 | 472.3865 | 888.073 | 978.073 | 998.073 | 1018.073
2016 | CA | MRO | - | SaskPower | MW | Additions - Tier 2 |  | 0 | 0 | 0 | 0 | 0 | 0 | 0 | 0 | 0 | 0 | 0
2016 | CA | MRO | - | SaskPower | MW | Additions - Tier 3 |  | 0 | 0 | 0 | 0 | 0 | 0 | 0 | 0 | 0 | 0 | 0
2016 | CA | MRO | - | SaskPower | MW | Firm Imports |  | 25 | 25 | 25 | 25 | 125 | 125 | 100 | 100 | 100 | 100 | 100
2016 | CA | MRO | - | SaskPower | MW | Firm Imports - Full-Responsibility Purchases |  | 25 | 25 | 25 | 25 | 125 | 125 | 100 | 100 | 100 | 100 | 100
2016 | CA | MRO | - | SaskPower | MW | Firm Imports - Owned Capacity/Entitlement Located Outside the Area |  | 0 | 0 | 0 | 0 | 0 | 0 | 0 | 0 | 0 | 0 | 0
2016 | CA | MRO | - | SaskPower | MW | Firm Exports |  | 0 | 0 | 0 | 0 | 0 | 0 | 0 | 0 | 0 | 0 | 0
2016 | CA | MRO | - | SaskPower | MW | Firm Exports - Full-Responsibility Sales |  | 0 | 0 | 0 | 0 | 0 | 0 | 0 | 0 | 0 | 0 | 0
2016 | CA | MRO | - | SaskPower | MW | Firm Exports - Owned Capacity/Entitlement Located Inside the Area |  | 0 | 0 | 0 | 0 | 0 | 0 | 0 | 0 | 0 | 0 | 0
2016 | CA | MRO | - | SaskPower | MW | Net Firm Capacity Transfers |  | 25 | 25 | 25 | 25 | 125 | 125 | 100 | 100 | 100 | 100 | 100
2016 | CA | MRO | - | SaskPower | MW | Expected Imports |  | 0 | 0 | 0 | 0 | 0 | 0 | 0 | 0 | 0 | 0 | 0
2016 | CA | MRO | - | SaskPower | MW | Expected Exports |  | 0 | 0 | 0 | 0 | 0 | 0 | 0 | 0 | 0 | 0 | 0
2016 | CA | MRO | - | SaskPower | MW | Net Expected Transfers |  | 0 | 0 | 0 | 0 | 0 | 0 | 0 | 0 | 0 | 0 | 0
2016 | CA | MRO | - | SaskPower | MW | Existing-Certain & Net Firm Transfers |  | 3853.0946 | 3900.9094 | 3865.8846 | 3940.1408 | 4019.5988 | 3956.5988 | 3791.4788 | 3696.4788 | 3696.4788 | 3557.4788 | 3557.4788
2016 | CA | MRO | - | SaskPower | MW | Anticipated Resources |  | 3854.0946 | 3901.9094 | 3891.8846 | 3986.8408 | 4401.9853 | 4408.9853 | 4263.8653 | 4584.5518 | 4674.5518 | 4555.5518 | 4575.5518
2016 | CA | MRO | - | SaskPower | MW | Prospective Resources |  | 3854.0946 | 3901.9094 | 3891.8846 | 3986.8408 | 4401.9853 | 4471.9853 | 4327.9853 | 4743.6718 | 4833.6718 | 4714.6718 | 4734.6718
2016 | CA | MRO | - | SaskPower | MW | Existing-Certain and Net Firm Transfers Excess/Shortfall |  | 274.7876 | 232.6924 | 160.9266 | 143.2748 | 200.4218 | 110.0048 | -114.0562 | -257.5632 | -298.7442 | -501.2362 | -549.5212
2016 | CA | MRO | - | SaskPower | MW | Anticipated Excess/Shortfall |  | 275.7876 | 233.6924 | 186.9266 | 189.9748 | 582.8083 | 562.3913 | 358.3303 | 630.5098 | 679.3288 | 496.8368 | 468.5518
2016 | CA | MRO | - | SaskPower | MW | Prospective Excess/Shortfall |  | 275.7876 | 233.6924 | 186.9266 | 189.9748 | 582.8083 | 625.3913 | 422.4503 | 789.6298 | 838.4488 | 655.9568 | 627.6718
2016 | CA | MRO | - | SaskPower | % | Existing-Certain and Net Firm Transfers Reserve Margin |  | 0.19524 | 0.18041 | 0.15821 | 0.15189 | 0.16825 | 0.14174 | 0.077584 | 0.037695 | 0.026999 | -0.027081 | -0.038519
2016 | CA | MRO | - | SaskPower | % | Anticipated Reserve Margin |  | 0.19555 | 0.18072 | 0.166 | 0.16554 | 0.27939 | 0.27229 | 0.21184 | 0.287 | 0.29874 | 0.24588 | 0.23664
2016 | CA | MRO | - | SaskPower | % | Prospective Reserve Margin |  | 0.19555 | 0.18072 | 0.166 | 0.16554 | 0.27939 | 0.29047 | 0.23007 | 0.33167 | 0.34295 | 0.28939 | 0.27964
2016 | CA | MRO | - | SaskPower | % | Reference Margin Level |  | 11% | 11% | 11% | 11% | 11% | 11% | 11% | 11% | 11% | 11% | 11%
2016 | CA | NPCC | - | Maritimes | MW | Energy Efficiency and Conservation |  | 6.8 | 13.8 | 20.7 | 28.9 | 38.1 | 47.1 | 56 | 64.8 | 73.6 | 82.6 | 92.1
2016 | CA | NPCC | - | Maritimes | MW | Behind the Meter Generation |  | 0 | 0 | 0 | 0 | 0 | 0 | 0 | 0 | 0 | 0 | 0
2016 | CA | NPCC | - | Maritimes | MW | Distributed Generation |  | 22.2 | 48.3 | 51.8 | 52.4 | 53.1 | 53.1 | 53.1 | 53.1 | 53.1 | 53.1 | 53.1
2016 | CA | NPCC | - | Maritimes | MW | Standby Load Under Contract |  | 0 | 0 | 0 | 0 | 0 | 0 | 0 | 0 | 0 | 0 | 0
2016 | CA | NPCC | - | Maritimes | MW | Total Internal Demand |  | 3302.5 | 3319.1 | 3417.292 | 3442.5049 | 3434.339 | 3439.3944 | 3423.0713 | 3417.57 | 3407.7907 | 3388.0336 | 3368.199
2016 | CA | NPCC | - | Maritimes | MW | Controllable and Dispatchable Demand Response - Available |  | 362.3 | 366.1 | 366.2 | 366.1 | 366 | 365.8 | 365.6 | 365.3 | 365.1 | 365 | 364.7
2016 | CA | NPCC | - | Maritimes | MW | Net Internal Demand |  | 2940.2 | 2953 | 3051.092 | 3076.4049 | 3068.339 | 3073.5944 | 3057.4713 | 3052.27 | 3042.6907 | 3023.0336 | 3003.499
2016 | CA | NPCC | - | Maritimes | MW | Behind the Meter Generation - Capacity |  | 0 | 0 | 0 | 0 | 0 | 0 | 0 | 0 | 0 | 0 | 0
2016 | CA | NPCC | - | Maritimes | MW | Other Capacity Adjustments - Additions |  | 0 | 0 | 0 | 0 | 0 | 0 | 0 | 0 | 0 | 0 | 0
2016 | CA | NPCC | - | Maritimes | MW | Other Capacity Adjustments - Reductions |  | 0 | 0 | 0 | 0 | 0 | 0 | 0 | 0 | 0 | 0 | 0
2016 | CA | NPCC | - | Maritimes | MW | Confirmed Retirements |  | 0 | 0 | 0 | 0 | 0 | 0 | 0 | 0 | 0 | 0 | 0
2016 | CA | NPCC | - | Maritimes | MW | Unconfirmed Retirements |  | 0 | 0 | 0 | 0 | 153 | 153 | 153 | 153 | 153 | 153 | 158.6
2016 | CA | NPCC | - | Maritimes | MW | Scheduled Outages |  | 750 | 750 | 750 | 750 | 750 | 750 | 750 | 750 | 750 | 750 | 750
2016 | CA | NPCC | - | Maritimes | MW | Transmission Limitations |  | 0 | 0 | 0 | 0 | 0 | 0 | 0 | 0 | 0 | 0 | 0
2016 | CA | NPCC | - | Maritimes | MW | Existing-Certain |  | 5840.1098 | 5840.0778 | 5868.0778 | 5830.0778 | 5830.0778 | 5830.0778 | 5830.0778 | 5830.0778 | 5830.0778 | 5830.0778 | 5824.4918
2016 | CA | NPCC | - | Maritimes | MW | Existing-Other |  | 19.644 | 19.644 | 36.644 | 74.644 | 74.644 | 74.644 | 74.644 | 74.644 | 74.644 | 74.644 | 74.644
2016 | CA | NPCC | - | Maritimes | MW | Additions - Tier 1 |  | 0 | 26.16 | 29.092 | 29.1 | 29.1 | 29.1 | 29.1 | 29.1 | 29.1 | 29.1 | 29.1
2016 | CA | NPCC | - | Maritimes | MW | Additions - Tier 2 |  | 0 | 0 | 0 | 0 | 0 | 0 | 0 | 0 | 0 | 0 | 0
2016 | CA | NPCC | - | Maritimes | MW | Additions - Tier 3 |  | 0 | 0 | 0 | 0 | 0 | 0 | 0 | 0 | 0 | 0 | 0
2016 | CA | NPCC | - | Maritimes | MW | Firm Imports |  | 0 | 0 | 0 | 0 | 0 | 0 | 0 | 0 | 0 | 0 | 0
2016 | CA | NPCC | - | Maritimes | MW | Firm Imports - Full-Responsibility Purchases |  | 0 | 0 | 0 | 0 | 0 | 0 | 0 | 0 | 0 | 0 | 0
2016 | CA | NPCC | - | Maritimes | MW | Firm Imports - Owned Capacity/Entitlement Located Outside the Area |  | 0 | 0 | 0 | 0 | 0 | 0 | 0 | 0 | 0 | 0 | 0
2016 | CA | NPCC | - | Maritimes | MW | Firm Exports |  | 0 | 0 | 114 | 0 | 0 | 0 | 0 | 0 | 0 | 0 | 0
2016 | CA | NPCC | - | Maritimes | MW | Firm Exports - Full-Responsibility Sales |  | 0 | 0 | 114 | 0 | 0 | 0 | 0 | 0 | 0 | 0 | 0
2016 | CA | NPCC | - | Maritimes | MW | Firm Exports - Owned Capacity/Entitlement Located Inside the Area |  | 0 | 0 | 0 | 0 | 0 | 0 | 0 | 0 | 0 | 0 | 0
2016 | CA | NPCC | - | Maritimes | MW | Net Firm Capacity Transfers |  | 0 | 0 | -114 | 0 | 0 | 0 | 0 | 0 | 0 | 0 | 0
2016 | CA | NPCC | - | Maritimes | MW | Expected Imports |  | 0 | 0 | 0 | 153 | 153 | 153 | 153 | 153 | 153 | 153 | 153
2016 | CA | NPCC | - | Maritimes | MW | Expected Exports |  | 0 | 0 | 0 | 0 | 0 | 0 | 0 | 0 | 0 | 0 | 0
2016 | CA | NPCC | - | Maritimes | MW | Net Expected Transfers |  | 0 | 0 | 0 | 153 | 153 | 153 | 153 | 153 | 153 | 153 | 153
2016 | CA | NPCC | - | Maritimes | MW | Existing-Certain & Net Firm Transfers |  | 5840.1098 | 5840.0778 | 5754.0778 | 5830.0778 | 5830.0778 | 5830.0778 | 5830.0778 | 5830.0778 | 5830.0778 | 5830.0778 | 5824.4918
2016 | CA | NPCC | - | Maritimes | MW | Anticipated Resources |  | 5840.1098 | 5866.2378 | 5783.1698 | 5859.1778 | 5859.1778 | 5859.1778 | 5859.1778 | 5859.1778 | 5859.1778 | 5859.1778 | 5853.5918
2016 | CA | NPCC | - | Maritimes | MW | Prospective Resources |  | 5859.7538 | 5885.8818 | 5819.8138 | 6086.8218 | 5933.8218 | 5933.8218 | 5933.8218 | 5933.8218 | 5933.8218 | 5933.8218 | 5922.6358
2016 | CA | NPCC | - | Maritimes | MW | Existing-Certain and Net Firm Transfers Excess/Shortfall |  | 2311.8698 | 2296.4778 | 2092.7674 | 2138.3919 | 2148.071 | 2141.7646 | 2161.1122 | 2167.3538 | 2178.8489 | 2202.4375 | 2220.293
2016 | CA | NPCC | - | Maritimes | MW | Anticipated Excess/Shortfall |  | 2311.8698 | 2322.6378 | 2121.8594 | 2167.4919 | 2177.171 | 2170.8646 | 2190.2122 | 2196.4538 | 2207.9489 | 2231.5375 | 2249.393
2016 | CA | NPCC | - | Maritimes | MW | Prospective Excess/Shortfall |  | 2331.5138 | 2342.2818 | 2158.5034 | 2395.1359 | 2251.815 | 2245.5086 | 2264.8562 | 2271.0978 | 2282.5929 | 2306.1815 | 2318.437
2016 | CA | NPCC | - | Maritimes | % | Existing-Certain and Net Firm Transfers Reserve Margin |  | 0.9863 | 0.97768 | 0.88591 | 0.89509 | 0.90008 | 0.89683 | 0.90683 | 0.91008 | 0.91609 | 0.92855 | 0.93924
2016 | CA | NPCC | - | Maritimes | % | Anticipated Reserve Margin |  | 0.9863 | 0.98653 | 0.89544 | 0.90455 | 0.90956 | 0.9063 | 0.91635 | 0.91961 | 0.92566 | 0.93818 | 0.94892
2016 | CA | NPCC | - | Maritimes | % | Prospective Reserve Margin |  | 0.99298 | 0.99319 | 0.90745 | 0.97855 | 0.93389 | 0.93058 | 0.94076 | 0.94407 | 0.95019 | 0.96287 | 0.97191
2016 | CA | NPCC | - | Maritimes | % | Reference Margin Level |  | 20% | 20% | 20% | 20% | 20% | 20% | 20% | 20% | 20% | 20% | 20%
2016 | US | NPCC | - | New England | MW | Energy Efficiency and Conservation |  | 1839 | 2089 | 2306 | 2561 | 2812 | 3047 | 3267 | 3473 | 3665 | 3844 | 4031.7424
2016 | US | NPCC | - | New England | MW | Behind the Meter Generation |  | 0 | 0 | 0 | 0 | 0 | 0 | 0 | 0 | 0 | 0 | 0
2016 | US | NPCC | - | New England | MW | Distributed Generation |  | 422.9458 | 519.5134 | 582.1565 | 631.5855 | 675.5579 | 714.2695 | 745.9188 | 775.0334 | 801.7104 | 827.6434 | 854.4152
2016 | US | NPCC | - | New England | MW | Standby Load Under Contract |  | 0 | 0 | 0 | 0 | 0 | 0 | 0 | 0 | 0 | 0 | 0
2016 | US | NPCC | - | New England | MW | Total Internal Demand |  | 26704 | 26698 | 26765 | 26783 | 26789 | 26816 | 26870 | 26942 | 27026 | 27122 | 27218.341
2016 | US | NPCC | - | New England | MW | Controllable and Dispatchable Demand Response - Available |  | 556.453 | 841.072 | 596.701 | 377.525 | 377.525 | 377.525 | 377.525 | 377.525 | 377.525 | 377.525 | 377.525
2016 | US | NPCC | - | New England | MW | Net Internal Demand |  | 26147.547 | 25856.928 | 26168.299 | 26405.475 | 26411.475 | 26438.475 | 26492.475 | 26564.475 | 26648.475 | 26744.475 | 26840.816
2016 | US | NPCC | - | New England | MW | Behind the Meter Generation - Capacity |  | 0 | 0 | 0 | 0 | 0 | 0 | 0 | 0 | 0 | 0 | 0
2016 | US | NPCC | - | New England | MW | Other Capacity Adjustments - Additions |  | 0 | 55.0374 | 77.0374 | 73.0374 | 66.0374 | 76.0374 | 82.0374 | 88.0374 | 93.0374 | 99.0374 | 99.0374
2016 | US | NPCC | - | New England | MW | Other Capacity Adjustments - Reductions |  | 0 | 0 | 0 | 0 | 0 | 0 | 0 | 0 | 0 | 0 | 0
2016 | US | NPCC | - | New England | MW | Confirmed Retirements |  | 0 | 0 | 1477.091 | 1477.091 | 2158.276 | 2158.276 | 2158.276 | 2158.276 | 2158.276 | 2158.276 | 2158.276
2016 | US | NPCC | - | New England | MW | Unconfirmed Retirements |  | 0 | 0 | 0 | 0 | 0 | 0 | 0 | 0 | 0 | 0 | 0
2016 | US | NPCC | - | New England | MW | Scheduled Outages |  | 19 | 0 | 0 | 0 | 0 | 0 | 0 | 0 | 0 | 0 | 0
2016 | US | NPCC | - | New England | MW | Transmission Limitations |  | 0 | 0 | 0 | 0 | 0 | 0 | 0 | 0 | 0 | 0 | 0
2016 | US | NPCC | - | New England | MW | Existing-Certain |  | 30398.2125 | 28996.6364 | 29018.6364 | 28333.4514 | 28326.4514 | 28336.4514 | 28342.4514 | 28348.4514 | 28353.4514 | 28359.4514 | 28359.4514
2016 | US | NPCC | - | New England | MW | Existing-Other |  | 174.1826 | 174.1826 | 174.1826 | 174.1826 | 174.1826 | 174.1826 | 174.1826 | 174.1826 | 174.1826 | 174.1826 | 174.1826
2016 | US | NPCC | - | New England | MW | Additions - Tier 1 |  | 10.76 | 809.954 | 2130.895 | 2903.985 | 2903.985 | 2903.985 | 2903.985 | 2903.985 | 2903.985 | 2903.985 | 2903.985
2016 | US | NPCC | - | New England | MW | Additions - Tier 2 |  | 3.86 | 26.96 | 232.64 | 1011.758 | 1011.758 | 1011.758 | 1011.758 | 1011.758 | 1011.758 | 1011.758 | 1011.758
2016 | US | NPCC | - | New England | MW | Additions - Tier 3 |  | 79.82 | 374.328 | 497.468 | 1052.803 | 2864.4425 | 2864.4425 | 2864.4425 | 2864.4425 | 2864.4425 | 2864.4425 | 2864.4425
2016 | US | NPCC | - | New England | MW | Firm Imports |  | 1162.202 | 1405.53 | 1479 | 1479.8 | 96 | 90 | 90 | 90 | 90 | 90 | 90
2016 | US | NPCC | - | New England | MW | Firm Imports - Full-Responsibility Purchases |  | 1162.202 | 1405.53 | 1479 | 1479.8 | 96 | 90 | 90 | 90 | 90 | 90 | 90
2016 | US | NPCC | - | New England | MW | Firm Imports - Owned Capacity/Entitlement Located Outside the Area |  | 0 | 0 | 0 | 0 | 0 | 0 | 0 | 0 | 0 | 0 | 0
2016 | US | NPCC | - | New England | MW | Firm Exports |  | 100 | 100 | 100 | 100 | 100 | 0 | 0 | 0 | 0 | 0 | 0
2016 | US | NPCC | - | New England | MW | Firm Exports - Full-Responsibility Sales |  | 100 | 100 | 100 | 100 | 100 | 0 | 0 | 0 | 0 | 0 | 0
2016 | US | NPCC | - | New England | MW | Firm Exports - Owned Capacity/Entitlement Located Inside the Area |  | 0 | 0 | 0 | 0 | 0 | 0 | 0 | 0 | 0 | 0 | 0
2016 | US | NPCC | - | New England | MW | Net Firm Capacity Transfers |  | 1062.202 | 1305.53 | 1379 | 1379.8 | -4 | 90 | 90 | 90 | 90 | 90 | 90
2016 | US | NPCC | - | New England | MW | Expected Imports |  | 0 | 0 | 0 | 0 | 0 | 0 | 0 | 0 | 0 | 0 | 0
2016 | US | NPCC | - | New England | MW | Expected Exports |  | 0 | 0 | 0 | 0 | 0 | 0 | 0 | 0 | 0 | 0 | 0
2016 | US | NPCC | - | New England | MW | Net Expected Transfers |  | 0 | 0 | 0 | 0 | 0 | 0 | 0 | 0 | 0 | 0 | 0
2016 | US | NPCC | - | New England | MW | Existing-Certain & Net Firm Transfers |  | 31460.4145 | 30302.1664 | 30397.6364 | 29713.2514 | 28322.4514 | 28426.4514 | 28432.4514 | 28438.4514 | 28443.4514 | 28449.4514 | 28449.4514
2016 | US | NPCC | - | New England | MW | Anticipated Resources |  | 31471.1745 | 31112.1204 | 32528.5314 | 32617.2364 | 31226.4364 | 31330.4364 | 31336.4364 | 31342.4364 | 31347.4364 | 31353.4364 | 31353.4364
2016 | US | NPCC | - | New England | MW | Prospective Resources |  | 31649.2171 | 31313.263 | 32935.354 | 33803.177 | 32412.377 | 32516.377 | 32522.377 | 32528.377 | 32533.377 | 32539.377 | 32539.377
2016 | US | NPCC | - | New England | MW | Existing-Certain and Net Firm Transfers Excess/Shortfall |  | 5266.7694 | 4401.9539 | 4186.0289 | 3265.7125 | 1868.9029 | 1945.8599 | 1897.7739 | 1831.6592 | 1752.5254 | 1662.3725 | 1565.878
2016 | US | NPCC | - | New England | MW | Anticipated Excess/Shortfall |  | 5277.5294 | 5211.9079 | 6316.9239 | 6169.6975 | 4772.8879 | 4849.8449 | 4801.7589 | 4735.6442 | 4656.5104 | 4566.3575 | 4469.863
2016 | US | NPCC | - | New England | MW | Prospective Excess/Shortfall |  | 5455.572 | 5413.0505 | 6723.7465 | 7355.6381 | 5958.8285 | 6035.7855 | 5987.6995 | 5921.5848 | 5842.451 | 5752.2981 | 5655.8036
2016 | US | NPCC | - | New England | % | Existing-Certain and Net Firm Transfers Reserve Margin |  | 0.20319 | 0.17192 | 0.16162 | 0.12527 | 0.072354 | 0.075193 | 0.073227 | 0.070544 | 0.067358 | 0.063751 | 0.059932
2016 | US | NPCC | - | New England | % | Anticipated Reserve Margin |  | 0.2036 | 0.20324 | 0.24305 | 0.23525 | 0.18231 | 0.18503 | 0.18284 | 0.17986 | 0.17633 | 0.17233 | 0.16813
2016 | US | NPCC | - | New England | % | Prospective Reserve Margin |  | 0.21041 | 0.21102 | 0.2586 | 0.28016 | 0.22721 | 0.22989 | 0.22761 | 0.22451 | 0.22083 | 0.21668 | 0.21231
2016 | US | NPCC | - | New England | % | Reference Margin Level |  | 17.63% | 16.74% | 16.55% | 15.93% | 15.93% | 15.93% | 15.93% | 15.93% | 15.93% | 15.93% | 15.93%
2016 | US | NPCC | - | New York | MW | Energy Efficiency and Conservation |  | 255 | 585 | 828 | 1009 | 1172 | 1314 | 1426 | 1531 | 1638 | 1749 | 1859
2016 | US | NPCC | - | New York | MW | Behind the Meter Generation |  | 0 | 0 | 0 | 0 | 0 | 0 | 0 | 0 | 0 | 0 | 0
2016 | US | NPCC | - | New York | MW | Distributed Generation |  | 182 | 222 | 269 | 286 | 296 | 313 | 323 | 337 | 344 | 350 | 356
2016 | US | NPCC | - | New York | MW | Standby Load Under Contract |  | 0 | 0 | 0 | 0 | 0 | 0 | 0 | 0 | 0 | 0 | 0
2016 | US | NPCC | - | New York | MW | Total Internal Demand |  | 33360 | 33363 | 33404 | 33477 | 33501 | 33555 | 33650 | 33748 | 33833 | 33926 | 34056
2016 | US | NPCC | - | New York | MW | Controllable and Dispatchable Demand Response - Available |  | 1248 | 1248 | 1248 | 1248 | 1248 | 1248 | 1248 | 1248 | 1248 | 1248 | 1248
2016 | US | NPCC | - | New York | MW | Net Internal Demand |  | 32112 | 32115 | 32156 | 32229 | 32253 | 32307 | 32402 | 32500 | 32585 | 32678 | 32808
2016 | US | NPCC | - | New York | MW | Behind the Meter Generation - Capacity |  | 0 | 0 | 0 | 0 | 0 | 0 | 0 | 0 | 0 | 0 | 0
2016 | US | NPCC | - | New York | MW | Other Capacity Adjustments - Additions |  | 0 | 0 | 0 | 0 | 0 | 0 | 0 | 0 | 0 | 0 | 0
2016 | US | NPCC | - | New York | MW | Other Capacity Adjustments - Reductions |  | 0 | 0 | 0 | 0 | 0 | 0 | 0 | 0 | 0 | 0 | 0
2016 | US | NPCC | - | New York | MW | Confirmed Retirements |  | 0 | 597.8 | 2332.6 | 2332.6 | 2332.6 | 2332.6 | 2332.6 | 2332.6 | 2332.6 | 2332.6 | 2332.6
2016 | US | NPCC | - | New York | MW | Unconfirmed Retirements |  | 0 | 0 | 0 | 0 | 0 | 0 | 0 | 0 | 0 | 0 | 0
2016 | US | NPCC | - | New York | MW | Scheduled Outages |  | 0 | 0 | 0 | 0 | 0 | 0 | 0 | 0 | 0 | 0 | 0
2016 | US | NPCC | - | New York | MW | Transmission Limitations |  | 0 | 0 | 0 | 0 | 0 | 0 | 0 | 0 | 0 | 0 | 0
2016 | US | NPCC | - | New York | MW | Existing-Certain |  | 37784.082 | 37784.082 | 37784.082 | 37784.082 | 37784.082 | 37784.082 | 37784.082 | 37784.082 | 37784.082 | 37784.082 | 37784.082
2016 | US | NPCC | - | New York | MW | Existing-Other |  | 0 | 0 | 0 | 0 | 0 | 0 | 0 | 0 | 0 | 0 | 0
2016 | US | NPCC | - | New York | MW | Additions - Tier 1 |  | 0 | 0 | 707.52 | 707.52 | 707.52 | 707.52 | 707.52 | 707.52 | 707.52 | 707.52 | 707.52
2016 | US | NPCC | - | New York | MW | Additions - Tier 2 |  | 168.02 | 768.92 | 867.26 | 2739.8 | 2746.856 | 2746.856 | 2746.856 | 2746.856 | 2746.856 | 2746.856 | 2746.856
2016 | US | NPCC | - | New York | MW | Additions - Tier 3 |  | 0 | 0 | 0 | 0 | 0 | 0 | 0 | 0 | 0 | 0 | 0
2016 | US | NPCC | - | New York | MW | Firm Imports |  | 2637 | 2520 | 2520 | 2520 | 2520 | 2520 | 2520 | 2520 | 2520 | 2520 | 2520
2016 | US | NPCC | - | New York | MW | Firm Imports - Full-Responsibility Purchases |  | 2637 | 2520 | 2520 | 2520 | 2520 | 2520 | 2520 | 2520 | 2520 | 2520 | 2520
2016 | US | NPCC | - | New York | MW | Firm Imports - Owned Capacity/Entitlement Located Outside the Area |  | 0 | 0 | 0 | 0 | 0 | 0 | 0 | 0 | 0 | 0 | 0
2016 | US | NPCC | - | New York | MW | Firm Exports |  | 867.9 | 690.9 | 955.9 | 946.9 | 284.9 | 284.9 | 284.9 | 284.9 | 284.9 | 284.9 | 284.9
2016 | US | NPCC | - | New York | MW | Firm Exports - Full-Responsibility Sales |  | 867.9 | 690.9 | 955.9 | 946.9 | 284.9 | 284.9 | 284.9 | 284.9 | 284.9 | 284.9 | 284.9
2016 | US | NPCC | - | New York | MW | Firm Exports - Owned Capacity/Entitlement Located Inside the Area |  | 0 | 0 | 0 | 0 | 0 | 0 | 0 | 0 | 0 | 0 | 0
2016 | US | NPCC | - | New York | MW | Net Firm Capacity Transfers |  | 1769.1 | 1829.1 | 1564.1 | 1573.1 | 2235.1 | 2235.1 | 2235.1 | 2235.1 | 2235.1 | 2235.1 | 2235.1
2016 | US | NPCC | - | New York | MW | Expected Imports |  | 0 | 0 | 0 | 0 | 0 | 0 | 0 | 0 | 0 | 0 | 0
2016 | US | NPCC | - | New York | MW | Expected Exports |  | 0 | 0 | 0 | 0 | 0 | 0 | 0 | 0 | 0 | 0 | 0
2016 | US | NPCC | - | New York | MW | Net Expected Transfers |  | 0 | 0 | 0 | 0 | 0 | 0 | 0 | 0 | 0 | 0 | 0
2016 | US | NPCC | - | New York | MW | Existing-Certain & Net Firm Transfers |  | 39553.182 | 39613.182 | 39348.182 | 39357.182 | 40019.182 | 40019.182 | 40019.182 | 40019.182 | 40019.182 | 40019.182 | 40019.182
2016 | US | NPCC | - | New York | MW | Anticipated Resources |  | 39553.182 | 39613.182 | 40055.702 | 40064.702 | 40726.702 | 40726.702 | 40726.702 | 40726.702 | 40726.702 | 40726.702 | 40726.702
2016 | US | NPCC | - | New York | MW | Prospective Resources |  | 39721.202 | 40382.102 | 40922.962 | 42804.502 | 43473.558 | 43473.558 | 43473.558 | 43473.558 | 43473.558 | 43473.558 | 43473.558
2016 | US | NPCC | - | New York | MW | Existing-Certain and Net Firm Transfers Excess/Shortfall |  | 1821.582 | 2680.932 | 2368.782 | 2293.832 | 2928.232 | 2866.132 | 2756.882 | 2644.182 | 2546.432 | 2439.482 | 2289.982
2016 | US | NPCC | - | New York | MW | Anticipated Excess/Shortfall |  | 1821.582 | 2680.932 | 3076.302 | 3001.352 | 3635.752 | 3573.652 | 3464.402 | 3351.702 | 3253.952 | 3147.002 | 2997.502
2016 | US | NPCC | - | New York | MW | Prospective Excess/Shortfall |  | 1989.602 | 3449.852 | 3943.562 | 5741.152 | 6382.608 | 6320.508 | 6211.258 | 6098.558 | 6000.808 | 5893.858 | 5744.358
2016 | US | NPCC | - | New York | % | Existing-Certain and Net Firm Transfers Reserve Margin |  | 0.23173 | 0.23348 | 0.22367 | 0.22117 | 0.24079 | 0.23872 | 0.23508 | 0.23136 | 0.22815 | 0.22465 | 0.2198
2016 | US | NPCC | - | New York | % | Anticipated Reserve Margin |  | 0.23173 | 0.23348 | 0.24567 | 0.24313 | 0.26273 | 0.26062 | 0.25692 | 0.25313 | 0.24986 | 0.2463 | 0.24136
2016 | US | NPCC | - | New York | % | Prospective Reserve Margin |  | 0.23696 | 0.25742 | 0.27264 | 0.32814 | 0.34789 | 0.34564 | 0.34169 | 0.33765 | 0.33416 | 0.33036 | 0.32509
2016 | US | NPCC | - | New York | % | Reference Margin Level |  | 17.5% | 15% | 15% | 15% | 15% | 15% | 15% | 15% | 15% | 15% | 15%
2016 | CA | NPCC | - | Ontario | MW | Energy Efficiency and Conservation |  | 218.2972 | 339.8901 | 658.5117 | 947.0241 | 1187.7662 | 1395.9402 | 1583.4998 | 1772.0885 | 1977.45 | 2175.2265 | 2389.2444
2016 | CA | NPCC | - | Ontario | MW | Behind the Meter Generation |  | 0 | 0 | 0 | 0 | 0 | 0 | 0 | 0 | 0 | 0 | 0
2016 | CA | NPCC | - | Ontario | MW | Distributed Generation |  | 2970.9539 | 3096.6519 | 3516.9662 | 3937.2804 | 4029.5224 | 4029.6224 | 4063.0724 | 4367.8649 | 4367.8649 | 4667.8946 | 4667.8946
2016 | CA | NPCC | - | Ontario | MW | Standby Load Under Contract |  | 0 | 0 | 0 | 0 | 0 | 0 | 0 | 0 | 0 | 0 | 0
2016 | CA | NPCC | - | Ontario | MW | Total Internal Demand |  | 22599.9414 | 22680.2164 | 22518.7737 | 22357.331 | 22192.4701 | 22479.0481 | 22255.2938 | 22189.8421 | 22194.4063 | 22326.0175 | 22265.4866
2016 | CA | NPCC | - | Ontario | MW | Controllable and Dispatchable Demand Response - Available |  | 680.4417 | 680.4417 | 640.9288 | 601.416 | 601.416 | 601.416 | 601.416 | 804.136 | 1006.856 | 1209.576 | 1209.576
2016 | CA | NPCC | - | Ontario | MW | Net Internal Demand |  | 21919.4997 | 21999.7747 | 21877.8449 | 21755.9151 | 21591.0542 | 21877.6322 | 21653.8778 | 21385.7061 | 21187.5503 | 21116.4415 | 21055.9106
2016 | CA | NPCC | - | Ontario | MW | Behind the Meter Generation - Capacity |  | 0 | 0 | 0 | 0 | 0 | 0 | 0 | 0 | 0 | 0 | 0
2016 | CA | NPCC | - | Ontario | MW | Other Capacity Adjustments - Additions |  | 0 | 0 | 0 | 0 | 0 | 0 | 0 | 0 | 0 | 0 | 0
2016 | CA | NPCC | - | Ontario | MW | Other Capacity Adjustments - Reductions |  | 0 | 0 | 0 | 0 | 0 | 0 | 0 | 0 | 0 | 0 | 0
2016 | CA | NPCC | - | Ontario | MW | Confirmed Retirements |  | 0 | 0 | 0 | 0 | 0 | 0 | 0 | 1030 | 1030 | 3094 | 3094
2016 | CA | NPCC | - | Ontario | MW | Unconfirmed Retirements |  | 0 | 0 | 0 | 0 | 0 | 0 | 0 | 0 | 0 | 0 | 0
2016 | CA | NPCC | - | Ontario | MW | Scheduled Outages |  | 1331 | 1439 | 1909 | 1909 | 1684 | 3077 | 3440 | 3325 | 2519 | 2409 | 1582
2016 | CA | NPCC | - | Ontario | MW | Transmission Limitations |  | 281 | 306 | 300 | 300 | 300 | 150 | 150 | 150 | 150 | 150 | 150
2016 | CA | NPCC | - | Ontario | MW | Existing-Certain |  | 26569.6393 | 26436.6393 | 25972.6393 | 25972.6393 | 26197.6393 | 24954.6393 | 24591.6393 | 23676.6393 | 24482.6393 | 22528.6393 | 23355.6393
2016 | CA | NPCC | - | Ontario | MW | Existing-Other |  | 0 | 0 | 0 | 0 | 0 | 0 | 0 | 0 | 0 | 0 | 0
2016 | CA | NPCC | - | Ontario | MW | Additions - Tier 1 |  | 49.8194 | 385.2676 | 457.9936 | 1243.7551 | 1280.2941 | 1280.2941 | 1280.2941 | 1280.2941 | 1290.6808 | 1290.6808 | 1290.6808
2016 | CA | NPCC | - | Ontario | MW | Additions - Tier 2 |  | 0 | 0 | 0 | 0 | 0 | 54.6492 | 127.8492 | 127.8492 | 127.8492 | 127.8492 | 190.5429
2016 | CA | NPCC | - | Ontario | MW | Additions - Tier 3 |  | 0 | 0 | 0 | 0 | 0 | 0 | 0 | 0 | 0 | 0 | 0
2016 | CA | NPCC | - | Ontario | MW | Firm Imports |  | 0 | 0 | 0 | 0 | 0 | 0 | 0 | 0 | 0 | 0 | 0
2016 | CA | NPCC | - | Ontario | MW | Firm Imports - Full-Responsibility Purchases |  | 0 | 0 | 0 | 0 | 0 | 0 | 0 | 0 | 0 | 0 | 0
2016 | CA | NPCC | - | Ontario | MW | Firm Imports - Owned Capacity/Entitlement Located Outside the Area |  | 0 | 0 | 0 | 0 | 0 | 0 | 0 | 0 | 0 | 0 | 0
2016 | CA | NPCC | - | Ontario | MW | Firm Exports |  | 0 | 0 | 0 | 0 | 0 | 0 | 0 | 0 | 0 | 0 | 0
2016 | CA | NPCC | - | Ontario | MW | Firm Exports - Full-Responsibility Sales |  | 0 | 0 | 0 | 0 | 0 | 0 | 0 | 0 | 0 | 0 | 0
2016 | CA | NPCC | - | Ontario | MW | Firm Exports - Owned Capacity/Entitlement Located Inside the Area |  | 0 | 0 | 0 | 0 | 0 | 0 | 0 | 0 | 0 | 0 | 0
2016 | CA | NPCC | - | Ontario | MW | Net Firm Capacity Transfers |  | 0 | 0 | 0 | 0 | 0 | 0 | 0 | 0 | 0 | 0 | 0
2016 | CA | NPCC | - | Ontario | MW | Expected Imports |  | 0 | 0 | 0 | 0 | 0 | 0 | 0 | 0 | 0 | 0 | 0
2016 | CA | NPCC | - | Ontario | MW | Expected Exports |  | 0 | 0 | 0 | 0 | 0 | 0 | 0 | 0 | 0 | 0 | 0
2016 | CA | NPCC | - | Ontario | MW | Net Expected Transfers |  | 0 | 0 | 0 | 0 | 0 | 0 | 0 | 0 | 0 | 0 | 0
2016 | CA | NPCC | - | Ontario | MW | Existing-Certain & Net Firm Transfers |  | 26569.6393 | 26436.6393 | 25972.6393 | 25972.6393 | 26197.6393 | 24954.6393 | 24591.6393 | 23676.6393 | 24482.6393 | 22528.6393 | 23355.6393
2016 | CA | NPCC | - | Ontario | MW | Anticipated Resources |  | 26619.4587 | 26821.907 | 26430.6329 | 27216.3945 | 27477.9335 | 26234.9335 | 25871.9335 | 24956.9335 | 25773.3202 | 23819.3202 | 24646.3202
2016 | CA | NPCC | - | Ontario | MW | Prospective Resources |  | 26619.4587 | 26821.907 | 26430.6329 | 27216.3945 | 27477.9335 | 26289.5827 | 25999.7827 | 25084.7827 | 25901.1694 | 23947.1694 | 24836.863
2016 | CA | NPCC | - | Ontario | MW | Existing-Certain and Net Firm Transfers Excess/Shortfall |  | 802.326 | 448.1699 | 307.4143 | 488.8809 | 791.846 | -642.1903 | -743.3977 | -1558.4939 | -518.6701 | -1966.4328 | -1069.217
2016 | CA | NPCC | - | Ontario | MW | Anticipated Excess/Shortfall |  | 852.1453 | 833.4375 | 765.408 | 1732.6361 | 2072.1401 | 638.1038 | 536.8964 | -278.1997 | 772.0108 | -675.752 | 221.4639
2016 | CA | NPCC | - | Ontario | MW | Prospective Excess/Shortfall |  | 852.1453 | 833.4375 | 765.408 | 1732.6361 | 2072.1401 | 692.753 | 664.7456 | -150.3505 | 899.86 | -547.9028 | 412.0067
2016 | CA | NPCC | - | Ontario | % | Existing-Certain and Net Firm Transfers Reserve Margin |  | 0.21215 | 0.20168 | 0.18717 | 0.19382 | 0.21336 | 0.14065 | 0.13567 | 0.10712 | 0.15552 | 0.066877 | 0.10922
2016 | CA | NPCC | - | Ontario | % | Anticipated Reserve Margin |  | 0.21442 | 0.21919 | 0.2081 | 0.25099 | 0.27265 | 0.19917 | 0.19479 | 0.16699 | 0.21644 | 0.128 | 0.17052
2016 | CA | NPCC | - | Ontario | % | Prospective Reserve Margin |  | 0.21442 | 0.21919 | 0.2081 | 0.25099 | 0.27265 | 0.20166 | 0.2007 | 0.17297 | 0.22247 | 0.13405 | 0.17957
2016 | CA | NPCC | - | Ontario | % | Reference Margin Level |  | 17.55% | 18.13% | 17.31% | 17.13% | 17.67% | 17% | 17% | 18% | 18% | 16% | 16%
2016 | CA | NPCC | - | Quebec | MW | Energy Efficiency and Conservation |  | 50 | 100 | 150 | 200 | 250 | 300 | 350 | 400 | 450 | 500 | 550
2016 | CA | NPCC | - | Quebec | MW | Behind the Meter Generation |  | 0 | 0 | 0 | 0 | 0 | 0 | 0 | 0 | 0 | 0 | 0
2016 | CA | NPCC | - | Quebec | MW | Distributed Generation |  | 0 | 0 | 0 | 0 | 0 | 0 | 0 | 0 | 0 | 0 | 0
2016 | CA | NPCC | - | Quebec | MW | Standby Load Under Contract |  | 0 | 0 | 0 | 0 | 0 | 0 | 0 | 0 | 0 | 0 | 0
2016 | CA | NPCC | - | Quebec | MW | Total Internal Demand |  | 20523.3787 | 20526.5891 | 20654.3119 | 20794.5123 | 20933.0341 | 21005.5404 | 21115.9405 | 21219.5338 | 21317.7708 | 21411.4163 | 21513.4255
2016 | CA | NPCC | - | Quebec | MW | Controllable and Dispatchable Demand Response - Available |  | 0 | 0 | 0 | 0 | 0 | 0 | 0 | 0 | 0 | 0 | 0
2016 | CA | NPCC | - | Quebec | MW | Net Internal Demand |  | 20523.3787 | 20526.5891 | 20654.3119 | 20794.5123 | 20933.0341 | 21005.5404 | 21115.9405 | 21219.5338 | 21317.7708 | 21411.4163 | 21513.4255
2016 | CA | NPCC | - | Quebec | MW | Behind the Meter Generation - Capacity |  | 0 | 0 | 0 | 0 | 0 | 0 | 0 | 0 | 0 | 0 | 0
2016 | CA | NPCC | - | Quebec | MW | Other Capacity Adjustments - Additions |  | 0 | 0 | 0 | 0 | 0 | 0 | 0 | 0 | 0 | 0 | 0
2016 | CA | NPCC | - | Quebec | MW | Other Capacity Adjustments - Reductions |  | 0 | 0 | 0 | 0 | 0 | 0 | 0 | 0 | 0 | 0 | 0
2016 | CA | NPCC | - | Quebec | MW | Confirmed Retirements |  | 0 | 0 | 0 | 0 | 0 | 0 | 0 | 0 | 0 | 0 | 0
2016 | CA | NPCC | - | Quebec | MW | Unconfirmed Retirements |  | 0 | 0 | 0 | 0 | 0 | 0 | 0 | 0 | 0 | 0 | 0
2016 | CA | NPCC | - | Quebec | MW | Scheduled Outages |  | 0 | 0 | 0 | 0 | 0 | 0 | 0 | 0 | 0 | 0 | 0
2016 | CA | NPCC | - | Quebec | MW | Transmission Limitations |  | 0 | 0 | 0 | 0 | 0 | 0 | 0 | 0 | 0 | 0 | 0
2016 | CA | NPCC | - | Quebec | MW | Existing-Certain |  | 34048.1998 | 34060.1998 | 34066.1998 | 34066.1998 | 34066.1998 | 34066.1998 | 34066.1998 | 34066.1998 | 34066.1998 | 34066.1998 | 34066.1998
2016 | CA | NPCC | - | Quebec | MW | Existing-Other |  | 0 | 0 | 0 | 0 | 0 | 0 | 0 | 0 | 0 | 0 | 0
2016 | CA | NPCC | - | Quebec | MW | Additions - Tier 1 |  | 0 | 468 | 544.55 | 572.55 | 594.55 | 839.55 | 839.55 | 839.55 | 839.55 | 839.55 | 839.55
2016 | CA | NPCC | - | Quebec | MW | Additions - Tier 2 |  | 0 | 0 | 0 | 0 | 0 | 0 | 0 | 0 | 0 | 0 | 0
2016 | CA | NPCC | - | Quebec | MW | Additions - Tier 3 |  | 0 | 0 | 0 | 0 | 0 | 0 | 0 | 0 | 0 | 0 | 0
2016 | CA | NPCC | - | Quebec | MW | Firm Imports |  | 0 | 0 | 0 | 0 | 0 | 0 | 0 | 0 | 0 | 0 | 0
2016 | CA | NPCC | - | Quebec | MW | Firm Imports - Full-Responsibility Purchases |  | 0 | 0 | 0 | 0 | 0 | 0 | 0 | 0 | 0 | 0 | 0
2016 | CA | NPCC | - | Quebec | MW | Firm Imports - Owned Capacity/Entitlement Located Outside the Area |  | 0 | 0 | 0 | 0 | 0 | 0 | 0 | 0 | 0 | 0 | 0
2016 | CA | NPCC | - | Quebec | MW | Firm Exports |  | 1961 | 2146 | 2059 | 2065 | 1547 | 1541 | 1541 | 1541 | 1541 | 1541 | 1041
2016 | CA | NPCC | - | Quebec | MW | Firm Exports - Full-Responsibility Sales |  | 176 | 151 | 151 | 151 | 151 | 145 | 145 | 145 | 145 | 145 | 145
2016 | CA | NPCC | - | Quebec | MW | Firm Exports - Owned Capacity/Entitlement Located Inside the Area |  | 1785 | 1995 | 1908 | 1914 | 1396 | 1396 | 1396 | 1396 | 1396 | 1396 | 896
2016 | CA | NPCC | - | Quebec | MW | Net Firm Capacity Transfers |  | -1961 | -2146 | -2059 | -2065 | -1547 | -1541 | -1541 | -1541 | -1541 | -1541 | -1041
2016 | CA | NPCC | - | Quebec | MW | Expected Imports |  | 0 | 0 | 0 | 0 | 0 | 0 | 0 | 0 | 0 | 0 | 0
2016 | CA | NPCC | - | Quebec | MW | Expected Exports |  | 0 | 0 | 0 | 0 | 0 | 0 | 0 | 0 | 0 | 0 | 0
2016 | CA | NPCC | - | Quebec | MW | Net Expected Transfers |  | 0 | 0 | 0 | 0 | 0 | 0 | 0 | 0 | 0 | 0 | 0
2016 | CA | NPCC | - | Quebec | MW | Existing-Certain & Net Firm Transfers |  | 32087.1998 | 31914.1998 | 32007.1998 | 32001.1998 | 32519.1998 | 32525.1998 | 32525.1998 | 32525.1998 | 32525.1998 | 32525.1998 | 33025.1998
2016 | CA | NPCC | - | Quebec | MW | Anticipated Resources |  | 32087.1998 | 32382.1998 | 32551.7498 | 32573.7498 | 33113.7498 | 33364.7498 | 33364.7498 | 33364.7498 | 33364.7498 | 33364.7498 | 33864.7498
2016 | CA | NPCC | - | Quebec | MW | Prospective Resources |  | 32087.1998 | 32382.1998 | 32551.7498 | 32573.7498 | 33113.7498 | 33364.7498 | 33364.7498 | 33364.7498 | 33364.7498 | 33364.7498 | 33864.7498
2016 | CA | NPCC | - | Quebec | MW | Existing-Certain and Net Firm Transfers Excess/Shortfall |  | 9183.1092 | 8944.9466 | 8833.0619 | 8565.7844 | 8927.6704 | 8851.9558 | 8727.5349 | 8610.7853 | 8500.0722 | 8394.5336 | 8779.5693
2016 | CA | NPCC | - | Quebec | MW | Anticipated Excess/Shortfall |  | 9183.1092 | 9412.9466 | 9377.6119 | 9138.3344 | 9522.2204 | 9691.5058 | 9567.0849 | 9450.3353 | 9339.6222 | 9234.0836 | 9619.1193
2016 | CA | NPCC | - | Quebec | MW | Prospective Excess/Shortfall |  | 9183.1092 | 9412.9466 | 9377.6119 | 9138.3344 | 9522.2204 | 9691.5058 | 9567.0849 | 9450.3353 | 9339.6222 | 9234.0836 | 9619.1193
2016 | CA | NPCC | - | Quebec | % | Existing-Certain and Net Firm Transfers Reserve Margin |  | 0.56345 | 0.55477 | 0.54966 | 0.53893 | 0.55349 | 0.54841 | 0.54031 | 0.5328 | 0.52573 | 0.51906 | 0.5351
2016 | CA | NPCC | - | Quebec | % | Anticipated Reserve Margin |  | 0.56345 | 0.57757 | 0.57603 | 0.56646 | 0.58189 | 0.58838 | 0.58007 | 0.57236 | 0.56511 | 0.55827 | 0.57412
2016 | CA | NPCC | - | Quebec | % | Prospective Reserve Margin |  | 0.56345 | 0.57757 | 0.57603 | 0.56646 | 0.58189 | 0.58838 | 0.58007 | 0.57236 | 0.56511 | 0.55827 | 0.57412
2016 | CA | NPCC | - | Quebec | % | Reference Margin Level |  | 11.6% | 11.9% | 12.2% | 12.7% | 12.7% | 12.7% | 12.7% | 12.7% | 12.7% | 12.7% | 12.7%
2016 | US | RF | - | PJM | MW | Energy Efficiency and Conservation |  | 976 | 1233 | 1541.53 | 1871.6571 | 2224.8931 | 2602.8556 | 3007.2755 | 3440.0048 | 3903.0251 | 4398.4569 | 4928.5689
2016 | US | RF | - | PJM | MW | Behind the Meter Generation |  | 0 | 0 | 0 | 0 | 0 | 0 | 0 | 0 | 0 | 0 | 0
2016 | US | RF | - | PJM | MW | Distributed Generation |  | 574 | 676 | 759 | 839 | 914 | 986 | 1070 | 1165 | 1267 | 1385 | 1523
2016 | US | RF | - | PJM | MW | Standby Load Under Contract |  | 0 | 0 | 0 | 0 | 0 | 0 | 0 | 0 | 0 | 0 | 0
2016 | US | RF | - | PJM | MW | Total Internal Demand |  | 152131 | 154149 | 155913 | 156958 | 156887 | 157358 | 157986 | 158975 | 159991 | 160947 | 161891
2016 | US | RF | - | PJM | MW | Controllable and Dispatchable Demand Response - Available |  | 8777 | 8883 | 8977 | 9035 | 3416 | 3424 | 3436 | 3450 | 3478 | 3499 | 3524
2016 | US | RF | - | PJM | MW | Net Internal Demand |  | 143354 | 145266 | 146936 | 147923 | 153471 | 153934 | 154550 | 155525 | 156513 | 157448 | 158367
2016 | US | RF | - | PJM | MW | Behind the Meter Generation - Capacity |  | 0 | 0 | 0 | 0 | 0 | 0 | 0 | 0 | 0 | 0 | 0
2016 | US | RF | - | PJM | MW | Other Capacity Adjustments - Additions |  | 0 | 0 | 0 | 0 | 0 | 0 | 0 | 0 | 0 | 0 | 0
2016 | US | RF | - | PJM | MW | Other Capacity Adjustments - Reductions |  | 0 | 0 | 0 | 0 | 0 | 0 | 0 | 0 | 0 | 0 | 0
2016 | US | RF | - | PJM | MW | Confirmed Retirements |  | 4182.2 | 5447.3 | 5570.3 | 7118.9 | 9229.1 | 9347.1 | 9347.1 | 9347.1 | 9347.1 | 9347.1 | 9347.1
2016 | US | RF | - | PJM | MW | Unconfirmed Retirements |  | 0 | 0 | 1819 | 1819 | 1819 | 1819 | 1819 | 1819 | 1819 | 1819 | 1819
2016 | US | RF | - | PJM | MW | Scheduled Outages |  | 0 | 0 | 0 | 0 | 0 | 0 | 0 | 0 | 0 | 0 | 0
2016 | US | RF | - | PJM | MW | Transmission Limitations |  | 0 | 0 | 0 | 0 | 0 | 0 | 0 | 0 | 0 | 0 | 0
2016 | US | RF | - | PJM | MW | Existing-Certain |  | 179501.2 | 179673.5 | 178758.92 | 177459.22 | 176733.52 | 176733.52 | 176733.52 | 176733.52 | 176733.52 | 176733.52 | 176733.52
2016 | US | RF | - | PJM | MW | Existing-Other |  | 0 | 458.4 | 496.4 | 532.4 | 532.4 | 532.4 | 532.4 | 532.4 | 532.4 | 532.4 | 532.4
2016 | US | RF | - | PJM | MW | Additions - Tier 1 |  | 0 | 6831.98 | 14672.92 | 20444.22 | 20444.22 | 20444.22 | 20444.22 | 20444.22 | 20444.22 | 20444.22 | 20444.22
2016 | US | RF | - | PJM | MW | Additions - Tier 2 |  | 0 | 3661.76 | 7757.69 | 16632.49 | 32169.39 | 36194.29 | 36227.29 | 36731.29 | 36731.29 | 36731.29 | 36731.29
2016 | US | RF | - | PJM | MW | Additions - Tier 3 |  | 0 | 0 | 0 | 0 | 0 | 0 | 0 | 0 | 0 | 0 | 0
2016 | US | RF | - | PJM | MW | Firm Imports |  | 6748 | 5364 | 4126 | 0 | 0 | 0 | 0 | 0 | 0 | 0 | 0
2016 | US | RF | - | PJM | MW | Firm Imports - Full-Responsibility Purchases |  | 6748 | 5364 | 4126 | 0 | 0 | 0 | 0 | 0 | 0 | 0 | 0
2016 | US | RF | - | PJM | MW | Firm Imports - Owned Capacity/Entitlement Located Outside the Area |  | 0 | 0 | 0 | 0 | 0 | 0 | 0 | 0 | 0 | 0 | 0
2016 | US | RF | - | PJM | MW | Firm Exports |  | 1395 | 1413 | 1395 | 0 | 0 | 0 | 0 | 0 | 0 | 0 | 0
2016 | US | RF | - | PJM | MW | Firm Exports - Full-Responsibility Sales |  | 1395 | 1413 | 1395 | 0 | 0 | 0 | 0 | 0 | 0 | 0 | 0
2016 | US | RF | - | PJM | MW | Firm Exports - Owned Capacity/Entitlement Located Inside the Area |  | 0 | 0 | 0 | 0 | 0 | 0 | 0 | 0 | 0 | 0 | 0
2016 | US | RF | - | PJM | MW | Net Firm Capacity Transfers |  | 5353 | 3951 | 2731 | 0 | 0 | 0 | 0 | 0 | 0 | 0 | 0
2016 | US | RF | - | PJM | MW | Expected Imports |  | 0 | 0 | 0 | 4126 | 4126 | 4126 | 4126 | 4126 | 4126 | 4126 | 4126
2016 | US | RF | - | PJM | MW | Expected Exports |  | 0 | 0 | 0 | 1395 | 1395 | 1395 | 1395 | 1395 | 1395 | 1395 | 1395
2016 | US | RF | - | PJM | MW | Net Expected Transfers |  | 0 | 0 | 0 | 2731 | 2731 | 2731 | 2731 | 2731 | 2731 | 2731 | 2731
2016 | US | RF | - | PJM | MW | Existing-Certain & Net Firm Transfers |  | 184854.2 | 183624.5 | 181489.92 | 177459.22 | 176733.52 | 176733.52 | 176733.52 | 176733.52 | 176733.52 | 176733.52 | 176733.52
2016 | US | RF | - | PJM | MW | Anticipated Resources |  | 184854.2 | 190456.48 | 196162.84 | 197903.44 | 197177.74 | 197177.74 | 197177.74 | 197177.74 | 197177.74 | 197177.74 | 197177.74
2016 | US | RF | - | PJM | MW | Prospective Resources |  | 184854.2 | 194576.64 | 202597.93 | 215980.33 | 230791.53 | 234816.43 | 234849.43 | 235353.43 | 235353.43 | 235353.43 | 235353.43
2016 | US | RF | - | PJM | MW | Existing-Certain and Net Firm Transfers Excess/Shortfall |  | 17990.144 | 14389.61 | 10309.48 | 5128.925 | -2060.195 | -2599.59 | -3317.23 | -4453.105 | -5604.125 | -6693.4 | -7764.035
2016 | US | RF | - | PJM | MW | Anticipated Excess/Shortfall |  | 17990.144 | 21221.59 | 24982.4 | 25573.145 | 18384.025 | 17844.63 | 17126.99 | 15991.115 | 14840.095 | 13750.82 | 12680.185
2016 | US | RF | - | PJM | MW | Prospective Excess/Shortfall |  | 17990.144 | 25341.75 | 31417.49 | 43650.035 | 51997.815 | 55483.32 | 54798.68 | 54166.805 | 53015.785 | 51926.51 | 50855.875
2016 | US | RF | - | PJM | % | Existing-Certain and Net Firm Transfers Reserve Margin |  | 0.28949 | 0.26406 | 0.23516 | 0.19967 | 0.15158 | 0.14811 | 0.14354 | 0.13637 | 0.12919 | 0.12249 | 0.11597
2016 | US | RF | - | PJM | % | Anticipated Reserve Margin |  | 0.28949 | 0.31109 | 0.33502 | 0.33788 | 0.28479 | 0.28092 | 0.27582 | 0.26782 | 0.25982 | 0.25234 | 0.24507
2016 | US | RF | - | PJM | % | Prospective Reserve Margin |  | 0.28949 | 0.33945 | 0.37882 | 0.46009 | 0.50381 | 0.52544 | 0.51957 | 0.51328 | 0.50373 | 0.4948 | 0.48613
2016 | US | RF | - | PJM | % | Reference Margin Level |  | 16.4% | 16.5% | 16.5% | 16.5% | 16.5% | 16.5% | 16.5% | 16.5% | 16.5% | 16.5% | 16.5%
2016 | US | SERC | - | SERC-E | MW | Energy Efficiency and Conservation |  | 325 | 431 | 543 | 665 | 772 | 877 | 971 | 1062 | 1144 | 1209 | 1259
2016 | US | SERC | - | SERC-E | MW | Behind the Meter Generation |  | 0 | 0 | 0 | 0 | 0 | 0 | 0 | 0 | 0 | 0 | 0
2016 | US | SERC | - | SERC-E | MW | Distributed Generation |  | 29 | 29 | 29 | 29 | 29 | 29 | 29 | 29 | 29 | 29 | 29
2016 | US | SERC | - | SERC-E | MW | Standby Load Under Contract |  | 85 | 95 | 102 | 108 | 111 | 113 | 113 | 113 | 113 | 113 | 113
2016 | US | SERC | - | SERC-E | MW | Total Internal Demand |  | 42755 | 43213 | 43999 | 44672 | 45440 | 46126 | 46774 | 47449 | 48053 | 48668 | 49309
2016 | US | SERC | - | SERC-E | MW | Controllable and Dispatchable Demand Response - Available |  | 637 | 655 | 663 | 667 | 669 | 672 | 674 | 676 | 679 | 681 | 684
2016 | US | SERC | - | SERC-E | MW | Net Internal Demand |  | 42118 | 42558 | 43336 | 44005 | 44771 | 45454 | 46100 | 46773 | 47374 | 47987 | 48625
2016 | US | SERC | - | SERC-E | MW | Behind the Meter Generation - Capacity |  | 0 | 0 | 0 | 0 | 0 | 0 | 0 | 0 | 0 | 0 | 0
2016 | US | SERC | - | SERC-E | MW | Other Capacity Adjustments - Additions |  | 0 | 0 | 0 | 0 | 0 | 0 | 0 | 0 | 0 | 0 | 0
2016 | US | SERC | - | SERC-E | MW | Other Capacity Adjustments - Reductions |  | 0 | 0 | 0 | 0 | 0 | 0 | 0 | 0 | 0 | 0 | 0
2016 | US | SERC | - | SERC-E | MW | Confirmed Retirements |  | 2732.9 | 2827.9 | 2888.9 | 2888.9 | 3266.9 | 3672.9 | 3672.9 | 3672.9 | 3672.9 | 3672.9 | 3672.9
2016 | US | SERC | - | SERC-E | MW | Unconfirmed Retirements |  | 0 | 0 | 0 | 0 | 0 | 0 | 0 | 0 | 0 | 0 | 0
2016 | US | SERC | - | SERC-E | MW | Scheduled Outages |  | 428 | 200 | 200 | 200 | 200 | 200 | 0 | 0 | 0 | 0 | 0
2016 | US | SERC | - | SERC-E | MW | Transmission Limitations |  | 0 | 0 | 0 | 0 | 0 | 0 | 0 | 0 | 0 | 0 | 0
2016 | US | SERC | - | SERC-E | MW | Existing-Certain |  | 49942.08 | 50113.08 | 50127.08 | 50137.08 | 49353.08 | 49353.08 | 49553.08 | 49553.08 | 49553.08 | 49553.08 | 49553.08
2016 | US | SERC | - | SERC-E | MW | Existing-Other |  | 546.89 | 546.89 | 546.89 | 546.89 | 546.89 | 546.89 | 546.89 | 546.89 | 546.89 | 546.89 | 546.89
2016 | US | SERC | - | SERC-E | MW | Additions - Tier 1 |  | 0 | 834 | 834 | 834 | 2427 | 5267 | 7057 | 7057 | 8174 | 8174 | 9291
2016 | US | SERC | - | SERC-E | MW | Additions - Tier 2 |  | 0 | 0 | 0 | 0 | 0 | 0 | 0 | 0 | 0 | 0 | 0
2016 | US | SERC | - | SERC-E | MW | Additions - Tier 3 |  | 0 | 0 | 0 | 0 | 0 | 0 | 0 | 0 | 0 | 0 | 0
2016 | US | SERC | - | SERC-E | MW | Firm Imports |  | 599 | 499 | 499 | 499 | 499 | 499 | 340 | 340 | 340 | 340 | 340
2016 | US | SERC | - | SERC-E | MW | Firm Imports - Full-Responsibility Purchases |  | 376 | 376 | 376 | 376 | 376 | 376 | 217 | 217 | 217 | 217 | 217
2016 | US | SERC | - | SERC-E | MW | Firm Imports - Owned Capacity/Entitlement Located Outside the Area |  | 0 | 0 | 0 | 0 | 0 | 0 | 0 | 0 | 0 | 0 | 0
2016 | US | SERC | - | SERC-E | MW | Firm Exports |  | 471 | 271 | 321 | 321 | 321 | 321 | 321 | 321 | 321 | 321 | 321
2016 | US | SERC | - | SERC-E | MW | Firm Exports - Full-Responsibility Sales |  | 421 | 221 | 221 | 221 | 221 | 221 | 221 | 221 | 221 | 221 | 221
2016 | US | SERC | - | SERC-E | MW | Firm Exports - Owned Capacity/Entitlement Located Inside the Area |  | 50 | 50 | 100 | 100 | 100 | 100 | 100 | 100 | 100 | 100 | 100
2016 | US | SERC | - | SERC-E | MW | Net Firm Capacity Transfers |  | 128 | 228 | 178 | 178 | 178 | 178 | 19 | 19 | 19 | 19 | 19
2016 | US | SERC | - | SERC-E | MW | Expected Imports |  | 0 | 0 | 0 | 0 | 0 | 0 | 0 | 0 | 0 | 0 | 0
2016 | US | SERC | - | SERC-E | MW | Expected Exports |  | 0 | 0 | 0 | 0 | 0 | 0 | 0 | 0 | 0 | 0 | 0
2016 | US | SERC | - | SERC-E | MW | Net Expected Transfers |  | 0 | 0 | 0 | 0 | 0 | 0 | 0 | 0 | 0 | 0 | 0
2016 | US | SERC | - | SERC-E | MW | Existing-Certain & Net Firm Transfers |  | 50070.08 | 50341.08 | 50305.08 | 50315.08 | 49531.08 | 49531.08 | 49572.08 | 49572.08 | 49572.08 | 49572.08 | 49572.08
2016 | US | SERC | - | SERC-E | MW | Anticipated Resources |  | 50070.08 | 51175.08 | 51139.08 | 51149.08 | 51958.08 | 54798.08 | 56629.08 | 56629.08 | 57746.08 | 57746.08 | 58863.08
2016 | US | SERC | - | SERC-E | MW | Prospective Resources |  | 50616.97 | 51721.97 | 51685.97 | 51695.97 | 52504.97 | 55344.97 | 57175.97 | 57175.97 | 58292.97 | 58292.97 | 59409.97
2016 | US | SERC | - | SERC-E | MW | Existing-Certain and Net Firm Transfers Excess/Shortfall |  | 1634.38 | 1399.38 | 468.68 | -290.67 | -1955.57 | -2741.02 | -3442.92 | -4216.87 | -4908.02 | -5612.97 | -6346.67
2016 | US | SERC | - | SERC-E | MW | Anticipated Excess/Shortfall |  | 1634.38 | 2233.38 | 1302.68 | 543.33 | 471.43 | 2525.98 | 3614.08 | 2840.13 | 3265.98 | 2561.03 | 2944.33
2016 | US | SERC | - | SERC-E | MW | Prospective Excess/Shortfall |  | 2181.27 | 2780.27 | 1849.57 | 1090.22 | 1018.32 | 3072.87 | 4160.97 | 3387.02 | 3812.87 | 3107.92 | 3491.22
2016 | US | SERC | - | SERC-E | % | Existing-Certain and Net Firm Transfers Reserve Margin |  | 0.1888 | 0.18288 | 0.16082 | 0.14339 | 0.10632 | 0.089697 | 0.075316 | 0.059844 | 0.046398 | 0.033031 | 0.019477
2016 | US | SERC | - | SERC-E | % | Anticipated Reserve Margin |  | 0.1888 | 0.20248 | 0.18006 | 0.16235 | 0.16053 | 0.20557 | 0.2284 | 0.21072 | 0.21894 | 0.20337 | 0.21055
2016 | US | SERC | - | SERC-E | % | Prospective Reserve Margin |  | 0.20179 | 0.21533 | 0.19268 | 0.17477 | 0.17275 | 0.2176 | 0.24026 | 0.22241 | 0.23048 | 0.21477 | 0.2218
2016 | US | SERC | - | SERC-E | % | Reference Margin Level |  | 15% | 15% | 15% | 15% | 15% | 15% | 15% | 15% | 15% | 15% | 15%
2016 | US | SERC | - | SERC-N | MW | Energy Efficiency and Conservation |  | 351 | 423 | 493 | 549 | 593 | 651 | 720 | 785 | 843 | 914 | 979
2016 | US | SERC | - | SERC-N | MW | Behind the Meter Generation |  | 0 | 0 | 0 | 0 | 0 | 0 | 0 | 0 | 0 | 0 | 0
2016 | US | SERC | - | SERC-N | MW | Distributed Generation |  | 50 | 54 | 59 | 64 | 69 | 74 | 77 | 82 | 87 | 92 | 97
2016 | US | SERC | - | SERC-N | MW | Standby Load Under Contract |  | 201 | 65 | 65 | 5 | 5 | 5 | 5 | 0 | 0 | 0 | 0
2016 | US | SERC | - | SERC-N | MW | Total Internal Demand |  | 42148 | 42540 | 42955 | 43051 | 43419 | 43800 | 44184 | 44572 | 44954 | 45331 | 45690
2016 | US | SERC | - | SERC-N | MW | Controllable and Dispatchable Demand Response - Available |  | 1787 | 1789 | 1792 | 1811 | 1813 | 1695 | 1632 | 1588 | 1552 | 1549 | 1544
2016 | US | SERC | - | SERC-N | MW | Net Internal Demand |  | 40361 | 40751 | 41163 | 41240 | 41606 | 42105 | 42552 | 42984 | 43402 | 43782 | 44146
2016 | US | SERC | - | SERC-N | MW | Behind the Meter Generation - Capacity |  | 0 | 0 | 0 | 0 | 0 | 0 | 0 | 0 | 0 | 0 | 0
2016 | US | SERC | - | SERC-N | MW | Other Capacity Adjustments - Additions |  | 0 | 0 | 0 | 0 | 0 | 0 | 0 | 0 | 0 | 0 | 0
2016 | US | SERC | - | SERC-N | MW | Other Capacity Adjustments - Reductions |  | 0 | 0 | 0 | 0 | 0 | 0 | 0 | 0 | 0 | 0 | 0
2016 | US | SERC | - | SERC-N | MW | Confirmed Retirements |  | 2962 | 4073 | 5646 | 6357 | 6357 | 6357 | 6357 | 6357 | 6357 | 6357 | 6357
2016 | US | SERC | - | SERC-N | MW | Unconfirmed Retirements |  | 0 | 0 | 0 | 0 | 0 | 0 | 0 | 0 | 0 | 0 | 0
2016 | US | SERC | - | SERC-N | MW | Scheduled Outages |  | 6 | 0 | 0 | 0 | 0 | 0 | 0 | 0 | 0 | 0 | 0
2016 | US | SERC | - | SERC-N | MW | Transmission Limitations |  | 0 | 0 | 0 | 0 | 0 | 0 | 0 | 0 | 0 | 0 | 0
2016 | US | SERC | - | SERC-N | MW | Existing-Certain |  | 49468.83 | 48321.83 | 47409.83 | 47719.83 | 47719.83 | 47719.83 | 47719.83 | 47719.83 | 47719.83 | 47719.83 | 47719.83
2016 | US | SERC | - | SERC-N | MW | Existing-Other |  | 2355.4 | 2355.4 | 2283.4 | 2283.4 | 2283.4 | 2283.4 | 2283.4 | 2283.4 | 2283.4 | 2283.4 | 2283.4
2016 | US | SERC | - | SERC-N | MW | Additions - Tier 1 |  | 0 | 2140 | 3210 | 3210 | 3210 | 4050 | 4050 | 4890 | 5730 | 5730 | 7120
2016 | US | SERC | - | SERC-N | MW | Additions - Tier 2 |  | 0 | 0 | 0 | 0 | 0 | 0 | 0 | 0 | 0 | 0 | 0
2016 | US | SERC | - | SERC-N | MW | Additions - Tier 3 |  | 0 | 0 | 0 | 0 | 0 | 0 | 0 | 0 | 0 | 0 | 0
2016 | US | SERC | - | SERC-N | MW | Firm Imports |  | 569 | 569 | 569 | 569 | 569 | 569 | 569 | 569 | 569 | 569 | 569
2016 | US | SERC | - | SERC-N | MW | Firm Imports - Full-Responsibility Purchases |  | 569 | 569 | 569 | 569 | 569 | 569 | 569 | 569 | 569 | 569 | 569
2016 | US | SERC | - | SERC-N | MW | Firm Imports - Owned Capacity/Entitlement Located Outside the Area |  | 0 | 0 | 0 | 0 | 0 | 0 | 0 | 0 | 0 | 0 | 0
2016 | US | SERC | - | SERC-N | MW | Firm Exports |  | 2119.3 | 2121.1 | 2121.1 | 2162.1 | 2162.1 | 2162.1 | 2162.1 | 2162.1 | 2162.1 | 2162.1 | 2162.1
2016 | US | SERC | - | SERC-N | MW | Firm Exports - Full-Responsibility Sales |  | 582.5 | 582.5 | 582.5 | 623.5 | 623.5 | 623.5 | 623.5 | 623.5 | 623.5 | 623.5 | 623.5
2016 | US | SERC | - | SERC-N | MW | Firm Exports - Owned Capacity/Entitlement Located Inside the Area |  | 324 | 324 | 324 | 324 | 324 | 324 | 324 | 324 | 324 | 324 | 324
2016 | US | SERC | - | SERC-N | MW | Net Firm Capacity Transfers |  | -1550.3 | -1552.1 | -1552.1 | -1593.1 | -1593.1 | -1593.1 | -1593.1 | -1593.1 | -1593.1 | -1593.1 | -1593.1
2016 | US | SERC | - | SERC-N | MW | Expected Imports |  | 0 | 0 | 0 | 0 | 0 | 0 | 0 | 0 | 0 | 0 | 0
2016 | US | SERC | - | SERC-N | MW | Expected Exports |  | 0 | 0 | 0 | 0 | 0 | 0 | 0 | 0 | 0 | 0 | 0
2016 | US | SERC | - | SERC-N | MW | Net Expected Transfers |  | 0 | 0 | 0 | 0 | 0 | 0 | 0 | 0 | 0 | 0 | 0
2016 | US | SERC | - | SERC-N | MW | Existing-Certain & Net Firm Transfers |  | 47918.53 | 46769.73 | 45857.73 | 46126.73 | 46126.73 | 46126.73 | 46126.73 | 46126.73 | 46126.73 | 46126.73 | 46126.73
2016 | US | SERC | - | SERC-N | MW | Anticipated Resources |  | 47918.53 | 48909.73 | 49067.73 | 49336.73 | 49336.73 | 50176.73 | 50176.73 | 51016.73 | 51856.73 | 51856.73 | 53246.73
2016 | US | SERC | - | SERC-N | MW | Prospective Resources |  | 50273.93 | 51265.13 | 51351.13 | 51620.13 | 51620.13 | 52460.13 | 52460.13 | 53300.13 | 54140.13 | 54140.13 | 55530.13
2016 | US | SERC | - | SERC-N | MW | Existing-Certain and Net Firm Transfers Excess/Shortfall |  | 1503.38 | -93.92 | -1479.72 | -1299.27 | -1720.17 | -2294.02 | -2808.07 | -3304.87 | -3785.57 | -4222.57 | -4641.17
2016 | US | SERC | - | SERC-N | MW | Anticipated Excess/Shortfall |  | 1503.38 | 2046.08 | 1730.28 | 1910.73 | 1489.83 | 1755.98 | 1241.93 | 1585.13 | 1944.43 | 1507.43 | 2478.83
2016 | US | SERC | - | SERC-N | MW | Prospective Excess/Shortfall |  | 3858.78 | 4401.48 | 4013.68 | 4194.13 | 3773.23 | 4039.38 | 3525.33 | 3868.53 | 4227.83 | 3790.83 | 4762.23
2016 | US | SERC | - | SERC-N | % | Existing-Certain and Net Firm Transfers Reserve Margin |  | 0.18725 | 0.1477 | 0.11405 | 0.11849 | 0.10866 | 0.095517 | 0.084009 | 0.073114 | 0.062779 | 0.053555 | 0.044868
2016 | US | SERC | - | SERC-N | % | Anticipated Reserve Margin |  | 0.18725 | 0.20021 | 0.19203 | 0.19633 | 0.18581 | 0.1917 | 0.17919 | 0.18688 | 0.1948 | 0.18443 | 0.20615
2016 | US | SERC | - | SERC-N | % | Prospective Reserve Margin |  | 0.24561 | 0.25801 | 0.24751 | 0.2517 | 0.24069 | 0.24594 | 0.23285 | 0.24 | 0.24741 | 0.23658 | 0.25787
2016 | US | SERC | - | SERC-N | % | Reference Margin Level |  | 15% | 15% | 15% | 15% | 15% | 15% | 15% | 15% | 15% | 15% | 15%
2016 | US | SERC | - | SERC-SE | MW | Energy Efficiency and Conservation |  | 0 | 0 | 0 | 0 | 0 | 0 | 0 | 0 | 0 | 0 | 0
2016 | US | SERC | - | SERC-SE | MW | Behind the Meter Generation |  | 0 | 0 | 0 | 0 | 0 | 0 | 0 | 0 | 0 | 0 | 0
2016 | US | SERC | - | SERC-SE | MW | Distributed Generation |  | 0 | 0 | 0 | 0 | 0 | 0 | 0 | 0 | 0 | 0 | 0
2016 | US | SERC | - | SERC-SE | MW | Standby Load Under Contract |  | 0 | 0 | 0 | 0 | 0 | 0 | 0 | 0 | 0 | 0 | 0
2016 | US | SERC | - | SERC-SE | MW | Total Internal Demand |  | 47091 | 47762 | 48124 | 48507 | 48903 | 49325 | 49756 | 50281 | 50859 | 51461 | 52083
2016 | US | SERC | - | SERC-SE | MW | Controllable and Dispatchable Demand Response - Available |  | 2216 | 2228 | 2238 | 2247 | 2256 | 2260 | 2262 | 2265 | 2267 | 2270 | 2273
2016 | US | SERC | - | SERC-SE | MW | Net Internal Demand |  | 44875 | 45534 | 45886 | 46260 | 46647 | 47065 | 47494 | 48016 | 48592 | 49191 | 49810
2016 | US | SERC | - | SERC-SE | MW | Behind the Meter Generation - Capacity |  | 0 | 0 | 0 | 0 | 0 | 0 | 0 | 0 | 0 | 0 | 0
2016 | US | SERC | - | SERC-SE | MW | Other Capacity Adjustments - Additions |  | 0 | 0 | 0 | 0 | 0 | 0 | 0 | 0 | 0 | 0 | 0
2016 | US | SERC | - | SERC-SE | MW | Other Capacity Adjustments - Reductions |  | 0 | 0 | 0 | 0 | 0 | 0 | 0 | 0 | 0 | 0 | 0
2016 | US | SERC | - | SERC-SE | MW | Confirmed Retirements |  | 4253 | 5817 | 5817 | 5829 | 5829 | 5829 | 5829 | 5829 | 5829 | 5829 | 5829
2016 | US | SERC | - | SERC-SE | MW | Unconfirmed Retirements |  | 0 | 0 | 0 | 0 | 0 | 0 | 0 | 0 | 0 | 0 | 0
2016 | US | SERC | - | SERC-SE | MW | Scheduled Outages |  | 451 | 401 | 401 | 401 | 288 | 395 | 286 | 286 | 124 | 124 | 2
2016 | US | SERC | - | SERC-SE | MW | Transmission Limitations |  | 0 | 0 | 0 | 0 | 0 | 0 | 0 | 0 | 0 | 0 | 0
2016 | US | SERC | - | SERC-SE | MW | Existing-Certain |  | 60910.376 | 60960.376 | 60960.376 | 60948.376 | 61070.576 | 60972.776 | 61081.776 | 61081.776 | 61243.776 | 61243.776 | 61365.776
2016 | US | SERC | - | SERC-SE | MW | Existing-Other |  | 480.694 | 480.694 | 480.694 | 480.694 | 480.694 | 480.694 | 480.694 | 480.694 | 480.694 | 480.694 | 480.694
2016 | US | SERC | - | SERC-SE | MW | Additions - Tier 1 |  | 272.56 | 612.093 | 612.093 | 1712.093 | 2812.093 | 2812.093 | 2812.093 | 2812.093 | 2812.093 | 2812.093 | 2812.093
2016 | US | SERC | - | SERC-SE | MW | Additions - Tier 2 |  | 0 | 52.932 | 62.932 | 62.932 | 62.932 | 62.932 | 62.932 | 62.932 | 62.932 | 62.932 | 62.932
2016 | US | SERC | - | SERC-SE | MW | Additions - Tier 3 |  | 0 | 1674.8 | 2622.6 | 2636.6 | 2636.6 | 2636.6 | 2636.6 | 2636.6 | 2636.6 | 2636.6 | 2636.6
2016 | US | SERC | - | SERC-SE | MW | Firm Imports |  | 50 | 50 | 103 | 104 | 105 | 107 | 109 | 110 | 111 | 113 | 65
2016 | US | SERC | - | SERC-SE | MW | Firm Imports - Full-Responsibility Purchases |  | 0 | 0 | 0 | 0 | 0 | 0 | 0 | 0 | 0 | 0 | 0
2016 | US | SERC | - | SERC-SE | MW | Firm Imports - Owned Capacity/Entitlement Located Outside the Area |  | 0 | 0 | 0 | 0 | 0 | 0 | 0 | 0 | 0 | 0 | 0
2016 | US | SERC | - | SERC-SE | MW | Firm Exports |  | 1709 | 1560 | 1560 | 1663 | 1766 | 1766 | 1607 | 1607 | 1607 | 1607 | 1607
2016 | US | SERC | - | SERC-SE | MW | Firm Exports - Full-Responsibility Sales |  | 0 | 0 | 0 | 0 | 0 | 0 | 0 | 0 | 0 | 0 | 0
2016 | US | SERC | - | SERC-SE | MW | Firm Exports - Owned Capacity/Entitlement Located Inside the Area |  | 0 | 0 | 0 | 0 | 0 | 0 | 0 | 0 | 0 | 0 | 0
2016 | US | SERC | - | SERC-SE | MW | Net Firm Capacity Transfers |  | -1659 | -1510 | -1457 | -1559 | -1661 | -1659 | -1498 | -1497 | -1496 | -1494 | -1542
2016 | US | SERC | - | SERC-SE | MW | Expected Imports |  | 0 | 0 | 0 | 0 | 0 | 0 | 0 | 0 | 0 | 0 | 0
2016 | US | SERC | - | SERC-SE | MW | Expected Exports |  | 0 | 0 | 0 | 0 | 0 | 0 | 0 | 0 | 0 | 0 | 0
2016 | US | SERC | - | SERC-SE | MW | Net Expected Transfers |  | 0 | 0 | 0 | 0 | 0 | 0 | 0 | 0 | 0 | 0 | 0
2016 | US | SERC | - | SERC-SE | MW | Existing-Certain & Net Firm Transfers |  | 59251.376 | 59450.376 | 59503.376 | 59389.376 | 59409.576 | 59313.776 | 59583.776 | 59584.776 | 59747.776 | 59749.776 | 59823.776
2016 | US | SERC | - | SERC-SE | MW | Anticipated Resources |  | 59523.936 | 60062.469 | 60115.469 | 61101.469 | 62221.669 | 62125.869 | 62395.869 | 62396.869 | 62559.869 | 62561.869 | 62635.869
2016 | US | SERC | - | SERC-SE | MW | Prospective Resources |  | 60004.63 | 60596.095 | 60659.095 | 61645.095 | 62765.295 | 62669.495 | 62939.495 | 62940.495 | 63103.495 | 63105.495 | 63179.495
2016 | US | SERC | - | SERC-SE | MW | Existing-Certain and Net Firm Transfers Excess/Shortfall |  | 7645.126 | 7086.276 | 6734.476 | 6190.376 | 5765.526 | 5189.026 | 4965.676 | 4366.376 | 3866.976 | 3180.126 | 2542.276
2016 | US | SERC | - | SERC-SE | MW | Anticipated Excess/Shortfall |  | 7917.686 | 7698.369 | 7346.569 | 7902.469 | 8577.619 | 8001.119 | 7777.769 | 7178.469 | 6679.069 | 5992.219 | 5354.369
2016 | US | SERC | - | SERC-SE | MW | Prospective Excess/Shortfall |  | 8398.38 | 8231.995 | 7890.195 | 8446.095 | 9121.245 | 8544.745 | 8321.395 | 7722.095 | 7222.695 | 6535.845 | 5897.995
2016 | US | SERC | - | SERC-SE | % | Existing-Certain and Net Firm Transfers Reserve Margin |  | 0.32036 | 0.30563 | 0.29677 | 0.28382 | 0.2736 | 0.26025 | 0.25455 | 0.24094 | 0.22958 | 0.21465 | 0.20104
2016 | US | SERC | - | SERC-SE | % | Anticipated Reserve Margin |  | 0.32644 | 0.31907 | 0.3101 | 0.32083 | 0.33388 | 0.32 | 0.31376 | 0.2995 | 0.28745 | 0.27182 | 0.2575
2016 | US | SERC | - | SERC-SE | % | Prospective Reserve Margin |  | 0.33715 | 0.33079 | 0.32195 | 0.33258 | 0.34554 | 0.33155 | 0.32521 | 0.31082 | 0.29864 | 0.28287 | 0.26841
2016 | US | SERC | - | SERC-SE | % | Reference Margin Level |  | 15% | 15% | 15% | 15% | 15% | 15% | 15% | 15% | 15% | 15% | 15%
2016 | US | SPP | - | SPP | MW | Energy Efficiency and Conservation |  | 329.0144 | 396.4139 | 475.5621 | 576.8183 | 714.5524 | 847.3629 | 973.3737 | 984.4306 | 1205.4652 | 1293.1052 | 1362.0833
2016 | US | SPP | - | SPP | MW | Behind the Meter Generation |  | 0 | 0 | 0 | 0 | 0 | 0 | 0 | 0 | 0 | 0 | 0
2016 | US | SPP | - | SPP | MW | Distributed Generation |  | 92.8045 | 115.4045 | 115.3276 | 115.3276 | 96.3276 | 96.3276 | 96.3276 | 96.3276 | 96.3276 | 96.3276 | 96.3276
2016 | US | SPP | - | SPP | MW | Standby Load Under Contract |  | 0 | 0 | 0 | 0 | 0 | 0 | 0 | 0 | 0 | 0 | 0
2016 | US | SPP | - | SPP | MW | Total Internal Demand |  | 51202.3976 | 51936.4678 | 52818.5555 | 53235.3542 | 53409.2647 | 53779.1651 | 54335.9192 | 54702.8789 | 55119.199 | 55581.1938 | 56048.0155
2016 | US | SPP | - | SPP | MW | Controllable and Dispatchable Demand Response - Available |  | 650.8672 | 752.7293 | 829.2913 | 876.4896 | 898.3233 | 911.1282 | 915.9029 | 912.6496 | 909.37 | 907.0652 | 903.6772
2016 | US | SPP | - | SPP | MW | Net Internal Demand |  | 50551.5305 | 51183.7385 | 51989.2641 | 52358.8645 | 52510.9414 | 52868.0369 | 53420.0162 | 53790.2292 | 54209.8289 | 54674.1286 | 55144.3383
2016 | US | SPP | - | SPP | MW | Behind the Meter Generation - Capacity |  | 116.967 | 116.967 | 116.967 | 116.967 | 116.967 | 116.967 | 116.967 | 116.967 | 116.967 | 116.967 | 116.967
2016 | US | SPP | - | SPP | MW | Other Capacity Adjustments - Additions |  | 0 | 0 | 0 | 0 | 0 | 0 | 0 | 0 | 0 | 0 | 0
2016 | US | SPP | - | SPP | MW | Other Capacity Adjustments - Reductions |  | 0 | 0 | 0 | 0 | 0 | 0 | 0 | 0 | 0 | 0 | 0
2016 | US | SPP | - | SPP | MW | Confirmed Retirements |  | 53.5 | 764.3 | 1144.3 | 1144.3 | 1373.3 | 1512.3 | 1583.3 | 1955.3 | 2146.3 | 2545.3 | 2655.3
2016 | US | SPP | - | SPP | MW | Unconfirmed Retirements |  | 461 | 461 | 461 | 461 | 461 | 801 | 801 | 801 | 905 | 1141 | 1141
2016 | US | SPP | - | SPP | MW | Scheduled Outages |  | 46 | 46 | 30 | 30 | 30 | 107.6 | 107.6 | 107.6 | 107.6 | 107.6 | 107.6
2016 | US | SPP | - | SPP | MW | Transmission Limitations |  | 0 | 0 | 0 | 0 | 0 | 0 | 0 | 0 | 0 | 0 | 0
2016 | US | SPP | - | SPP | MW | Existing-Certain |  | 65403.6237 | 64873.2737 | 64415.7737 | 64259.3537 | 63778.1537 | 63253.7537 | 62643.1537 | 61940.1537 | 61733.2537 | 61339.2537 | 61246.4537
2016 | US | SPP | - | SPP | MW | Existing-Other |  | 0 | 0 | 0 | 0 | 0 | 0 | 0 | 0 | 0 | 0 | 0
2016 | US | SPP | - | SPP | MW | Additions - Tier 1 |  | 119.46 | 1438.93 | 1837.93 | 1837.93 | 1877.93 | 1877.93 | 2177.93 | 2427.93 | 2427.93 | 2427.93 | 2427.93
2016 | US | SPP | - | SPP | MW | Additions - Tier 2 |  | 0 | 381.6 | 1360.6 | 1360.6 | 1530.6 | 1530.6 | 1730.6 | 1730.6 | 1730.6 | 1560.6 | 1560.6
2016 | US | SPP | - | SPP | MW | Additions - Tier 3 |  | 1.5 | 9.3 | 1123.64 | 1886.91 | 1902.89 | 4031.16 | 4035.23 | 4048 | 4662.07 | 4674.84 | 4691.41
2016 | US | SPP | - | SPP | MW | Firm Imports |  | 2525.1 | 2525.1 | 2525.1 | 2525.1 | 2525.1 | 2633.1 | 2633.1 | 2633.1 | 2633.1 | 2633.1 | 2636.1
2016 | US | SPP | - | SPP | MW | Firm Imports - Full-Responsibility Purchases |  | 2525.1 | 2525.1 | 2525.1 | 2525.1 | 2525.1 | 2633.1 | 2633.1 | 2633.1 | 2633.1 | 2633.1 | 2636.1
2016 | US | SPP | - | SPP | MW | Firm Imports - Owned Capacity/Entitlement Located Outside the Area |  | 0 | 0 | 0 | 0 | 0 | 0 | 0 | 0 | 0 | 0 | 0
2016 | US | SPP | - | SPP | MW | Firm Exports |  | 3753.9 | 3753.9 | 3753.9 | 3753.9 | 3753.9 | 3718.9 | 3718.9 | 3718.9 | 3718.9 | 3718.9 | 3718.9
2016 | US | SPP | - | SPP | MW | Firm Exports - Full-Responsibility Sales |  | 3753.9 | 3753.9 | 3753.9 | 3753.9 | 3753.9 | 3718.9 | 3718.9 | 3718.9 | 3718.9 | 3718.9 | 3718.9
2016 | US | SPP | - | SPP | MW | Firm Exports - Owned Capacity/Entitlement Located Inside the Area |  | 0 | 0 | 0 | 0 | 0 | 0 | 0 | 0 | 0 | 0 | 0
2016 | US | SPP | - | SPP | MW | Net Firm Capacity Transfers |  | -1228.8 | -1228.8 | -1228.8 | -1228.8 | -1228.8 | -1085.8 | -1085.8 | -1085.8 | -1085.8 | -1085.8 | -1082.8
2016 | US | SPP | - | SPP | MW | Expected Imports |  | 0 | 0 | 0 | 0 | 0 | 0 | 0 | 0 | 0 | 0 | 0
2016 | US | SPP | - | SPP | MW | Expected Exports |  | 0 | 0 | 0 | 0 | 0 | 0 | 0 | 0 | 0 | 0 | 0
2016 | US | SPP | - | SPP | MW | Net Expected Transfers |  | 0 | 0 | 0 | 0 | 0 | 0 | 0 | 0 | 0 | 0 | 0
2016 | US | SPP | - | SPP | MW | Existing-Certain & Net Firm Transfers |  | 64174.8237 | 63644.4737 | 63186.9737 | 63030.5537 | 62549.3537 | 62167.9537 | 61557.3537 | 60854.3537 | 60647.4537 | 60253.4537 | 60163.6537
2016 | US | SPP | - | SPP | MW | Anticipated Resources |  | 64294.2837 | 65083.4037 | 65024.9037 | 64868.4837 | 64427.2837 | 64045.8837 | 63735.2837 | 63282.2837 | 63075.3837 | 62681.3837 | 62591.5837
2016 | US | SPP | - | SPP | MW | Prospective Resources |  | 63833.2837 | 65004.0037 | 65924.5037 | 65768.0837 | 65496.8837 | 64775.4837 | 64664.8837 | 64211.8837 | 63900.9837 | 63100.9837 | 63011.1837
2016 | US | SPP | - | SPP | MW | Existing-Certain and Net Firm Transfers Excess/Shortfall |  | 6748.2851 | 6318.6866 | 4958.9979 | 4388.6255 | 3737.0994 | 2955.7524 | 1726.9356 | 609.297 | -67.5547 | -981.5703 | -1598.0052
2016 | US | SPP | - | SPP | MW | Anticipated Excess/Shortfall |  | 6867.7451 | 7757.6166 | 6796.9279 | 6226.5555 | 5615.0294 | 4833.6824 | 3904.8656 | 3037.227 | 2360.3753 | 1446.3597 | 829.9248
2016 | US | SPP | - | SPP | MW | Prospective Excess/Shortfall |  | 6406.7451 | 7678.2166 | 7696.5279 | 7126.1555 | 6684.6294 | 5563.2824 | 4834.4656 | 3966.827 | 3185.9753 | 1865.9597 | 1249.5248
2016 | US | SPP | - | SPP | % | Existing-Certain and Net Firm Transfers Reserve Margin |  | 0.26949 | 0.24345 | 0.21539 | 0.20382 | 0.19117 | 0.17591 | 0.15233 | 0.13133 | 0.11875 | 0.10205 | 0.091021
2016 | US | SPP | - | SPP | % | Anticipated Reserve Margin |  | 0.27186 | 0.27156 | 0.25074 | 0.23892 | 0.22693 | 0.21143 | 0.1931 | 0.17646 | 0.16354 | 0.14645 | 0.13505
2016 | US | SPP | - | SPP | % | Prospective Reserve Margin |  | 0.26274 | 0.27001 | 0.26804 | 0.2561 | 0.2473 | 0.22523 | 0.2105 | 0.19375 | 0.17877 | 0.15413 | 0.14266
2016 | US | SPP | - | SPP | % | Reference Margin Level |  | 13.6% | 12% | 12% | 12% | 12% | 12% | 12% | 12% | 12% | 12% | 12%
2013 | US | TRE | - | ERCOT | 9 | ANTICIPATED INTERNAL CAPACITY | 0 | 74291.5111 | 76567.7551 | 77443.7691 | 78706.2091 | 79926.2091 | 79742.2091 | 78813.2091 | 78813.2091 | 78813.2091 | 78813.2091 | 78813.2091
2013 | US | TRE | - | ERCOT | 10 | CAPACITY TRANSACTIONS - IMPORTS | 598 | 598 | 628 | 628 | 628 | 628 | 628 | 628 | 628 | 628 | 628 | 628
2013 | US | TRE | - | ERCOT | 10a | Firm | 598 | 598 | 628 | 628 | 628 | 628 | 628 | 628 | 628 | 628 | 628 | 628
2013 | US | TRE | - | ERCOT | 10a1 | Full-Responsibility Purchases | 48 | 48 | 48 | 48 | 48 | 48 | 48 | 48 | 48 | 48 | 48 | 48
2013 | US | TRE | - | ERCOT | 10a2 | Owned Capacity/Entitlement Located Outside the Region/Subregion | 0 | 0 | 0 | 0 | 0 | 0 | 0 | 0 | 0 | 0 | 0 | 0
2013 | US | TRE | - | ERCOT | 10b | Non-firm | 0 | 0 | 0 | 0 | 0 | 0 | 0 | 0 | 0 | 0 | 0 | 0
2013 | US | TRE | - | ERCOT | 10c | Expected | 0 | 0 | 0 | 0 | 0 | 0 | 0 | 0 | 0 | 0 | 0 | 0
2013 | US | TRE | - | ERCOT | 10c1 | Full-Responsibility Purchases | 0 | 0 | 0 | 0 | 0 | 0 | 0 | 0 | 0 | 0 | 0 | 0
2013 | US | TRE | - | ERCOT | 10c2 | Owned Capacity/Entitlement Located Outside the Region/Subregion | 0 | 0 | 0 | 0 | 0 | 0 | 0 | 0 | 0 | 0 | 0 | 0
2013 | US | TRE | - | ERCOT | 11 | CAPACITY TRANSACTIONS - EXPORTS | 317 | 317 | 317 | 317 | 317 | 317 | 317 | 317 | 317 | 0 | 0 | 0
2013 | US | TRE | - | ERCOT | 11a | Firm | 317 | 317 | 317 | 317 | 317 | 317 | 317 | 317 | 317 | 0 | 0 | 0
2013 | US | TRE | - | ERCOT | 11a1 | Full-Responsibility Purchases | 0 | 0 | 0 | 0 | 0 | 0 | 0 | 0 | 0 | 0 | 0 | 0
2013 | US | TRE | - | ERCOT | 11a2 | Owned Capacity/Entitlement Located Outside the Region/Subregion | 0 | 0 | 0 | 0 | 0 | 0 | 0 | 0 | 0 | 0 | 0 | 0
2013 | US | TRE | - | ERCOT | 11b | Non-firm | 0 | 0 | 0 | 0 | 0 | 0 | 0 | 0 | 0 | 0 | 0 | 0
2013 | US | TRE | - | ERCOT | 11c | Expected | 0 | 0 | 0 | 0 | 0 | 0 | 0 | 0 | 0 | 0 | 0 | 0
2013 | US | TRE | - | ERCOT | 11c1 | Full-Responsibility Purchases | 0 | 0 | 0 | 0 | 0 | 0 | 0 | 0 | 0 | 0 | 0 | 0
2013 | US | TRE | - | ERCOT | 11c2 | Owned Capacity/Entitlement Located Outside the Region/Subregion | 0 | 0 | 0 | 0 | 0 | 0 | 0 | 0 | 0 | 0 | 0 | 0
2013 | US | TRE | - | ERCOT | 12 | EXISTING-CERTAIN & NET FIRM TRANSACTIONS | 73218.805 | 74395.7834 | 74425.7834 | 74425.7834 | 74425.7834 | 74425.7834 | 74425.7834 | 74425.7834 | 74425.7834 | 74742.7834 | 74742.7834 | 74742.7834
2013 | US | TRE | - | ERCOT | 13 | ANTICIPATED CAPACITY RESOURCES | 0 | 0 | 76878.7551 | 77754.7691 | 79017.2091 | 80237.2091 | 80053.2091 | 79124.2091 | 79124.2091 | 79441.2091 | 79441.2091 | 79441.2091
2013 | US | TRE | - | ERCOT | 14 | PROSPECTIVE CAPACITY RESOURCES | 0 | 0 | 76878.7551 | 77754.7691 | 79017.2091 | 80237.2091 | 80053.2091 | 79124.2091 | 79124.2091 | 79441.2091 | 79441.2091 | 79441.2091
2013 | US | TRE | - | ERCOT | 15 | TOTAL POTENTIAL CAPACITY RESOURCES | 0 | 0 | 79703.0291 | 81666.1731 | 86846.3771 | 88414.6771 | 88870.6771 | 88791.6771 | 88791.6771 | 89108.6771 | 89108.6771 | 89108.6771
2013 | US | TRE | - | ERCOT | 16 | ADJUSTED POTENTIAL CAPACITY RESOURCES | 0 | 0 | 77443.6099 | 78537.0499 | 80583.0427 | 81872.7027 | 81816.7027 | 81057.7027 | 81057.7027 | 81374.7027 | 81374.7027 | 81374.7027
2013 | US | TRE | - | ERCOT | 16a | Confidence of Future-Other | 0 | 0 | 1 | 1 | 1 | 1 | 1 | 1 | 1 | 1 | 1 | 1
2013 | US | TRE | - | ERCOT | 16b | Net Future-Other Resources After Confidence Percentage Is Applied | 0 | 0 | 0 | 0 | 0 | 0 | 0 | 0 | 0 | 0 | 0 | 0
2013 | US | TRE | - | ERCOT | 16c | Confidence of Conceptual | 0 | 0 | 0.2 | 0.2 | 0.2 | 0.2 | 0.2 | 0.2 | 0.2 | 0.2 | 0.2 | 0.2
2013 | US | TRE | - | ERCOT | 16d | Net Conceptual Resources After Confidence Percentage Is Applied | 0 | 0 | 564.8548 | 782.2808 | 1565.8336 | 1635.4936 | 1763.4936 | 1933.4936 | 1933.4936 | 1933.4936 | 1933.4936 | 1933.4936
2013 | US | TRE | - | ERCOT | 17 | ASSESSMENT AREA TARGET RESERVE MARGIN | 0% | 0% | 13.75% | 13.75% | 13.75% | 13.75% | 13.75% | 13.75% | 13.75% | 13.75% | 13.75% | 13.75%
2013 | US | TRE | - | ERCOT | 18 | EXISTING-CERTAIN AND NET FIRM TRANSACTIONS RESERVE MARGIN | 10.02% | 12.89% | 0% | 0% | 0% | 0% | 0% | 0% | 0% | 0% | 0% | 0%
2013 | US | TRE | - | ERCOT | 19 | ANTICIPATED CAPACITY RESOURCES RESERVE MARGIN | 0% | 0% | 13.74% | 11.59% | 10.34% | 10.46% | 9.341% | 7.357% | 6.444% | 5.912% | 5.114% | 4.432%
2013 | US | TRE | - | ERCOT | 20 | PROSPECTIVE CAPACITY RESOURCES RESERVE MARGIN | 0% | 0% | 13.74% | 11.59% | 10.34% | 10.46% | 9.341% | 7.357% | 6.444% | 5.912% | 5.114% | 4.432%
2013 | US | TRE | - | ERCOT | 21 | TOTAL POTENTIAL RESOURCES RESERVE MARGIN | 0% | 0% | 17.92% | 17.2% | 21.27% | 21.72% | 21.38% | 20.47% | 19.45% | 18.8% | 17.91% | 17.14%
2013 | US | TRE | - | ERCOT | 22 | ADJUSTED POTENTIAL RESOURCES RESERVE MARGIN | 0% | 0% | 14.58% | 12.71% | 12.53% | 12.71% | 11.75% | 9.98% | 9.045% | 8.49% | 7.672% | 6.973%
2013 | US | TRE | - | ERCOT | 23 | Total Baseline Installed Capacity | 85157.962 | 0 | 0 | 0 | 0 | 0 | 0 | 0 | 0 | 0 | 0 | 0
2013 | US | TRE | - | ERCOT | 24 | Distributed or Other Capacity (Behind the Meter) < 1 MW | 0 | 0 | 0 | 0 | 0 | 0 | 0 | 0 | 0 | 0 | 0 | 0
2013 | US | TRE | - | ERCOT | 25 | Distributed or Other Capacity (Behind the Meter) ≥ 1 MW | 4331 | 4331 | 4331 | 4331 | 4331 | 4331 | 4331 | 4331 | 4331 | 4331 | 4331 | 4331
2013 | US | TRE | - | ERCOT | 26 | Capacity Total from EIA-860 | 0 | 0 | 0 | 0 | 0 | 0 | 0 | 0 | 0 | 0 | 0 | 0
2014 | US | TRE | - | ERCOT |  | Total Internal Demand |  |  | 69056.8043 | 70014.4076 | 70871.0846 | 71805.8478 | 72859.1053 | 73783.8442 | 74709.7654 | 75631.0849 | 76550.4722 | 77470.5742
2014 | US | TRE | - | ERCOT |  | Net Internal Demand |  |  | 67139.8843 | 68097.4876 | 68954.1646 | 69888.9278 | 70942.1853 | 71866.9242 | 72792.8454 | 73714.1649 | 74633.5522 | 75553.6542
2014 | US | TRE | - | ERCOT |  | Conservation / Energy Efficiency |  | 518 | 648 | 781 | 917 | 1054 | 1193 | 1210 | 1225 | 1238 | 1248 | 1256
2016 | CA | WECC | - | AB | MW | Energy Efficiency and Conservation |  | 0 | 0 | 0 | 0 | 0 | 0 | 0 | 0 | 0 | 0 | 0
2016 | CA | WECC | - | AB | MW | Behind the Meter Generation |  | 0 | 0 | 0 | 0 | 0 | 0 | 0 | 0 | 0 | 0 | 0
2016 | CA | WECC | - | AB | MW | Distributed Generation |  | 0 | 0 | 0 | 0 | 0 | 0 | 0 | 0 | 0 | 0 | 0
2016 | CA | WECC | - | AB | MW | Standby Load Under Contract |  | 0 | 0 | 0 | 0 | 0 | 0 | 0 | 0 | 0 | 0 | 0
2016 | CA | WECC | - | AB | MW | Total Internal Demand |  | 11170 | 11261 | 11549 | 11844 | 12121 | 12395 | 12624 | 12851 | 13053 | 13236 | 13414
2016 | CA | WECC | - | AB | MW | Controllable and Dispatchable Demand Response - Available |  | 0 | 0 | 0 | 0 | 0 | 0 | 0 | 0 | 0 | 0 | 0
2016 | CA | WECC | - | AB | MW | Net Internal Demand |  | 11170 | 11261 | 11549 | 11844 | 12121 | 12395 | 12624 | 12851 | 13053 | 13236 | 13414
2016 | CA | WECC | - | AB | MW | Behind the Meter Generation - Capacity |  | 0 | 0 | 0 | 0 | 0 | 0 | 0 | 0 | 0 | 0 | 0
2016 | CA | WECC | - | AB | MW | Other Capacity Adjustments - Additions |  | 0 | 0 | 0 | 0 | 0 | 0 | 0 | 0 | 0 | 0 | 0
2016 | CA | WECC | - | AB | MW | Other Capacity Adjustments - Reductions |  | 0 | 0 | 0 | 0 | 0 | 0 | 0 | 0 | 0 | 0 | 0
2016 | CA | WECC | - | AB | MW | Confirmed Retirements |  | 0 | 0 | 0 | 0 | 0 | 0 | 0 | 0 | 0 | 0 | 0
2016 | CA | WECC | - | AB | MW | Unconfirmed Retirements |  | 0 | 0 | 0 | 0 | 0 | 0 | 0 | 0 | 0 | 0 | 0
2016 | CA | WECC | - | AB | MW | Scheduled Outages |  | 0 | 0 | 0 | 0 | 0 | 0 | 0 | 0 | 0 | 0 | 0
2016 | CA | WECC | - | AB | MW | Transmission Limitations |  | 0 | 0 | 0 | 0 | 0 | 0 | 0 | 0 | 0 | 0 | 0
2016 | CA | WECC | - | AB | MW | Existing-Certain |  | 14948.1 | 14927.4 | 14898.1 | 14609.5 | 14944.6 | 14957.2 | 14927.4 | 14927.4 | 14940.2 | 14939.1 | 14952.4
2016 | CA | WECC | - | AB | MW | Existing-Other |  | 0 | 0 | 0 | 0 | 0 | 0 | 0 | 0 | 0 | 0 | 0
2016 | CA | WECC | - | AB | MW | Additions - Tier 1 |  | 596 | 826 | 826 | 826 | 826 | 826 | 826 | 826 | 826 | 826 | 826
2016 | CA | WECC | - | AB | MW | Additions - Tier 2 |  | 0 | 961.6 | 2479.1 | 2420 | 2982.6 | 2972.1 | 2993.2 | 2993.2 | 2982.6 | 2972.1 | 2972.1
2016 | CA | WECC | - | AB | MW | Additions - Tier 3 |  | 0 | 581.3 | 2388.2 | 3237.6 | 3950 | 3922.2 | 3957.4 | 3957.4 | 3938.5 | 3922.2 | 3922.2
2016 | CA | WECC | - | AB | MW | Firm Imports |  | 0 | 0 | 0 | 0 | 0 | 0 | 0 | 0 | 0 | 0 | 0
2016 | CA | WECC | - | AB | MW | Firm Imports - Full-Responsibility Purchases |  | 0 | 0 | 0 | 0 | 0 | 0 | 0 | 0 | 0 | 0 | 0
2016 | CA | WECC | - | AB | MW | Firm Imports - Owned Capacity/Entitlement Located Outside the Area |  | 0 | 0 | 0 | 0 | 0 | 0 | 0 | 0 | 0 | 0 | 0
2016 | CA | WECC | - | AB | MW | Firm Exports |  | 0 | 0 | 0 | 0 | 0 | 0 | 0 | 0 | 0 | 0 | 0
2016 | CA | WECC | - | AB | MW | Firm Exports - Full-Responsibility Sales |  | 0 | 0 | 0 | 0 | 0 | 0 | 0 | 0 | 0 | 0 | 0
2016 | CA | WECC | - | AB | MW | Firm Exports - Owned Capacity/Entitlement Located Inside the Area |  | 0 | 0 | 0 | 0 | 0 | 0 | 0 | 0 | 0 | 0 | 0
2016 | CA | WECC | - | AB | MW | Net Firm Capacity Transfers |  | 0 | 0 | 0 | 0 | 0 | 0 | 0 | 0 | 0 | 0 | 0
2016 | CA | WECC | - | AB | MW | Expected Imports |  | 0 | 0 | 0 | 0 | 0 | 0 | 0 | 0 | 0 | 0 | 0
2016 | CA | WECC | - | AB | MW | Expected Exports |  | 0 | 0 | 0 | 0 | 0 | 0 | 0 | 0 | 0 | 0 | 0
2016 | CA | WECC | - | AB | MW | Net Expected Transfers |  | 0 | 0 | 0 | 0 | 0 | 0 | 0 | 0 | 0 | 0 | 0
2016 | CA | WECC | - | AB | MW | Existing-Certain & Net Firm Transfers |  | 14948.1 | 14927.4 | 14898.1 | 14609.5 | 14944.6 | 14957.2 | 14927.4 | 14927.4 | 14940.2 | 14939.1 | 14952.4
2016 | CA | WECC | - | AB | MW | Anticipated Resources |  | 15544.1 | 15753.4 | 15724.1 | 15435.5 | 15770.6 | 15783.2 | 15753.4 | 15753.4 | 15766.2 | 15765.1 | 15778.4
2016 | CA | WECC | - | AB | MW | Prospective Resources |  | 15544.1 | 16715 | 18203.2 | 17855.5 | 18753.2 | 18755.3 | 18746.6 | 18746.6 | 18748.8 | 18737.2 | 18750.5
2016 | CA | WECC | - | AB | MW | Existing-Certain and Net Firm Transfers Excess/Shortfall |  | 2524.826 | 2402.9158 | 2053.3022 | 1436.6032 | 1463.6238 | 1171.481 | 886.9872 | 634.5178 | 422.6534 | 218.0208 | 33.3492
2016 | CA | WECC | - | AB | MW | Anticipated Excess/Shortfall |  | 3120.826 | 3228.9158 | 2879.3022 | 2262.6032 | 2289.6238 | 1997.481 | 1712.9872 | 1460.5178 | 1248.6534 | 1044.0208 | 859.3492
2016 | CA | WECC | - | AB | MW | Prospective Excess/Shortfall |  | 3120.826 | 4190.5158 | 5358.4022 | 4682.6032 | 5272.2238 | 4969.581 | 4706.1872 | 4453.7178 | 4231.2534 | 4016.1208 | 3831.4492
2016 | CA | WECC | - | AB | % | Existing-Certain and Net Firm Transfers Reserve Margin |  | 0.33824 | 0.32558 | 0.28999 | 0.23349 | 0.23295 | 0.20671 | 0.18246 | 0.16157 | 0.14458 | 0.12867 | 0.11469
2016 | CA | WECC | - | AB | % | Anticipated Reserve Margin |  | 0.39159 | 0.39893 | 0.36151 | 0.30323 | 0.3011 | 0.27335 | 0.24789 | 0.22585 | 0.20786 | 0.19108 | 0.17626
2016 | CA | WECC | - | AB | % | Prospective Reserve Margin |  | 0.39159 | 0.48433 | 0.57617 | 0.50756 | 0.54717 | 0.51313 | 0.485 | 0.45877 | 0.43636 | 0.41562 | 0.39783
2016 | CA | WECC | - | AB | % | Reference Margin Level |  | 11.22% | 11.22% | 11.22% | 11.22% | 11.22% | 11.22% | 11.22% | 11.22% | 11.22% | 11.22% | 11.22%
2016 | CA | WECC | - | BC | MW | Energy Efficiency and Conservation |  | 0 | 0 | 0 | 0 | 0 | 0 | 0 | 0 | 0 | 0 | 0
2016 | CA | WECC | - | BC | MW | Behind the Meter Generation |  | 0 | 0 | 0 | 0 | 0 | 0 | 0 | 0 | 0 | 0 | 0
2016 | CA | WECC | - | BC | MW | Distributed Generation |  | 0 | 0 | 0 | 0 | 0 | 0 | 0 | 0 | 0 | 0 | 0
2016 | CA | WECC | - | BC | MW | Standby Load Under Contract |  | 0 | 0 | 0 | 0 | 0 | 0 | 0 | 0 | 0 | 0 | 0
2016 | CA | WECC | - | BC | MW | Total Internal Demand |  | 8253 | 8484 | 8462 | 8847 | 8996 | 9031 | 9042 | 9130 | 9366 | 9486 | 9618
2016 | CA | WECC | - | BC | MW | Controllable and Dispatchable Demand Response - Available |  | 0 | 0 | 0 | 0 | 0 | 0 | 0 | 0 | 0 | 0 | 0
2016 | CA | WECC | - | BC | MW | Net Internal Demand |  | 8253 | 8484 | 8462 | 8847 | 8996 | 9031 | 9042 | 9130 | 9366 | 9486 | 9618
2016 | CA | WECC | - | BC | MW | Behind the Meter Generation - Capacity |  | 0 | 0 | 0 | 0 | 0 | 0 | 0 | 0 | 0 | 0 | 0
2016 | CA | WECC | - | BC | MW | Other Capacity Adjustments - Additions |  | 0 | 0 | 0 | 0 | 0 | 0 | 0 | 0 | 0 | 0 | 0
2016 | CA | WECC | - | BC | MW | Other Capacity Adjustments - Reductions |  | 0 | 0 | 0 | 0 | 0 | 0 | 0 | 0 | 0 | 0 | 0
2016 | CA | WECC | - | BC | MW | Confirmed Retirements |  | 456 | 912 | 912 | 912 | 912 | 912 | 912 | 912 | 912 | 912 | 912
2016 | CA | WECC | - | BC | MW | Unconfirmed Retirements |  | 0 | 0 | 0 | 0 | 0 | 0 | 0 | 0 | 0 | 0 | 0
2016 | CA | WECC | - | BC | MW | Scheduled Outages |  | 0 | 1272 | 1272 | 1272 | 1272 | 1272 | 1272 | 1272 | 1272 | 1272 | 1272
2016 | CA | WECC | - | BC | MW | Transmission Limitations |  | 0 | 0 | 0 | 0 | 0 | 0 | 0 | 0 | 0 | 0 | 0
2016 | CA | WECC | - | BC | MW | Existing-Certain |  | 12095.2 | 10910 | 10976.5 | 10781.6 | 10828.7 | 10812.7 | 10910 | 10930.8 | 10833.4 | 10833.4 | 10833.4
2016 | CA | WECC | - | BC | MW | Existing-Other |  | 0 | 0 | 0 | 0 | 0 | 0 | 0 | 0 | 0 | 0 | 0
2016 | CA | WECC | - | BC | MW | Additions - Tier 1 |  | 19.3 | 198.8 | 241.3 | 206.1 | 223.3 | 217.4 | 253.5 | 261 | 225 | 225 | 225
2016 | CA | WECC | - | BC | MW | Additions - Tier 2 |  | 0 | 0 | 0 | 0 | 0 | 0 | 0 | 0 | 901.8 | 901.8 | 901.8
2016 | CA | WECC | - | BC | MW | Additions - Tier 3 |  | 0 | 7.1 | 18.3 | 9.7 | 38 | 43.9 | 178.4 | 201.3 | 189.2 | 610.4 | 616.6
2016 | CA | WECC | - | BC | MW | Firm Imports |  | 0 | 0 | 0 | 0 | 0 | 0 | 0 | 0 | 0 | 0 | 0
2016 | CA | WECC | - | BC | MW | Firm Imports - Full-Responsibility Purchases |  | 0 | 0 | 0 | 0 | 0 | 0 | 0 | 0 | 0 | 0 | 0
2016 | CA | WECC | - | BC | MW | Firm Imports - Owned Capacity/Entitlement Located Outside the Area |  | 0 | 0 | 0 | 0 | 0 | 0 | 0 | 0 | 0 | 0 | 0
2016 | CA | WECC | - | BC | MW | Firm Exports |  | 0 | 0 | 0 | 0 | 0 | 0 | 0 | 0 | 0 | 0 | 0
2016 | CA | WECC | - | BC | MW | Firm Exports - Full-Responsibility Sales |  | 0 | 0 | 0 | 0 | 0 | 0 | 0 | 0 | 0 | 0 | 0
2016 | CA | WECC | - | BC | MW | Firm Exports - Owned Capacity/Entitlement Located Inside the Area |  | 0 | 0 | 0 | 0 | 0 | 0 | 0 | 0 | 0 | 0 | 0
2016 | CA | WECC | - | BC | MW | Net Firm Capacity Transfers |  | 0 | 0 | 0 | 0 | 0 | 0 | 0 | 0 | 0 | 0 | 0
2016 | CA | WECC | - | BC | MW | Expected Imports |  | 0 | 0 | 0 | 0 | 0 | 0 | 0 | 0 | 0 | 0 | 0
2016 | CA | WECC | - | BC | MW | Expected Exports |  | 0 | 0 | 0 | 0 | 0 | 0 | 0 | 0 | 0 | 0 | 0
2016 | CA | WECC | - | BC | MW | Net Expected Transfers |  | 0 | 0 | 0 | 0 | 0 | 0 | 0 | 0 | 0 | 0 | 0
2016 | CA | WECC | - | BC | MW | Existing-Certain & Net Firm Transfers |  | 9194.6 | 10910 | 10976.5 | 10781.6 | 10828.7 | 10812.7 | 10910 | 10930.8 | 10833.4 | 10833.4 | 10833.4
2016 | CA | WECC | - | BC | MW | Anticipated Resources |  | 9208.9 | 11108.8 | 11217.8 | 10987.7 | 11052 | 11030.1 | 11163.5 | 11191.8 | 11058.4 | 11058.4 | 11058.4
2016 | CA | WECC | - | BC | MW | Prospective Resources |  | 9208.9 | 11108.8 | 11217.8 | 10987.7 | 11052 | 11030.1 | 11163.5 | 11191.8 | 11960.2 | 11960.2 | 11960.2
2016 | CA | WECC | - | BC | MW | Existing-Certain and Net Firm Transfers Excess/Shortfall |  | 66.782 | 1526.696 | 1617.528 | 996.818 | 879.124 | 824.414 | 909.548 | 833.02 | 474.604 | 341.884 | 195.892
2016 | CA | WECC | - | BC | MW | Anticipated Excess/Shortfall |  | 81.082 | 1725.496 | 1858.828 | 1202.918 | 1102.424 | 1041.814 | 1163.048 | 1094.02 | 699.604 | 566.884 | 420.892
2016 | CA | WECC | - | BC | MW | Prospective Excess/Shortfall |  | 81.082 | 1725.496 | 1858.828 | 1202.918 | 1102.424 | 1041.814 | 1163.048 | 1094.02 | 1601.404 | 1468.684 | 1322.692
2016 | CA | WECC | - | BC | % | Existing-Certain and Net Firm Transfers Reserve Margin |  | 0.11409 | 0.28595 | 0.29715 | 0.21867 | 0.20372 | 0.19729 | 0.20659 | 0.19724 | 0.15667 | 0.14204 | 0.12637
2016 | CA | WECC | - | BC | % | Anticipated Reserve Margin |  | 0.11582 | 0.30938 | 0.32567 | 0.24197 | 0.22855 | 0.22136 | 0.23463 | 0.22583 | 0.1807 | 0.16576 | 0.14976
2016 | CA | WECC | - | BC | % | Prospective Reserve Margin |  | 0.11582 | 0.30938 | 0.32567 | 0.24197 | 0.22855 | 0.22136 | 0.23463 | 0.22583 | 0.27698 | 0.26083 | 0.24352
2016 | CA | WECC | - | BC | % | Reference Margin Level |  | 10.6% | 10.6% | 10.6% | 10.6% | 10.6% | 10.6% | 10.6% | 10.6% | 10.6% | 10.6% | 10.6%
2016 | US/MX | WECC | - | CAMX | MW | Energy Efficiency and Conservation |  | 129 | 193 | 266 | 311 | 368 | 427 | 482 | 549 | 610 | 672 | 734
2016 | US/MX | WECC | - | CAMX | MW | Behind the Meter Generation |  | 0 | 0 | 0 | 0 | 0 | 0 | 0 | 0 | 0 | 0 | 0
2016 | US/MX | WECC | - | CAMX | MW | Distributed Generation |  | 1220 | 1422 | 1577 | 1736 | 1892 | 2085 | 2314 | 2577 | 2871 | 3195 | 3546
2016 | US/MX | WECC | - | CAMX | MW | Standby Load Under Contract |  | 2607 | 2626 | 2644 | 2664 | 2682 | 2701 | 2720 | 2739 | 2759 | 2779 | 2799
2016 | US/MX | WECC | - | CAMX | MW | Total Internal Demand |  | 54696 | 54774 | 54554 | 54335 | 54221 | 54162 | 54287 | 54301 | 54260 | 54129 | 54005
2016 | US/MX | WECC | - | CAMX | MW | Controllable and Dispatchable Demand Response - Available |  | 1748 | 1747 | 1706 | 1707 | 1707 | 1707 | 1707 | 1707 | 1707 | 1707 | 1707
2016 | US/MX | WECC | - | CAMX | MW | Net Internal Demand |  | 52948 | 53027 | 52848 | 52628 | 52514 | 52455 | 52580 | 52594 | 52553 | 52422 | 52298
2016 | US/MX | WECC | - | CAMX | MW | Behind the Meter Generation - Capacity |  | 0 | 0 | 0 | 0 | 0 | 0 | 0 | 0 | 0 | 0 | 0
2016 | US/MX | WECC | - | CAMX | MW | Other Capacity Adjustments - Additions |  | 0 | 0 | 0 | 0 | 0 | 0 | 0 | 0 | 0 | 0 | 0
2016 | US/MX | WECC | - | CAMX | MW | Other Capacity Adjustments - Reductions |  | 0 | 0 | 0 | 0 | 0 | 0 | 0 | 0 | 0 | 0 | 0
2016 | US/MX | WECC | - | CAMX | MW | Confirmed Retirements |  | 709.16 | 737.03 | 737.03 | 737.03 | 737.03 | 1088.03 | 1088.03 | 1088.03 | 1532.03 | 1532.03 | 1532.03
2016 | US/MX | WECC | - | CAMX | MW | Unconfirmed Retirements |  | 0 | 0 | 0 | 0 | 0 | 0 | 0 | 0 | 1130 | 2260 | 2260
2016 | US/MX | WECC | - | CAMX | MW | Scheduled Outages |  | 0 | 2089 | 2089 | 2089 | 2089 | 2089 | 2089 | 2089 | 2089 | 2089 | 2089
2016 | US/MX | WECC | - | CAMX | MW | Transmission Limitations |  | 0 | 0 | 0 | 0 | 0 | 0 | 0 | 0 | 0 | 0 | 0
2016 | US/MX | WECC | - | CAMX | MW | Existing-Certain |  | 57705.1 | 55582.6 | 55728.1 | 56125.9 | 55991.1 | 55463 | 55231.6 | 55405.7 | 54902.3 | 55379.9 | 54949.8
2016 | US/MX | WECC | - | CAMX | MW | Existing-Other |  | 0 | 0 | 0 | 0 | 0 | 0 | 0 | 0 | 0 | 0 | 0
2016 | US/MX | WECC | - | CAMX | MW | Additions - Tier 1 |  | 441.1 | 1256.9 | 3249.9 | 3951 | 4492.4 | 4793.4 | 4674.6 | 4795.5 | 5238.1 | 5542.2 | 5250
2016 | US/MX | WECC | - | CAMX | MW | Additions - Tier 2 |  | 0 | 94.3 | 94.3 | 166.3 | 200.3 | 200.3 | 200.3 | 200.3 | 200.3 | 200.3 | 200.3
2016 | US/MX | WECC | - | CAMX | MW | Additions - Tier 3 |  | 0 | 0 | 3 | 279.9 | 466.2 | 323.6 | 333.1 | 333.1 | 371.1 | 323.6 | 323.6
2016 | US/MX | WECC | - | CAMX | MW | Firm Imports |  | 7912 | 9766 | 8228 | 6995 | 6191 | 6279 | 6442 | 6125 | 5951 | 5875 | 5900
2016 | US/MX | WECC | - | CAMX | MW | Firm Imports - Full-Responsibility Purchases |  | 5398 | 7240 | 5720 | 4469 | 3642 | 3730 | 3916 | 3611 | 3443 | 3326 | 3351
2016 | US/MX | WECC | - | CAMX | MW | Firm Imports - Owned Capacity/Entitlement Located Outside the Area |  | 2514 | 2526 | 2508 | 2526 | 2549 | 2549 | 2526 | 2514 | 2508 | 2549 | 2549
2016 | US/MX | WECC | - | CAMX | MW | Firm Exports |  | 2560 | 2841 | 2778 | 2811 | 2963 | 2909 | 2907 | 2962 | 3023 | 4001 | 4461
2016 | US/MX | WECC | - | CAMX | MW | Firm Exports - Full-Responsibility Sales |  | 1964 | 2245 | 2182 | 2215 | 2367 | 2313 | 2311 | 2366 | 2427 | 3405 | 3865
2016 | US/MX | WECC | - | CAMX | MW | Firm Exports - Owned Capacity/Entitlement Located Inside the Area |  | 596 | 596 | 596 | 596 | 596 | 596 | 596 | 596 | 596 | 596 | 596
2016 | US/MX | WECC | - | CAMX | MW | Net Firm Capacity Transfers |  | 5352 | 6925 | 5450 | 4184 | 3228 | 3370 | 3535 | 3163 | 2928 | 1874 | 1439
2016 | US/MX | WECC | - | CAMX | MW | Expected Imports |  | 0 | 0 | 0 | 0 | 0 | 0 | 0 | 0 | 0 | 0 | 319
2016 | US/MX | WECC | - | CAMX | MW | Expected Exports |  | 0 | 0 | 0 | 0 | 0 | 0 | 0 | 0 | 0 | 0 | 0
2016 | US/MX | WECC | - | CAMX | MW | Net Expected Transfers |  | 0 | 0 | 0 | 0 | 0 | 0 | 0 | 0 | 0 | 0 | 319
2016 | US/MX | WECC | - | CAMX | MW | Existing-Certain & Net Firm Transfers |  | 63057.1 | 62507.6 | 61178.1 | 60309.9 | 59219.1 | 58833 | 58766.6 | 58568.7 | 57830.3 | 57253.9 | 56388.8
2016 | US/MX | WECC | - | CAMX | MW | Anticipated Resources |  | 63498.2 | 63764.5 | 64428 | 64260.9 | 63711.5 | 63626.4 | 63441.2 | 63364.2 | 63068.4 | 62796.1 | 61638.8
2016 | US/MX | WECC | - | CAMX | MW | Prospective Resources |  | 63498.2 | 63858.8 | 64522.3 | 64427.2 | 63911.8 | 63826.7 | 63641.5 | 63564.5 | 62138.7 | 60736.4 | 59898.1
2016 | US/MX | WECC | - | CAMX | MW | Existing-Certain and Net Firm Transfers Excess/Shortfall |  | 1552.7032 | 911.4368 | -210.1368 | -822.7848 | -1781.1624 | -2098.728 | -2310.328 | -2524.4904 | -3215.2648 | -3639.4952 | -4360.5568
2016 | US/MX | WECC | - | CAMX | MW | Anticipated Excess/Shortfall |  | 1993.8032 | 2168.3368 | 3039.7632 | 3128.2152 | 2711.2376 | 2694.672 | 2364.272 | 2271.0096 | 2022.8352 | 1902.7048 | 889.4432
2016 | US/MX | WECC | - | CAMX | MW | Prospective Excess/Shortfall |  | 1993.8032 | 2262.6368 | 3134.0632 | 3294.5152 | 2911.5376 | 2894.972 | 2564.572 | 2471.3096 | 1093.1352 | -156.9952 | -851.2568
2016 | US/MX | WECC | - | CAMX | % | Existing-Certain and Net Firm Transfers Reserve Margin |  | 0.19093 | 0.17879 | 0.15762 | 0.14597 | 0.12768 | 0.12159 | 0.11766 | 0.1136 | 0.10042 | 0.092173 | 0.078221
2016 | US/MX | WECC | - | CAMX | % | Anticipated Reserve Margin |  | 0.19926 | 0.20249 | 0.21912 | 0.22104 | 0.21323 | 0.21297 | 0.20657 | 0.20478 | 0.20009 | 0.1979 | 0.17861
2016 | US/MX | WECC | - | CAMX | % | Prospective Reserve Margin |  | 0.19926 | 0.20427 | 0.2209 | 0.2242 | 0.21704 | 0.21679 | 0.21037 | 0.20859 | 0.1824 | 0.15861 | 0.14532
2016 | US/MX | WECC | - | CAMX | % | Reference Margin Level |  | 16.16% | 16.16% | 16.16% | 16.16% | 16.16% | 16.16% | 16.16% | 16.16% | 16.16% | 16.16% | 16.16%
2016 | US | WECC | - | NWPP-US | MW | Energy Efficiency and Conservation |  | 306 | 501 | 597 | 689 | 791 | 899 | 994 | 1077 | 1130 | 1171 | 1165
2016 | US | WECC | - | NWPP-US | MW | Behind the Meter Generation |  | 0 | 0 | 0 | 0 | 0 | 0 | 0 | 0 | 0 | 0 | 0
2016 | US | WECC | - | NWPP-US | MW | Distributed Generation |  | 5 | 7 | 10 | 13 | 17 | 20 | 24 | 29 | 35 | 42 | 49
2016 | US | WECC | - | NWPP-US | MW | Standby Load Under Contract |  | 0 | 0 | 0 | 0 | 0 | 0 | 0 | 0 | 0 | 0 | 0
2016 | US | WECC | - | NWPP-US | MW | Total Internal Demand |  | 49420 | 50013 | 50438 | 50851 | 51319 | 51693 | 52119 | 52479 | 52869 | 53439 | 53294
2016 | US | WECC | - | NWPP-US | MW | Controllable and Dispatchable Demand Response - Available |  | 913 | 1219 | 1186 | 1196 | 1195 | 1195 | 1193 | 1213 | 1189 | 1187 | 1193
2016 | US | WECC | - | NWPP-US | MW | Net Internal Demand |  | 48507 | 48794 | 49252 | 49655 | 50124 | 50498 | 50926 | 51266 | 51680 | 52252 | 52101
2016 | US | WECC | - | NWPP-US | MW | Behind the Meter Generation - Capacity |  | 0 | 0 | 0 | 0 | 0 | 0 | 0 | 0 | 0 | 0 | 0
2016 | US | WECC | - | NWPP-US | MW | Other Capacity Adjustments - Additions |  | 0 | 0 | 0 | 0 | 0 | 0 | 0 | 0 | 0 | 0 | 0
2016 | US | WECC | - | NWPP-US | MW | Other Capacity Adjustments - Reductions |  | 0 | 0 | 0 | 0 | 0 | 0 | 0 | 0 | 0 | 0 | 0
2016 | US | WECC | - | NWPP-US | MW | Confirmed Retirements |  | 402.2 | 534.4 | 797 | 1042.6 | 1042.6 | 1697.6 | 2064.6 | 2064.6 | 2064.6 | 2276.6 | 2616.6
2016 | US | WECC | - | NWPP-US | MW | Unconfirmed Retirements |  | 0 | 0 | 0 | 0 | 0 | 0 | 0 | 0 | 0 | 0 | 0
2016 | US | WECC | - | NWPP-US | MW | Scheduled Outages |  | 0 | 2399 | 2631 | 1896 | 1960 | 1644 | 1653 | 1659 | 1655 | 1655 | 1655
2016 | US | WECC | - | NWPP-US | MW | Transmission Limitations |  | 0 | 0 | 0 | 0 | 0 | 0 | 0 | 0 | 0 | 0 | 0
2016 | US | WECC | - | NWPP-US | MW | Existing-Certain |  | 55293.9 | 56852.7 | 57035.4 | 57362.2 | 57028.2 | 56456.4 | 56070.1 | 56766.8 | 56743.8 | 56099.2 | 55778.1
2016 | US | WECC | - | NWPP-US | MW | Existing-Other |  | 0 | 0 | 0 | 0 | 0 | 0 | 0 | 0 | 0 | 0 | 0
2016 | US | WECC | - | NWPP-US | MW | Additions - Tier 1 |  | 89.8 | 915 | 926.4 | 985.5 | 984.2 | 1000.4 | 988.7 | 989.9 | 987.8 | 984.2 | 983.6
2016 | US | WECC | - | NWPP-US | MW | Additions - Tier 2 |  | 0 | 193.8 | 394.1 | 542.1 | 497.6 | 409.6 | 365.7 | 526.7 | 541.5 | 497.6 | 482.9
2016 | US | WECC | - | NWPP-US | MW | Additions - Tier 3 |  | 541.2 | 286.3 | 295.6 | 778.9 | 720.6 | 552.4 | 520.4 | 1161.8 | 1803.6 | 1756.1 | 1747.5
2016 | US | WECC | - | NWPP-US | MW | Firm Imports |  | 6852 | 6374 | 6722 | 7208 | 7474 | 7595 | 7556 | 7674 | 7879 | 8595 | 8490
2016 | US | WECC | - | NWPP-US | MW | Firm Imports - Full-Responsibility Purchases |  | 3163 | 2715 | 3054 | 3523 | 3785 | 3906 | 3897 | 4006 | 4211 | 4906 | 4801
2016 | US | WECC | - | NWPP-US | MW | Firm Imports - Owned Capacity/Entitlement Located Outside the Area |  | 3689 | 3659 | 3668 | 3685 | 3689 | 3689 | 3659 | 3668 | 3668 | 3689 | 3689
2016 | US | WECC | - | NWPP-US | MW | Firm Exports |  | 174 | 1768 | 165 | 171 | 173 | 173 | 162 | 165 | 165 | 173 | 173
2016 | US | WECC | - | NWPP-US | MW | Firm Exports - Full-Responsibility Sales |  | 0 | 1606 | 0 | 0 | 0 | 0 | 0 | 0 | 0 | 0 | 0
2016 | US | WECC | - | NWPP-US | MW | Firm Exports - Owned Capacity/Entitlement Located Inside the Area |  | 174 | 162 | 165 | 171 | 173 | 173 | 162 | 165 | 165 | 173 | 173
2016 | US | WECC | - | NWPP-US | MW | Net Firm Capacity Transfers |  | 6678 | 4606 | 6557 | 7037 | 7301 | 7422 | 7394 | 7509 | 7714 | 8422 | 8317
2016 | US | WECC | - | NWPP-US | MW | Expected Imports |  | 0 | 0 | 0 | 0 | 0 | 0 | 0 | 0 | 0 | 0 | 0
2016 | US | WECC | - | NWPP-US | MW | Expected Exports |  | 0 | 0 | 0 | 0 | 0 | 0 | 0 | 0 | 0 | 0 | 0
2016 | US | WECC | - | NWPP-US | MW | Net Expected Transfers |  | 0 | 0 | 0 | 0 | 0 | 0 | 0 | 0 | 0 | 0 | 0
2016 | US | WECC | - | NWPP-US | MW | Existing-Certain & Net Firm Transfers |  | 65959.6 | 61458.7 | 63592.4 | 64399.2 | 64329.2 | 63878.4 | 63464.1 | 64275.8 | 64457.8 | 64521.2 | 64095.1
2016 | US | WECC | - | NWPP-US | MW | Anticipated Resources |  | 66590.6 | 62373.7 | 64518.8 | 65384.7 | 65313.4 | 64878.8 | 64452.8 | 65265.7 | 65445.6 | 65505.4 | 65078.7
2016 | US | WECC | - | NWPP-US | MW | Prospective Resources |  | 66590.6 | 62567.5 | 64912.9 | 65926.8 | 65811 | 65288.4 | 64818.5 | 65792.4 | 65987.1 | 66003 | 65561.6
2016 | US | WECC | - | NWPP-US | MW | Existing-Certain and Net Firm Transfers Excess/Shortfall |  | 9536.2576 | 4701.5192 | 6302.4736 | 6640.504 | 6024.9632 | 5139.1264 | 4226.9768 | 4643.1888 | 4343.624 | 3741.6736 | 3491.2168
2016 | US | WECC | - | NWPP-US | MW | Anticipated Excess/Shortfall |  | 10167.2576 | 5616.5192 | 7228.8736 | 7626.004 | 7009.1632 | 6139.5264 | 5215.6768 | 5633.0888 | 5331.424 | 4725.8736 | 4474.8168
2016 | US | WECC | - | NWPP-US | MW | Prospective Excess/Shortfall |  | 10167.2576 | 5810.3192 | 7622.9736 | 8168.104 | 7506.7632 | 6549.1264 | 5581.3768 | 6159.7888 | 5872.924 | 5223.4736 | 4957.7168
2016 | US | WECC | - | NWPP-US | % | Existing-Certain and Net Firm Transfers Reserve Margin |  | 0.3598 | 0.25955 | 0.29116 | 0.29693 | 0.2834 | 0.26497 | 0.2462 | 0.25377 | 0.24725 | 0.23481 | 0.23021
2016 | US | WECC | - | NWPP-US | % | Anticipated Reserve Margin |  | 0.3728 | 0.27831 | 0.30997 | 0.31678 | 0.30304 | 0.28478 | 0.26562 | 0.27308 | 0.26636 | 0.25364 | 0.24909
2016 | US | WECC | - | NWPP-US | % | Prospective Reserve Margin |  | 0.3728 | 0.28228 | 0.31797 | 0.3277 | 0.31296 | 0.29289 | 0.2728 | 0.28335 | 0.27684 | 0.26317 | 0.25836
2016 | US | WECC | - | NWPP-US | % | Reference Margin Level |  | 16.32% | 16.32% | 16.32% | 16.32% | 16.32% | 16.32% | 16.32% | 16.32% | 16.32% | 16.32% | 16.32%
2016 | US | WECC | - | RMRG | MW | Energy Efficiency and Conservation |  | 94 | 175 | 257 | 335 | 411 | 486 | 562 | 638 | 714 | 789 | 864
2016 | US | WECC | - | RMRG | MW | Behind the Meter Generation |  | 0 | 0 | 0 | 0 | 0 | 0 | 0 | 0 | 0 | 0 | 0
2016 | US | WECC | - | RMRG | MW | Distributed Generation |  | 115 | 129 | 144 | 158 | 173 | 187 | 201 | 215 | 229 | 243 | 257
2016 | US | WECC | - | RMRG | MW | Standby Load Under Contract |  | 0 | 0 | 0 | 0 | 0 | 0 | 0 | 0 | 0 | 0 | 0
2016 | US | WECC | - | RMRG | MW | Total Internal Demand |  | 12195 | 12392 | 12530 | 12759 | 12947 | 13194 | 13375 | 13552 | 13739 | 13910 | 14094
2016 | US | WECC | - | RMRG | MW | Controllable and Dispatchable Demand Response - Available |  | 517 | 545 | 562 | 581 | 603 | 609 | 615 | 620 | 626 | 631 | 635
2016 | US | WECC | - | RMRG | MW | Net Internal Demand |  | 11678 | 11847 | 11968 | 12178 | 12344 | 12585 | 12760 | 12932 | 13113 | 13279 | 13459
2016 | US | WECC | - | RMRG | MW | Behind the Meter Generation - Capacity |  | 0 | 0 | 0 | 0 | 0 | 0 | 0 | 0 | 0 | 0 | 0
2016 | US | WECC | - | RMRG | MW | Other Capacity Adjustments - Additions |  | 0 | 0 | 0 | 0 | 0 | 0 | 0 | 0 | 0 | 0 | 0
2016 | US | WECC | - | RMRG | MW | Other Capacity Adjustments - Reductions |  | 0 | 0 | 0 | 0 | 0 | 0 | 0 | 0 | 0 | 0 | 0
2016 | US | WECC | - | RMRG | MW | Confirmed Retirements |  | 6 | 6 | 588 | 588 | 631 | 721 | 721 | 721 | 721 | 721 | 721
2016 | US | WECC | - | RMRG | MW | Unconfirmed Retirements |  | 0 | 0 | 0 | 0 | 0 | 0 | 0 | 0 | 0 | 0 | 0
2016 | US | WECC | - | RMRG | MW | Scheduled Outages |  | 0 | 0 | 0 | 0 | 0 | 0 | 0 | 0 | 0 | 0 | 0
2016 | US | WECC | - | RMRG | MW | Transmission Limitations |  | 0 | 0 | 0 | 0 | 0 | 0 | 0 | 0 | 0 | 0 | 0
2016 | US | WECC | - | RMRG | MW | Existing-Certain |  | 18181.6 | 18270.5889 | 17659.3177 | 17669.0721 | 17662.8396 | 17465.4506 | 17555.5889 | 17557.8667 | 17526.3177 | 17572.8396 | 17550.9476
2016 | US | WECC | - | RMRG | MW | Existing-Other |  | 0 | 0 | 0 | 0 | 0 | 0 | 0 | 0 | 0 | 0 | 0
2016 | US | WECC | - | RMRG | MW | Additions - Tier 1 |  | 0 | 140.056 | 489.956 | 487.856 | 489.956 | 487.64 | 492.056 | 492.056 | 489.956 | 489.956 | 493.94
2016 | US | WECC | - | RMRG | MW | Additions - Tier 2 |  | 0 | 0 | -42.93 | -80.948 | -71.176 | -71.176 | -67.363 | -67.363 | -67.363 | -71.176 | -71.176
2016 | US | WECC | - | RMRG | MW | Additions - Tier 3 |  | 0 | 12 | 10.5 | 9 | 15 | 12.5 | 20 | 25 | 17.5 | 25 | 20
2016 | US | WECC | - | RMRG | MW | Firm Imports |  | 418 | 418 | 418 | 418 | 418 | 418 | 485 | 550 | 436 | 557 | 1264
2016 | US | WECC | - | RMRG | MW | Firm Imports - Full-Responsibility Purchases |  | 0 | 0 | 0 | 0 | 0 | 0 | 67 | 132 | 18 | 139 | 846
2016 | US | WECC | - | RMRG | MW | Firm Imports - Owned Capacity/Entitlement Located Outside the Area |  | 418 | 418 | 418 | 418 | 418 | 418 | 418 | 418 | 418 | 418 | 418
2016 | US | WECC | - | RMRG | MW | Firm Exports |  | 3549 | 3465 | 3549 | 3549 | 3549 | 3141 | 3195 | 3061 | 2741 | 2741 | 3221
2016 | US | WECC | - | RMRG | MW | Firm Exports - Full-Responsibility Sales |  | 808 | 724 | 808 | 808 | 808 | 400 | 454 | 320 | 0 | 0 | 480
2016 | US | WECC | - | RMRG | MW | Firm Exports - Owned Capacity/Entitlement Located Inside the Area |  | 2741 | 2741 | 2741 | 2741 | 2741 | 2741 | 2741 | 2741 | 2741 | 2741 | 2741
2016 | US | WECC | - | RMRG | MW | Net Firm Capacity Transfers |  | -3131 | -3047 | -3131 | -3131 | -3131 | -2723 | -2710 | -2511 | -2305 | -2184 | -1957
2016 | US | WECC | - | RMRG | MW | Expected Imports |  | 0 | 0 | 0 | 0 | 0 | 0 | 0 | 0 | 41 | 71 | 71
2016 | US | WECC | - | RMRG | MW | Expected Exports |  | 0 | 0 | 0 | 0 | 0 | 0 | 0 | 0 | 0 | 0 | 0
2016 | US | WECC | - | RMRG | MW | Net Expected Transfers |  | 0 | 0 | 0 | 0 | 0 | 0 | 0 | 0 | 41 | 71 | 71
2016 | US | WECC | - | RMRG | MW | Existing-Certain & Net Firm Transfers |  | 15050.5 | 15223.5889 | 14528.3177 | 14538.0721 | 14531.8396 | 14742.4506 | 14845.5889 | 15046.8667 | 15221.3177 | 15388.8396 | 15593.9476
2016 | US | WECC | - | RMRG | MW | Anticipated Resources |  | 15050.5 | 15363.6449 | 15018.2737 | 15025.9281 | 15021.7956 | 15230.0906 | 15337.6449 | 15538.9227 | 15711.2737 | 15878.7956 | 16087.8876
2016 | US | WECC | - | RMRG | MW | Prospective Resources |  | 15050.5 | 15363.6449 | 14975.3437 | 14944.9801 | 14950.6196 | 15158.9146 | 15270.2819 | 15471.5597 | 15684.9107 | 15878.6196 | 16087.7116
2016 | US | WECC | - | RMRG | MW | Existing-Certain and Net Firm Transfers Excess/Shortfall |  | 1721.2308 | 1701.4231 | 868.0425 | 638.1029 | 442.398 | 377.9316 | 281.3249 | 286.2819 | 254.1395 | 232.189 | 231.845
2016 | US | WECC | - | RMRG | MW | Anticipated Excess/Shortfall |  | 1721.2308 | 1841.4791 | 1357.9985 | 1125.9589 | 932.354 | 865.5716 | 773.3809 | 778.3379 | 744.0955 | 722.145 | 725.785
2016 | US | WECC | - | RMRG | MW | Prospective Excess/Shortfall |  | 1721.2308 | 1841.4791 | 1315.0685 | 1045.0109 | 861.178 | 794.3956 | 706.0179 | 710.9749 | 717.7325 | 721.969 | 725.609
2016 | US | WECC | - | RMRG | % | Existing-Certain and Net Firm Transfers Reserve Margin |  | 0.28879 | 0.28502 | 0.21393 | 0.1938 | 0.17724 | 0.17143 | 0.16345 | 0.16354 | 0.16078 | 0.15889 | 0.15863
2016 | US | WECC | - | RMRG | % | Anticipated Reserve Margin |  | 0.28879 | 0.29684 | 0.25487 | 0.23386 | 0.21693 | 0.21018 | 0.20201 | 0.20159 | 0.19814 | 0.19578 | 0.19533
2016 | US | WECC | - | RMRG | % | Prospective Reserve Margin |  | 0.28879 | 0.29684 | 0.25128 | 0.22721 | 0.21116 | 0.20452 | 0.19673 | 0.19638 | 0.19613 | 0.19577 | 0.19531
2016 | US | WECC | - | RMRG | % | Reference Margin Level |  | 14.14% | 14.14% | 14.14% | 14.14% | 14.14% | 14.14% | 14.14% | 14.14% | 14.14% | 14.14% | 14.14%
2016 | US | WECC | - | SRSG | MW | Energy Efficiency and Conservation |  | 532 | 693 | 852 | 999 | 1125 | 1227 | 1285 | 1347 | 1392 | 1423 | 1453
2016 | US | WECC | - | SRSG | MW | Behind the Meter Generation |  | 0 | 0 | 0 | 0 | 0 | 0 | 0 | 0 | 0 | 0 | 0
2016 | US | WECC | - | SRSG | MW | Distributed Generation |  | 6 | 7 | 7 | 8 | 8 | 9 | 10 | 10 | 11 | 12 | 12
2016 | US | WECC | - | SRSG | MW | Standby Load Under Contract |  | 26 | 37 | 49 | 62 | 74 | 93 | 105 | 116 | 125 | 117 | 143
2016 | US | WECC | - | SRSG | MW | Total Internal Demand |  | 23219 | 23207 | 23534 | 24023 | 24479 | 24978 | 25319 | 25766 | 26211 | 26871 | 27424
2016 | US | WECC | - | SRSG | MW | Controllable and Dispatchable Demand Response - Available |  | 420 | 420 | 359 | 363 | 355 | 355 | 355 | 355 | 355 | 355 | 355
2016 | US | WECC | - | SRSG | MW | Net Internal Demand |  | 22799 | 22787 | 23175 | 23660 | 24124 | 24623 | 24964 | 25411 | 25856 | 26516 | 27069
2016 | US | WECC | - | SRSG | MW | Behind the Meter Generation - Capacity |  | 0 | 0 | 0 | 0 | 0 | 0 | 0 | 0 | 0 | 0 | 0
2016 | US | WECC | - | SRSG | MW | Other Capacity Adjustments - Additions |  | 0 | 0 | 0 | 0 | 0 | 0 | 0 | 0 | 0 | 0 | 0
2016 | US | WECC | - | SRSG | MW | Other Capacity Adjustments - Reductions |  | 0 | 0 | 0 | 0 | 0 | 0 | 0 | 0 | 0 | 0 | 0
2016 | US | WECC | - | SRSG | MW | Confirmed Retirements |  | 45 | 305 | 525 | 525 | 525 | 571 | 654 | 800 | 948 | 1045 | 1109
2016 | US | WECC | - | SRSG | MW | Unconfirmed Retirements |  | 0 | 0 | 0 | 0 | 0 | 0 | 0 | 0 | 0 | 0 | 0
2016 | US | WECC | - | SRSG | MW | Scheduled Outages |  | 0 | 0 | 0 | 0 | 0 | 0 | 0 | 0 | 0 | 0 | 0
2016 | US | WECC | - | SRSG | MW | Transmission Limitations |  | 0 | 0 | 0 | 0 | 0 | 0 | 0 | 0 | 0 | 0 | 0
2016 | US | WECC | - | SRSG | MW | Existing-Certain |  | 31907.6 | 32030.5644 | 31779.542 | 31734.386 | 31661.3036 | 31639.4826 | 31681.5644 | 31527.4624 | 31199.6779 | 31141.3036 | 31071.6553
2016 | US | WECC | - | SRSG | MW | Existing-Other |  | 0 | 0 | 0 | 0 | 0 | 0 | 0 | 0 | 0 | 0 | 0
2016 | US | WECC | - | SRSG | MW | Additions - Tier 1 |  | 88.2 | 231.462 | 736.692 | 731.922 | 721.192 | 719.992 | 1022.462 | 1015.282 | 1284.202 | 1374.692 | 1461.592
2016 | US | WECC | - | SRSG | MW | Additions - Tier 2 |  | 0 | 0.96 | -835.32 | -835.56 | 163.88 | 163.88 | 164.92 | 164.76 | 163.8 | 163.88 | 163.88
2016 | US | WECC | - | SRSG | MW | Additions - Tier 3 |  | 0 | 102 | 344.35 | 891.9 | 930.95 | 1302.84 | 1695.49 | 2283.94 | 2776.34 | 2876.74 | 2860.24
2016 | US | WECC | - | SRSG | MW | Firm Imports |  | 386 | 379 | 379 | 379 | 379 | 379 | 614 | 1008 | 1451 | 2150 | 2769
2016 | US | WECC | - | SRSG | MW | Firm Imports - Full-Responsibility Purchases |  | 7 | 0 | 0 | 0 | 0 | 0 | 235 | 629 | 1072 | 1771 | 2390
2016 | US | WECC | - | SRSG | MW | Firm Imports - Owned Capacity/Entitlement Located Outside the Area |  | 379 | 379 | 379 | 379 | 379 | 379 | 379 | 379 | 379 | 379 | 379
2016 | US | WECC | - | SRSG | MW | Firm Exports |  | 3556 | 3547 | 3556 | 3556 | 3530 | 3556 | 3547 | 3556 | 3513 | 3530 | 3539
2016 | US | WECC | - | SRSG | MW | Firm Exports - Full-Responsibility Sales |  | 0 | 0 | 0 | 0 | 0 | 0 | 0 | 0 | 0 | 0 | 0
2016 | US | WECC | - | SRSG | MW | Firm Exports - Owned Capacity/Entitlement Located Inside the Area |  | 3556 | 3547 | 3556 | 3556 | 3530 | 3556 | 3547 | 3556 | 3513 | 3530 | 3539
2016 | US | WECC | - | SRSG | MW | Net Firm Capacity Transfers |  | -3170 | -3168 | -3177 | -3177 | -3151 | -3177 | -2933 | -2548 | -2062 | -1380 | -770
2016 | US | WECC | - | SRSG | MW | Expected Imports |  | 0 | 0 | 0 | 0 | 0 | 0 | 0 | 0 | 0 | 0 | 0
2016 | US | WECC | - | SRSG | MW | Expected Exports |  | 0 | 0 | 0 | 0 | 0 | 0 | 0 | 0 | 0 | 0 | 0
2016 | US | WECC | - | SRSG | MW | Net Expected Transfers |  | 0 | 0 | 0 | 0 | 0 | 0 | 0 | 0 | 0 | 0 | 0
2016 | US | WECC | - | SRSG | MW | Existing-Certain & Net Firm Transfers |  | 28737.6 | 28862.5644 | 28602.542 | 28557.386 | 28510.3036 | 28462.4826 | 28748.5644 | 28979.4624 | 29137.6779 | 29761.3036 | 30301.6553
2016 | US | WECC | - | SRSG | MW | Anticipated Resources |  | 28829.1 | 29094.0264 | 29339.234 | 29289.308 | 29231.4956 | 29182.4746 | 29771.0264 | 29994.7444 | 30421.8799 | 31135.9956 | 31763.2473
2016 | US | WECC | - | SRSG | MW | Prospective Resources |  | 28829.1 | 29094.9864 | 28503.914 | 28453.748 | 29395.3756 | 29346.3546 | 29935.9464 | 30159.5044 | 30585.6799 | 31299.8756 | 31927.1273
2016 | US | WECC | - | SRSG | MW | Existing-Certain and Net Firm Transfers Excess/Shortfall |  | 2331.7982 | 2470.661 | 1761.257 | 1154.374 | 569.8868 | -55.876 | -164.7404 | -451.5578 | -808.7413 | -949.5276 | -1049.6605
2016 | US | WECC | - | SRSG | MW | Anticipated Excess/Shortfall |  | 2423.2982 | 2702.123 | 2497.949 | 1886.296 | 1291.0788 | 664.116 | 857.7216 | 563.7242 | 475.4607 | 425.1644 | 411.9315
2016 | US | WECC | - | SRSG | MW | Prospective Excess/Shortfall |  | 2423.2982 | 2703.083 | 1662.629 | 1050.736 | 1454.9588 | 827.996 | 1022.6416 | 728.4842 | 639.2607 | 589.0444 | 575.8115
2016 | US | WECC | - | SRSG | % | Existing-Certain and Net Firm Transfers Reserve Margin |  | 0.26048 | 0.26662 | 0.2342 | 0.20699 | 0.18182 | 0.15593 | 0.1516 | 0.14043 | 0.12692 | 0.12239 | 0.11942
2016 | US | WECC | - | SRSG | % | Anticipated Reserve Margin |  | 0.26449 | 0.27678 | 0.26599 | 0.23793 | 0.21172 | 0.18517 | 0.19256 | 0.18038 | 0.17659 | 0.17423 | 0.17342
2016 | US | WECC | - | SRSG | % | Prospective Reserve Margin |  | 0.26449 | 0.27682 | 0.22994 | 0.20261 | 0.21851 | 0.19183 | 0.19916 | 0.18687 | 0.18292 | 0.18041 | 0.17947
2016 | US | WECC | - | SRSG | % | Reference Margin Level |  | 15.82% | 15.82% | 15.82% | 15.82% | 15.82% | 15.82% | 15.82% | 15.82% | 15.82% | 15.82% | 15.82%
2017 | US | FRCC | - | FRCC | MW | Energy Efficiency and Conservation |  | 87 | 168 | 242 | 313 | 379 | 444 | 507 | 570 | 634 | 695 | 695
2017 | US | FRCC | - | FRCC | MW | Total Installed Photovoltaic |  | 159.2018 | 222.5065 | 331.3197 | 490.0796 | 672.2848 | 789.9322 | 880.1541 | 969.9636 | 1073.3305 | 1132.3418 | 1132.3418
2017 | US | FRCC | - | FRCC | MW | Photovoltaic On-Peak |  | 46.9204 | 66.4375 | 91.3261 | 124.041 | 164.3183 | 178.5498 | 187.0419 | 197.3676 | 209.9028 | 223.5929 | 223.5929
2017 | US | FRCC | - | FRCC | MW | Total Internal Demand |  | 47508 | 48042 | 48587 | 48947 | 49498 | 49984 | 50600 | 51264 | 51893 | 52525 | 52525
2017 | US | FRCC | - | FRCC | MW | Controllable and Dispatchable Demand Response - Available |  | 2922 | 3001 | 3054 | 3109 | 3166 | 3190 | 3216 | 3233 | 3235 | 3265 | 3265
2017 | US | FRCC | - | FRCC | MW | Net Internal Demand |  | 44586 | 45041 | 45533 | 45838 | 46332 | 46794 | 47384 | 48031 | 48658 | 49260 | 49260
2017 | US | FRCC | - | FRCC | MW | Behind the Meter Generation - Capacity |  | 0 | 0 | 0 | 0 | 0 | 0 | 0 | 0 | 0 | 0 | 0
2017 | US | FRCC | - | FRCC | MW | Other Capacity Adjustments - Additions |  | 0 | 0 | 0 | 0 | 0 | 0 | 0 | 0 | 0 | 0 | 0
2017 | US | FRCC | - | FRCC | MW | Other Capacity Adjustments - Reductions |  | 0 | 0 | 0 | 0 | 0 | 0 | 0 | 0 | 0 | 0 | 0
2017 | US | FRCC | - | FRCC | MW | Confirmed Retirements |  | 0 | 1871.2 | 2157.2 | 4905.2 | 5489.2 | 5644.2 | 5644.2 | 5719.2 | 5722.9 | 5722.9 | 5722.9
2017 | US | FRCC | - | FRCC | MW | Unconfirmed Retirements |  | 0 | 0 | 0 | 0 | 0 | 0 | 0 | 0 | 0 | 0 | 0
2017 | US | FRCC | - | FRCC | MW | Scheduled Outages |  | 0 | 0 | 0 | 0 | 0 | 0 | 0 | 0 | 0 | 0 | 0
2017 | US | FRCC | - | FRCC | MW | Transmission Limitations |  | 0 | 0 | 0 | 0 | 0 | 0 | 0 | 0 | 0 | 0 | 0
2017 | US | FRCC | - | FRCC | MW | Existing-Certain |  | 53155.86 | 51491.06 | 49843.66 | 49957.06 | 49498.56 | 49516.16 | 49603.96 | 48577.92 | 48424.62 | 48287.12 | 48287.12
2017 | US | FRCC | - | FRCC | MW | Existing-Other |  | 498.8 | 505 | 635.1 | 529.7 | 988.7 | 988.7 | 988.7 | 1592.8 | 1745.8 | 1869.8 | 1869.8
2017 | US | FRCC | - | FRCC | MW | Additions - Tier 1 |  | 711.9 | 1920.9 | 4580.5 | 4739.7 | 5695.4 | 7376.6 | 8440.2 | 9048.2 | 9488.3 | 9713.4 | 9713.4
2017 | US | FRCC | - | FRCC | MW | Additions - Tier 2 |  | 0 | 0 | 0 | 0 | 0 | 0 | 0 | 0 | 0 | 0 | 0
2017 | US | FRCC | - | FRCC | MW | Additions - Tier 3 |  | 0 | 0 | 0 | 0 | 0 | 0 | 0 | 0 | 0 | 0 | 0
2017 | US | FRCC | - | FRCC | MW | Firm Imports |  | 1252 | 1252 | 1352 | 1452 | 1028 | 1028 | 1028 | 1028 | 1028 | 1028 | 1028
2017 | US | FRCC | - | FRCC | MW | Firm Exports |  | 0 | 0 | 0 | 0 | 0 | 0 | 0 | 0 | 0 | 0 | 0
2017 | US | FRCC | - | FRCC | MW | Net Firm Capacity Transfers |  | 1252 | 1252 | 1352 | 1452 | 1028 | 1028 | 1028 | 1028 | 1028 | 1028 | 1028
2017 | US | FRCC | - | FRCC | MW | Expected Imports |  | 0 | 0 | 0 | 0 | 0 | 0 | 0 | 0 | 0 | 0 | 0
2017 | US | FRCC | - | FRCC | MW | Expected Exports |  | 0 | 0 | 0 | 0 | 0 | 0 | 0 | 0 | 0 | 0 | 0
2017 | US | FRCC | - | FRCC | MW | Net Expected Transfers |  | 0 | 0 | 0 | 0 | 0 | 0 | 0 | 0 | 0 | 0 | 0
2017 | US | FRCC | - | FRCC | MW | Existing-Certain & Net Firm Transfers |  | 54407.86 | 52743.06 | 51195.66 | 51409.06 | 50526.56 | 50544.16 | 50631.96 | 49605.92 | 49452.62 | 49315.12 | 49315.12
2017 | US | FRCC | - | FRCC | MW | Anticipated Resources |  | 55119.76 | 54663.96 | 55776.16 | 56148.76 | 56221.96 | 57920.76 | 59072.16 | 58654.12 | 58940.92 | 59028.52 | 59028.52
2017 | US | FRCC | - | FRCC | MW | Prospective Resources |  | 55618.56 | 55168.96 | 56411.26 | 56678.46 | 57210.66 | 58909.46 | 60060.86 | 60246.92 | 60686.72 | 60898.32 | 60898.32
2017 | US | FRCC | - | FRCC | MW | Existing-Certain and Net Firm Transfers Excess/Shortfall |  | 0 | 0 | -1167.29 | -1304.64 | -2755.24 | -3268.94 | -3859.64 | -5629.73 | -6504.08 | -7333.88 | -7333.88
2017 | US | FRCC | - | FRCC | MW | Anticipated Excess/Shortfall |  | 0 | 0 | 0 | 0 | 0 | 0 | 0 | 0 | 0 | 0 | 0
2017 | US | FRCC | - | FRCC | MW | Prospective Excess/Shortfall |  | 0 | 0 | 0 | 0 | 0 | 0 | 0 | 0 | 0 | 0 | 0
2017 | US | FRCC | - | FRCC | % | Existing-Certain and Net Firm Transfers Reserve Margin |  | 22.03% | 17.1% | 12.44% | 12.15% | 9.053% | 8.014% | 6.855% | 3.279% | 1.633% | 0.1119% | 0.1119%
2017 | US | FRCC | - | FRCC | % | Anticipated Reserve Margin |  | 23.63% | 21.36% | 22.5% | 22.49% | 21.35% | 23.78% | 24.67% | 22.12% | 21.13% | 19.83% | 19.83%
2017 | US | FRCC | - | FRCC | % | Prospective Reserve Margin |  | 24.74% | 22.49% | 23.89% | 23.65% | 23.48% | 25.89% | 26.75% | 25.43% | 24.72% | 23.63% | 23.63%
2017 | US | FRCC | - | FRCC | % | Reference Margin Level |  | 15% | 15% | 15% | 15% | 15% | 15% | 15% | 15% | 15% | 15% | 15%
2017 | US | MRO | - | MISO | MW | Energy Efficiency and Conservation |  | 0 | 97.9 | 97.9 | 97.9 | 97.9 | 97.9 | 97.9 | 97.9 | 97.9 | 97.9 | 97.9
2017 | US | MRO | - | MISO | MW | Total Installed Photovoltaic |  | 411 | 411 | 411 | 411 | 411 | 411 | 411 | 411 | 411 | 411 | 411
2017 | US | MRO | - | MISO | MW | Photovoltaic On-Peak |  | 205.5 | 205.5 | 205.5 | 205.5 | 205.5 | 205.5 | 205.5 | 205.5 | 205.5 | 205.5 | 205.5
2017 | US | MRO | - | MISO | MW | Total Internal Demand |  | 125000.3 | 125568.1 | 126543.6 | 127022.4 | 127645.6 | 128287.1 | 128897.1 | 129409.4 | 129109 | 128912.5 | 128716
2017 | US | MRO | - | MISO | MW | Controllable and Dispatchable Demand Response - Available |  | 5620.7 | 5620.7 | 5620.7 | 5620.7 | 5620.7 | 5620.7 | 5620.7 | 5620.7 | 5620.7 | 5620.7 | 5620.7
2017 | US | MRO | - | MISO | MW | Net Internal Demand |  | 119379.6 | 119947.4 | 120922.9 | 121401.7 | 122024.9 | 122666.4 | 123276.4 | 123788.7 | 123488.3 | 123291.8 | 123095.3
2017 | US | MRO | - | MISO | MW | Behind the Meter Generation - Capacity |  | 4143.5 | 4128.7 | 4148.8 | 4158.7 | 4168.8 | 4168.8 | 4168.8 | 4168.8 | 4168.8 | 4168.8 | 4168.8
2017 | US | MRO | - | MISO | MW | Other Capacity Adjustments - Additions |  | 0 | 0 | 0 | 0 | 0 | 0 | 0 | 0 | 0 | 0 | 0
2017 | US | MRO | - | MISO | MW | Other Capacity Adjustments - Reductions |  | 0 | 0 | 0 | 0 | 0 | 0 | 0 | 0 | 0 | 0 | 0
2017 | US | MRO | - | MISO | MW | Confirmed Retirements |  | 1274.3 | 6057.6 | 7344.7 | 7344.7 | 7344.7 | 7344.7 | 7344.7 | 7344.7 | 7344.7 | 7344.7 | 7344.7
2017 | US | MRO | - | MISO | MW | Unconfirmed Retirements |  | 0 | 1447.4 | 1546.2 | 1852.8 | 1872.4 | 1907.9 | 2665.1 | 2665.1 | 2665.1 | 3075.1 | 3075.1
2017 | US | MRO | - | MISO | MW | Scheduled Outages |  | 0 | 0 | 0 | 0 | 0 | 0 | 0 | 0 | 0 | 0 | 0
2017 | US | MRO | - | MISO | MW | Transmission Limitations |  | 2463 | 2461.8 | 2314.8 | 2093.8 | 1841.3 | 1090.6 | 832.9 | 732.9 | 632.9 | 532.9 | 432.9
2017 | US | MRO | - | MISO | MW | Existing-Certain |  | 142232.129 | 140939.329 | 140130.729 | 139879.929 | 139865.8496 | 138612.6496 | 137208.2496 | 136997.7496 | 136662.2496 | 136506.3496 | 136606.3496
2017 | US | MRO | - | MISO | MW | Existing-Other |  | 2193.5197 | 2193.5197 | 2193.5197 | 2193.5197 | 2193.5197 | 2162.3197 | 2162.3197 | 2162.3197 | 2162.3197 | 2162.3197 | 2162.3197
2017 | US | MRO | - | MISO | MW | Additions - Tier 1 |  | 1559.45 | 2101.511 | 4485.752 | 4557.152 | 4642.252 | 4642.252 | 4657.852 | 4657.852 | 4657.852 | 4657.852 | 4657.852
2017 | US | MRO | - | MISO | MW | Additions - Tier 2 |  | 1823.9592 | 3921.1079 | 6152.4065 | 9377.1237 | 10885.4537 | 11732.4537 | 11732.4537 | 11732.4537 | 11732.4537 | 11732.4537 | 11732.4537
2017 | US | MRO | - | MISO | MW | Additions - Tier 3 |  | 1317.809 | 1724.55 | 5256.25 | 10007.05 | 13702.65 | 15398.05 | 17856.45 | 17891.55 | 17927.45 | 17927.45 | 17927.45
2017 | US | MRO | - | MISO | MW | Firm Imports |  | 4147 | 4106 | 4132 | 4107 | 4232 | 4232 | 4232 | 4232 | 3382 | 3382 | 3382
2017 | US | MRO | - | MISO | MW | Firm Exports |  | 4134.7 | 4134.7 | 3891 | 3618.6 | 3619.6 | 3620.6 | 3621.6 | 3622.6 | 3623.6 | 3624.6 | 3625.6
2017 | US | MRO | - | MISO | MW | Net Firm Capacity Transfers |  | 12.3 | -28.7 | 241 | 488.4 | 612.4 | 611.4 | 610.4 | 609.4 | -241.6 | -242.6 | -243.6
2017 | US | MRO | - | MISO | MW | Expected Imports |  | 0 | 3664.3 | 3664.3 | 7240 | 7240 | 7240 | 7240 | 7240 | 7240 | 7240 | 8531.225
2017 | US | MRO | - | MISO | MW | Expected Exports |  | 0 | 0 | 0 | 0 | 0 | 0 | 0 | 0 | 0 | 0 | 0
2017 | US | MRO | - | MISO | MW | Net Expected Transfers |  | 0 | 3664.3 | 3664.3 | 7240 | 7240 | 7240 | 7240 | 7240 | 7240 | 7240 | 8531.225
2017 | US | MRO | - | MISO | MW | Existing-Certain & Net Firm Transfers |  | 142244.429 | 140910.629 | 140371.729 | 140368.329 | 140478.2496 | 139224.0496 | 137818.6496 | 137607.1496 | 136420.6496 | 136263.7496 | 136362.7496
2017 | US | MRO | - | MISO | MW | Anticipated Resources |  | 143803.879 | 143012.14 | 144857.481 | 144925.481 | 145120.5016 | 143866.3016 | 142476.5016 | 142265.0016 | 141078.5016 | 140921.6016 | 141020.6016
2017 | US | MRO | - | MISO | MW | Prospective Resources |  | 147821.3579 | 151343.6676 | 155321.5072 | 161883.3244 | 163567.0751 | 163093.1751 | 160946.1751 | 160734.6751 | 159548.1751 | 158981.2751 | 160371.5001
2017 | US | MRO | - | MISO | MW | Existing-Certain and Net Firm Transfers Excess/Shortfall |  | 0 | 0 | 0 | -214.8396 | -826.5846 | -2823.6416 | -4935.4216 | -5740.165 | -6578.8018 | -6508.1548 | -6181.6078
2017 | US | MRO | - | MISO | MW | Anticipated Excess/Shortfall |  | 0 | 0 | 0 | 0 | 0 | 0 | -277.5696 | -1082.313 | -1920.9498 | -1850.3028 | -1523.7558
2017 | US | MRO | - | MISO | MW | Prospective Excess/Shortfall |  | 0 | 0 | 0 | 0 | 0 | 0 | 0 | 0 | 0 | 0 | 0
2017 | US | MRO | - | MISO | % | Existing-Certain and Net Firm Transfers Reserve Margin |  | 19.15% | 17.48% | 16.08% | 15.62% | 15.12% | 13.5% | 11.8% | 11.16% | 10.47% | 10.52% | 10.78%
2017 | US | MRO | - | MISO | % | Anticipated Reserve Margin |  | 20.46% | 19.23% | 19.79% | 19.38% | 18.93% | 17.28% | 15.57% | 14.93% | 14.24% | 14.3% | 14.56%
2017 | US | MRO | - | MISO | % | Prospective Reserve Margin |  | 23.82% | 26.18% | 28.45% | 33.35% | 34.04% | 32.96% | 30.56% | 29.85% | 29.2% | 28.95% | 30.28%
2017 | US | MRO | - | MISO | % | Reference Margin Level |  | 15.8% | 15.8% | 15.8% | 15.8% | 15.8% | 15.8% | 15.8% | 15.8% | 15.8% | 15.8% | 15.8%
2017 | CA | MRO | - | Manitoba Hydro | MW | Energy Efficiency and Conservation |  | 58.5 | 101.92 | 153.46 | 186.29 | 215.37 | 237.58 | 260.31 | 281.88 | 304.3 | 326.05 | 349.82
2017 | CA | MRO | - | Manitoba Hydro | MW | Behind the Meter Generation |  | 0 | 0 | 0 | 0 | 0 | 0 | 0 | 0 | 0 | 0 | 0
2017 | CA | MRO | - | Manitoba Hydro | MW | Distributed Generation |  | 0 | 0 | 0 | 0 | 0 | 0 | 0 | 0 | 0 | 0 | 0
2017 | CA | MRO | - | Manitoba Hydro | MW | Total Internal Demand |  | 3331.2 | 3483 | 3394 | 3436 | 3467 | 3489 | 3514 | 3538 | 3473 | 3485 | 3463
2017 | CA | MRO | - | Manitoba Hydro | MW | Controllable and Dispatchable Demand Response - Available |  | 0 | 0 | 0 | 0 | 0 | 0 | 0 | 0 | 0 | 0 | 0
2017 | CA | MRO | - | Manitoba Hydro | MW | Net Internal Demand |  | 3331.2 | 3483 | 3394 | 3436 | 3467 | 3489 | 3514 | 3538 | 3473 | 3485 | 3463
2017 | CA | MRO | - | Manitoba Hydro | MW | Behind the Meter Generation - Capacity |  | 0 | 0 | 0 | 0 | 0 | 0 | 0 | 0 | 0 | 0 | 0
2017 | CA | MRO | - | Manitoba Hydro | MW | Other Capacity Adjustments - Additions |  | 0 | 0 | 0 | 0 | 0 | 0 | 0 | 0 | 0 | 0 | 0
2017 | CA | MRO | - | Manitoba Hydro | MW | Other Capacity Adjustments - Reductions |  | 0 | 0 | 0 | 0 | 0 | 0 | 0 | 0 | 0 | 0 | 0
2017 | CA | MRO | - | Manitoba Hydro | MW | Confirmed Retirements |  | 0 | 0 | 0 | 0 | 0 | 0 | 0 | 0 | 0 | 0 | 0
2017 | CA | MRO | - | Manitoba Hydro | MW | Unconfirmed Retirements |  | 0 | 0 | 0 | 92.7 | 92.7 | 92.7 | 92.7 | 92.7 | 92.7 | 92.7 | 92.7
2017 | CA | MRO | - | Manitoba Hydro | MW | Scheduled Outages |  | 316.9 | 55.87 | 0 | 0 | 0 | 0 | 0 | 0 | 15 | 133 | 133
2017 | CA | MRO | - | Manitoba Hydro | MW | Transmission Limitations |  | 17 | 17 | 17 | 17 | 0 | 0 | 0 | 0 | 0 | 0 | 0
2017 | CA | MRO | - | Manitoba Hydro | MW | Existing-Certain |  | 5177.3586 | 5445.3986 | 5535.2786 | 5539.2213 | 5556.1813 | 5556.2213 | 5556.2213 | 5556.2213 | 5541.2213 | 5423.2213 | 5423.2213
2017 | CA | MRO | - | Manitoba Hydro | MW | Existing-Other |  | 133.62 | 130.5527 | 96.5427 | 92.6 | 92.6 | 92.6 | 92.6 | 92.6 | 92.6 | 92.6 | 92.6
2017 | CA | MRO | - | Manitoba Hydro | MW | Additions - Tier 1 |  | 0 | 0 | 0 | 0 | 0 | 464.5 | 630 | 630 | 630 | 630 | 630
2017 | CA | MRO | - | Manitoba Hydro | MW | Additions - Tier 2 |  | 0 | 0 | 0 | 0 | 0 | 0 | 0 | 0 | 0 | 0 | 0
2017 | CA | MRO | - | Manitoba Hydro | MW | Additions - Tier 3 |  | 0 | 0 | 0 | 0 | 0 | 0 | 0 | 0 | 0 | 0 | 0
2017 | CA | MRO | - | Manitoba Hydro | MW | Firm Imports |  | 0 | 0 | 0 | 0 | 0 | 0 | 0 | 0 | 0 | 0 | 0
2017 | CA | MRO | - | Manitoba Hydro | MW | Firm Exports |  | 1430 | 1333 | 1333 | 1208 | 1050 | 1025 | 1025 | 1025 | 300 | 300 | 300
2017 | CA | MRO | - | Manitoba Hydro | MW | Net Firm Capacity Transfers |  | -1430 | -1333 | -1333 | -1208 | -1050 | -1025 | -1025 | -1025 | -300 | -300 | -300
2017 | CA | MRO | - | Manitoba Hydro | MW | Expected Imports |  | 0 | 0 | 0 | 0 | 0 | 0 | 0 | 0 | 0 | 0 | 0
2017 | CA | MRO | - | Manitoba Hydro | MW | Expected Exports |  | 0 | 0 | 0 | 250 | 475 | 475 | 475 | 475 | 350 | 350 | 350
2017 | CA | MRO | - | Manitoba Hydro | MW | Net Expected Transfers |  | 0 | 0 | 0 | -250 | -475 | -475 | -475 | -475 | -350 | -350 | -350
2017 | CA | MRO | - | Manitoba Hydro | MW | Existing-Certain & Net Firm Transfers |  | 3747.3586 | 4112.3986 | 4202.2786 | 4331.2213 | 4506.1813 | 4531.2213 | 4531.2213 | 4531.2213 | 5241.2213 | 5123.2213 | 5123.2213
2017 | CA | MRO | - | Manitoba Hydro | MW | Anticipated Resources |  | 3747.3586 | 4112.3986 | 4202.2786 | 4331.2213 | 4506.1813 | 4995.7213 | 5161.2213 | 5161.2213 | 5871.2213 | 5753.2213 | 5753.2213
2017 | CA | MRO | - | Manitoba Hydro | MW | Prospective Resources |  | 3880.9786 | 4242.9513 | 4298.8213 | 4081.1213 | 4031.0813 | 4520.6213 | 4686.1213 | 4686.1213 | 5521.1213 | 5403.1213 | 5403.1213
2017 | CA | MRO | - | Manitoba Hydro | MW | Existing-Certain and Net Firm Transfers Excess/Shortfall |  | 16.4146 | 211.4386 | 400.9986 | 482.9013 | 623.1413 | 623.5413 | 595.5413 | 568.6613 | 1351.4613 | 1220.0213 | 1244.6613
2017 | CA | MRO | - | Manitoba Hydro | MW | Anticipated Excess/Shortfall |  | 16.4146 | 211.4386 | 400.9986 | 482.9013 | 623.1413 | 1088.0413 | 1225.5413 | 1198.6613 | 1981.4613 | 1850.0213 | 1874.6613
2017 | CA | MRO | - | Manitoba Hydro | MW | Prospective Excess/Shortfall |  | 150.0346 | 341.9913 | 497.5413 | 232.8013 | 148.0413 | 612.9413 | 750.4413 | 723.5613 | 1631.3613 | 1499.9213 | 1524.5613
2017 | CA | MRO | - | Manitoba Hydro | % | Existing-Certain and Net Firm Transfers Reserve Margin |  | 12.49% | 18.07% | 23.81% | 26.05% | 29.97% | 29.87% | 28.95% | 28.07% | 50.91% | 47.01% | 47.94%
2017 | CA | MRO | - | Manitoba Hydro | % | Anticipated Reserve Margin |  | 12.49% | 18.07% | 23.81% | 26.05% | 29.97% | 43.18% | 46.88% | 45.88% | 69.05% | 65.09% | 66.13%
2017 | CA | MRO | - | Manitoba Hydro | % | Prospective Reserve Margin |  | 16.5% | 21.82% | 26.66% | 18.78% | 16.27% | 29.57% | 33.36% | 32.45% | 58.97% | 55.04% | 56.02%
2017 | CA | MRO | - | Manitoba Hydro | % | Reference Margin Level |  | 12% | 12% | 12% | 12% | 12% | 12% | 12% | 12% | 12% | 12% | 12%
2017 | CA | MRO | - | SaskPower | MW | Energy Efficiency and Conservation |  | 122 | 133.5 | 144.2 | 166.1 | 179.5 | 192.6 | 205.3 | 217.3 | 229 | 240.1 | 250.7
2017 | CA | MRO | - | SaskPower | MW | Total Installed Photovoltaic |  | 0 | 0 | 0 | 0 | 0 | 0 | 0 | 0 | 0 | 0 | 0
2017 | CA | MRO | - | SaskPower | MW | Photovoltaic On-Peak |  | 0 | 0 | 0 | 0 | 0 | 0 | 0 | 0 | 0 | 0 | 0
2017 | CA | MRO | - | SaskPower | MW | Total Internal Demand |  | 3373 | 3426 | 3454 | 3511 | 3545 | 3594 | 3626 | 3636 | 3674 | 3699 | 3717
2017 | CA | MRO | - | SaskPower | MW | Controllable and Dispatchable Demand Response - Available |  | 85 | 85 | 85 | 85 | 85 | 85 | 85 | 85 | 85 | 85 | 85
2017 | CA | MRO | - | SaskPower | MW | Net Internal Demand |  | 3288 | 3341 | 3369 | 3426 | 3460 | 3509 | 3541 | 3551 | 3589 | 3614 | 3632
2017 | CA | MRO | - | SaskPower | MW | Behind the Meter Generation - Capacity |  | 0 | 0 | 0 | 0 | 0 | 0 | 0 | 0 | 0 | 0 | 0
2017 | CA | MRO | - | SaskPower | MW | Other Capacity Adjustments - Additions |  | 0 | 0 | 0 | 0 | 0 | 0 | 0 | 0 | 0 | 0 | 0
2017 | CA | MRO | - | SaskPower | MW | Other Capacity Adjustments - Reductions |  | 0 | 0 | 0 | 0 | 0 | 0 | 0 | 0 | 0 | 0 | 0
2017 | CA | MRO | - | SaskPower | MW | Confirmed Retirements |  | 0 | 0 | 0 | 0 | 0 | 0 | 0 | 0 | 0 | 0 | 0
2017 | CA | MRO | - | SaskPower | MW | Unconfirmed Retirements |  | 0 | 0 | 0 | 0 | 0 | 0 | 0 | 0 | 0 | 0 | 0
2017 | CA | MRO | - | SaskPower | MW | Scheduled Outages |  | 75.8 | 122.2 | 70.87 | 76.66 | 69.26 | 123.46 | 38.4 | 79.73 | 0 | 27.51 | 24.32
2017 | CA | MRO | - | SaskPower | MW | Transmission Limitations |  | 0 | 0 | 0 | 0 | 0 | 0 | 0 | 0 | 0 | 0 | 0
2017 | CA | MRO | - | SaskPower | MW | Existing-Certain |  | 3964.92 | 3918.52 | 3969.85 | 3964.06 | 3908.46 | 3714.14 | 3704.2 | 3662.87 | 3603.6 | 3576.09 | 3574.78
2017 | CA | MRO | - | SaskPower | MW | Existing-Other |  | 0 | 0 | 0 | 0 | 63 | 64.12 | 159.12 | 159.12 | 159.12 | 159.12 | 163.62
2017 | CA | MRO | - | SaskPower | MW | Additions - Tier 1 |  | 0 | 25 | 48 | 375.24 | 462.94 | 482.94 | 562.94 | 652.94 | 1000.18 | 1020.18 | 1040.18
2017 | CA | MRO | - | SaskPower | MW | Additions - Tier 2 |  | 0 | 0 | 0 | 0 | 0 | 0 | 0 | 0 | 0 | 0 | 0
2017 | CA | MRO | - | SaskPower | MW | Additions - Tier 3 |  | 0 | 0 | 0 | 0 | 0 | 0 | 0 | 0 | 0 | 0 | 0
2017 | CA | MRO | - | SaskPower | MW | Firm Imports |  | 25 | 25 | 25 | 125 | 125 | 100 | 100 | 100 | 100 | 100 | 100
2017 | CA | MRO | - | SaskPower | MW | Firm Exports |  | 0 | 0 | 0 | 0 | 0 | 0 | 0 | 0 | 0 | 0 | 0
2017 | CA | MRO | - | SaskPower | MW | Net Firm Capacity Transfers |  | 25 | 25 | 25 | 125 | 125 | 100 | 100 | 100 | 100 | 100 | 100
2017 | CA | MRO | - | SaskPower | MW | Expected Imports |  | 0 | 0 | 0 | 0 | 0 | 0 | 0 | 0 | 0 | 0 | 0
2017 | CA | MRO | - | SaskPower | MW | Expected Exports |  | 0 | 0 | 0 | 0 | 0 | 0 | 0 | 0 | 0 | 0 | 0
2017 | CA | MRO | - | SaskPower | MW | Net Expected Transfers |  | 0 | 0 | 0 | 0 | 0 | 0 | 0 | 0 | 0 | 0 | 0
2017 | CA | MRO | - | SaskPower | MW | Existing-Certain & Net Firm Transfers |  | 3989.92 | 3943.52 | 3994.85 | 4089.06 | 4033.46 | 3814.14 | 3804.2 | 3762.87 | 3703.6 | 3676.09 | 3674.78
2017 | CA | MRO | - | SaskPower | MW | Anticipated Resources |  | 3989.92 | 3968.52 | 4042.85 | 4464.3 | 4496.4 | 4297.08 | 4367.14 | 4415.81 | 4703.78 | 4696.27 | 4714.96
2017 | CA | MRO | - | SaskPower | MW | Prospective Resources |  | 3989.92 | 3968.52 | 4042.85 | 4464.3 | 4559.4 | 4361.2 | 4526.26 | 4574.93 | 4862.9 | 4855.39 | 4878.58
2017 | CA | MRO | - | SaskPower | MW | Existing-Certain and Net Firm Transfers Excess/Shortfall |  | 0 | 0 | 0 | 0 | 0 | -80.85 | -126.31 | -178.74 | -280.19 | -335.45 | -356.74
2017 | CA | MRO | - | SaskPower | MW | Anticipated Excess/Shortfall |  | 0 | 0 | 0 | 0 | 0 | 0 | 0 | 0 | 0 | 0 | 0
2017 | CA | MRO | - | SaskPower | MW | Prospective Excess/Shortfall |  | 0 | 0 | 0 | 0 | 0 | 0 | 0 | 0 | 0 | 0 | 0
2017 | CA | MRO | - | SaskPower | % | Existing-Certain and Net Firm Transfers Reserve Margin |  | 21.35% | 18.03% | 18.58% | 19.35% | 16.57% | 8.696% | 7.433% | 5.966% | 3.193% | 1.718% | 1.178%
2017 | CA | MRO | - | SaskPower | % | Anticipated Reserve Margin |  | 21.35% | 18.78% | 20% | 30.31% | 29.95% | 22.46% | 23.33% | 24.35% | 31.06% | 29.95% | 29.82%
2017 | CA | MRO | - | SaskPower | % | Prospective Reserve Margin |  | 21.35% | 18.78% | 20% | 30.31% | 31.77% | 24.29% | 27.82% | 28.83% | 35.49% | 34.35% | 34.32%
2017 | CA | MRO | - | SaskPower | % | Reference Margin Level |  | 11% | 11% | 11% | 11% | 11% | 11% | 11% | 11% | 11% | 11% | 11%
2017 | CA | NPCC | - | Maritimes | MW | Energy Efficiency and Conservation |  | 6.9 | 13.7 | 21.6 | 30.5 | 39.1 | 47.5 | 55.8 | 64.2 | 72.9 | 81.9 | 91.7
2017 | CA | NPCC | - | Maritimes | MW | Total Installed Photovoltaic |  | 0 | 0 | 0 | 0 | 0 | 0 | 0 | 0 | 0 | 0 | 0
2017 | CA | NPCC | - | Maritimes | MW | Photovoltaic On-Peak |  | 0 | 0 | 0 | 0 | 0 | 0 | 0 | 0 | 0 | 0 | 0
2017 | CA | NPCC | - | Maritimes | MW | Total Internal Demand |  | 3270.1 | 3248.53 | 3345.984 | 3391.5888 | 3386.3147 | 3382.6619 | 3380.7055 | 3373.9737 | 3357.0666 | 3367.9846 | 3373.7279
2017 | CA | NPCC | - | Maritimes | MW | Controllable and Dispatchable Demand Response - Available |  | 334.9 | 341 | 340.8 | 340.5 | 340.3 | 340.1 | 339.8 | 339.6 | 339.4 | 339.1 | 338.9
2017 | CA | NPCC | - | Maritimes | MW | Net Internal Demand |  | 2935.2 | 2907.53 | 3005.184 | 3051.0888 | 3046.0147 | 3042.5619 | 3040.9055 | 3034.3737 | 3017.6666 | 3028.8846 | 3034.8279
2017 | CA | NPCC | - | Maritimes | MW | Behind the Meter Generation - Capacity |  | 0 | 0 | 0 | 0 | 0 | 0 | 0 | 0 | 0 | 0 | 0
2017 | CA | NPCC | - | Maritimes | MW | Other Capacity Adjustments - Additions |  | 0 | 0 | 0 | 0 | 0 | 0 | 0 | 0 | 0 | 0 | 0
2017 | CA | NPCC | - | Maritimes | MW | Other Capacity Adjustments - Reductions |  | 0 | 0 | 0 | 0 | 0 | 0 | 0 | 0 | 0 | 0 | 0
2017 | CA | NPCC | - | Maritimes | MW | Confirmed Retirements |  | 0 | 5 | 5 | 5 | 5 | 5 | 5 | 60 | 60 | 60 | 60
2017 | CA | NPCC | - | Maritimes | MW | Unconfirmed Retirements |  | 0 | 0 | 0 | 153 | 153 | 153 | 153 | 153 | 153 | 153 | 153
2017 | CA | NPCC | - | Maritimes | MW | Scheduled Outages |  | 750 | 750 | 750 | 750 | 750 | 750 | 750 | 750 | 750 | 750 | 750
2017 | CA | NPCC | - | Maritimes | MW | Transmission Limitations |  | 0 | 0 | 0 | 0 | 0 | 0 | 0 | 0 | 0 | 0 | 0
2017 | CA | NPCC | - | Maritimes | MW | Existing-Certain |  | 5827.8538 | 5870.8538 | 5815.8538 | 5815.8538 | 5815.8538 | 5814.7178 | 5812.5178 | 5812.5178 | 5812.5178 | 5810.2678 | 5810.2678
2017 | CA | NPCC | - | Maritimes | MW | Existing-Other |  | 19.644 | 36.644 | 74.644 | 74.644 | 74.644 | 74.644 | 74.644 | 74.644 | 74.644 | 74.644 | 74.644
2017 | CA | NPCC | - | Maritimes | MW | Additions - Tier 1 |  | 7.85 | 17.85 | 20.4 | 20.4 | 20.4 | 20.4 | 20.4 | 20.4 | 20.4 | 20.4 | 20.4
2017 | CA | NPCC | - | Maritimes | MW | Additions - Tier 2 |  | 0 | 0 | 0 | 0 | 0 | 0 | 0 | 0 | 0 | 0 | 0
2017 | CA | NPCC | - | Maritimes | MW | Additions - Tier 3 |  | 0 | 0 | 0 | 0 | 14 | 14 | 14 | 14 | 14 | 14 | 14
2017 | CA | NPCC | - | Maritimes | MW | Firm Imports |  | 0 | 0 | 0 | 153 | 153 | 153 | 153 | 153 | 153 | 153 | 153
2017 | CA | NPCC | - | Maritimes | MW | Firm Exports |  | 0 | 114 | 110 | 69 | 0 | 0 | 0 | 0 | 0 | 0 | 0
2017 | CA | NPCC | - | Maritimes | MW | Net Firm Capacity Transfers |  | 0 | -114 | -110 | 84 | 153 | 153 | 153 | 153 | 153 | 153 | 153
2017 | CA | NPCC | - | Maritimes | MW | Expected Imports |  | 0 | 0 | 0 | 0 | 0 | 0 | 0 | 0 | 0 | 0 | 0
2017 | CA | NPCC | - | Maritimes | MW | Expected Exports |  | 0 | 0 | 0 | 0 | 0 | 0 | 0 | 0 | 0 | 0 | 0
2017 | CA | NPCC | - | Maritimes | MW | Net Expected Transfers |  | 0 | 0 | 0 | 0 | 0 | 0 | 0 | 0 | 0 | 0 | 0
2017 | CA | NPCC | - | Maritimes | MW | Existing-Certain & Net Firm Transfers |  | 5827.8538 | 5756.8538 | 5705.8538 | 5899.8538 | 5968.8538 | 5967.7178 | 5965.5178 | 5965.5178 | 5965.5178 | 5963.2678 | 5963.2678
2017 | CA | NPCC | - | Maritimes | MW | Anticipated Resources |  | 5835.7038 | 5774.7038 | 5726.2538 | 5920.2538 | 5989.2538 | 5988.1178 | 5985.9178 | 5985.9178 | 5985.9178 | 5983.6678 | 5983.6678
2017 | CA | NPCC | - | Maritimes | MW | Prospective Resources |  | 5855.3478 | 5811.3478 | 5800.8978 | 5841.8978 | 5910.8978 | 5909.7618 | 5907.5618 | 5907.5618 | 5907.5618 | 5905.3118 | 5905.3118
2017 | CA | NPCC | - | Maritimes | MW | Existing-Certain and Net Firm Transfers Excess/Shortfall |  | 0 | 0 | 0 | 0 | 0 | 0 | 0 | 0 | 0 | 0 | 0
2017 | CA | NPCC | - | Maritimes | MW | Anticipated Excess/Shortfall |  | 0 | 0 | 0 | 0 | 0 | 0 | 0 | 0 | 0 | 0 | 0
2017 | CA | NPCC | - | Maritimes | MW | Prospective Excess/Shortfall |  | 0 | 0 | 0 | 0 | 0 | 0 | 0 | 0 | 0 | 0 | 0
2017 | CA | NPCC | - | Maritimes | % | Existing-Certain and Net Firm Transfers Reserve Margin |  | 98.55% | 98% | 89.87% | 93.37% | 95.96% | 96.14% | 96.18% | 96.6% | 97.69% | 96.88% | 96.49%
2017 | CA | NPCC | - | Maritimes | % | Anticipated Reserve Margin |  | 98.82% | 98.61% | 90.55% | 94.04% | 96.63% | 96.81% | 96.85% | 97.27% | 98.36% | 97.55% | 97.17%
2017 | CA | NPCC | - | Maritimes | % | Prospective Reserve Margin |  | 99.49% | 99.87% | 93.03% | 91.47% | 94.05% | 94.24% | 94.27% | 94.69% | 95.77% | 94.97% | 94.58%
2017 | CA | NPCC | - | Maritimes | % | Reference Margin Level |  | 20% | 20% | 20% | 20% | 20% | 20% | 20% | 20% | 20% | 20% | 20%
2017 | US | NPCC | - | New England | MW | Energy Efficiency and Conservation |  | 2089 | 2306 | 2561 | 2893.136 | 3222.861 | 3527.109 | 3804.648 | 4054.939 | 4278.367 | 4475.408 | 4681.52
2017 | US | NPCC | - | New England | MW | Total Installed Photovoltaic |  | 1534.6346 | 1777.0794 | 2093.5564 | 2339.7829 | 2524.2808 | 2694.2772 | 2859.2156 | 3005.2621 | 3122.4552 | 3236.8449 | 3351
2017 | US | NPCC | - | New England | MW | Photovoltaic On-Peak |  | 575.3684 | 690.4791 | 782.5348 | 847.7783 | 891.4791 | 929.2534 | 963.3331 | 991.8365 | 1014.2722 | 1035.0205 | 1056
2017 | US | NPCC | - | New England | MW | Total Internal Demand |  | 26482 | 26458 | 26409 | 26298 | 26213 | 26167 | 26155 | 26176 | 26228 | 26310 | 26392
2017 | US | NPCC | - | New England | MW | Controllable and Dispatchable Demand Response - Available |  | 382 | 546 | 367 | 420 | 420 | 420 | 420 | 420 | 420 | 420 | 420
2017 | US | NPCC | - | New England | MW | Net Internal Demand |  | 26100 | 25912 | 26042 | 25878 | 25793 | 25747 | 25735 | 25756 | 25808 | 25890 | 25972
2017 | US | NPCC | - | New England | MW | Behind the Meter Generation - Capacity |  | 0 | 0 | 0 | 0 | 0 | 0 | 0 | 0 | 0 | 0 | 0
2017 | US | NPCC | - | New England | MW | Other Capacity Adjustments - Additions |  | 0 | 57.526 | 69.526 | 72.526 | 90.526 | 107.526 | 122.526 | 133.526 | 139.526 | 144.526 | 144.526
2017 | US | NPCC | - | New England | MW | Other Capacity Adjustments - Reductions |  | 0 | 0 | 0 | 0 | 0 | 0 | 0 | 0 | 0 | 0 | 0
2017 | US | NPCC | - | New England | MW | Confirmed Retirements |  | 0 | 0 | 0 | 0 | 670.455 | 686.485 | 686.485 | 686.485 | 686.485 | 686.485 | 686.485
2017 | US | NPCC | - | New England | MW | Unconfirmed Retirements |  | 0 | 0 | 0 | 0 | 0 | 0 | 0 | 0 | 0 | 0 | 0
2017 | US | NPCC | - | New England | MW | Scheduled Outages |  | 0 | 0 | 0 | 0 | 0 | 0 | 0 | 0 | 0 | 0 | 0
2017 | US | NPCC | - | New England | MW | Transmission Limitations |  | 0 | 0 | 0 | 0 | 0 | 0 | 0 | 0 | 0 | 0 | 0
2017 | US | NPCC | - | New England | MW | Existing-Certain |  | 28756.0234 | 28872.0326 | 28213.5776 | 28200.5476 | 28218.5476 | 28235.5476 | 28250.5476 | 28261.5476 | 28267.5476 | 28272.5476 | 28272.5476
2017 | US | NPCC | - | New England | MW | Existing-Other |  | 359.5639 | 359.5639 | 359.5639 | 359.5639 | 359.5639 | 359.5639 | 359.5639 | 359.5639 | 359.5639 | 359.5639 | 359.5639
2017 | US | NPCC | - | New England | MW | Additions - Tier 1 |  | 0 | 1809.656 | 2677.5796 | 2677.5796 | 2677.5796 | 2677.5796 | 2677.5796 | 2677.5796 | 2677.5796 | 2677.5796 | 2677.0296
2017 | US | NPCC | - | New England | MW | Additions - Tier 2 |  | 0 | 80.3702 | 692.9068 | 1159.7578 | 1159.7578 | 1159.7578 | 1159.7578 | 1159.7578 | 1159.7578 | 1159.7578 | 1159.7578
2017 | US | NPCC | - | New England | MW | Additions - Tier 3 |  | 0 | 245.0132 | 455.5135 | 1494.8108 | 1721.3134 | 1721.3134 | 1881.3134 | 1881.3134 | 2057.3134 | 2057.3134 | 2057.3134
2017 | US | NPCC | - | New England | MW | Firm Imports |  | 1346 | 1479 | 1479.8 | 1265.4 | 89.4 | 89.4 | 89.4 | 89.4 | 89.4 | 89.4 | 89.4
2017 | US | NPCC | - | New England | MW | Firm Exports |  | 100 | 100 | 100 | 100 | 0 | 0 | 0 | 0 | 0 | 0 | 0
2017 | US | NPCC | - | New England | MW | Net Firm Capacity Transfers |  | 1246 | 1379 | 1379.8 | 1165.4 | 89.4 | 89.4 | 89.4 | 89.4 | 89.4 | 89.4 | 89.4
2017 | US | NPCC | - | New England | MW | Expected Imports |  | 0 | 0 | 0 | 0 | 0 | 0 | 0 | 0 | 0 | 0 | 0
2017 | US | NPCC | - | New England | MW | Expected Exports |  | 0 | 0 | 0 | 0 | 0 | 0 | 0 | 0 | 0 | 0 | 0
2017 | US | NPCC | - | New England | MW | Net Expected Transfers |  | 0 | 0 | 0 | 0 | 0 | 0 | 0 | 0 | 0 | 0 | 0
2017 | US | NPCC | - | New England | MW | Existing-Certain & Net Firm Transfers |  | 30002.0234 | 30251.0326 | 29593.3776 | 29365.9476 | 28307.9476 | 28324.9476 | 28339.9476 | 28350.9476 | 28356.9476 | 28361.9476 | 28361.9476
2017 | US | NPCC | - | New England | MW | Anticipated Resources |  | 30002.0234 | 32060.6886 | 32270.9572 | 32043.5272 | 30985.5272 | 31002.5272 | 31017.5272 | 31028.5272 | 31034.5272 | 31039.5272 | 31038.9773
2017 | US | NPCC | - | New England | MW | Prospective Resources |  | 30361.5873 | 32500.6227 | 33323.4279 | 33562.8489 | 32504.8489 | 32521.8489 | 32536.8489 | 32547.8489 | 32553.8489 | 32558.8489 | 32558.2989
2017 | US | NPCC | - | New England | MW | Existing-Certain and Net Firm Transfers Excess/Shortfall |  | -39.0766 | 0 | -797.6364 | -885.4344 | -1844.0694 | -1773.2954 | -1744.2674 | -1757.8164 | -1812.6044 | -1903.4624 | -1999.3204
2017 | US | NPCC | - | New England | MW | Anticipated Excess/Shortfall |  | -39.0766 | 0 | 0 | 0 | 0 | 0 | 0 | 0 | 0 | 0 | 0
2017 | US | NPCC | - | New England | MW | Prospective Excess/Shortfall |  | 0 | 0 | 0 | 0 | 0 | 0 | 0 | 0 | 0 | 0 | 0
2017 | US | NPCC | - | New England | % | Existing-Certain and Net Firm Transfers Reserve Margin |  | 14.95% | 16.75% | 13.64% | 13.48% | 9.751% | 10.01% | 10.12% | 10.08% | 9.877% | 9.548% | 9.202%
2017 | US | NPCC | - | New England | % | Anticipated Reserve Margin |  | 14.95% | 23.73% | 23.92% | 23.83% | 20.13% | 20.41% | 20.53% | 20.47% | 20.25% | 19.89% | 19.51%
2017 | US | NPCC | - | New England | % | Prospective Reserve Margin |  | 16.33% | 25.43% | 27.96% | 29.7% | 26.02% | 26.31% | 26.43% | 26.37% | 26.14% | 25.76% | 25.36%
2017 | US | NPCC | - | New England | % | Reference Margin Level |  | 15.1% | 16.6% | 16.7% | 16.9% | 16.9% | 16.9% | 16.9% | 16.9% | 16.9% | 16.9% | 16.9%
2017 | US | NPCC | - | New York | MW | Energy Efficiency and Conservation |  | 230 | 429 | 618 | 791 | 949 | 1096 | 1238 | 1384 | 1524 | 1627 | 1721
2017 | US | NPCC | - | New York | MW | Total Installed Photovoltaic |  | 1541 | 2151 | 2520 | 2860 | 3129 | 3345 | 3519 | 3671 | 3797 | 3908 | 4007
2017 | US | NPCC | - | New York | MW | Photovoltaic On-Peak |  | 450 | 630 | 738 | 838 | 917 | 981 | 1032 | 1077 | 1114 | 1147 | 1176
2017 | US | NPCC | - | New York | MW | Total Internal Demand |  | 33178 | 33078 | 33035 | 32993 | 33009 | 33034 | 33096 | 33152 | 33232 | 33324 | 33398
2017 | US | NPCC | - | New York | MW | Controllable and Dispatchable Demand Response - Available |  | 893.7 | 893.7 | 893.7 | 893.7 | 893.7 | 893.7 | 893.7 | 893.7 | 893.7 | 893.7 | 893.7
2017 | US | NPCC | - | New York | MW | Net Internal Demand |  | 32284.3 | 32184.3 | 32141.3 | 32099.3 | 32115.3 | 32140.3 | 32202.3 | 32258.3 | 32338.3 | 32430.3 | 32504.3
2017 | US | NPCC | - | New York | MW | Behind the Meter Generation - Capacity |  | 0 | 0 | 0 | 0 | 0 | 0 | 0 | 0 | 0 | 0 | 0
2017 | US | NPCC | - | New York | MW | Other Capacity Adjustments - Additions |  | 0 | 0 | 0 | 0 | 0 | 0 | 0 | 0 | 0 | 0 | 0
2017 | US | NPCC | - | New York | MW | Other Capacity Adjustments - Reductions |  | 0 | 0 | 0 | 0 | 0 | 0 | 0 | 0 | 0 | 0 | 0
2017 | US | NPCC | - | New York | MW | Confirmed Retirements |  | 0 | 0 | 0 | 0 | 0 | 0 | 0 | 0 | 0 | 0 | 0
2017 | US | NPCC | - | New York | MW | Unconfirmed Retirements |  | 0 | 0 | 0 | 0 | 0 | 0 | 0 | 0 | 0 | 0 | 0
2017 | US | NPCC | - | New York | MW | Scheduled Outages |  | 0 | 0 | 0 | 0 | 0 | 0 | 0 | 0 | 0 | 0 | 0
2017 | US | NPCC | - | New York | MW | Transmission Limitations |  | 0 | 0 | 0 | 0 | 0 | 0 | 0 | 0 | 0 | 0 | 0
2017 | US | NPCC | - | New York | MW | Existing-Certain |  | 36959.36 | 37033.86 | 37043.985 | 37273.985 | 37273.985 | 37273.985 | 37273.985 | 37273.985 | 37273.985 | 37273.985 | 37273.985
2017 | US | NPCC | - | New York | MW | Existing-Other |  | 0 | 0 | 0 | 0 | 0 | 0 | 0 | 0 | 0 | 0 | 0
2017 | US | NPCC | - | New York | MW | Additions - Tier 1 |  | 106.3 | 818.88 | 818.88 | 818.88 | 818.88 | 818.88 | 818.88 | 818.88 | 818.88 | 818.88 | 818.88
2017 | US | NPCC | - | New York | MW | Additions - Tier 2 |  | 328.02 | 328.02 | 1355.32 | 1431.28 | 1981.28 | 1981.28 | 1981.28 | 1981.28 | 1981.28 | 1981.28 | 1981.28
2017 | US | NPCC | - | New York | MW | Additions - Tier 3 |  | 476.795 | 1231.07 | 1395.47 | 2466.47 | 2466.47 | 3281.47 | 3281.47 | 3281.47 | 3281.47 | 3281.47 | 3281.47
2017 | US | NPCC | - | New York | MW | Firm Imports |  | 2533 | 1585.2 | 1594.2 | 2016.8 | 2256.2 | 2256.2 | 2256.2 | 2256.2 | 2256.2 | 2256.2 | 2256.2
2017 | US | NPCC | - | New York | MW | Firm Exports |  | 0 | 0 | 0 | 0 | 0 | 0 | 0 | 0 | 0 | 0 | 0
2017 | US | NPCC | - | New York | MW | Net Firm Capacity Transfers |  | 2533 | 1585.2 | 1594.2 | 2016.8 | 2256.2 | 2256.2 | 2256.2 | 2256.2 | 2256.2 | 2256.2 | 2256.2
2017 | US | NPCC | - | New York | MW | Expected Imports |  | 0 | 0 | 0 | 0 | 0 | 0 | 0 | 0 | 0 | 0 | 0
2017 | US | NPCC | - | New York | MW | Expected Exports |  | 0 | 0 | 0 | 0 | 0 | 0 | 0 | 0 | 0 | 0 | 0
2017 | US | NPCC | - | New York | MW | Net Expected Transfers |  | 0 | 0 | 0 | 0 | 0 | 0 | 0 | 0 | 0 | 0 | 0
2017 | US | NPCC | - | New York | MW | Existing-Certain & Net Firm Transfers |  | 39492.36 | 38619.06 | 38638.185 | 39290.785 | 39530.185 | 39530.185 | 39530.185 | 39530.185 | 39530.185 | 39530.185 | 39530.185
2017 | US | NPCC | - | New York | MW | Anticipated Resources |  | 39598.66 | 39437.94 | 39457.065 | 40109.665 | 40349.065 | 40349.065 | 40349.065 | 40349.065 | 40349.065 | 40349.065 | 40349.065
2017 | US | NPCC | - | New York | MW | Prospective Resources |  | 39926.68 | 39765.96 | 40812.385 | 41540.945 | 42330.345 | 42330.345 | 42330.345 | 42330.345 | 42330.345 | 42330.345 | 42330.345
2017 | US | NPCC | - | New York | MW | Existing-Certain and Net Firm Transfers Excess/Shortfall |  | 0 | 0 | 0 | 0 | 0 | 0 | 0 | 0 | 0 | 0 | 0
2017 | US | NPCC | - | New York | MW | Anticipated Excess/Shortfall |  | 0 | 0 | 0 | 0 | 0 | 0 | 0 | 0 | 0 | 0 | 0
2017 | US | NPCC | - | New York | MW | Prospective Excess/Shortfall |  | 0 | 0 | 0 | 0 | 0 | 0 | 0 | 0 | 0 | 0 | 0
2017 | US | NPCC | - | New York | % | Existing-Certain and Net Firm Transfers Reserve Margin |  | 22.33% | 19.99% | 20.21% | 22.4% | 23.09% | 22.99% | 22.76% | 22.54% | 22.24% | 21.89% | 21.62%
2017 | US | NPCC | - | New York | % | Anticipated Reserve Margin |  | 22.66% | 22.54% | 22.76% | 24.95% | 25.64% | 25.54% | 25.3% | 25.08% | 24.77% | 24.42% | 24.13%
2017 | US | NPCC | - | New York | % | Prospective Reserve Margin |  | 23.67% | 23.56% | 26.98% | 29.41% | 31.81% | 31.7% | 31.45% | 31.22% | 30.9% | 30.53% | 30.23%
2017 | US | NPCC | - | New York | % | Reference Margin Level |  | 15% | 15% | 15% | 15% | 15% | 15% | 15% | 15% | 15% | 15% | 15%
2017 | CA | NPCC | - | Ontario | MW | Energy Efficiency and Conservation |  | 353.2282 | 458.4807 | 564.2702 | 604.9541 | 662.1613 | 702.565 | 788.6258 | 860.2511 | 931.1648 | 986.3618 | 1072.3145
2017 | CA | NPCC | - | Ontario | MW | Total Installed Photovoltaic |  | 2054.5131 | 2255.3175 | 2441.4859 | 2514.8409 | 2514.8409 | 2514.8409 | 2514.8409 | 2514.8409 | 2514.8409 | 2514.8409 | 2514.8409
2017 | CA | NPCC | - | Ontario | MW | Photovoltaic On-Peak |  | 542.0754 | 595.0569 | 644.1767 | 663.5311 | 690.9517 | 690.9517 | 690.9517 | 690.9517 | 690.9517 | 690.9517 | 690.9517
2017 | CA | NPCC | - | Ontario | MW | Total Internal Demand |  | 22492.73 | 22380.87 | 22294.9302 | 22208.9904 | 22100.5032 | 22016.2958 | 22057.7779 | 22177.1425 | 22228.7653 | 22214.4887 | 22185.1457
2017 | CA | NPCC | - | Ontario | MW | Controllable and Dispatchable Demand Response - Available |  | 767.1168 | 770.8602 | 847.11 | 847.11 | 847.11 | 847.11 | 847.11 | 847.11 | 847.11 | 847.11 | 847.11
2017 | CA | NPCC | - | Ontario | MW | Net Internal Demand |  | 21725.6132 | 21610.0098 | 21447.8202 | 21361.8804 | 21253.3932 | 21169.1858 | 21210.6679 | 21330.0325 | 21381.6553 | 21367.3787 | 21338.0357
2017 | CA | NPCC | - | Ontario | MW | Behind the Meter Generation - Capacity |  | 0 | 0 | 0 | 0 | 0 | 0 | 0 | 0 | 0 | 0 | 0
2017 | CA | NPCC | - | Ontario | MW | Other Capacity Adjustments - Additions |  | 0 | 0 | 0 | 0 | 0 | 0 | 0 | 0 | 0 | 0 | 0
2017 | CA | NPCC | - | Ontario | MW | Other Capacity Adjustments - Reductions |  | 0 | 0 | 0 | 0 | 0 | 0 | 0 | 0 | 0 | 0 | 0
2017 | CA | NPCC | - | Ontario | MW | Confirmed Retirements |  | 0 | 0 | 0 | 0 | 0 | 0 | 0 | 1030 | 1030 | 3094 | 3094
2017 | CA | NPCC | - | Ontario | MW | Unconfirmed Retirements |  | 0 | 0 | 0 | 0 | 0 | 0 | 0 | 0 | 0 | 0 | 0
2017 | CA | NPCC | - | Ontario | MW | Scheduled Outages |  | 1919 | 878 | 878 | 1684 | 2562 | 2562 | 3325 | 2519 | 2409 | 1582 | 1582
2017 | CA | NPCC | - | Ontario | MW | Transmission Limitations |  | 306 | 300 | 300 | 300 | 150 | 150 | 150 | 150 | 150 | 150 | 150
2017 | CA | NPCC | - | Ontario | MW | Existing-Certain |  | 25860.8224 | 26798.8924 | 26798.8924 | 25992.8924 | 25264.8924 | 25264.8924 | 23437.5424 | 24243.5424 | 22289.5424 | 23116.5424 | 23116.5424
2017 | CA | NPCC | - | Ontario | MW | Existing-Other |  | 0 | 0 | 0 | 0 | 0 | 0 | 0 | 0 | 0 | 0 | 0
2017 | CA | NPCC | - | Ontario | MW | Additions - Tier 1 |  | 57.846 | 181.147 | 1102.2182 | 1138.7572 | 1138.7572 | 1138.7572 | 1138.7572 | 1138.7572 | 1138.7572 | 1138.7572 | 1138.7572
2017 | CA | NPCC | - | Ontario | MW | Additions - Tier 2 |  | 0 | 0 | 0 | 0 | 0 | 0 | 0 | 0 | 0 | 0 | 0
2017 | CA | NPCC | - | Ontario | MW | Additions - Tier 3 |  | 0 | 0 | 0 | 0 | 0 | 0 | 0 | 0 | 0 | 0 | 0
2017 | CA | NPCC | - | Ontario | MW | Firm Imports |  | 0 | 0 | 0 | 0 | 0 | 0 | 0 | 0 | 0 | 0 | 0
2017 | CA | NPCC | - | Ontario | MW | Firm Exports |  | 90 | 0 | 0 | 0 | 0 | 0 | 0 | 0 | 0 | 0 | 0
2017 | CA | NPCC | - | Ontario | MW | Net Firm Capacity Transfers |  | -90 | 0 | 0 | 0 | 0 | 0 | 0 | 0 | 0 | 0 | 0
2017 | CA | NPCC | - | Ontario | MW | Expected Imports |  | 0 | 0 | 0 | 0 | 0 | 0 | 0 | 0 | 0 | 0 | 0
2017 | CA | NPCC | - | Ontario | MW | Expected Exports |  | 0 | 0 | 0 | 0 | 0 | 0 | 0 | 0 | 0 | 0 | 0
2017 | CA | NPCC | - | Ontario | MW | Net Expected Transfers |  | 0 | 0 | 0 | 0 | 0 | 0 | 0 | 0 | 0 | 0 | 0
2017 | CA | NPCC | - | Ontario | MW | Existing-Certain & Net Firm Transfers |  | 25770.8224 | 26798.8924 | 26798.8924 | 25992.8924 | 25264.8924 | 25264.8924 | 23437.5424 | 24243.5424 | 22289.5424 | 23116.5424 | 23116.5424
2017 | CA | NPCC | - | Ontario | MW | Anticipated Resources |  | 25828.6684 | 26980.0394 | 27901.1106 | 27131.6496 | 26403.6496 | 26403.6496 | 24576.2996 | 25382.2996 | 23428.2996 | 24255.2996 | 24255.2996
2017 | CA | NPCC | - | Ontario | MW | Prospective Resources |  | 25828.6684 | 26980.0394 | 27901.1106 | 27131.6496 | 26403.6496 | 26403.6496 | 24576.2996 | 25382.2996 | 23428.2996 | 24255.2996 | 24255.2996
2017 | CA | NPCC | - | Ontario | MW | Existing-Certain and Net Firm Transfers Excess/Shortfall |  | -66.1727 | 0 | 0 | 0 | -917.1627 | -925.6243 | -2581.584 | -1437.8167 | -3723.3795 | -3020.0352 | -2922.2625
2017 | CA | NPCC | - | Ontario | MW | Anticipated Excess/Shortfall |  | -8.3267 | 0 | 0 | 0 | 0 | 0 | -1442.8268 | -299.0595 | -2584.6223 | -1881.278 | -1783.5053
2017 | CA | NPCC | - | Ontario | MW | Prospective Excess/Shortfall |  | -8.3267 | 0 | 0 | 0 | 0 | 0 | -1442.8268 | -299.0595 | -2584.6223 | -1881.278 | -1783.5053
2017 | CA | NPCC | - | Ontario | % | Existing-Certain and Net Firm Transfers Reserve Margin |  | 18.62% | 24.01% | 24.95% | 21.68% | 18.87% | 19.35% | 10.5% | 13.66% | 4.246% | 8.186% | 8.335%
2017 | CA | NPCC | - | Ontario | % | Anticipated Reserve Margin |  | 18.89% | 24.85% | 30.09% | 27.01% | 24.23% | 24.73% | 15.87% | 19% | 9.572% | 13.52% | 13.67%
2017 | CA | NPCC | - | Ontario | % | Prospective Reserve Margin |  | 18.89% | 24.85% | 30.09% | 27.01% | 24.23% | 24.73% | 15.87% | 19% | 9.572% | 13.52% | 13.67%
2017 | CA | NPCC | - | Ontario | % | Reference Margin Level |  | 18.92% | 19.45% | 18.37% | 18.17% | 23.19% | 23.72% | 22.67% | 20.4% | 21.66% | 22.32% | 22.03%
2017 | CA | NPCC | - | Quebec | MW | Energy Efficiency and Conservation |  | 50 | 100 | 150 | 200 | 250 | 300 | 350 | 400 | 450 | 500 | 550
2017 | CA | NPCC | - | Quebec | MW | Total Installed Photovoltaic |  | 0 | 0 | 0 | 0 | 0 | 0 | 0 | 0 | 0 | 0 | 0
2017 | CA | NPCC | - | Quebec | MW | Photovoltaic On-Peak |  | 0 | 0 | 0 | 0 | 0 | 0 | 0 | 0 | 0 | 0 | 0
2017 | CA | NPCC | - | Quebec | MW | Total Internal Demand |  | 20610.2281 | 20534.2551 | 20591.1737 | 20681.8559 | 20830.2012 | 20977.1912 | 21070.9112 | 21170.8112 | 21246.8512 | 21319.5112 | 21400.1612
2017 | CA | NPCC | - | Quebec | MW | Controllable and Dispatchable Demand Response - Available |  | 0 | 0 | 0 | 0 | 0 | 0 | 0 | 0 | 0 | 0 | 0
2017 | CA | NPCC | - | Quebec | MW | Net Internal Demand |  | 20610.2281 | 20534.2551 | 20591.1737 | 20681.8559 | 20830.2012 | 20977.1912 | 21070.9112 | 21170.8112 | 21246.8512 | 21319.5112 | 21400.1612
2017 | CA | NPCC | - | Quebec | MW | Behind the Meter Generation - Capacity |  | 0 | 0 | 0 | 0 | 0 | 0 | 0 | 0 | 0 | 0 | 0
2017 | CA | NPCC | - | Quebec | MW | Other Capacity Adjustments - Additions |  | 0 | 0 | 0 | 0 | 0 | 0 | 0 | 0 | 0 | 0 | 0
2017 | CA | NPCC | - | Quebec | MW | Other Capacity Adjustments - Reductions |  | 0 | 0 | 0 | 0 | 0 | 0 | 0 | 0 | 0 | 0 | 0
2017 | CA | NPCC | - | Quebec | MW | Confirmed Retirements |  | 0 | 0 | 0 | 0 | 0 | 0 | 0 | 0 | 0 | 0 | 0
2017 | CA | NPCC | - | Quebec | MW | Unconfirmed Retirements |  | 0 | 0 | 0 | 0 | 0 | 0 | 0 | 0 | 0 | 0 | 0
2017 | CA | NPCC | - | Quebec | MW | Scheduled Outages |  | 0 | 0 | 0 | 0 | 0 | 0 | 0 | 0 | 0 | 0 | 0
2017 | CA | NPCC | - | Quebec | MW | Transmission Limitations |  | 0 | 0 | 0 | 0 | 0 | 0 | 0 | 0 | 0 | 0 | 0
2017 | CA | NPCC | - | Quebec | MW | Existing-Certain |  | 34005.017 | 34011.017 | 34011.017 | 33983.017 | 33980.917 | 33980.917 | 33980.917 | 33980.917 | 33980.917 | 33980.917 | 33933.217
2017 | CA | NPCC | - | Quebec | MW | Existing-Other |  | 0 | 0 | 0 | 0 | 0 | 0 | 0 | 0 | 0 | 0 | 0
2017 | CA | NPCC | - | Quebec | MW | Additions - Tier 1 |  | 399.8 | 516.85 | 546.05 | 571.35 | 816.35 | 816.35 | 816.35 | 816.35 | 816.35 | 816.35 | 816.35
2017 | CA | NPCC | - | Quebec | MW | Additions - Tier 2 |  | 0 | 0 | 0 | 0 | 0 | 0 | 0 | 0 | 0 | 0 | 0
2017 | CA | NPCC | - | Quebec | MW | Additions - Tier 3 |  | 0 | 0 | 0 | 0 | 0 | 0 | 0 | 0 | 0 | 0 | 0
2017 | CA | NPCC | - | Quebec | MW | Firm Imports |  | 0 | 0 | 0 | 0 | 0 | 0 | 0 | 0 | 0 | 0 | 0
2017 | CA | NPCC | - | Quebec | MW | Firm Exports |  | 1746 | 2079 | 2085 | 2463 | 1561 | 1561 | 1561 | 1561 | 1561 | 1561 | 1561
2017 | CA | NPCC | - | Quebec | MW | Net Firm Capacity Transfers |  | -1746 | -2079 | -2085 | -2463 | -1561 | -1561 | -1561 | -1561 | -1561 | -1561 | -1561
2017 | CA | NPCC | - | Quebec | MW | Expected Imports |  | 0 | 0 | 0 | 0 | 0 | 0 | 0 | 0 | 0 | 0 | 0
2017 | CA | NPCC | - | Quebec | MW | Expected Exports |  | 0 | 0 | 0 | 0 | 0 | 0 | 0 | 0 | 0 | 0 | 0
2017 | CA | NPCC | - | Quebec | MW | Net Expected Transfers |  | 0 | 0 | 0 | 0 | 0 | 0 | 0 | 0 | 0 | 0 | 0
2017 | CA | NPCC | - | Quebec | MW | Existing-Certain & Net Firm Transfers |  | 32259.017 | 31932.017 | 31926.017 | 31520.017 | 32419.917 | 32419.917 | 32419.917 | 32419.917 | 32419.917 | 32419.917 | 32372.217
2017 | CA | NPCC | - | Quebec | MW | Anticipated Resources |  | 32658.817 | 32448.867 | 32472.067 | 32091.367 | 33236.267 | 33236.267 | 33236.267 | 33236.267 | 33236.267 | 33236.267 | 33188.567
2017 | CA | NPCC | - | Quebec | MW | Prospective Resources |  | 32658.817 | 32448.867 | 32472.067 | 32091.367 | 33236.267 | 33236.267 | 33236.267 | 33236.267 | 33236.267 | 33236.267 | 33188.567
2017 | CA | NPCC | - | Quebec | MW | Existing-Certain and Net Firm Transfers Excess/Shortfall |  | 0 | 0 | 0 | 0 | 0 | 0 | 0 | 0 | 0 | 0 | 0
2017 | CA | NPCC | - | Quebec | MW | Anticipated Excess/Shortfall |  | 0 | 0 | 0 | 0 | 0 | 0 | 0 | 0 | 0 | 0 | 0
2017 | CA | NPCC | - | Quebec | MW | Prospective Excess/Shortfall |  | 0 | 0 | 0 | 0 | 0 | 0 | 0 | 0 | 0 | 0 | 0
2017 | CA | NPCC | - | Quebec | % | Existing-Certain and Net Firm Transfers Reserve Margin |  | 56.52% | 55.51% | 55.05% | 52.4% | 55.64% | 54.55% | 53.86% | 53.13% | 52.59% | 52.07% | 51.27%
2017 | CA | NPCC | - | Quebec | % | Anticipated Reserve Margin |  | 58.46% | 58.02% | 57.7% | 55.17% | 59.56% | 58.44% | 57.74% | 56.99% | 56.43% | 55.9% | 55.09%
2017 | CA | NPCC | - | Quebec | % | Prospective Reserve Margin |  | 58.46% | 58.02% | 57.7% | 55.17% | 59.56% | 58.44% | 57.74% | 56.99% | 56.43% | 55.9% | 55.09%
2017 | CA | NPCC | - | Quebec | % | Reference Margin Level |  | 12% | 12.5% | 12.9% | 12.9% | 12.9% | 12.9% | 12.9% | 12.9% | 12.9% | 12.9% | 12.9%
2017 | US | RF | - | PJM | MW | Energy Efficiency and Conservation |  | 0 | 0 | 0 | 0 | 0 | 0 | 0 | 0 | 0 | 0 | 0
2017 | US | RF | - | PJM | MW | Total Installed Photovoltaic |  | 3512 | 4264 | 5116 | 6132 | 7304 | 8460 | 9740 | 10364 | 10620 | 11044 | 11736
2017 | US | RF | - | PJM | MW | Photovoltaic On-Peak |  | 878 | 1066 | 1279 | 1533 | 1826 | 2115 | 2435 | 2591 | 2655 | 2761 | 2934
2017 | US | RF | - | PJM | MW | Total Internal Demand |  | 152999 | 153951 | 154278 | 153684 | 153384 | 153425 | 153722 | 154142 | 154572 | 155148 | 155773
2017 | US | RF | - | PJM | MW | Controllable and Dispatchable Demand Response - Available |  | 9120 | 9187 | 9204 | 6177 | 6169 | 6169 | 6174 | 6187 | 6204 | 6224 | 6237
2017 | US | RF | - | PJM | MW | Net Internal Demand |  | 143879 | 144764 | 145074 | 147507 | 147215 | 147256 | 147548 | 147955 | 148368 | 148924 | 149536
2017 | US | RF | - | PJM | MW | Behind the Meter Generation - Capacity |  | 0 | 0 | 0 | 0 | 0 | 0 | 0 | 0 | 0 | 0 | 0
2017 | US | RF | - | PJM | MW | Other Capacity Adjustments - Additions |  | 0 | 0 | 0 | 0 | 0 | 0 | 0 | 0 | 0 | 0 | 0
2017 | US | RF | - | PJM | MW | Other Capacity Adjustments - Reductions |  | 0 | 0 | 0 | 0 | 0 | 0 | 0 | 0 | 0 | 0 | 0
2017 | US | RF | - | PJM | MW | Confirmed Retirements |  | 4163.7 | 4878 | 6161.9 | 10405.6 | 13836.9 | 15846.4 | 15846.4 | 15846.4 | 15846.4 | 15846.4 | 15846.4
2017 | US | RF | - | PJM | MW | Unconfirmed Retirements |  | 0 | 0 | 0 | 0 | 0 | 0 | 0 | 0 | 0 | 0 | 0
2017 | US | RF | - | PJM | MW | Scheduled Outages |  | 0 | 0 | 0 | 0 | 0 | 0 | 0 | 0 | 0 | 0 | 0
2017 | US | RF | - | PJM | MW | Transmission Limitations |  | 0 | 0 | 0 | 0 | 0 | 0 | 0 | 0 | 0 | 0 | 0
2017 | US | RF | - | PJM | MW | Existing-Certain |  | 180471.84 | 177116.6 | 175272.8 | 173000.8 | 172905.7 | 172905.7 | 172905.7 | 172905.7 | 172905.7 | 172905.7 | 172905.7
2017 | US | RF | - | PJM | MW | Existing-Other |  | 778.4 | 2120.5 | 2217.6 | 2217.6 | 2217.6 | 2217.6 | 2217.6 | 2217.6 | 2217.6 | 2217.6 | 2217.6
2017 | US | RF | - | PJM | MW | Additions - Tier 1 |  | 0 | 10228.73 | 14310.59 | 15816.99 | 16834.89 | 16834.89 | 16834.89 | 16834.89 | 16834.89 | 16834.89 | 16834.89
2017 | US | RF | - | PJM | MW | Additions - Tier 2 |  | 0 | 5888.08 | 17045.04 | 33163.24 | 39612.14 | 42856.64 | 43360.64 | 43360.64 | 43360.64 | 43360.64 | 43360.64
2017 | US | RF | - | PJM | MW | Additions - Tier 3 |  | 0 | 0 | 0 | 0 | 0 | 0 | 0 | 0 | 0 | 0 | 0
2017 | US | RF | - | PJM | MW | Firm Imports |  | 5840.1 | 5948.7 | 5517.7 | 0 | 0 | 0 | 0 | 0 | 0 | 0 | 0
2017 | US | RF | - | PJM | MW | Firm Exports |  | 1535.8 | 1529.5 | 1529.5 | 0 | 0 | 0 | 0 | 0 | 0 | 0 | 0
2017 | US | RF | - | PJM | MW | Net Firm Capacity Transfers |  | 4304.3 | 4419.2 | 3988.2 | 0 | 0 | 0 | 0 | 0 | 0 | 0 | 0
2017 | US | RF | - | PJM | MW | Expected Imports |  | 0 | 0 | 0 | 2212.3 | 2092.3 | 2092.3 | 2092.3 | 2092.3 | 2092.3 | 2092.3 | 2092.3
2017 | US | RF | - | PJM | MW | Expected Exports |  | 0 | 0 | 0 | 1441.4 | 306.3 | 306.3 | 306.3 | 306.3 | 306.3 | 306.3 | 306.3
2017 | US | RF | - | PJM | MW | Net Expected Transfers |  | 0 | 0 | 0 | 770.9 | 1786 | 1786 | 1786 | 1786 | 1786 | 1786 | 1786
2017 | US | RF | - | PJM | MW | Existing-Certain & Net Firm Transfers |  | 184776.14 | 181535.8 | 179261 | 173000.8 | 172905.7 | 172905.7 | 172905.7 | 172905.7 | 172905.7 | 172905.7 | 172905.7
2017 | US | RF | - | PJM | MW | Anticipated Resources |  | 184776.14 | 191764.53 | 193571.59 | 188817.79 | 189740.59 | 189740.59 | 189740.59 | 189740.59 | 189740.59 | 189740.59 | 189740.59
2017 | US | RF | - | PJM | MW | Prospective Resources |  | 185554.54 | 199773.11 | 212834.23 | 224969.53 | 233356.33 | 236600.83 | 237104.83 | 237104.83 | 237104.83 | 237104.83 | 237104.83
2017 | US | RF | - | PJM | MW | Existing-Certain and Net Firm Transfers Excess/Shortfall |  | 0 | 0 | 0 | 0 | 0 | 0 | 0 | 0 | -91.388 | -739.684 | -1453.276
2017 | US | RF | - | PJM | MW | Anticipated Excess/Shortfall |  | 0 | 0 | 0 | 0 | 0 | 0 | 0 | 0 | 0 | 0 | 0
2017 | US | RF | - | PJM | MW | Prospective Excess/Shortfall |  | 0 | 0 | 0 | 0 | 0 | 0 | 0 | 0 | 0 | 0 | 0
2017 | US | RF | - | PJM | % | Existing-Certain and Net Firm Transfers Reserve Margin |  | 28.42% | 25.4% | 23.57% | 17.28% | 17.45% | 17.42% | 17.19% | 16.86% | 16.54% | 16.1% | 15.63%
2017 | US | RF | - | PJM | % | Anticipated Reserve Margin |  | 28.42% | 32.47% | 33.43% | 28.01% | 28.89% | 28.85% | 28.6% | 28.24% | 27.89% | 27.41% | 26.89%
2017 | US | RF | - | PJM | % | Prospective Reserve Margin |  | 28.97% | 38% | 46.71% | 52.51% | 58.51% | 60.67% | 60.7% | 60.25% | 59.81% | 59.21% | 58.56%
2017 | US | RF | - | PJM | % | Reference Margin Level |  | 16.6% | 16.7% | 16.6% | 16.6% | 16.6% | 16.6% | 16.6% | 16.6% | 16.6% | 16.6% | 16.6%
2017 | US | SERC | - | SERC-E | MW | Energy Efficiency and Conservation |  | 301 | 420 | 545 | 657 | 757 | 854 | 957 | 1054 | 1144 | 1226 | 1286
2017 | US | SERC | - | SERC-E | MW | Total Installed Photovoltaic |  | 162 | 458 | 527 | 609 | 672 | 717 | 761 | 817 | 846 | 881 | 920
2017 | US | SERC | - | SERC-E | MW | Photovoltaic On-Peak |  | 75 | 220 | 252 | 289 | 318 | 338 | 357 | 382 | 396 | 412 | 429
2017 | US | SERC | - | SERC-E | MW | Total Internal Demand |  | 44408 | 44967 | 45467 | 46071 | 46827 | 47444 | 48145 | 48847 | 49669 | 50316 | 50966
2017 | US | SERC | - | SERC-E | MW | Controllable and Dispatchable Demand Response - Available |  | 1355 | 1387 | 1418 | 1445 | 1461 | 1469 | 1471 | 1473 | 1475 | 1479 | 1481
2017 | US | SERC | - | SERC-E | MW | Net Internal Demand |  | 43053 | 43580 | 44049 | 44626 | 45366 | 45975 | 46674 | 47374 | 48194 | 48837 | 49485
2017 | US | SERC | - | SERC-E | MW | Behind the Meter Generation - Capacity |  | 0 | 0 | 0 | 0 | 0 | 0 | 0 | 0 | 0 | 0 | 0
2017 | US | SERC | - | SERC-E | MW | Other Capacity Adjustments - Additions |  | 0 | 0 | 0 | 0 | 0 | 0 | 0 | 0 | 0 | 0 | 0
2017 | US | SERC | - | SERC-E | MW | Other Capacity Adjustments - Reductions |  | 0 | 0 | 0 | 0 | 0 | 0 | 0 | 0 | 0 | 0 | 0
2017 | US | SERC | - | SERC-E | MW | Confirmed Retirements |  | 52 | 52 | 161 | 161 | 539 | 878 | 878 | 878 | 878 | 878 | 878
2017 | US | SERC | - | SERC-E | MW | Unconfirmed Retirements |  | 0 | 0 | 0 | 0 | 0 | 0 | 0 | 0 | 0 | 0 | 0
2017 | US | SERC | - | SERC-E | MW | Scheduled Outages |  | 310 | 376 | 376 | 229 | 200 | 200 | 279 | 79 | 79 | 79 | 79
2017 | US | SERC | - | SERC-E | MW | Transmission Limitations |  | 0 | 0 | 0 | 0 | 0 | 0 | 0 | 0 | 0 | 0 | 0
2017 | US | SERC | - | SERC-E | MW | Existing-Certain |  | 49865.37 | 49803.37 | 49808.37 | 49288.77 | 49366.17 | 49412.57 | 49379.97 | 49583.97 | 49583.97 | 49585.97 | 49409.97
2017 | US | SERC | - | SERC-E | MW | Existing-Other |  | 42 | 42 | 42 | 42 | 42 | 42 | 42 | 42 | 42 | 42 | 42
2017 | US | SERC | - | SERC-E | MW | Additions - Tier 1 |  | 0 | 753 | 768 | 1263 | 1263 | 2414 | 2414 | 2414 | 3565 | 4716 | 4716
2017 | US | SERC | - | SERC-E | MW | Additions - Tier 2 |  | 0 | 0 | 0 | 0 | 0 | 0 | 0 | 0 | 0 | 0 | 0
2017 | US | SERC | - | SERC-E | MW | Additions - Tier 3 |  | 0 | 0 | 0 | 0 | 0 | 0 | 0 | 0 | 0 | 0 | 0
2017 | US | SERC | - | SERC-E | MW | Firm Imports |  | 497 | 497 | 497 | 497 | 497 | 338 | 338 | 338 | 338 | 338 | 338
2017 | US | SERC | - | SERC-E | MW | Firm Exports |  | 271 | 271 | 321 | 321 | 321 | 321 | 321 | 321 | 321 | 321 | 321
2017 | US | SERC | - | SERC-E | MW | Net Firm Capacity Transfers |  | 226 | 226 | 176 | 176 | 176 | 17 | 17 | 17 | 17 | 17 | 17
2017 | US | SERC | - | SERC-E | MW | Expected Imports |  | 0 | 0 | 0 | 0 | 0 | 0 | 0 | 0 | 0 | 0 | 0
2017 | US | SERC | - | SERC-E | MW | Expected Exports |  | 0 | 0 | 0 | 0 | 0 | 0 | 0 | 0 | 0 | 0 | 0
2017 | US | SERC | - | SERC-E | MW | Net Expected Transfers |  | 0 | 0 | 0 | 0 | 0 | 0 | 0 | 0 | 0 | 0 | 0
2017 | US | SERC | - | SERC-E | MW | Existing-Certain & Net Firm Transfers |  | 50091.37 | 50029.37 | 49984.37 | 49464.77 | 49542.17 | 49429.57 | 49396.97 | 49600.97 | 49600.97 | 49602.97 | 49426.97
2017 | US | SERC | - | SERC-E | MW | Anticipated Resources |  | 50091.37 | 50782.37 | 50752.37 | 50727.77 | 50805.17 | 51843.57 | 51810.97 | 52014.97 | 53165.97 | 54318.97 | 54142.97
2017 | US | SERC | - | SERC-E | MW | Prospective Resources |  | 50133.37 | 50824.37 | 50794.37 | 50769.77 | 50847.17 | 51885.57 | 51852.97 | 52056.97 | 53207.97 | 54360.97 | 54184.97
2017 | US | SERC | - | SERC-E | MW | Existing-Certain and Net Firm Transfers Excess/Shortfall |  | 0 | -87.63 | -671.98 | -1855.13 | -2628.73 | -3441.68 | -4278.13 | -4879.13 | -5822.13 | -6559.58 | -7480.78
2017 | US | SERC | - | SERC-E | MW | Anticipated Excess/Shortfall |  | 0 | 0 | 0 | -592.13 | -1365.73 | -1027.68 | -1864.13 | -2465.13 | -2257.13 | -1843.58 | -2764.78
2017 | US | SERC | - | SERC-E | MW | Prospective Excess/Shortfall |  | 0 | 0 | 0 | -550.13 | -1323.73 | -985.68 | -1822.13 | -2423.13 | -2215.13 | -1801.58 | -2722.78
2017 | US | SERC | - | SERC-E | % | Existing-Certain and Net Firm Transfers Reserve Margin |  | 16.35% | 14.8% | 13.47% | 10.84% | 9.206% | 7.514% | 5.834% | 4.701% | 2.919% | 1.568% | -0.1173%
2017 | US | SERC | - | SERC-E | % | Anticipated Reserve Margin |  | 16.35% | 16.53% | 15.22% | 13.67% | 11.99% | 12.76% | 11.01% | 9.796% | 10.32% | 11.23% | 9.413%
2017 | US | SERC | - | SERC-E | % | Prospective Reserve Margin |  | 16.45% | 16.62% | 15.31% | 13.77% | 12.08% | 12.86% | 11.1% | 9.885% | 10.4% | 11.31% | 9.498%
2017 | US | SERC | - | SERC-E | % | Reference Margin Level |  | 15% | 15% | 15% | 15% | 15% | 15% | 15% | 15% | 15% | 15% | 15%
2017 | US | SERC | - | SERC-N | MW | Energy Efficiency and Conservation |  | 384 | 464 | 542 | 612 | 686 | 756 | 835 | 929 | 1018 | 1108 | 1197
2017 | US | SERC | - | SERC-N | MW | Total Installed Photovoltaic |  | 46 | 74 | 74 | 74 | 74 | 74 | 74 | 74 | 74 | 74 | 74
2017 | US | SERC | - | SERC-N | MW | Photovoltaic On-Peak |  | 46 | 74 | 74 | 74 | 74 | 74 | 74 | 74 | 74 | 74 | 74
2017 | US | SERC | - | SERC-N | MW | Total Internal Demand |  | 41978 | 42208 | 42861 | 42992 | 43055 | 43152 | 43259 | 43301 | 43381 | 43571 | 43673
2017 | US | SERC | - | SERC-N | MW | Controllable and Dispatchable Demand Response - Available |  | 1714 | 1719 | 1728 | 1728 | 1609 | 1537 | 1480 | 1444 | 1441 | 1441 | 1441
2017 | US | SERC | - | SERC-N | MW | Net Internal Demand |  | 40264 | 40489 | 41133 | 41264 | 41446 | 41615 | 41779 | 41857 | 41940 | 42130 | 42232
2017 | US | SERC | - | SERC-N | MW | Behind the Meter Generation - Capacity |  | 0 | 0 | 0 | 0 | 0 | 0 | 0 | 0 | 0 | 0 | 0
2017 | US | SERC | - | SERC-N | MW | Other Capacity Adjustments - Additions |  | 0 | 0 | 0 | 0 | 0 | 0 | 0 | 0 | 0 | 0 | 0
2017 | US | SERC | - | SERC-N | MW | Other Capacity Adjustments - Reductions |  | 0 | 0 | 0 | 0 | 0 | 0 | 0 | 0 | 0 | 0 | 0
2017 | US | SERC | - | SERC-N | MW | Confirmed Retirements |  | 2227 | 3338 | 4911 | 5622 | 5622 | 5622 | 5622 | 5622 | 5622 | 5622 | 5622
2017 | US | SERC | - | SERC-N | MW | Unconfirmed Retirements |  | 0 | 0 | 0 | 0 | 0 | 0 | 0 | 0 | 0 | 0 | 0
2017 | US | SERC | - | SERC-N | MW | Scheduled Outages |  | 6 | 6 | 0 | 0 | 0 | 0 | 0 | 0 | 0 | 0 | 0
2017 | US | SERC | - | SERC-N | MW | Transmission Limitations |  | 0 | 0 | 0 | 0 | 0 | 0 | 0 | 0 | 0 | 0 | 0
2017 | US | SERC | - | SERC-N | MW | Existing-Certain |  | 49067.6988 | 48169.6988 | 48485.6988 | 48485.6988 | 48485.6988 | 48485.6988 | 48485.6988 | 48485.6988 | 48485.6988 | 48485.6988 | 48485.6988
2017 | US | SERC | - | SERC-N | MW | Existing-Other |  | 1332.39 | 1260.39 | 1260.39 | 1260.39 | 1260.39 | 1260.39 | 1260.39 | 1260.39 | 1260.39 | 1260.39 | 1260.39
2017 | US | SERC | - | SERC-N | MW | Additions - Tier 1 |  | 1002 | 2072 | 2072 | 2072 | 2072 | 2072 | 2072 | 2072 | 2072 | 2072 | 2072
2017 | US | SERC | - | SERC-N | MW | Additions - Tier 2 |  | 0 | 0 | 0 | 0 | 0 | 0 | 0 | 0 | 0 | 0 | 0
2017 | US | SERC | - | SERC-N | MW | Additions - Tier 3 |  | 0 | 0 | 0 | 0 | 0 | 0 | 0 | 0 | 0 | 0 | 0
2017 | US | SERC | - | SERC-N | MW | Firm Imports |  | 778 | 778 | 778 | 778 | 778 | 778 | 778 | 778 | 778 | 778 | 778
2017 | US | SERC | - | SERC-N | MW | Firm Exports |  | 1847.6 | 1847.6 | 1847.6 | 1847.6 | 1847.6 | 1847.6 | 1847.6 | 1847.6 | 1847.6 | 1847.6 | 1847.6
2017 | US | SERC | - | SERC-N | MW | Net Firm Capacity Transfers |  | -1069.6 | -1069.6 | -1069.6 | -1069.6 | -1069.6 | -1069.6 | -1069.6 | -1069.6 | -1069.6 | -1069.6 | -1069.6
2017 | US | SERC | - | SERC-N | MW | Expected Imports |  | 0 | 0 | 0 | 0 | 0 | 0 | 0 | 0 | 0 | 0 | 0
2017 | US | SERC | - | SERC-N | MW | Expected Exports |  | 0 | 0 | 0 | 0 | 0 | 0 | 0 | 0 | 0 | 0 | 0
2017 | US | SERC | - | SERC-N | MW | Net Expected Transfers |  | 0 | 0 | 0 | 0 | 0 | 0 | 0 | 0 | 0 | 0 | 0
2017 | US | SERC | - | SERC-N | MW | Existing-Certain & Net Firm Transfers |  | 47998.0988 | 47100.0988 | 47416.0988 | 47416.0988 | 47416.0988 | 47416.0988 | 47416.0988 | 47416.0988 | 47416.0988 | 47416.0988 | 47416.0988
2017 | US | SERC | - | SERC-N | MW | Anticipated Resources |  | 49000.0988 | 49172.0988 | 49488.0988 | 49488.0988 | 49488.0988 | 49488.0988 | 49488.0988 | 49488.0988 | 49488.0988 | 49488.0988 | 49488.0988
2017 | US | SERC | - | SERC-N | MW | Prospective Resources |  | 50332.4888 | 50432.4888 | 50748.4888 | 50748.4888 | 50748.4888 | 50748.4888 | 50748.4888 | 50748.4888 | 50748.4888 | 50748.4888 | 50748.4888
2017 | US | SERC | - | SERC-N | MW | Existing-Certain and Net Firm Transfers Excess/Shortfall |  | 0 | 0 | 0 | -37.5012 | -246.8012 | -441.1512 | -629.7512 | -719.4512 | -814.9012 | -1033.4012 | -1150.7012
2017 | US | SERC | - | SERC-N | MW | Anticipated Excess/Shortfall |  | 0 | 0 | 0 | 0 | 0 | 0 | 0 | 0 | 0 | 0 | 0
2017 | US | SERC | - | SERC-N | MW | Prospective Excess/Shortfall |  | 0 | 0 | 0 | 0 | 0 | 0 | 0 | 0 | 0 | 0 | 0
2017 | US | SERC | - | SERC-N | % | Existing-Certain and Net Firm Transfers Reserve Margin |  | 19.21% | 16.33% | 15.28% | 14.91% | 14.4% | 13.94% | 13.49% | 13.28% | 13.06% | 12.55% | 12.28%
2017 | US | SERC | - | SERC-N | % | Anticipated Reserve Margin |  | 21.7% | 21.45% | 20.31% | 19.93% | 19.4% | 18.92% | 18.45% | 18.23% | 18% | 17.47% | 17.18%
2017 | US | SERC | - | SERC-N | % | Prospective Reserve Margin |  | 25.01% | 24.56% | 23.38% | 22.98% | 22.44% | 21.95% | 21.47% | 21.24% | 21% | 20.46% | 20.17%
2017 | US | SERC | - | SERC-N | % | Reference Margin Level |  | 15% | 15% | 15% | 15% | 15% | 15% | 15% | 15% | 15% | 15% | 15%
2017 | US | SERC | - | SERC-SE | MW | Energy Efficiency and Conservation |  | 0 | 0 | 0 | 0 | 0 | 0 | 0 | 0 | 0 | 0 | 0
2017 | US | SERC | - | SERC-SE | MW | Total Installed Photovoltaic |  | 0 | 0 | 0 | 0 | 0 | 0 | 0 | 0 | 0 | 0 | 0
2017 | US | SERC | - | SERC-SE | MW | Photovoltaic On-Peak |  | 0 | 0 | 0 | 0 | 0 | 0 | 0 | 0 | 0 | 0 | 0
2017 | US | SERC | - | SERC-SE | MW | Total Internal Demand |  | 46423 | 46453 | 46801 | 47505 | 47843 | 48188 | 48545 | 48789 | 49269 | 49720 | 50232
2017 | US | SERC | - | SERC-SE | MW | Controllable and Dispatchable Demand Response - Available |  | 2165 | 2171 | 2172 | 2172 | 2172 | 2174 | 2174 | 2174 | 2174 | 2176 | 2176
2017 | US | SERC | - | SERC-SE | MW | Net Internal Demand |  | 44258 | 44282 | 44629 | 45333 | 45671 | 46014 | 46371 | 46615 | 47095 | 47544 | 48056
2017 | US | SERC | - | SERC-SE | MW | Behind the Meter Generation - Capacity |  | 0 | 0 | 0 | 0 | 0 | 0 | 0 | 0 | 0 | 0 | 0
2017 | US | SERC | - | SERC-SE | MW | Other Capacity Adjustments - Additions |  | 0 | 0 | 0 | 0 | 0 | 0 | 0 | 0 | 0 | 0 | 0
2017 | US | SERC | - | SERC-SE | MW | Other Capacity Adjustments - Reductions |  | 0 | 0 | 0 | 0 | 0 | 0 | 0 | 0 | 0 | 0 | 0
2017 | US | SERC | - | SERC-SE | MW | Confirmed Retirements |  | 3900 | 5464 | 5464 | 5476 | 5476 | 5476 | 5476 | 5476 | 5476 | 5476 | 5476
2017 | US | SERC | - | SERC-SE | MW | Unconfirmed Retirements |  | 0 | 0 | 0 | 0 | 0 | 0 | 0 | 0 | 0 | 0 | 0
2017 | US | SERC | - | SERC-SE | MW | Scheduled Outages |  | 550 | 626 | 735 | 735 | 735 | 461 | 348 | 348 | 348 | 186 | 77
2017 | US | SERC | - | SERC-SE | MW | Transmission Limitations |  | 0 | 0 | 0 | 0 | 0 | 0 | 0 | 0 | 0 | 0 | 0
2017 | US | SERC | - | SERC-SE | MW | Existing-Certain |  | 60963.55 | 60887.55 | 60766.55 | 60775.75 | 60784.95 | 61058.95 | 61171.95 | 61171.95 | 61171.95 | 61333.95 | 61442.95
2017 | US | SERC | - | SERC-SE | MW | Existing-Other |  | 648.11 | 648.11 | 648.11 | 648.11 | 648.11 | 648.11 | 648.11 | 648.11 | 648.11 | 648.11 | 648.11
2017 | US | SERC | - | SERC-SE | MW | Additions - Tier 1 |  | 178.2 | 219.95 | 1455.15 | 2555.15 | 2555.15 | 2555.15 | 2555.15 | 2555.15 | 2555.15 | 2555.15 | 2555.15
2017 | US | SERC | - | SERC-SE | MW | Additions - Tier 2 |  | 0 | 0 | 0 | 0 | 0 | 0 | 0 | 0 | 0 | 0 | 0
2017 | US | SERC | - | SERC-SE | MW | Additions - Tier 3 |  | 1679 | 3210.63 | 4576.13 | 4576.13 | 5095.51 | 5095.51 | 5095.51 | 5095.51 | 5095.51 | 5095.51 | 5095.51
2017 | US | SERC | - | SERC-SE | MW | Firm Imports |  | 50 | 126 | 145 | 165 | 187 | 209 | 232 | 254 | 278 | 286 | 289
2017 | US | SERC | - | SERC-SE | MW | Firm Exports |  | 2053 | 2021 | 2124 | 2227 | 2227 | 1750 | 1750 | 1750 | 1750 | 1750 | 1750
2017 | US | SERC | - | SERC-SE | MW | Net Firm Capacity Transfers |  | -2003 | -1895 | -1979 | -2062 | -2040 | -1541 | -1518 | -1496 | -1472 | -1464 | -1461
2017 | US | SERC | - | SERC-SE | MW | Expected Imports |  | 0 | 0 | 0 | 0 | 0 | 0 | 0 | 0 | 0 | 0 | 0
2017 | US | SERC | - | SERC-SE | MW | Expected Exports |  | 0 | 0 | 0 | 0 | 0 | 0 | 0 | 0 | 0 | 0 | 0
2017 | US | SERC | - | SERC-SE | MW | Net Expected Transfers |  | 0 | 0 | 0 | 0 | 0 | 0 | 0 | 0 | 0 | 0 | 0
2017 | US | SERC | - | SERC-SE | MW | Existing-Certain & Net Firm Transfers |  | 58960.55 | 58992.55 | 58787.55 | 58713.75 | 58744.95 | 59517.95 | 59653.95 | 59675.95 | 59699.95 | 59869.95 | 59981.95
2017 | US | SERC | - | SERC-SE | MW | Anticipated Resources |  | 59138.75 | 59212.5 | 60242.7 | 61268.9 | 61300.1 | 62073.1 | 62209.1 | 62231.1 | 62255.1 | 62425.1 | 62537.1
2017 | US | SERC | - | SERC-SE | MW | Prospective Resources |  | 59786.86 | 59860.61 | 60890.81 | 61917.01 | 61948.21 | 62721.21 | 62857.21 | 62879.21 | 62903.21 | 63073.21 | 63185.21
2017 | US | SERC | - | SERC-SE | MW | Existing-Certain and Net Firm Transfers Excess/Shortfall |  | 0 | 0 | 0 | 0 | 0 | 0 | 0 | 0 | 0 | 0 | 0
2017 | US | SERC | - | SERC-SE | MW | Anticipated Excess/Shortfall |  | 0 | 0 | 0 | 0 | 0 | 0 | 0 | 0 | 0 | 0 | 0
2017 | US | SERC | - | SERC-SE | MW | Prospective Excess/Shortfall |  | 0 | 0 | 0 | 0 | 0 | 0 | 0 | 0 | 0 | 0 | 0
2017 | US | SERC | - | SERC-SE | % | Existing-Certain and Net Firm Transfers Reserve Margin |  | 33.22% | 33.22% | 31.72% | 29.52% | 28.63% | 29.35% | 28.64% | 28.02% | 26.76% | 25.93% | 24.82%
2017 | US | SERC | - | SERC-SE | % | Anticipated Reserve Margin |  | 33.62% | 33.72% | 34.99% | 35.15% | 34.22% | 34.9% | 34.16% | 33.5% | 32.19% | 31.3% | 30.13%
2017 | US | SERC | - | SERC-SE | % | Prospective Reserve Margin |  | 35.09% | 35.18% | 36.44% | 36.58% | 35.64% | 36.31% | 35.55% | 34.89% | 33.57% | 32.66% | 31.48%
2017 | US | SERC | - | SERC-SE | % | Reference Margin Level |  | 15% | 15% | 15% | 15% | 15% | 15% | 15% | 15% | 15% | 15% | 15%
2017 | US | SPP | - | SPP | MW | Energy Efficiency and Conservation |  | 345.5583 | 474.7011 | 593.6343 | 724.6446 | 877.1127 | 1010.7749 | 1134.1355 | 1259.7455 | 1359.3845 | 1435.9306 | 1504.2822
2017 | US | SPP | - | SPP | MW | Total Installed Photovoltaic |  | 0 | 0 | 0 | 0 | 0 | 0 | 0 | 0 | 0 | 0 | 0
2017 | US | SPP | - | SPP | MW | Photovoltaic On-Peak |  | 0 | 0 | 0 | 0 | 0 | 0 | 0 | 0 | 0 | 0 | 0
2017 | US | SPP | - | SPP | MW | Total Internal Demand |  | 52403.4784 | 52553.7458 | 53318.8692 | 53361.0731 | 53642.68 | 53981.3899 | 54179.2031 | 54409.1197 | 54729.2398 | 54929.2609 | 55250.283
2017 | US | SPP | - | SPP | MW | Controllable and Dispatchable Demand Response - Available |  | 826.6 | 867.2 | 896.6 | 885.5 | 868.3 | 865.5 | 868.3 | 871.7 | 876.5 | 880.7 | 885.3
2017 | US | SPP | - | SPP | MW | Net Internal Demand |  | 51576.8784 | 51686.5458 | 52422.2692 | 52475.5731 | 52774.38 | 53115.8899 | 53310.9031 | 53537.4197 | 53852.7398 | 54048.5609 | 54364.9831
2017 | US | SPP | - | SPP | MW | Behind the Meter Generation - Capacity |  | 868.2 | 868.2 | 868.2 | 868.2 | 868.2 | 868.2 | 868.2 | 868.2 | 868.2 | 868.2 | 868.2
2017 | US | SPP | - | SPP | MW | Other Capacity Adjustments - Additions |  | 0 | 0 | 0 | 0 | 0 | 0 | 0 | 200 | 200 | 200 | 242
2017 | US | SPP | - | SPP | MW | Other Capacity Adjustments - Reductions |  | 420.7 | 65 | 63 | 29 | 21 | 19 | 13 | 13 | 13 | 13 | 13
2017 | US | SPP | - | SPP | MW | Confirmed Retirements |  | 53.5 | 764.3 | 1135.8 | 1918.2 | 2274.3 | 2413.3 | 2484.3 | 2856.3 | 3046.3 | 3251.3 | 3504.3
2017 | US | SPP | - | SPP | MW | Unconfirmed Retirements |  | 30 | 122 | 292.3 | 292.3 | 292.3 | 583.4 | 583.4 | 746.4 | 746.4 | 746.4 | 787.9
2017 | US | SPP | - | SPP | MW | Scheduled Outages |  | 714.4 | 566 | 108.2 | 0 | 77.6 | 77.6 | 77.6 | 77.6 | 86 | 86 | 86
2017 | US | SPP | - | SPP | MW | Transmission Limitations |  | 14.4 | 0 | 0 | 0 | 0 | 0 | 0 | 0 | 0 | 0 | 0
2017 | US | SPP | - | SPP | MW | Existing-Certain |  | 67135.9405 | 67648.5405 | 67295.8405 | 66977.5405 | 66518.9405 | 65908.6405 | 65536.3405 | 65546.3405 | 65332.9405 | 64969.9405 | 64527.8405
2017 | US | SPP | - | SPP | MW | Existing-Other |  | 6 | 0 | 0 | 0 | 0 | 0 | 0 | 0 | 0 | 0 | 0
2017 | US | SPP | - | SPP | MW | Additions - Tier 1 |  | 375.85 | 779.85 | 779.85 | 779.85 | 779.85 | 779.85 | 779.85 | 779.85 | 779.85 | 779.85 | 779.85
2017 | US | SPP | - | SPP | MW | Additions - Tier 2 |  | 388.6 | 388.6 | 403.6 | 403.6 | 403.6 | 403.6 | 403.6 | 403.6 | 403.6 | 403.6 | 403.6
2017 | US | SPP | - | SPP | MW | Additions - Tier 3 |  | 0 | 0 | 0 | 10 | 10 | 10 | 10 | 10 | 10 | 10 | 10
2017 | US | SPP | - | SPP | MW | Firm Imports |  | 3178.1 | 3178.4 | 2978.6 | 2980.8 | 2681.1 | 2581.3 | 2563.5 | 2563.8 | 2564 | 2564.3 | 2514.5
2017 | US | SPP | - | SPP | MW | Firm Exports |  | 3274.6 | 3159.7 | 3547.2 | 3095.9 | 2647.5 | 2662 | 2662.7 | 2663.4 | 2664 | 2664.6 | 2665.2
2017 | US | SPP | - | SPP | MW | Net Firm Capacity Transfers |  | -96.5 | 18.7 | -568.6 | -115.1 | 33.6 | -80.7 | -99.2 | -99.6 | -100 | -100.3 | -150.7
2017 | US | SPP | - | SPP | MW | Expected Imports |  | 0 | 0 | 0 | 0 | 0 | 0 | 0 | 0 | 0 | 0 | 0
2017 | US | SPP | - | SPP | MW | Expected Exports |  | 0 | 0 | 0 | 0 | 0 | 0 | 0 | 0 | 0 | 0 | 0
2017 | US | SPP | - | SPP | MW | Net Expected Transfers |  | 0 | 0 | 0 | 0 | 0 | 0 | 0 | 0 | 0 | 0 | 0
2017 | US | SPP | - | SPP | MW | Existing-Certain & Net Firm Transfers |  | 67039.4405 | 67667.2405 | 66727.2405 | 66862.4405 | 66552.5405 | 65827.9405 | 65437.1405 | 65446.7405 | 65232.9405 | 64869.6405 | 64377.1405
2017 | US | SPP | - | SPP | MW | Anticipated Resources |  | 67415.2905 | 68447.0905 | 67507.0905 | 67642.2905 | 67332.3905 | 66607.7905 | 66216.9905 | 66226.5905 | 66012.7905 | 65649.4905 | 65156.9905
2017 | US | SPP | - | SPP | MW | Prospective Resources |  | 67779.8905 | 68713.6905 | 67618.3905 | 67753.5905 | 67443.6905 | 66427.9905 | 66037.1905 | 65883.7905 | 65669.9905 | 65306.6905 | 64772.6905
2017 | US | SPP | - | SPP | MW | Existing-Certain and Net Firm Transfers Excess/Shortfall |  | 0 | 0 | 0 | 0 | 0 | 0 | 0 | 0 | 0 | 0 | 0
2017 | US | SPP | - | SPP | MW | Anticipated Excess/Shortfall |  | 0 | 0 | 0 | 0 | 0 | 0 | 0 | 0 | 0 | 0 | 0
2017 | US | SPP | - | SPP | MW | Prospective Excess/Shortfall |  | 0 | 0 | 0 | 0 | 0 | 0 | 0 | 0 | 0 | 0 | 0
2017 | US | SPP | - | SPP | % | Existing-Certain and Net Firm Transfers Reserve Margin |  | 29.98% | 30.92% | 27.29% | 27.42% | 26.11% | 23.93% | 22.75% | 22.24% | 21.13% | 20.02% | 18.42%
2017 | US | SPP | - | SPP | % | Anticipated Reserve Margin |  | 30.71% | 32.43% | 28.78% | 28.9% | 27.59% | 25.4% | 24.21% | 23.7% | 22.58% | 21.46% | 19.85%
2017 | US | SPP | - | SPP | % | Prospective Reserve Margin |  | 31.42% | 32.94% | 28.99% | 29.11% | 27.8% | 25.06% | 23.87% | 23.06% | 21.94% | 20.83% | 19.14%
2017 | US | SPP | - | SPP | % | Reference Margin Level |  | 12% | 12% | 12% | 12% | 12% | 12% | 12% | 12% | 12% | 12% | 12%
2014 | US | TRE | - | ERCOT |  | Direct Control Load Management (DCLM) - Program Total |  |  | 254.82 | 254.82 | 254.82 | 254.82 | 254.82 | 254.82 | 254.82 | 254.82 | 254.82 | 254.82
2014 | US | TRE | - | ERCOT |  | Direct Control Load Management (DCLM) - Available |  |  | 254.82 | 254.82 | 254.82 | 254.82 | 254.82 | 254.82 | 254.82 | 254.82 | 254.82 | 254.82
2014 | US | TRE | - | ERCOT |  | Interruptible Load - Program Total |  |  | 431.48 | 431.48 | 431.48 | 431.48 | 431.48 | 431.48 | 431.48 | 431.48 | 431.48 | 431.48
2014 | US | TRE | - | ERCOT |  | Interruptible Load - Available |  |  | 431.48 | 431.48 | 431.48 | 431.48 | 431.48 | 431.48 | 431.48 | 431.48 | 431.48 | 431.48
2014 | US | TRE | - | ERCOT |  | Critical Peak-Pricing (CPP) with Load Control - Program Total |  |  | 0 | 0 | 0 | 0 | 0 | 0 | 0 | 0 | 0 | 0
2014 | US | TRE | - | ERCOT |  | Critical Peak-Pricing (CPP) with Load Control - Available |  |  | 0 | 0 | 0 | 0 | 0 | 0 | 0 | 0 | 0 | 0
2014 | US | TRE | - | ERCOT |  | Load as a Capacity Resource (LCR) - Program Total |  |  | 1230.62 | 1230.62 | 1230.62 | 1230.62 | 1230.62 | 1230.62 | 1230.62 | 1230.62 | 1230.62 | 1230.62
2014 | US | TRE | - | ERCOT |  | Load as a Capacity Resource (LCR) - Available |  |  | 1230.62 | 1230.62 | 1230.62 | 1230.62 | 1230.62 | 1230.62 | 1230.62 | 1230.62 | 1230.62 | 1230.62
2014 | US | TRE | - | ERCOT |  | Estimated Diversity |  |  | 0 | 0 | 0 | 0 | 0 | 0 | 0 | 0 | 0 | 0
2014 | US | TRE | - | ERCOT |  | Stand-by Load under Contract |  |  | 0 | 0 | 0 | 0 | 0 | 0 | 0 | 0 | 0 | 0
2014 | US | TRE | - | ERCOT |  | Imports - Prior Year Actual | 726
2014 | US | TRE | - | ERCOT |  | Imports - Firm |  |  | 643 | 643 | 643 | 643 | 643 | 643 | 643 | 643 | 643 | 643
2014 | US | TRE | - | ERCOT |  | Imports - Full-Responsibility Purchases |  |  | 0 | 0 | 0 | 0 | 0 | 0 | 0 | 0 | 0 | 0
2014 | US | TRE | - | ERCOT |  | Imports - Owned Capacity/Entitlement Located Outside the Area |  |  | 643 | 643 | 643 | 643 | 643 | 643 | 643 | 643 | 643 | 643
2014 | US | TRE | - | ERCOT |  | Imports - Modeled |  |  | 0 | 0 | 0 | 0 | 0 | 0 | 0 | 0 | 0 | 0
2014 | US | TRE | - | ERCOT |  | Imports - Expected |  |  | 0 | 0 | 0 | 0 | 0 | 0 | 0 | 0 | 0 | 0
2014 | US | TRE | - | ERCOT |  | Exports - Prior Year Actual | 281
2014 | US | TRE | - | ERCOT |  | Exports - Firm |  |  | 300 | 300 | 300 | 300 | 300 | 300 | 0 | 0 | 0 | 0
2014 | US | TRE | - | ERCOT |  | Exports - Full-Responsibility Sales |  |  | 0 | 0 | 0 | 0 | 0 | 0 | 0 | 0 | 0 | 0
2014 | US | TRE | - | ERCOT |  | Exports - Owned Capacity/Entitlement Located Outside the Area |  |  | 300 | 300 | 300 | 300 | 300 | 300 | 0 | 0 | 0 | 0
2014 | US | TRE | - | ERCOT |  | Exports - Modeled |  |  | 0 | 0 | 0 | 0 | 0 | 0 | 0 | 0 | 0 | 0
2014 | US | TRE | - | ERCOT |  | Exports - Expected |  |  | 0 | 0 | 0 | 0 | 0 | 0 | 0 | 0 | 0 | 0
2014 | US | TRE | - | ERCOT |  | Scheduled Outages |  |  | 0 | 0 | 0 | 0 | 0 | 0 | 0 | 0 | 0 | 0
2014 | US | TRE | - | ERCOT |  | Transmission Limitations |  |  | 0 | 0 | 0 | 0 | 0 | 0 | 0 | 0 | 0 | 0
2014 | US | TRE | - | ERCOT |  | Other Capacity Adjustments |  |  | 0 | 0 | 0 | 0 | 0 | 0 | 0 | 0 | 0 | 0
2014 | US | TRE | - | ERCOT |  | Existing-Other Capacity |  |  | 2311 | 2321 | 2321 | 2321 | 3161 | 3161 | 3161 | 3161 | 3161 | 3161
2014 | US | TRE | - | ERCOT |  | Future-Other Capacity |  |  | 512.3748 | 1491.1501 | 2192.3795 | 2680.4681 | 3051.1592 | 3421.8504 | 3792.5415 | 4163.2327 | 4533.9239 | 4904.615
2014 | US | TRE | - | ERCOT |  | Existing-Certain Capacity |  |  | 73606.7591 | 73606.7591 | 73606.7591 | 73606.7591 | 72766.7591 | 72766.7591 | 72766.7591 | 72766.7591 | 72766.7591 | 72766.7591
2014 | US | TRE | - | ERCOT |  | Future-Planned Capacity |  |  | 2801.1663 | 3723.5933 | 4528.2093 | 5410.2093 | 5650.2093 | 5650.2093 | 5650.2093 | 5650.2093 | 5650.2093 | 5650.2093
2014 | US | TRE | - | ERCOT |  | Existing-Certain & Net Firm Transfers Margin |  |  | 10.14% | 8.594% | 7.245% | 5.81% | 3.055% | 1.729% | 0.8475% | -0.413% | -1.64% | -2.838%
2014 | US | TRE | - | ERCOT |  | Anticipated Margin |  |  | 14.31% | 14.06% | 13.81% | 13.55% | 11.02% | 9.591% | 8.61% | 7.252% | 5.931% | 4.641%
2014 | US | TRE | - | ERCOT |  | Prospective Margin |  |  | 18.52% | 19.66% | 20.36% | 20.71% | 19.78% | 18.75% | 18.16% | 17.19% | 16.24% | 15.32%
2014 | US | TRE | - | ERCOT |  | Adjusted-Potential Margin |  |  | 18.52% | 19.81% | 20.62% | 21.02% | 20.17% | 19.14% | 18.54% | 17.57% | 16.61% | 15.68%
2014 | US | TRE | - | ERCOT | % | Reference Margin Level | 13.75% | 13.75% | 13.75% | 13.75% | 13.75% | 13.75% | 13.75% | 13.75% | 13.75% | 13.75% | 13.75% | 13.75%
2017 | CA | WECC | - | AB | MW | Energy Efficiency and Conservation |  | 0 | 0 | 0 | 0 | 0 | 0 | 0 | 0 | 0 | 0 | 0
2017 | CA | WECC | - | AB | MW | Total Installed Photovoltaic |  | 0 | 0 | 0 | 0 | 0 | 0 | 0 | 0 | 0 | 0 | 0
2017 | CA | WECC | - | AB | MW | Photovoltaic On-Peak |  | 0 | 0 | 0 | 0 | 0 | 0 | 0 | 0 | 0 | 0 | 0
2017 | CA | WECC | - | AB | MW | Total Internal Demand |  | 11261 | 11594 | 11912 | 12188 | 12424 | 12623 | 12709 | 13086 | 13268 | 13393 | 13575
2017 | CA | WECC | - | AB | MW | Controllable and Dispatchable Demand Response - Available |  | 0 | 0 | 0 | 0 | 0 | 0 | 0 | 0 | 0 | 0 | 0
2017 | CA | WECC | - | AB | MW | Net Internal Demand |  | 11261 | 11594 | 11912 | 12188 | 12424 | 12623 | 12709 | 13086 | 13268 | 13393 | 13575
2017 | CA | WECC | - | AB | MW | Behind the Meter Generation - Capacity |  | 0 | 0 | 0 | 0 | 0 | 0 | 0 | 0 | 0 | 0 | 0
2017 | CA | WECC | - | AB | MW | Other Capacity Adjustments - Additions |  | 0 | 0 | 0 | 0 | 0 | 0 | 0 | 0 | 0 | 0 | 0
2017 | CA | WECC | - | AB | MW | Other Capacity Adjustments - Reductions |  | 0 | 0 | 0 | 0 | 0 | 0 | 0 | 0 | 0 | 0 | 0
2017 | CA | WECC | - | AB | MW | Confirmed Retirements |  | 0 | 397.7 | 397.7 | 397.7 | 397.7 | 397.7 | 397.7 | 397.7 | 397.7 | 397.7 | 397.7
2017 | CA | WECC | - | AB | MW | Unconfirmed Retirements |  | 0 | 0 | 0 | 0 | 0 | 0 | 0 | 0 | 0 | 0 | 0
2017 | CA | WECC | - | AB | MW | Scheduled Outages |  | 0 | 0 | 0 | 0 | 0 | 0 | 0 | 0 | 0 | 0 | 0
2017 | CA | WECC | - | AB | MW | Transmission Limitations |  | 0 | 0 | 0 | 0 | 0 | 0 | 0 | 0 | 0 | 0 | 0
2017 | CA | WECC | - | AB | MW | Existing-Certain |  | 14536.0983 | 14536.0983 | 14536.0983 | 14536.0983 | 14536.0983 | 14536.0983 | 14536.0983 | 14536.0983 | 14536.0983 | 14536.0983 | 14536.0983
2017 | CA | WECC | - | AB | MW | Existing-Other |  | 0 | 0 | 0 | 0 | 0 | 0 | 0 | 0 | 0 | 0 | 0
2017 | CA | WECC | - | AB | MW | Additions - Tier 1 |  | 211 | 244.6 | 244.6 | 244.6 | 244.6 | 244.6 | 244.6 | 244.6 | 244.6 | 244.6 | 244.6
2017 | CA | WECC | - | AB | MW | Additions - Tier 2 |  | 0 | 80 | 365.72 | 1285.72 | 1735.72 | 1735.72 | 1735.72 | 1735.72 | 1735.72 | 1735.72 | 1735.72
2017 | CA | WECC | - | AB | MW | Additions - Tier 3 |  | 301 | 606.23 | 1776.54 | 2830.78 | 3051.28 | 3751.28 | 3751.28 | 3751.28 | 3751.28 | 3751.28 | 3751.28
2017 | CA | WECC | - | AB | MW | Firm Imports |  | 0 | 0 | 0 | 0 | 0 | 0 | 0 | 0 | 0 | 193 | 396
2017 | CA | WECC | - | AB | MW | Firm Exports |  | 0 | 0 | 0 | 0 | 0 | 0 | 0 | 0 | 0 | 0 | 0
2017 | CA | WECC | - | AB | MW | Net Firm Capacity Transfers |  | 0 | 0 | 0 | 0 | 0 | 0 | 0 | 0 | 0 | 193 | 396
2017 | CA | WECC | - | AB | MW | Expected Imports |  | 0 | 0 | 0 | 0 | 0 | 0 | 0 | 0 | 0 | 0 | 0
2017 | CA | WECC | - | AB | MW | Expected Exports |  | 0 | 0 | 0 | 0 | 0 | 0 | 0 | 0 | 0 | 0 | 0
2017 | CA | WECC | - | AB | MW | Net Expected Transfers |  | 0 | 0 | 0 | 0 | 0 | 0 | 0 | 0 | 0 | 0 | 0
2017 | CA | WECC | - | AB | MW | Existing-Certain & Net Firm Transfers |  | 14536.0983 | 14536.0983 | 14536.0983 | 14536.0983 | 14536.0983 | 14536.0983 | 14536.0983 | 14536.0983 | 14536.0983 | 14729.0983 | 14932.0983
2017 | CA | WECC | - | AB | MW | Anticipated Resources |  | 14747.0983 | 14780.6983 | 14780.6983 | 14780.6983 | 14780.6983 | 14780.6983 | 14780.6983 | 14780.6983 | 14780.6983 | 14973.6983 | 15176.6983
2017 | CA | WECC | - | AB | MW | Prospective Resources |  | 14747.0983 | 14860.6983 | 15146.4183 | 16066.4183 | 16516.4183 | 16516.4183 | 16516.4183 | 16516.4183 | 16516.4183 | 16709.4183 | 16912.4183
2017 | CA | WECC | - | AB | MW | Existing-Certain and Net Firm Transfers Excess/Shortfall |  | 0 | 0 | 0 | 0 | 0 | 0 | 0 | -18.1509 | -220.5713 | -166.5963 | -166.0167
2017 | CA | WECC | - | AB | MW | Anticipated Excess/Shortfall |  | 0 | 0 | 0 | 0 | 0 | 0 | 0 | 0 | 0 | 0 | 0
2017 | CA | WECC | - | AB | MW | Prospective Excess/Shortfall |  | 0 | 0 | 0 | 0 | 0 | 0 | 0 | 0 | 0 | 0 | 0
2017 | CA | WECC | - | AB | % | Existing-Certain and Net Firm Transfers Reserve Margin |  | 29.08% | 25.38% | 22.03% | 19.27% | 17% | 15.16% | 14.38% | 11.08% | 9.558% | 9.976% | 9.997%
2017 | CA | WECC | - | AB | % | Anticipated Reserve Margin |  | 30.96% | 27.49% | 24.08% | 21.27% | 18.97% | 17.09% | 16.3% | 12.95% | 11.4% | 11.8% | 11.8%
2017 | CA | WECC | - | AB | % | Prospective Reserve Margin |  | 30.96% | 28.18% | 27.15% | 31.82% | 32.94% | 30.84% | 29.96% | 26.21% | 24.48% | 24.76% | 24.59%
2017 | CA | WECC | - | AB | % | Reference Margin Level |  | 11.22% | 11.22% | 11.22% | 11.22% | 11.22% | 11.22% | 11.22% | 11.22% | 11.22% | 11.22% | 11.22%
2017 | CA | WECC | - | BC | MW | Energy Efficiency and Conservation |  | 0 | 0 | 0 | 0 | 0 | 0 | 0 | 0 | 0 | 0 | 0
2017 | CA | WECC | - | BC | MW | Total Installed Photovoltaic |  | 0 | 0 | 0 | 0 | 0 | 0 | 0 | 0 | 0 | 0 | 0
2017 | CA | WECC | - | BC | MW | Photovoltaic On-Peak |  | 0 | 0 | 0 | 0 | 0 | 0 | 0 | 0 | 0 | 0 | 0
2017 | CA | WECC | - | BC | MW | Total Internal Demand |  | 8282 | 8352 | 8393 | 8481 | 8643 | 8660 | 8964 | 9157 | 9283 | 9406 | 9561
2017 | CA | WECC | - | BC | MW | Controllable and Dispatchable Demand Response - Available |  | 0 | 0 | 0 | 0 | 0 | 0 | 0 | 0 | 0 | 0 | 0
2017 | CA | WECC | - | BC | MW | Net Internal Demand |  | 8282 | 8352 | 8393 | 8481 | 8643 | 8660 | 8964 | 9157 | 9283 | 9406 | 9561
2017 | CA | WECC | - | BC | MW | Behind the Meter Generation - Capacity |  | 0 | 0 | 0 | 0 | 0 | 0 | 0 | 0 | 0 | 0 | 0
2017 | CA | WECC | - | BC | MW | Other Capacity Adjustments - Additions |  | 0 | 0 | 0 | 0 | 0 | 0 | 0 | 0 | 0 | 0 | 0
2017 | CA | WECC | - | BC | MW | Other Capacity Adjustments - Reductions |  | 0 | 0 | 0 | 0 | 0 | 0 | 0 | 0 | 0 | 0 | 0
2017 | CA | WECC | - | BC | MW | Confirmed Retirements |  | 0 | 456 | 456 | 477 | 519 | 519 | 519 | 519 | 519 | 519 | 519
2017 | CA | WECC | - | BC | MW | Unconfirmed Retirements |  | 0 | 0 | 0 | 0 | 0 | 0 | 0 | 0 | 0 | 0 | 0
2017 | CA | WECC | - | BC | MW | Scheduled Outages |  | 1406 | 1406 | 1406 | 1406 | 1400 | 1400 | 1400 | 1400 | 1400 | 1400 | 1400
2017 | CA | WECC | - | BC | MW | Transmission Limitations |  | 0 | 0 | 0 | 0 | 0 | 0 | 0 | 0 | 0 | 0 | 0
2017 | CA | WECC | - | BC | MW | Existing-Certain |  | 10675.2339 | 10658.0139 | 10623.5739 | 10623.5739 | 10629.5739 | 10629.5739 | 10629.5739 | 10629.5739 | 10629.5739 | 10629.5739 | 10629.5739
2017 | CA | WECC | - | BC | MW | Existing-Other |  | 0 | 0 | 0 | 0 | 0 | 0 | 0 | 0 | 0 | 0 | 0
2017 | CA | WECC | - | BC | MW | Additions - Tier 1 |  | 113.66 | 146.9564 | 224.2824 | 224.2824 | 224.2824 | 224.2824 | 224.2824 | 224.2824 | 224.2824 | 224.2824 | 224.2824
2017 | CA | WECC | - | BC | MW | Additions - Tier 2 |  | 0 | 0 | 0 | 0 | 0 | 0 | 0 | 901.836 | 901.836 | 901.836 | 901.836
2017 | CA | WECC | - | BC | MW | Additions - Tier 3 |  | 0 | 9.244 | 20.2453 | 31.2466 | 46.988 | 67.4793 | 84.4206 | 95.4219 | 516.4233 | 527.4246 | 538.4259
2017 | CA | WECC | - | BC | MW | Firm Imports |  | 0 | 0 | 0 | 0 | 0 | 0 | 0 | 0 | 0 | 0 | 117
2017 | CA | WECC | - | BC | MW | Firm Exports |  | 0 | 0 | 0 | 0 | 0 | 0 | 0 | 0 | 0 | 193 | 396
2017 | CA | WECC | - | BC | MW | Net Firm Capacity Transfers |  | 0 | 0 | 0 | 0 | 0 | 0 | 0 | 0 | 0 | -193 | -279
2017 | CA | WECC | - | BC | MW | Expected Imports |  | 0 | 0 | 0 | 0 | 0 | 0 | 0 | 0 | 0 | 0 | 0
2017 | CA | WECC | - | BC | MW | Expected Exports |  | 0 | 0 | 0 | 0 | 0 | 0 | 0 | 0 | 0 | 0 | 0
2017 | CA | WECC | - | BC | MW | Net Expected Transfers |  | 0 | 0 | 0 | 0 | 0 | 0 | 0 | 0 | 0 | 0 | 0
2017 | CA | WECC | - | BC | MW | Existing-Certain & Net Firm Transfers |  | 10675.2339 | 10658.0139 | 10623.5739 | 10623.5739 | 10629.5739 | 10629.5739 | 10629.5739 | 10629.5739 | 10629.5739 | 10436.5739 | 10350.5739
2017 | CA | WECC | - | BC | MW | Anticipated Resources |  | 10788.8938 | 10804.9702 | 10847.8562 | 10847.8562 | 10853.8562 | 10853.8562 | 10853.8562 | 10853.8562 | 10853.8562 | 10660.8562 | 10574.8562
2017 | CA | WECC | - | BC | MW | Prospective Resources |  | 10788.8938 | 10804.9702 | 10847.8562 | 10847.8562 | 10853.8562 | 10853.8562 | 10853.8562 | 11755.6922 | 11755.6922 | 11562.6922 | 11476.6922
2017 | CA | WECC | - | BC | MW | Existing-Certain and Net Firm Transfers Excess/Shortfall |  | 0 | 0 | 0 | 0 | 0 | 0 | 0 | 0 | 0 | 0 | -223.8921
2017 | CA | WECC | - | BC | MW | Anticipated Excess/Shortfall |  | 0 | 0 | 0 | 0 | 0 | 0 | 0 | 0 | 0 | 0 | 0
2017 | CA | WECC | - | BC | MW | Prospective Excess/Shortfall |  | 0 | 0 | 0 | 0 | 0 | 0 | 0 | 0 | 0 | 0 | 0
2017 | CA | WECC | - | BC | % | Existing-Certain and Net Firm Transfers Reserve Margin |  | 28.9% | 27.61% | 26.58% | 25.26% | 22.98% | 22.74% | 18.58% | 16.08% | 14.51% | 10.96% | 8.258%
2017 | CA | WECC | - | BC | % | Anticipated Reserve Margin |  | 30.27% | 29.37% | 29.25% | 27.91% | 25.58% | 25.33% | 21.08% | 18.53% | 16.92% | 13.34% | 10.6%
2017 | CA | WECC | - | BC | % | Prospective Reserve Margin |  | 30.27% | 29.37% | 29.25% | 27.91% | 25.58% | 25.33% | 21.08% | 28.38% | 26.64% | 22.93% | 20.04%
2017 | CA | WECC | - | BC | % | Reference Margin Level |  | 10.6% | 10.6% | 10.6% | 10.6% | 10.6% | 10.6% | 10.6% | 10.6% | 10.6% | 10.6% | 10.6%
2017 | US/MX | WECC | - | CAMX | MW | Energy Efficiency and Conservation |  | 221 | 279 | 321 | 380 | 438 | 495 | 557 | 608 | 656 | 710 | 232
2017 | US/MX | WECC | - | CAMX | MW | Total Installed Photovoltaic |  | 5243 | 5731 | 6217 | 6716 | 7294 | 7977 | 8758 | 9623 | 10570 | 11590 | 12632
2017 | US/MX | WECC | - | CAMX | MW | Photovoltaic On-Peak |  | 680 | 738 | 796 | 856 | 926 | 1010 | 1107 | 1216 | 1334 | 1462 | 1593
2017 | US/MX | WECC | - | CAMX | MW | Total Internal Demand |  | 55498 | 54112 | 53026 | 55192 | 55578 | 54979 | 54513 | 53205 | 53521 | 55148 | 55445
2017 | US/MX | WECC | - | CAMX | MW | Controllable and Dispatchable Demand Response - Available |  | 1606 | 1535 | 1524 | 1550 | 1580 | 1613 | 1648 | 1686 | 1726 | 1768 | 1768
2017 | US/MX | WECC | - | CAMX | MW | Net Internal Demand |  | 53892 | 52577 | 51502 | 53642 | 53998 | 53366 | 52865 | 51519 | 51795 | 53380 | 53677
2017 | US/MX | WECC | - | CAMX | MW | Behind the Meter Generation - Capacity |  | 0 | 0 | 0 | 0 | 0 | 0 | 0 | 0 | 0 | 0 | 0
2017 | US/MX | WECC | - | CAMX | MW | Other Capacity Adjustments - Additions |  | 0 | 0 | 0 | 0 | 0 | 0 | 0 | 0 | 0 | 0 | 0
2017 | US/MX | WECC | - | CAMX | MW | Other Capacity Adjustments - Reductions |  | 0 | 0 | 0 | 0 | 0 | 0 | 0 | 0 | 0 | 0 | 0
2017 | US/MX | WECC | - | CAMX | MW | Confirmed Retirements |  | 612.54 | 4739.588 | 4739.588 | 4739.588 | 4739.588 | 5035.388 | 5035.388 | 5035.388 | 5479.388 | 5479.388 | 5479.388
2017 | US/MX | WECC | - | CAMX | MW | Unconfirmed Retirements |  | 0 | 0 | 0 | 0 | 0 | 0 | 0 | 1140 | 4080 | 4080 | 4080
2017 | US/MX | WECC | - | CAMX | MW | Scheduled Outages |  | 6421 | 6421 | 6421 | 6421 | 6421 | 6421 | 6421 | 6421 | 6421 | 6421 | 5802
2017 | US/MX | WECC | - | CAMX | MW | Transmission Limitations |  | 0 | 0 | 0 | 0 | 0 | 0 | 0 | 0 | 0 | 0 | 0
2017 | US/MX | WECC | - | CAMX | MW | Existing-Certain |  | 53457.6965 | 53457.6965 | 53457.6965 | 53457.6965 | 53161.8965 | 53161.8965 | 53161.8965 | 52717.8965 | 52717.8965 | 52717.8965 | 53115.8965
2017 | US/MX | WECC | - | CAMX | MW | Existing-Other |  | 0 | 0 | 0 | 0 | 0 | 0 | 0 | 0 | 0 | 0 | 0
2017 | US/MX | WECC | - | CAMX | MW | Additions - Tier 1 |  | 568.3679 | 3450.9271 | 4065.8171 | 6282.8571 | 7337.5571 | 7590.0371 | 7593.3971 | 8041.2371 | 8044.8371 | 8048.9171 | 8267.7571
2017 | US/MX | WECC | - | CAMX | MW | Additions - Tier 2 |  | 0 | 0 | 0 | 0 | 0 | 0 | 0 | 0 | 0 | 0 | 0
2017 | US/MX | WECC | - | CAMX | MW | Additions - Tier 3 |  | 0 | 1.8 | 11.64 | 11.64 | 11.64 | 11.64 | 11.64 | 11.64 | 11.64 | 11.64 | 11.64
2017 | US/MX | WECC | - | CAMX | MW | Firm Imports |  | 0 | 8584 | 6846 | 7448 | 8071 | 6603 | 6010 | 5529 | 3424 | 7133 | 4456
2017 | US/MX | WECC | - | CAMX | MW | Firm Exports |  | 0 | 2835 | 2208 | 2502 | 2311 | 3932 | 3867 | 3998 | 2590 | 4510 | 910
2017 | US/MX | WECC | - | CAMX | MW | Net Firm Capacity Transfers |  | 0 | 5749 | 4638 | 4946 | 5760 | 2671 | 2143 | 1531 | 834 | 2623 | 3546
2017 | US/MX | WECC | - | CAMX | MW | Expected Imports |  | 0 | 0 | 0 | 0 | 0 | 0 | 0 | 0 | 0 | 0 | 0
2017 | US/MX | WECC | - | CAMX | MW | Expected Exports |  | 0 | 0 | 0 | 0 | 0 | 0 | 0 | 0 | 0 | 0 | 0
2017 | US/MX | WECC | - | CAMX | MW | Net Expected Transfers |  | 0 | 0 | 0 | 0 | 0 | 0 | 0 | 0 | 0 | 0 | 0
2017 | US/MX | WECC | - | CAMX | MW | Existing-Certain & Net Firm Transfers |  | 53457.6965 | 59206.6965 | 58095.6965 | 58403.6965 | 58921.8965 | 55832.8965 | 55304.8965 | 54248.8965 | 53551.8965 | 55340.8965 | 56661.8965
2017 | US/MX | WECC | - | CAMX | MW | Anticipated Resources |  | 54026.0644 | 62657.6236 | 62161.5136 | 64686.5536 | 66259.4536 | 63422.9336 | 62898.2936 | 62290.1336 | 61596.7336 | 63389.8136 | 64929.6536
2017 | US/MX | WECC | - | CAMX | MW | Prospective Resources |  | 54026.0644 | 62657.6236 | 62161.5136 | 64686.5536 | 66259.4536 | 63422.9336 | 62898.2936 | 61150.1336 | 57516.7336 | 59309.8136 | 60849.6536
2017 | US/MX | WECC | - | CAMX | MW | Existing-Certain and Net Firm Transfers Excess/Shortfall |  | -9132.4723 | -1856.2313 | -1718.7263 | -3896.1223 | -3791.3807 | -6146.3759 | -6092.5145 | -5585.2701 | -6602.8165 | -6654.6355 | -5678.5713
2017 | US/MX | WECC | - | CAMX | MW | Anticipated Excess/Shortfall |  | -8564.1044 | 0 | 0 | 0 | 0 | 0 | 0 | 0 | 0 | 0 | 0
2017 | US/MX | WECC | - | CAMX | MW | Prospective Excess/Shortfall |  | -8564.1044 | 0 | 0 | 0 | 0 | 0 | 0 | 0 | -2637.9794 | -2685.7184 | -1490.8142
2017 | US/MX | WECC | - | CAMX | % | Existing-Certain and Net Firm Transfers Reserve Margin |  | -0.8059% | 12.61% | 12.8% | 8.877% | 9.119% | 4.623% | 4.615% | 5.299% | 3.392% | 3.673% | 5.561%
2017 | US/MX | WECC | - | CAMX | % | Anticipated Reserve Margin |  | 0.2488% | 19.17% | 20.7% | 20.59% | 22.71% | 18.85% | 18.98% | 20.91% | 18.92% | 18.75% | 20.96%
2017 | US/MX | WECC | - | CAMX | % | Prospective Reserve Margin |  | 0.2488% | 19.17% | 20.7% | 20.59% | 22.71% | 18.85% | 18.98% | 18.69% | 11.05% | 11.11% | 13.36%
2017 | US/MX | WECC | - | CAMX | % | Reference Margin Level |  | 16.14% | 16.14% | 16.14% | 16.14% | 16.14% | 16.14% | 16.14% | 16.14% | 16.14% | 16.14% | 16.14%
2017 | US | WECC | - | NWPP-US | MW | Energy Efficiency and Conservation |  | 113 | 176 | 223 | 270 | 312 | 364 | 411 | 513 | 494 | 472 | 492
2017 | US | WECC | - | NWPP-US | MW | Total Installed Photovoltaic |  | 196 | 245 | 293 | 340 | 363 | 384 | 404 | 423 | 443 | 463 | 484
2017 | US | WECC | - | NWPP-US | MW | Photovoltaic On-Peak |  | 67 | 82 | 98 | 114 | 121 | 129 | 135 | 142 | 148 | 153 | 160
2017 | US | WECC | - | NWPP-US | MW | Total Internal Demand |  | 49459 | 49902 | 50210 | 50517 | 50875 | 51308 | 51356 | 51680 | 52025 | 52384 | 52768
2017 | US | WECC | - | NWPP-US | MW | Controllable and Dispatchable Demand Response - Available |  | 1276 | 1295 | 1310 | 1321 | 1322 | 1330 | 1349 | 1345 | 1396 | 1448 | 1475
2017 | US | WECC | - | NWPP-US | MW | Net Internal Demand |  | 48183 | 48607 | 48900 | 49196 | 49553 | 49978 | 50007 | 50335 | 50629 | 50936 | 51293
2017 | US | WECC | - | NWPP-US | MW | Behind the Meter Generation - Capacity |  | 0 | 0 | 0 | 0 | 0 | 0 | 0 | 0 | 0 | 0 | 0
2017 | US | WECC | - | NWPP-US | MW | Other Capacity Adjustments - Additions |  | 0 | 0 | 0 | 0 | 0 | 0 | 0 | 0 | 0 | 0 | 0
2017 | US | WECC | - | NWPP-US | MW | Other Capacity Adjustments - Reductions |  | 0 | 0 | 0 | 0 | 0 | 0 | 0 | 0 | 0 | 0 | 0
2017 | US | WECC | - | NWPP-US | MW | Confirmed Retirements |  | 235.1 | 3648.965 | 3961.545 | 4207.125 | 4207.125 | 4792.125 | 5159.125 | 5159.125 | 5159.125 | 5371.125 | 5711.125
2017 | US | WECC | - | NWPP-US | MW | Unconfirmed Retirements |  | 0 | 0 | 0 | 0 | 0 | 0 | 0 | 0 | 0 | 0 | 0
2017 | US | WECC | - | NWPP-US | MW | Scheduled Outages |  | 4110 | 4864 | 4683 | 3074 | 3114 | 3113 | 3095 | 3053 | 3045 | 3045 | 3045
2017 | US | WECC | - | NWPP-US | MW | Transmission Limitations |  | 0 | 0 | 0 | 0 | 0 | 0 | 0 | 0 | 0 | 0 | 0
2017 | US | WECC | - | NWPP-US | MW | Existing-Certain |  | 55400.313 | 54641.4026 | 54576.8226 | 56185.8226 | 55560.8226 | 55194.8226 | 55212.8226 | 55254.8226 | 55050.8226 | 54710.8226 | 54488.8226
2017 | US | WECC | - | NWPP-US | MW | Existing-Other |  | 0 | 0 | 0 | 0 | 0 | 0 | 0 | 0 | 0 | 0 | 0
2017 | US | WECC | - | NWPP-US | MW | Additions - Tier 1 |  | 169.6455 | 332.7855 | 349.7795 | 506.4635 | 506.4635 | 506.4635 | 506.4635 | 506.4635 | 506.4635 | 506.4635 | 506.4635
2017 | US | WECC | - | NWPP-US | MW | Additions - Tier 2 |  | 34.584 | 108.044 | 208.044 | 207.406 | 207.406 | 207.406 | 207.406 | 207.406 | 207.406 | 207.406 | 207.406
2017 | US | WECC | - | NWPP-US | MW | Additions - Tier 3 |  | 161.56 | 163.74 | 491.34 | 491.34 | 492.14 | 492.14 | 492.14 | 1111.64 | 1111.64 | 1111.64 | 1111.64
2017 | US | WECC | - | NWPP-US | MW | Firm Imports |  | 0 | 9125 | 8728 | 7023 | 7140 | 8113 | 8695 | 7521 | 6933 | 8452 | 8867
2017 | US | WECC | - | NWPP-US | MW | Firm Exports |  | 0 | 4934 | 3898 | 1211 | 1177 | 0 | 2155 | 1206 | 1093 | 1037 | 472
2017 | US | WECC | - | NWPP-US | MW | Net Firm Capacity Transfers |  | 0 | 4191 | 4830 | 5812 | 5963 | 8113 | 6540 | 6315 | 5840 | 7415 | 8395
2017 | US | WECC | - | NWPP-US | MW | Expected Imports |  | 0 | 0 | 0 | 0 | 0 | 0 | 0 | 0 | 0 | 0 | 0
2017 | US | WECC | - | NWPP-US | MW | Expected Exports |  | 0 | 0 | 0 | 0 | 0 | 0 | 0 | 0 | 0 | 0 | 0
2017 | US | WECC | - | NWPP-US | MW | Net Expected Transfers |  | 0 | 0 | 0 | 0 | 0 | 0 | 0 | 0 | 0 | 0 | 0
2017 | US | WECC | - | NWPP-US | MW | Existing-Certain & Net Firm Transfers |  | 55400.313 | 58832.4026 | 59406.8226 | 61997.8226 | 61523.8226 | 63307.8226 | 61752.8226 | 61569.8226 | 60890.8226 | 62125.8226 | 62883.8226
2017 | US | WECC | - | NWPP-US | MW | Anticipated Resources |  | 55569.9585 | 59165.1881 | 59756.6021 | 62504.2861 | 62030.2861 | 63814.2861 | 62259.2861 | 62076.2861 | 61397.2861 | 62632.2861 | 63390.2861
2017 | US | WECC | - | NWPP-US | MW | Prospective Resources |  | 55604.5425 | 59273.2321 | 59964.6461 | 62711.6921 | 62237.6921 | 64021.6921 | 62466.6921 | 62283.6921 | 61604.6921 | 62839.6921 | 63597.6921
2017 | US | WECC | - | NWPP-US | MW | Existing-Certain and Net Firm Transfers Excess/Shortfall |  | -675.0624 | 0 | 0 | 0 | 0 | 0 | 0 | 0 | 0 | 0 | 0
2017 | US | WECC | - | NWPP-US | MW | Anticipated Excess/Shortfall |  | -505.4169 | 0 | 0 | 0 | 0 | 0 | 0 | 0 | 0 | 0 | 0
2017 | US | WECC | - | NWPP-US | MW | Prospective Excess/Shortfall |  | -470.8329 | 0 | 0 | 0 | 0 | 0 | 0 | 0 | 0 | 0 | 0
2017 | US | WECC | - | NWPP-US | % | Existing-Certain and Net Firm Transfers Reserve Margin |  | 14.98% | 21.04% | 21.49% | 26.02% | 24.16% | 26.67% | 23.49% | 22.32% | 20.27% | 21.97% | 22.6%
2017 | US | WECC | - | NWPP-US | % | Anticipated Reserve Margin |  | 15.33% | 21.72% | 22.2% | 27.05% | 25.18% | 27.68% | 24.5% | 23.33% | 21.27% | 22.96% | 23.58%
2017 | US | WECC | - | NWPP-US | % | Prospective Reserve Margin |  | 15.4% | 21.94% | 22.63% | 27.47% | 25.6% | 28.1% | 24.92% | 23.74% | 21.68% | 23.37% | 23.99%
2017 | US | WECC | - | NWPP-US | % | Reference Margin Level |  | 16.38% | 16.38% | 16.38% | 16.38% | 16.38% | 16.38% | 16.38% | 16.38% | 16.38% | 16.38% | 16.38%
2017 | US | WECC | - | RMRG | MW | Energy Efficiency and Conservation |  | 92 | 181 | 267 | 357 | 443 | 530 | 617 | 701 | 789 | 877 | 960
2017 | US | WECC | - | RMRG | MW | Total Installed Photovoltaic |  | 388 | 257 | 529 | 601 | 674 | 745 | 816 | 886 | 957 | 1027 | 1098
2017 | US | WECC | - | RMRG | MW | Photovoltaic On-Peak |  | 110 | 130 | 150 | 171 | 191 | 213 | 233 | 254 | 274 | 295 | 315
2017 | US | WECC | - | RMRG | MW | Total Internal Demand |  | 12361 | 12528 | 12678 | 12812 | 13052 | 13208 | 13451 | 13631 | 13803 | 13985 | 14168
2017 | US | WECC | - | RMRG | MW | Controllable and Dispatchable Demand Response - Available |  | 503 | 531 | 538 | 537 | 542 | 546 | 551 | 555 | 553 | 557 | 562
2017 | US | WECC | - | RMRG | MW | Net Internal Demand |  | 11858 | 11997 | 12140 | 12275 | 12510 | 12662 | 12900 | 13076 | 13250 | 13428 | 13606
2017 | US | WECC | - | RMRG | MW | Behind the Meter Generation - Capacity |  | 0 | 0 | 0 | 0 | 0 | 0 | 0 | 0 | 0 | 0 | 0
2017 | US | WECC | - | RMRG | MW | Other Capacity Adjustments - Additions |  | 0 | 0 | 0 | 0 | 0 | 0 | 0 | 0 | 0 | 0 | 0
2017 | US | WECC | - | RMRG | MW | Other Capacity Adjustments - Reductions |  | 0 | 0 | 0 | 0 | 0 | 0 | 0 | 0 | 0 | 0 | 0
2017 | US | WECC | - | RMRG | MW | Confirmed Retirements |  | 6 | 321.88 | 857.88 | 857.88 | 857.88 | 947.88 | 947.88 | 947.88 | 947.88 | 947.88 | 947.88
2017 | US | WECC | - | RMRG | MW | Unconfirmed Retirements |  | 0 | 0 | 0 | 0 | 0 | 0 | 0 | 0 | 0 | 0 | 0
2017 | US | WECC | - | RMRG | MW | Scheduled Outages |  | 0 | 162 | 162 | 0 | 0 | 0 | 0 | 0 | 0 | 0 | 0
2017 | US | WECC | - | RMRG | MW | Transmission Limitations |  | 0 | 0 | 0 | 0 | 0 | 0 | 0 | 0 | 0 | 0 | 0
2017 | US | WECC | - | RMRG | MW | Existing-Certain |  | 18209.574 | 17511.574 | 17511.574 | 17673.574 | 17583.574 | 17583.574 | 17583.574 | 17583.574 | 17583.574 | 17583.574 | 17542.574
2017 | US | WECC | - | RMRG | MW | Existing-Other |  | 0 | 0 | 0 | 0 | 0 | 0 | 0 | 0 | 0 | 0 | 0
2017 | US | WECC | - | RMRG | MW | Additions - Tier 1 |  | 17.48 | 369.48 | 507.48 | 507.48 | 507.48 | 507.48 | 507.48 | 507.48 | 507.48 | 507.48 | 507.48
2017 | US | WECC | - | RMRG | MW | Additions - Tier 2 |  | 0 | -42.93 | -76.6115 | -67.363 | -67.363 | -67.363 | -67.363 | -67.363 | -67.363 | -67.363 | -67.363
2017 | US | WECC | - | RMRG | MW | Additions - Tier 3 |  | 0 | 0 | 0 | 0 | 10 | 10 | 10 | 10 | 10 | 10 | 10
2017 | US | WECC | - | RMRG | MW | Firm Imports |  | 0 | 417 | 417 | 417 | 417 | 417 | 664 | 417 | 664 | 664 | 664
2017 | US | WECC | - | RMRG | MW | Firm Exports |  | 0 | 3463 | 3138 | 3138 | 3138 | 3138 | 3091 | 2879 | 2930 | 2791 | 2738
2017 | US | WECC | - | RMRG | MW | Net Firm Capacity Transfers |  | 0 | -3046 | -2721 | -2721 | -2721 | -2721 | -2427 | -2462 | -2266 | -2127 | -2074
2017 | US | WECC | - | RMRG | MW | Expected Imports |  | 0 | 0 | 0 | 0 | 0 | 0 | 0 | 0 | 0 | 57 | 142
2017 | US | WECC | - | RMRG | MW | Expected Exports |  | 0 | 0 | 0 | 0 | 0 | 0 | 0 | 0 | 0 | 0 | 0
2017 | US | WECC | - | RMRG | MW | Net Expected Transfers |  | 0 | 0 | 0 | 0 | 0 | 0 | 0 | 0 | 0 | 57 | 142
2017 | US | WECC | - | RMRG | MW | Existing-Certain & Net Firm Transfers |  | 18209.574 | 14465.574 | 14790.574 | 14952.574 | 14862.574 | 14862.574 | 15156.574 | 15121.574 | 15317.574 | 15456.574 | 15468.574
2017 | US | WECC | - | RMRG | MW | Anticipated Resources |  | 18227.054 | 14835.054 | 15298.054 | 15460.054 | 15370.054 | 15370.054 | 15664.054 | 15629.054 | 15825.054 | 15964.054 | 15976.054
2017 | US | WECC | - | RMRG | MW | Prospective Resources |  | 18227.054 | 14792.124 | 15221.4425 | 15392.691 | 15302.691 | 15302.691 | 15596.691 | 15561.691 | 15757.691 | 15953.691 | 16050.691
2017 | US | WECC | - | RMRG | MW | Existing-Certain and Net Firm Transfers Excess/Shortfall |  | 0 | 0 | 0 | 0 | 0 | 0 | 0 | 0 | 0 | 0 | -65.3962
2017 | US | WECC | - | RMRG | MW | Anticipated Excess/Shortfall |  | 0 | 0 | 0 | 0 | 0 | 0 | 0 | 0 | 0 | 0 | 0
2017 | US | WECC | - | RMRG | MW | Prospective Excess/Shortfall |  | 0 | 0 | 0 | 0 | 0 | 0 | 0 | 0 | 0 | 0 | 0
2017 | US | WECC | - | RMRG | % | Existing-Certain and Net Firm Transfers Reserve Margin |  | 53.56% | 20.58% | 21.83% | 21.81% | 18.81% | 17.38% | 17.49% | 15.64% | 15.6% | 15.11% | 13.69%
2017 | US | WECC | - | RMRG | % | Anticipated Reserve Margin |  | 53.71% | 23.66% | 26.01% | 25.95% | 22.86% | 21.39% | 21.43% | 19.52% | 19.43% | 18.89% | 17.42%
2017 | US | WECC | - | RMRG | % | Prospective Reserve Margin |  | 53.71% | 23.3% | 25.38% | 25.4% | 22.32% | 20.86% | 20.9% | 19.01% | 18.93% | 18.81% | 17.97%
2017 | US | WECC | - | RMRG | % | Reference Margin Level |  | 14.17% | 14.17% | 14.17% | 14.17% | 14.17% | 14.17% | 14.17% | 14.17% | 14.17% | 14.17% | 14.17%
2017 | US | WECC | - | SRSG | MW | Energy Efficiency and Conservation |  | 251 | 826 | 1005 | 1151 | 1264 | 1333 | 1414 | 1482 | 1536 | 1576 | 946
2017 | US | WECC | - | SRSG | MW | Total Installed Photovoltaic |  | 375 | 579 | 775 | 994 | 1184 | 1421 | 1679 | 1947 | 2212 | 2475 | 2736
2017 | US | WECC | - | SRSG | MW | Photovoltaic On-Peak |  | 55 | 82 | 103 | 117 | 130 | 147 | 163 | 180 | 196 | 210 | 224
2017 | US | WECC | - | SRSG | MW | Total Internal Demand |  | 23357 | 23883 | 24227 | 24534 | 24978 | 25664 | 26239 | 26643 | 27267 | 27771 | 28238
2017 | US | WECC | - | SRSG | MW | Controllable and Dispatchable Demand Response - Available |  | 387 | 385 | 525 | 532 | 495 | 496 | 463 | 465 | 466 | 467 | 451
2017 | US | WECC | - | SRSG | MW | Net Internal Demand |  | 22970 | 23498 | 23702 | 24002 | 24483 | 25168 | 25776 | 26178 | 26801 | 27304 | 27787
2017 | US | WECC | - | SRSG | MW | Behind the Meter Generation - Capacity |  | 0 | 0 | 0 | 0 | 0 | 0 | 0 | 0 | 0 | 0 | 0
2017 | US | WECC | - | SRSG | MW | Other Capacity Adjustments - Additions |  | 0 | 0 | 0 | 0 | 0 | 0 | 0 | 0 | 0 | 0 | 0
2017 | US | WECC | - | SRSG | MW | Other Capacity Adjustments - Reductions |  | 0 | 0 | 0 | 0 | 0 | 0 | 0 | 0 | 0 | 0 | 0
2017 | US | WECC | - | SRSG | MW | Confirmed Retirements |  | 18 | 812.42 | 1032.42 | 1032.42 | 1032.42 | 1078.42 | 1161.42 | 1307.42 | 1455.42 | 1552.42 | 1616.42
2017 | US | WECC | - | SRSG | MW | Unconfirmed Retirements |  | 0 | 0 | 2250 | 2250 | 2250 | 2250 | 2250 | 2250 | 2250 | 2250 | 2250
2017 | US | WECC | - | SRSG | MW | Scheduled Outages |  | 0 | 0 | 0 | 0 | 0 | 0 | 0 | 0 | 0 | 0 | 0
2017 | US | WECC | - | SRSG | MW | Transmission Limitations |  | 0 | 0 | 0 | 0 | 0 | 0 | 0 | 0 | 0 | 0 | 0
2017 | US | WECC | - | SRSG | MW | Existing-Certain |  | 32346.2458 | 32126.2458 | 32126.2458 | 32126.2458 | 32080.2458 | 31997.2458 | 31851.2458 | 31703.2458 | 31606.2458 | 31542.2458 | 31542.2458
2017 | US | WECC | - | SRSG | MW | Existing-Other |  | 0 | 0 | 0 | 0 | 0 | 0 | 0 | 0 | 0 | 0 | 0
2017 | US | WECC | - | SRSG | MW | Additions - Tier 1 |  | 31.8709 | 31.8709 | 541.8709 | 541.8709 | 541.8709 | 541.8709 | 541.8709 | 541.8709 | 541.8709 | 541.8709 | 541.8709
2017 | US | WECC | - | SRSG | MW | Additions - Tier 2 |  | 0.968 | -824.372 | -802.2092 | 220.7588 | 220.7588 | 220.7588 | 220.7588 | 220.7588 | 220.7588 | 220.7588 | 220.7588
2017 | US | WECC | - | SRSG | MW | Additions - Tier 3 |  | 0 | 273.53 | 882.91 | 951.09 | 1417.96 | 1734.84 | 2381.52 | 2447.98 | 2747.98 | 2957.98 | 3396.48
2017 | US | WECC | - | SRSG | MW | Firm Imports |  | 0 | 381 | 381 | 381 | 924 | 1943 | 2598 | 3316 | 3319 | 3968 | 4509
2017 | US | WECC | - | SRSG | MW | Firm Exports |  | 0 | 3478 | 3853 | 3616 | 3690 | 3850 | 3765 | 3866 | 3887 | 3887 | 3887
2017 | US | WECC | - | SRSG | MW | Net Firm Capacity Transfers |  | 0 | -3097 | -3472 | -3235 | -2766 | -1907 | -1167 | -550 | -568 | 81 | 622
2017 | US | WECC | - | SRSG | MW | Expected Imports |  | 0 | 0 | 0 | 0 | 0 | 0 | 0 | 0 | 0 | 0 | 0
2017 | US | WECC | - | SRSG | MW | Expected Exports |  | 0 | 0 | 0 | 0 | 0 | 0 | 0 | 0 | 0 | 0 | 0
2017 | US | WECC | - | SRSG | MW | Net Expected Transfers |  | 0 | 0 | 0 | 0 | 0 | 0 | 0 | 0 | 0 | 0 | 0
2017 | US | WECC | - | SRSG | MW | Existing-Certain & Net Firm Transfers |  | 32346.2458 | 29029.2458 | 28654.2458 | 28891.2458 | 29314.2458 | 30090.2458 | 30684.2458 | 31153.2458 | 31038.2458 | 31623.2458 | 32164.2458
2017 | US | WECC | - | SRSG | MW | Anticipated Resources |  | 32378.1167 | 29061.1167 | 29196.1167 | 29433.1167 | 29856.1167 | 30632.1167 | 31226.1167 | 31695.1167 | 31580.1167 | 32165.1167 | 32706.1167
2017 | US | WECC | - | SRSG | MW | Prospective Resources |  | 32379.0847 | 28236.7447 | 26143.9075 | 27403.8755 | 27826.8755 | 28602.8755 | 29196.8755 | 29665.8755 | 29550.8755 | 30135.8755 | 30676.8755
2017 | US | WECC | - | SRSG | MW | Existing-Certain and Net Firm Transfers Excess/Shortfall |  | 0 | 0 | 0 | 0 | 0 | 0 | 0 | 0 | -5.3525 | -2.9774 | -21.4363
2017 | US | WECC | - | SRSG | MW | Anticipated Excess/Shortfall |  | 0 | 0 | 0 | 0 | 0 | 0 | 0 | 0 | 0 | 0 | 0
2017 | US | WECC | - | SRSG | MW | Prospective Excess/Shortfall |  | 0 | 0 | -1310.1191 | -397.6411 | -531.7834 | -549.2189 | -659.4653 | -656.1019 | -1492.7228 | -1490.3477 | -1508.8066
2017 | US | WECC | - | SRSG | % | Existing-Certain and Net Firm Transfers Reserve Margin |  | 40.82% | 23.54% | 20.89% | 20.37% | 19.73% | 19.56% | 19.04% | 19.01% | 15.81% | 15.82% | 15.75%
2017 | US | WECC | - | SRSG | % | Anticipated Reserve Margin |  | 40.96% | 23.67% | 23.18% | 22.63% | 21.95% | 21.71% | 21.14% | 21.08% | 17.83% | 17.8% | 17.7%
2017 | US | WECC | - | SRSG | % | Prospective Reserve Margin |  | 40.96% | 20.17% | 10.3% | 14.17% | 13.66% | 13.65% | 13.27% | 13.32% | 10.26% | 10.37% | 10.4%
2017 | US | WECC | - | SRSG | % | Reference Margin Level |  | 15.83% | 15.83% | 15.83% | 15.83% | 15.83% | 15.83% | 15.83% | 15.83% | 15.83% | 15.83% | 15.83%
2018 | US | FRCC | - | FRCC | MW | Energy Efficiency and Conservation |  | 73 | 145 | 213 | 278 | 338 | 399 | 459 | 518 | 576 | 634 | 634
2018 | US | FRCC | - | FRCC | MW | Total Installed Photovoltaic |  | 197.1078 | 284.8845 | 378.3561 | 517.1212 | 598.7878 | 658.874 | 704.8161 | 757.5971 | 817.2258 | 883.5375 | 883.5375
2018 | US | FRCC | - | FRCC | MW | Photovoltaic On-Peak |  | 66.9956 | 106.0879 | 151.531 | 208.7048 | 278.1668 | 309.6902 | 337.8954 | 369.717 | 404.7244 | 443.1775 | 443.1775
2018 | US | FRCC | - | FRCC | MW | Total Internal Demand |  | 47505 | 48264 | 48739 | 49340 | 49852 | 50374 | 51016 | 51585 | 52205 | 52842 | 52842
2018 | US | FRCC | - | FRCC | MW | Controllable and Dispatchable Demand Response - Available |  | 2957 | 3047 | 3131 | 3170 | 3199 | 3230 | 3263 | 3295 | 3308 | 3334 | 3334
2018 | US | FRCC | - | FRCC | MW | Net Internal Demand |  | 44548 | 45217 | 45608 | 46170 | 46653 | 47144 | 47753 | 48290 | 48897 | 49508 | 49508
2018 | US | FRCC | - | FRCC | MW | Behind the Meter Generation - Capacity |  | 0 | 0 | 0 | 0 | 0 | 0 | 0 | 0 | 0 | 0 | 0
2018 | US | FRCC | - | FRCC | MW | Other Capacity Adjustments - Additions |  | 0 | 0 | 0 | 0 | 0 | 0 | 0 | 0 | 0 | 0 | 0
2018 | US | FRCC | - | FRCC | MW | Other Capacity Adjustments - Reductions |  | 0 | 0 | 0 | 0 | 0 | 0 | 0 | 0 | 0 | 0 | 0
2018 | US | FRCC | - | FRCC | MW | Confirmed Retirements |  | 0 | 0 | 0 | 4618 | 4618 | 5103 | 5488 | 5563 | 5681.7 | 5807 | 5911
2018 | US | FRCC | - | FRCC | MW | Unconfirmed Retirements |  | 0 | 0 | 0 | 0 | 0 | 0 | 0 | 0 | 0 | 0 | 0
2018 | US | FRCC | - | FRCC | MW | Scheduled Outages |  | 0 | 0 | 0 | 0 | 0 | 0 | 0 | 0 | 0 | 0 | 0
2018 | US | FRCC | - | FRCC | MW | Transmission Limitations |  | 0 | 0 | 0 | 0 | 0 | 0 | 0 | 0 | 0 | 0 | 0
2018 | US | FRCC | - | FRCC | MW | Existing-Certain |  | 52999.46 | 50326.86 | 50187.16 | 49431.36 | 48902.06 | 48026.56 | 47687.86 | 47534.56 | 47362.26 | 46721.96 | 46559.46
2018 | US | FRCC | - | FRCC | MW | Existing-Other |  | 330 | 451 | 451 | 344 | 803 | 1429 | 1900 | 1900 | 1920 | 2400 | 2400
2018 | US | FRCC | - | FRCC | MW | Additions - Tier 1 |  | 321.6 | 4258.7 | 4779.9 | 5956.7 | 7945.4 | 9878.7 | 10407.3 | 10616.7 | 11012 | 11841.8 | 11876.2
2018 | US | FRCC | - | FRCC | MW | Additions - Tier 2 |  | 0 | 0 | 0 | 0 | 0 | 0 | 0 | 0 | 0 | 0 | 0
2018 | US | FRCC | - | FRCC | MW | Additions - Tier 3 |  | 0 | 0 | 0 | 0 | 0 | 0 | 0 | 0 | 0 | 0 | 0
2018 | US | FRCC | - | FRCC | MW | Firm Imports |  | 1477 | 1452 | 1452 | 1178 | 1203 | 1178 | 1178 | 1178 | 1078 | 1103 | 1103
2018 | US | FRCC | - | FRCC | MW | Firm Exports |  | 0 | 0 | 0 | 0 | 0 | 0 | 0 | 0 | 0 | 0 | 0
2018 | US | FRCC | - | FRCC | MW | Net Firm Capacity Transfers |  | 1477 | 1452 | 1452 | 1178 | 1203 | 1178 | 1178 | 1178 | 1078 | 1103 | 1103
2018 | US | FRCC | - | FRCC | MW | Expected Imports |  | 0 | 0 | 0 | 0 | 0 | 0 | 0 | 0 | 0 | 0 | 0
2018 | US | FRCC | - | FRCC | MW | Expected Exports |  | 0 | 0 | 0 | 0 | 0 | 0 | 0 | 0 | 0 | 0 | 0
2018 | US | FRCC | - | FRCC | MW | Net Expected Transfers |  | 0 | 0 | 0 | 0 | 0 | 0 | 0 | 0 | 0 | 0 | 0
2018 | US | FRCC | - | FRCC | MW | Existing-Certain & Net Firm Transfers |  | 54476.46 | 51778.86 | 51639.16 | 50609.36 | 50105.06 | 49204.56 | 48865.86 | 48712.56 | 48440.26 | 47824.96 | 47662.46
2018 | US | FRCC | - | FRCC | MW | Anticipated Resources |  | 54798.06 | 56037.56 | 56419.06 | 56566.06 | 58050.46 | 59083.26 | 59273.16 | 59329.26 | 59452.26 | 59666.76 | 59538.66
2018 | US | FRCC | - | FRCC | MW | Prospective Resources |  | 55128.06 | 56488.56 | 56870.06 | 56910.06 | 58853.46 | 60512.26 | 61173.16 | 61229.26 | 61372.26 | 62066.76 | 61938.66
2018 | US | FRCC | - | FRCC | MW | Existing-Certain and Net Firm Transfers Excess/Shortfall |  | 0 | -220.69 | -810.04 | -2486.14 | -3545.89 | -5011.04 | -6050.09 | -6820.94 | -7791.29 | -9109.24 | -9271.74
2018 | US | FRCC | - | FRCC | MW | Anticipated Excess/Shortfall |  | 0 | 0 | 0 | 0 | 0 | 0 | 0 | 0 | 0 | 0 | 0
2018 | US | FRCC | - | FRCC | MW | Prospective Excess/Shortfall |  | 0 | 0 | 0 | 0 | 0 | 0 | 0 | 0 | 0 | 0 | 0
2018 | US | FRCC | - | FRCC | % | Existing-Certain and Net Firm Transfers Reserve Margin |  | 22.29% | 14.51% | 13.22% | 9.615% | 7.399% | 4.371% | 2.33% | 0.875% | -0.9341% | -3.4% | -3.728%
2018 | US | FRCC | - | FRCC | % | Anticipated Reserve Margin |  | 23.01% | 23.93% | 23.7% | 22.52% | 24.43% | 25.33% | 24.12% | 22.86% | 21.59% | 20.52% | 20.26%
2018 | US | FRCC | - | FRCC | % | Prospective Reserve Margin |  | 23.75% | 24.93% | 24.69% | 23.26% | 26.15% | 28.36% | 28.1% | 26.79% | 25.51% | 25.37% | 25.11%
2018 | US | FRCC | - | FRCC | % | Reference Margin Level |  | 15% | 15% | 15% | 15% | 15% | 15% | 15% | 15% | 15% | 15% | 15%
2018 | US | MRO | - | MISO | MW | Energy Efficiency and Conservation |  | 0 | 173 | 173 | 173 | 173 | 173 | 173 | 173 | 173 | 173 | 173
2018 | US | MRO | - | MISO | MW | Total Installed Photovoltaic |  | 411 | 411 | 411 | 411 | 411 | 411 | 411 | 411 | 411 | 411 | 411
2018 | US | MRO | - | MISO | MW | Photovoltaic On-Peak |  | 205.5 | 205.5 | 205.5 | 205.5 | 205.5 | 205.5 | 205.5 | 205.5 | 205.5 | 205.5 | 205.5
2018 | US | MRO | - | MISO | MW | Total Internal Demand |  | 124817.1 | 125284.3 | 125293.0604 | 125636.2389 | 125993.879 | 126414.1227 | 126778.8034 | 127279.4424 | 127619.6715 | 128216.9752 | 128115.9752
2018 | US | MRO | - | MISO | MW | Controllable and Dispatchable Demand Response - Available |  | 5990.4 | 5990.4 | 5990.4 | 5990.4 | 5990.4 | 5990.4 | 5990.4 | 5990.4 | 5990.4 | 5990.4 | 5990.4
2018 | US | MRO | - | MISO | MW | Net Internal Demand |  | 118826.7 | 119293.9 | 119302.6604 | 119645.8389 | 120003.479 | 120423.7227 | 120788.4034 | 121289.0424 | 121629.2715 | 122226.5752 | 122125.5752
2018 | US | MRO | - | MISO | MW | Behind the Meter Generation - Capacity |  | 4128.7 | 4279.7 | 4390.45 | 4698.45 | 4768.45 | 4782.45 | 4800.45 | 4800.45 | 4800.45 | 4800.45 | 4800.45
2018 | US | MRO | - | MISO | MW | Other Capacity Adjustments - Additions |  | 0 | 0 | 0 | 0 | 0 | 0 | 0 | 0 | 0 | 0 | 0
2018 | US | MRO | - | MISO | MW | Other Capacity Adjustments - Reductions |  | 0 | 0 | 0 | 0 | 0 | 0 | 0 | 0 | 0 | 0 | 0
2018 | US | MRO | - | MISO | MW | Confirmed Retirements |  | 1500.3 | 9630.7 | 11160.8 | 14233.9 | 14233.9 | 14233.9 | 14233.9 | 14233.9 | 14233.9 | 14233.9 | 14233.9
2018 | US | MRO | - | MISO | MW | Unconfirmed Retirements |  | 0 | 3874.8 | 4554.7 | 4673.1 | 4298.6 | 4536.9 | 4883.8 | 5455.8 | 6524.1 | 6818.8 | 6818.8
2018 | US | MRO | - | MISO | MW | Scheduled Outages |  | 0 | 0 | 0 | 0 | 0 | 0 | 0 | 0 | 0 | 0 | 0
2018 | US | MRO | - | MISO | MW | Transmission Limitations |  | 2461.8 | 3115.6679 | 2705.0904 | 3146.5279 | 2994.3682 | 2777.1644 | 2577.1644 | 2377.1644 | 2277.1644 | 2077.1644 | 1777.1644
2018 | US | MRO | - | MISO | MW | Existing-Certain |  | 143488 | 141346.6321 | 141240.3596 | 139924.1821 | 138532.8418 | 136508.2456 | 135624.6456 | 135333.7456 | 135036.1456 | 135229.3456 | 135529.3456
2018 | US | MRO | - | MISO | MW | Existing-Other |  | 1585.6 | 1585.6 | 1585.6 | 1585.6 | 1554.4 | 1554.4 | 1554.4 | 1554.4 | 1554.4 | 1554.4 | 1554.4
2018 | US | MRO | - | MISO | MW | Additions - Tier 1 |  | 175.852 | 2705.044 | 2865.644 | 3500.044 | 3550.044 | 3639.844 | 3639.844 | 3639.844 | 3639.844 | 3639.844 | 3639.844
2018 | US | MRO | - | MISO | MW | Additions - Tier 2 |  | 225.5 | 1506.5 | 5046.9265 | 7671.3537 | 28792.2866 | 33991.4795 | 34016.4795 | 34833.2045 | 34833.2045 | 34833.2045 | 34833.2045
2018 | US | MRO | - | MISO | MW | Additions - Tier 3 |  | 107.0016 | 1455.8616 | 3524.2256 | 5366.8412 | 6582.0412 | 7994.2712 | 8043.8388 | 9017.6208 | 10149.7468 | 11208.3336 | 11208.3336
2018 | US | MRO | - | MISO | MW | Firm Imports |  | 4821.74 | 4821.74 | 4821.74 | 4821.74 | 4821.74 | 4821.74 | 4821.74 | 4821.74 | 4821.74 | 4821.74 | 4821.74
2018 | US | MRO | - | MISO | MW | Firm Exports |  | 4190.3 | 4190.3 | 3757.6 | 4264.2 | 4265.2 | 4266.2 | 4267.2 | 4268.2 | 4269.2 | 4270.2 | 4271.2
2018 | US | MRO | - | MISO | MW | Net Firm Capacity Transfers |  | 631.44 | 631.44 | 1064.14 | 557.54 | 556.54 | 555.54 | 554.54 | 553.54 | 552.54 | 551.54 | 550.54
2018 | US | MRO | - | MISO | MW | Expected Imports |  | 0 | 296 | 340 | 343.2 | 343.2 | 343.2 | 343.2 | 343.2 | 343.2 | 343.2 | 343.2
2018 | US | MRO | - | MISO | MW | Expected Exports |  | 0 | 0 | 0 | 0 | 0 | 0 | 0 | 0 | 0 | 0 | 0
2018 | US | MRO | - | MISO | MW | Net Expected Transfers |  | 0 | 296 | 340 | 343.2 | 343.2 | 343.2 | 343.2 | 343.2 | 343.2 | 343.2 | 343.2
2018 | US | MRO | - | MISO | MW | Existing-Certain & Net Firm Transfers |  | 144119.44 | 141978.0721 | 142304.4996 | 140481.7221 | 139089.3818 | 137063.7856 | 136179.1856 | 135887.2856 | 135588.6856 | 135780.8856 | 136079.8856
2018 | US | MRO | - | MISO | MW | Anticipated Resources |  | 144295.292 | 144683.1161 | 145170.1436 | 143981.7661 | 142639.4258 | 140703.6296 | 139819.0296 | 139527.1296 | 139228.5296 | 139420.7296 | 139719.7296
2018 | US | MRO | - | MISO | MW | Prospective Resources |  | 146106.392 | 144196.4161 | 147587.9701 | 148908.8198 | 169030.7124 | 172055.8091 | 170849.3091 | 170802.1341 | 169435.2341 | 169332.7341 | 169631.7341
2018 | US | MRO | - | MISO | MW | Existing-Certain and Net Firm Transfers Excess/Shortfall |  | 0 | 0 | 0 | 0 | -1434.6921 | -3952.3937 | -5264.0348 | -6142.1831 | -6839.1913 | -7346.434 | -6929.163
2018 | US | MRO | - | MISO | MW | Anticipated Excess/Shortfall |  | 0 | 0 | 0 | 0 | 0 | -312.5497 | -1624.1908 | -2502.3391 | -3199.3473 | -3706.59 | -3289.319
2018 | US | MRO | - | MISO | MW | Prospective Excess/Shortfall |  | 0 | 0 | 0 | 0 | 0 | 0 | 0 | 0 | 0 | 0 | 0
2018 | US | MRO | - | MISO | % | Existing-Certain and Net Firm Transfers Reserve Margin |  | 21.29% | 19.02% | 19.28% | 17.41% | 15.9% | 13.82% | 12.74% | 12.04% | 11.48% | 11.09% | 11.43%
2018 | US | MRO | - | MISO | % | Anticipated Reserve Margin |  | 21.43% | 21.28% | 21.68% | 20.34% | 18.86% | 16.84% | 15.76% | 15.04% | 14.47% | 14.07% | 14.41%
2018 | US | MRO | - | MISO | % | Prospective Reserve Margin |  | 22.96% | 20.87% | 23.71% | 24.46% | 40.85% | 42.88% | 41.45% | 40.82% | 39.3% | 38.54% | 38.9%
2018 | US | MRO | - | MISO | % | Reference Margin Level |  | 17.1% | 17.1% | 17.1% | 17.1% | 17.1% | 17.1% | 17.1% | 17.1% | 17.1% | 17.1% | 17.1%
2018 | CA | MRO | - | Manitoba Hydro | MW | Energy Efficiency and Conservation |  | 39.1 | 91.7 | 129.3 | 164 | 193.3 | 223.2 | 252.1 | 282.4 | 314.3 | 348.3 | 383.2
2018 | CA | MRO | - | Manitoba Hydro | MW | Total Installed Photovoltaic |  | 8.6 | 8.6 | 10 | 13 | 19.5 | 31.8 | 52.6 | 85.9 | 133.3 | 194.1 | 268
2018 | CA | MRO | - | Manitoba Hydro | MW | Photovoltaic On-Peak |  | 2.1 | 2.1 | 2.4 | 3 | 4.1 | 6.3 | 9.5 | 14.3 | 20.6 | 28.6 | 38
2018 | CA | MRO | - | Manitoba Hydro | MW | Total Internal Demand |  | 3278 | 3404.3 | 3389.5 | 3359.3 | 3339.8 | 3310.9 | 3291 | 3190.3 | 3191.8 | 3194.9 | 3215.1
2018 | CA | MRO | - | Manitoba Hydro | MW | Controllable and Dispatchable Demand Response - Available |  | 0 | 0 | 0 | 0 | 0 | 0 | 0 | 0 | 0 | 0 | 0
2018 | CA | MRO | - | Manitoba Hydro | MW | Net Internal Demand |  | 3278 | 3404.3 | 3389.5 | 3359.3 | 3339.8 | 3310.9 | 3291 | 3190.3 | 3191.8 | 3194.9 | 3215.1
2018 | CA | MRO | - | Manitoba Hydro | MW | Behind the Meter Generation - Capacity |  | 0 | 0 | 0 | 0 | 0 | 0 | 0 | 0 | 0 | 0 | 0
2018 | CA | MRO | - | Manitoba Hydro | MW | Other Capacity Adjustments - Additions |  | 0 | 0 | 0 | 0 | 0 | 0 | 0 | 0 | 0 | 0 | 0
2018 | CA | MRO | - | Manitoba Hydro | MW | Other Capacity Adjustments - Reductions |  | 0 | 0 | 0 | 0 | 0 | 0 | 0 | 0 | 0 | 0 | 0
2018 | CA | MRO | - | Manitoba Hydro | MW | Confirmed Retirements |  | 0 | 0 | 0 | 0 | 0 | 0 | 0 | 0 | 0 | 0 | 0
2018 | CA | MRO | - | Manitoba Hydro | MW | Unconfirmed Retirements |  | 93.08 | 93.08 | 93.08 | 93.08 | 93.08 | 93.08 | 93.08 | 93.08 | 93.08 | 93.08 | 93.08
2018 | CA | MRO | - | Manitoba Hydro | MW | Scheduled Outages |  | 41.56 | 100 | 100 | 0 | 0 | 0 | 0 | 15 | 133 | 133 | 133
2018 | CA | MRO | - | Manitoba Hydro | MW | Transmission Limitations |  | 0 | 0 | 0 | 0 | 0 | 0 | 0 | 0 | 0 | 0 | 0
2018 | CA | MRO | - | Manitoba Hydro | MW | Existing-Certain |  | 5453.9582 | 5395.5182 | 5390.5182 | 5479.0182 | 5475.5182 | 5475.5182 | 5475.5182 | 5460.5182 | 5342.5182 | 5342.5182 | 5342.5182
2018 | CA | MRO | - | Manitoba Hydro | MW | Existing-Other |  | 4 | 30 | 39 | 42 | 42 | 42 | 42 | 42 | 42 | 42 | 42
2018 | CA | MRO | - | Manitoba Hydro | MW | Additions - Tier 1 |  | 0 | 0 | 0 | 0 | 464 | 630 | 630 | 630 | 630 | 630 | 630
2018 | CA | MRO | - | Manitoba Hydro | MW | Additions - Tier 2 |  | 0 | 0 | 0 | 0 | 0 | 0 | 0 | 0 | 0 | 0 | 0
2018 | CA | MRO | - | Manitoba Hydro | MW | Additions - Tier 3 |  | 0 | 0 | 0 | 0 | 0 | 0 | 0 | 0 | 0 | 0 | 0
2018 | CA | MRO | - | Manitoba Hydro | MW | Firm Imports |  | 0 | 0 | 0 | 0 | 0 | 0 | 0 | 0 | 0 | 0 | 0
2018 | CA | MRO | - | Manitoba Hydro | MW | Firm Exports |  | 1338 | 1403 | 1208 | 1050 | 1025 | 1025 | 1025 | 300 | 300 | 300 | 300
2018 | CA | MRO | - | Manitoba Hydro | MW | Net Firm Capacity Transfers |  | -1338 | -1403 | -1208 | -1050 | -1025 | -1025 | -1025 | -300 | -300 | -300 | -300
2018 | CA | MRO | - | Manitoba Hydro | MW | Expected Imports |  | 0 | 0 | 0 | 0 | 0 | 0 | 0 | 0 | 0 | 0 | 0
2018 | CA | MRO | - | Manitoba Hydro | MW | Expected Exports |  | 0 | 0 | 250 | 475 | 475 | 475 | 475 | 350 | 350 | 250 | 250
2018 | CA | MRO | - | Manitoba Hydro | MW | Net Expected Transfers |  | 0 | 0 | -250 | -475 | -475 | -475 | -475 | -350 | -350 | -250 | -250
2018 | CA | MRO | - | Manitoba Hydro | MW | Existing-Certain & Net Firm Transfers |  | 4115.9582 | 3992.5182 | 4182.5182 | 4429.0182 | 4450.5182 | 4450.5182 | 4450.5182 | 5160.5182 | 5042.5182 | 5042.5182 | 5042.5182
2018 | CA | MRO | - | Manitoba Hydro | MW | Anticipated Resources |  | 4115.9582 | 3992.5182 | 4182.5182 | 4429.0182 | 4914.5182 | 5080.5182 | 5080.5182 | 5790.5182 | 5672.5182 | 5672.5182 | 5672.5182
2018 | CA | MRO | - | Manitoba Hydro | MW | Prospective Resources |  | 4026.8782 | 3929.4382 | 3878.4382 | 3902.9382 | 4388.4382 | 4554.4382 | 4554.4382 | 5389.4382 | 5271.4382 | 5371.4382 | 5371.4382
2018 | CA | MRO | - | Manitoba Hydro | MW | Existing-Certain and Net Firm Transfers Excess/Shortfall |  | 0 | 0 | 0 | 0 | 0 | 0 | 0 | 0 | 0 | 0 | 0
2018 | CA | MRO | - | Manitoba Hydro | MW | Anticipated Excess/Shortfall |  | 0 | 0 | 0 | 0 | 0 | 0 | 0 | 0 | 0 | 0 | 0
2018 | CA | MRO | - | Manitoba Hydro | MW | Prospective Excess/Shortfall |  | 0 | 0 | 0 | 0 | 0 | 0 | 0 | 0 | 0 | 0 | 0
2018 | CA | MRO | - | Manitoba Hydro | % | Existing-Certain and Net Firm Transfers Reserve Margin |  | 25.56% | 17.28% | 23.4% | 31.84% | 33.26% | 34.42% | 35.23% | 61.76% | 57.98% | 57.83% | 56.84%
2018 | CA | MRO | - | Manitoba Hydro | % | Anticipated Reserve Margin |  | 25.56% | 17.28% | 23.4% | 31.84% | 47.15% | 53.45% | 54.38% | 81.5% | 77.72% | 77.55% | 76.43%
2018 | CA | MRO | - | Manitoba Hydro | % | Prospective Reserve Margin |  | 22.85% | 15.43% | 14.43% | 16.18% | 31.4% | 37.56% | 38.39% | 68.93% | 65.16% | 68.13% | 67.07%
2018 | CA | MRO | - | Manitoba Hydro | % | Reference Margin Level |  | 12% | 12% | 12% | 12% | 12% | 12% | 12% | 12% | 12% | 12% | 12%
2018 | CA | MRO | - | SaskPower | MW | Energy Efficiency and Conservation |  | 129.5516 | 135.8887 | 141.6652 | 165.9873 | 177.3811 | 188.895 | 200.5579 | 212.6728 | 225.0053 | 237.6062 | 249.3594
2018 | CA | MRO | - | SaskPower | MW | Total Installed Photovoltaic |  | 0 | 0 | 0 | 0 | 0 | 0 | 0 | 0 | 0 | 0 | 0
2018 | CA | MRO | - | SaskPower | MW | Photovoltaic On-Peak |  | 0 | 0 | 0 | 0 | 0 | 0 | 0 | 0 | 0 | 0 | 0
2018 | CA | MRO | - | SaskPower | MW | Total Internal Demand |  | 3479 | 3552.2 | 3596.6 | 3620.5 | 3650.5 | 3678 | 3696.9 | 3743.4 | 3774.7 | 3807.7 | 3830.2
2018 | CA | MRO | - | SaskPower | MW | Controllable and Dispatchable Demand Response - Available |  | 85 | 85 | 85 | 85 | 85 | 85 | 85 | 85 | 85 | 85 | 85
2018 | CA | MRO | - | SaskPower | MW | Net Internal Demand |  | 3394 | 3467.2 | 3511.6 | 3535.5 | 3565.5 | 3593 | 3611.9 | 3658.4 | 3689.7 | 3722.7 | 3745.2
2018 | CA | MRO | - | SaskPower | MW | Behind the Meter Generation - Capacity |  | 0 | 0 | 0 | 0 | 0 | 0 | 0 | 0 | 0 | 0 | 0
2018 | CA | MRO | - | SaskPower | MW | Other Capacity Adjustments - Additions |  | 0 | 0 | 0 | 0 | 0 | 0 | 0 | 0 | 0 | 0 | 0
2018 | CA | MRO | - | SaskPower | MW | Other Capacity Adjustments - Reductions |  | 0 | 0 | 0 | 0 | 0 | 0 | 0 | 0 | 0 | 0 | 0
2018 | CA | MRO | - | SaskPower | MW | Confirmed Retirements |  | 0 | 0 | 0 | 0 | 0 | 0 | 0 | 0 | 0 | 0 | 0
2018 | CA | MRO | - | SaskPower | MW | Unconfirmed Retirements |  | 0 | 0 | 0 | 0 | 0 | 0 | 0 | 0 | 0 | 0 | 0
2018 | CA | MRO | - | SaskPower | MW | Scheduled Outages |  | 13.18 | 0 | 35.23 | 104.2 | 21.53 | 54.26 | 39.18 | 0 | 0 | 25.48 | 34.38
2018 | CA | MRO | - | SaskPower | MW | Transmission Limitations |  | 0 | 0 | 0 | 0 | 0 | 0 | 0 | 0 | 0 | 0 | 0
2018 | CA | MRO | - | SaskPower | MW | Existing-Certain |  | 4009.034 | 4022.214 | 3986.984 | 3855.014 | 3798.684 | 3670.954 | 3684.934 | 3585.114 | 3585.114 | 3555.734 | 3187.244
2018 | CA | MRO | - | SaskPower | MW | Existing-Other |  | 0 | 0 | 0 | 0 | 0 | 0 | 0 | 0 | 0 | 0 | 0
2018 | CA | MRO | - | SaskPower | MW | Additions - Tier 1 |  | 0 | 2 | 334.2 | 352.9 | 372.9 | 372.9 | 720.1 | 740.1 | 760.1 | 780.1 | 1127.3
2018 | CA | MRO | - | SaskPower | MW | Additions - Tier 2 |  | 0 | 0 | 0 | 0 | 0 | 0 | 0 | 0 | 0 | 0 | 0
2018 | CA | MRO | - | SaskPower | MW | Additions - Tier 3 |  | 0 | 0 | 0 | 0 | 0 | 0 | 0 | 0 | 0 | 0 | 0
2018 | CA | MRO | - | SaskPower | MW | Firm Imports |  | 25 | 25 | 25 | 125 | 100 | 100 | 100 | 100 | 100 | 100 | 100
2018 | CA | MRO | - | SaskPower | MW | Firm Exports |  | 0 | 0 | 0 | 0 | 0 | 0 | 0 | 0 | 0 | 0 | 0
2018 | CA | MRO | - | SaskPower | MW | Net Firm Capacity Transfers |  | 25 | 25 | 25 | 125 | 100 | 100 | 100 | 100 | 100 | 100 | 100
2018 | CA | MRO | - | SaskPower | MW | Expected Imports |  | 0 | 0 | 0 | 0 | 0 | 0 | 0 | 0 | 0 | 0 | 0
2018 | CA | MRO | - | SaskPower | MW | Expected Exports |  | 0 | 0 | 0 | 0 | 0 | 0 | 0 | 0 | 0 | 0 | 0
2018 | CA | MRO | - | SaskPower | MW | Net Expected Transfers |  | 0 | 0 | 0 | 0 | 0 | 0 | 0 | 0 | 0 | 0 | 0
2018 | CA | MRO | - | SaskPower | MW | Existing-Certain & Net Firm Transfers |  | 4034.034 | 4047.214 | 4011.984 | 3980.014 | 3898.684 | 3770.954 | 3784.934 | 3685.114 | 3685.114 | 3655.734 | 3287.244
2018 | CA | MRO | - | SaskPower | MW | Anticipated Resources |  | 4034.034 | 4049.214 | 4346.184 | 4332.914 | 4271.584 | 4143.854 | 4505.034 | 4425.214 | 4445.214 | 4435.834 | 4414.544
2018 | CA | MRO | - | SaskPower | MW | Prospective Resources |  | 4034.034 | 4049.214 | 4346.184 | 4332.914 | 4271.584 | 4143.854 | 4505.034 | 4425.214 | 4445.214 | 4435.834 | 4414.544
2018 | CA | MRO | - | SaskPower | MW | Existing-Certain and Net Firm Transfers Excess/Shortfall |  | 0 | 0 | 0 | 0 | -59.021 | -217.276 | -224.275 | -375.71 | -410.453 | -476.463 | -869.928
2018 | CA | MRO | - | SaskPower | MW | Anticipated Excess/Shortfall |  | 0 | 0 | 0 | 0 | 0 | 0 | 0 | 0 | 0 | 0 | 0
2018 | CA | MRO | - | SaskPower | MW | Prospective Excess/Shortfall |  | 0 | 0 | 0 | 0 | 0 | 0 | 0 | 0 | 0 | 0 | 0
2018 | CA | MRO | - | SaskPower | % | Existing-Certain and Net Firm Transfers Reserve Margin |  | 18.86% | 16.73% | 14.25% | 12.57% | 9.345% | 4.953% | 4.791% | 0.7302% | -0.1243% | -1.799% | -12.23%
2018 | CA | MRO | - | SaskPower | % | Anticipated Reserve Margin |  | 18.86% | 16.79% | 23.77% | 22.55% | 19.8% | 15.33% | 24.73% | 20.96% | 20.48% | 19.16% | 17.87%
2018 | CA | MRO | - | SaskPower | % | Prospective Reserve Margin |  | 18.86% | 16.79% | 23.77% | 22.55% | 19.8% | 15.33% | 24.73% | 20.96% | 20.48% | 19.16% | 17.87%
2018 | CA | MRO | - | SaskPower | % | Reference Margin Level |  | 11% | 11% | 11% | 11% | 11% | 11% | 11% | 11% | 11% | 11% | 11%
2018 | CA | NPCC | - | Maritimes | MW | Energy Efficiency and Conservation |  | 8.6 | 16.8 | 27.9 | 38.6 | 49.2 | 59.5 | 69.9 | 80.7 | 92 | 104.1 | 117
2018 | CA | NPCC | - | Maritimes | MW | Total Installed Photovoltaic |  | 0 | 0 | 0 | 0 | 0 | 0 | 0 | 0 | 0 | 0 | 0
2018 | CA | NPCC | - | Maritimes | MW | Photovoltaic On-Peak |  | 0 | 0 | 0 | 0 | 0 | 0 | 0 | 0 | 0 | 0 | 0
2018 | CA | NPCC | - | Maritimes | MW | Total Internal Demand |  | 3279.6 | 3259.63 | 3395.4 | 3374.34 | 3359.5288 | 3344.6674 | 3328.1567 | 3321.6979 | 3315.1918 | 3312.8397 | 3307.8424
2018 | CA | NPCC | - | Maritimes | MW | Controllable and Dispatchable Demand Response - Available |  | 343.7 | 346.8 | 350.7 | 350.5 | 350.3 | 350.2 | 349.9 | 349.8 | 349.5 | 349.3 | 349
2018 | CA | NPCC | - | Maritimes | MW | Net Internal Demand |  | 2935.9 | 2912.83 | 3044.7 | 3023.84 | 3009.2288 | 2994.4674 | 2978.2567 | 2971.8979 | 2965.6918 | 2963.5397 | 2958.8424
2018 | CA | NPCC | - | Maritimes | MW | Behind the Meter Generation - Capacity |  | 0 | 0 | 0 | 0 | 0 | 0 | 0 | 0 | 0 | 0 | 0
2018 | CA | NPCC | - | Maritimes | MW | Other Capacity Adjustments - Additions |  | 0 | 0 | 0 | 0 | 0 | 0 | 0 | 0 | 0 | 0 | 0
2018 | CA | NPCC | - | Maritimes | MW | Other Capacity Adjustments - Reductions |  | 0 | 0 | 0 | 0 | 0 | 0 | 0 | 0 | 0 | 0 | 0
2018 | CA | NPCC | - | Maritimes | MW | Confirmed Retirements |  | 0 | 0 | 0 | 0 | 0 | 0 | 0 | 0 | 0 | 0 | 0
2018 | CA | NPCC | - | Maritimes | MW | Unconfirmed Retirements |  | 0 | 45 | 208 | 208 | 209.1 | 211.3 | 297.3 | 325.3 | 617.6 | 617.6 | 617.6
2018 | CA | NPCC | - | Maritimes | MW | Scheduled Outages |  | 750 | 750 | 750 | 750 | 750 | 750 | 750 | 750 | 750 | 750 | 750
2018 | CA | NPCC | - | Maritimes | MW | Transmission Limitations |  | 0 | 0 | 0 | 0 | 0 | 0 | 0 | 0 | 0 | 0 | 0
2018 | CA | NPCC | - | Maritimes | MW | Existing-Certain |  | 5860.6878 | 5834.0878 | 5834.0878 | 5834.0878 | 5834.0878 | 5834.0878 | 5834.0878 | 5834.0878 | 5834.0878 | 5834.0878 | 5834.0878
2018 | CA | NPCC | - | Maritimes | MW | Existing-Other |  | 27.9 | 97.9 | 97.9 | 97.9 | 97.9 | 97.9 | 97.9 | 97.9 | 97.9 | 97.9 | 97.9
2018 | CA | NPCC | - | Maritimes | MW | Additions - Tier 1 |  | 7.89 | 47.64 | 48.64 | 58.64 | 86.64 | 86.64 | 86.64 | 86.64 | 86.64 | 86.64 | 86.64
2018 | CA | NPCC | - | Maritimes | MW | Additions - Tier 2 |  | 0 | 0 | 0 | 0 | 0 | 0 | 0 | 0 | 0 | 0 | 0
2018 | CA | NPCC | - | Maritimes | MW | Additions - Tier 3 |  | 0 | 0 | 0 | 0 | 0 | 0 | 0 | 0 | 0 | 0 | 0
2018 | CA | NPCC | - | Maritimes | MW | Firm Imports |  | 0 | 0 | 0 | 0 | 0 | 0 | 0 | 0 | 0 | 0 | 0
2018 | CA | NPCC | - | Maritimes | MW | Firm Exports |  | 114 | 110 | 69 | 66 | 0 | 0 | 0 | 0 | 0 | 0 | 0
2018 | CA | NPCC | - | Maritimes | MW | Net Firm Capacity Transfers |  | -114 | -110 | -69 | -66 | 0 | 0 | 0 | 0 | 0 | 0 | 0
2018 | CA | NPCC | - | Maritimes | MW | Expected Imports |  | 0 | 0 | 153 | 153 | 153 | 153 | 153 | 153 | 153 | 153 | 153
2018 | CA | NPCC | - | Maritimes | MW | Expected Exports |  | 0 | 0 | 0 | 0 | 0 | 0 | 0 | 0 | 0 | 0 | 0
2018 | CA | NPCC | - | Maritimes | MW | Net Expected Transfers |  | 0 | 0 | 153 | 153 | 153 | 153 | 153 | 153 | 153 | 153 | 153
2018 | CA | NPCC | - | Maritimes | MW | Existing-Certain & Net Firm Transfers |  | 5746.6878 | 5724.0878 | 5765.0878 | 5768.0878 | 5834.0878 | 5834.0878 | 5834.0878 | 5834.0878 | 5834.0878 | 5834.0878 | 5834.0878
2018 | CA | NPCC | - | Maritimes | MW | Anticipated Resources |  | 5754.5778 | 5771.7278 | 5813.7278 | 5826.7278 | 5920.7278 | 5920.7278 | 5920.7278 | 5920.7278 | 5920.7278 | 5920.7278 | 5920.7278
2018 | CA | NPCC | - | Maritimes | MW | Prospective Resources |  | 5782.4778 | 5824.6278 | 5856.6278 | 5869.6278 | 5962.5278 | 5960.3278 | 5874.3278 | 5846.3278 | 5554.0278 | 5554.0278 | 5554.0278
2018 | CA | NPCC | - | Maritimes | MW | Existing-Certain and Net Firm Transfers Excess/Shortfall |  | 0 | 0 | 0 | 0 | 0 | 0 | 0 | 0 | 0 | 0 | 0
2018 | CA | NPCC | - | Maritimes | MW | Anticipated Excess/Shortfall |  | 0 | 0 | 0 | 0 | 0 | 0 | 0 | 0 | 0 | 0 | 0
2018 | CA | NPCC | - | Maritimes | MW | Prospective Excess/Shortfall |  | 0 | 0 | 0 | 0 | 0 | 0 | 0 | 0 | 0 | 0 | 0
2018 | CA | NPCC | - | Maritimes | % | Existing-Certain and Net Firm Transfers Reserve Margin |  | 95.74% | 96.51% | 89.35% | 90.75% | 93.87% | 94.83% | 95.89% | 96.31% | 96.72% | 96.86% | 97.17%
2018 | CA | NPCC | - | Maritimes | % | Anticipated Reserve Margin |  | 96.01% | 98.15% | 90.95% | 92.69% | 96.75% | 97.72% | 98.8% | 99.22% | 99.64% | 99.79% | 100.1%
2018 | CA | NPCC | - | Maritimes | % | Prospective Reserve Margin |  | 96.96% | 99.96% | 92.35% | 94.11% | 98.14% | 99.04% | 97.24% | 96.72% | 87.28% | 87.41% | 87.71%
2018 | CA | NPCC | - | Maritimes | % | Reference Margin Level |  | 20% | 20% | 20% | 20% | 20% | 20% | 20% | 20% | 20% | 20% | 20%
2018 | US | NPCC | - | New England | MW | Energy Efficiency and Conservation |  | 2698.588 | 3065.6326 | 3416.2205 | 3757.1585 | 4071.7215 | 4358.6303 | 4617.3622 | 4848.2875 | 5051.8849 | 5229.3478 | 5413.0446
2018 | US | NPCC | - | New England | MW | Total Installed Photovoltaic |  | 1727.0572 | 2038.6102 | 2309.9947 | 2570.8673 | 2813.3062 | 3045.3503 | 3262.8501 | 3461.5396 | 3630.956 | 3795.6119 | 3866.6907
2018 | US | NPCC | - | New England | MW | Photovoltaic On-Peak |  | 632.6351 | 720.6306 | 790.2423 | 850.9303 | 901.4822 | 944.7501 | 980.0944 | 1008.8724 | 1031.3771 | 1050.6913 | 1070.3671
2018 | US | NPCC | - | New England | MW | Total Internal Demand |  | 25728 | 25511 | 25297.5372 | 25135.9113 | 25020.7963 | 24941.6196 | 24888.5434 | 24863.8401 | 24873.738 | 24911.9609 | 24950.2427
2018 | US | NPCC | - | New England | MW | Controllable and Dispatchable Demand Response - Available |  | 407.62 | 464.426 | 419.639 | 624.445 | 624.445 | 624.445 | 624.445 | 624.445 | 624.445 | 624.445 | 624.445
2018 | US | NPCC | - | New England | MW | Net Internal Demand |  | 25320.38 | 25046.574 | 24877.8982 | 24511.4663 | 24396.3513 | 24317.1746 | 24264.0984 | 24239.3951 | 24249.293 | 24287.5159 | 24325.7977
2018 | US | NPCC | - | New England | MW | Behind the Meter Generation - Capacity |  | 0 | 0 | 0 | 0 | 0 | 0 | 0 | 0 | 0 | 0 | 0
2018 | US | NPCC | - | New England | MW | Other Capacity Adjustments - Additions |  | 0 | 21.0237 | 36.0644 | 58.2929 | 75.4477 | 101.4758 | 125.4632 | 143.9258 | 155.5442 | 165.6221 | 175
2018 | US | NPCC | - | New England | MW | Other Capacity Adjustments - Reductions |  | 0 | 0 | 0 | 0 | 0 | 0 | 0 | 0 | 0 | 0 | 0
2018 | US | NPCC | - | New England | MW | Confirmed Retirements |  | 0 | 684.997 | 684.997 | 1070.603 | 1070.603 | 1070.603 | 1070.603 | 1070.603 | 1070.603 | 1070.603 | 1070.603
2018 | US | NPCC | - | New England | MW | Unconfirmed Retirements |  | 0 | 0 | 0 | 0 | 0 | 0 | 0 | 0 | 0 | 0 | 0
2018 | US | NPCC | - | New England | MW | Scheduled Outages |  | 27 | 0 | 0 | 0 | 0 | 0 | 0 | 0 | 0 | 0 | 0
2018 | US | NPCC | - | New England | MW | Transmission Limitations |  | 0 | 0 | 0 | 0 | 0 | 0 | 0 | 0 | 0 | 0 | 0
2018 | US | NPCC | - | New England | MW | Existing-Certain |  | 30472.8684 | 29835.8951 | 29850.9357 | 29487.5583 | 29504.7131 | 29530.7412 | 29554.7286 | 29573.1912 | 29584.8095 | 29594.8875 | 29604.2654
2018 | US | NPCC | - | New England | MW | Existing-Other |  | 474.1526 | 474.1526 | 474.1526 | 474.1526 | 474.1526 | 474.1526 | 474.1526 | 474.1526 | 474.1526 | 474.1526 | 474.1526
2018 | US | NPCC | - | New England | MW | Additions - Tier 1 |  | 0 | 1101.2565 | 1203.9565 | 1688.9565 | 1752.3565 | 1752.3565 | 1752.3565 | 1752.3565 | 1752.3565 | 1752.3565 | 1752.3565
2018 | US | NPCC | - | New England | MW | Additions - Tier 2 |  | 0 | 69.6293 | 165.6281 | 353.2281 | 423.5339 | 583.5339 | 611.375 | 787.375 | 787.375 | 787.375 | 787.375
2018 | US | NPCC | - | New England | MW | Additions - Tier 3 |  | 0 | 266.3733 | 678.3212 | 1092.0983 | 2263.1201 | 2447.7972 | 2544.538 | 2544.538 | 2544.538 | 2544.538 | 2544.538
2018 | US | NPCC | - | New England | MW | Firm Imports |  | 1598 | 1481 | 1265.4 | 1247 | 81.3 | 81.3 | 81.3 | 81.3 | 81.3 | 81.3 | 81.3
2018 | US | NPCC | - | New England | MW | Firm Exports |  | 0 | 0 | 0 | 0 | 0 | 0 | 0 | 0 | 0 | 0 | 0
2018 | US | NPCC | - | New England | MW | Net Firm Capacity Transfers |  | 1598 | 1481 | 1265.4 | 1247 | 81.3 | 81.3 | 81.3 | 81.3 | 81.3 | 81.3 | 81.3
2018 | US | NPCC | - | New England | MW | Expected Imports |  | 0 | 0 | 0 | 0 | 0 | 0 | 0 | 0 | 0 | 0 | 0
2018 | US | NPCC | - | New England | MW | Expected Exports |  | 0 | 0 | 0 | 0 | 0 | 0 | 0 | 0 | 0 | 0 | 0
2018 | US | NPCC | - | New England | MW | Net Expected Transfers |  | 0 | 0 | 0 | 0 | 0 | 0 | 0 | 0 | 0 | 0 | 0
2018 | US | NPCC | - | New England | MW | Existing-Certain & Net Firm Transfers |  | 32070.8684 | 31316.8951 | 31116.3357 | 30734.5583 | 29586.0131 | 29612.0412 | 29636.0286 | 29654.4912 | 29666.1095 | 29676.1875 | 29685.5654
2018 | US | NPCC | - | New England | MW | Anticipated Resources |  | 32070.8684 | 32418.1516 | 32320.2923 | 32423.5148 | 31338.3696 | 31364.3977 | 31388.3851 | 31406.8477 | 31418.466 | 31428.544 | 31437.9219
2018 | US | NPCC | - | New England | MW | Prospective Resources |  | 32545.021 | 32961.9335 | 32960.073 | 33250.8955 | 32236.0562 | 32422.0843 | 32473.9128 | 32668.3754 | 32679.9937 | 32690.0716 | 32699.4495
2018 | US | NPCC | - | New England | MW | Existing-Certain and Net Firm Transfers Excess/Shortfall |  | 0 | 0 | 0 | 0 | 0 | 0 | 0 | 0 | 0 | 0 | 0
2018 | US | NPCC | - | New England | MW | Anticipated Excess/Shortfall |  | 0 | 0 | 0 | 0 | 0 | 0 | 0 | 0 | 0 | 0 | 0
2018 | US | NPCC | - | New England | MW | Prospective Excess/Shortfall |  | 0 | 0 | 0 | 0 | 0 | 0 | 0 | 0 | 0 | 0 | 0
2018 | US | NPCC | - | New England | % | Existing-Certain and Net Firm Transfers Reserve Margin |  | 26.66% | 25.03% | 25.08% | 25.39% | 21.27% | 21.77% | 22.14% | 22.34% | 22.34% | 22.19% | 22.03%
2018 | US | NPCC | - | New England | % | Anticipated Reserve Margin |  | 26.66% | 29.43% | 29.92% | 32.28% | 28.46% | 28.98% | 29.36% | 29.57% | 29.56% | 29.4% | 29.24%
2018 | US | NPCC | - | New England | % | Prospective Reserve Margin |  | 28.53% | 31.6% | 32.49% | 35.65% | 32.13% | 33.33% | 33.84% | 34.77% | 34.77% | 34.6% | 34.42%
2018 | US | NPCC | - | New England | % | Reference Margin Level |  | 17.2% | 16.91% | 17.2% | 16.36% | 16.36% | 16.36% | 16.36% | 16.36% | 16.36% | 16.36% | 16.36%
2018 | US | NPCC | - | New York | MW | Energy Efficiency and Conservation |  | 245 | 476 | 775 | 1038 | 1238 | 1452 | 1593 | 1831 | 2056 | 2189 | 2262
2018 | US | NPCC | - | New York | MW | Total Installed Photovoltaic |  | 1504 | 1948 | 2361 | 2665 | 2899 | 3058 | 3198 | 3313 | 3405 | 3500 | 3577
2018 | US | NPCC | - | New York | MW | Photovoltaic On-Peak |  | 440 | 566 | 689 | 774 | 843 | 889 | 928 | 963 | 989 | 1017 | 1038
2018 | US | NPCC | - | New York | MW | Total Internal Demand |  | 32904 | 32857 | 32629 | 32451 | 32339 | 32284 | 32276 | 32299 | 32343 | 32403 | 32469
2018 | US | NPCC | - | New York | MW | Controllable and Dispatchable Demand Response - Available |  | 870.5 | 870.5 | 870.5 | 870.5 | 870.5 | 870.5 | 870.5 | 870.5 | 870.5 | 870.5 | 870.5
2018 | US | NPCC | - | New York | MW | Net Internal Demand |  | 32033.5 | 31986.5 | 31758.5 | 31580.5 | 31468.5 | 31413.5 | 31405.5 | 31428.5 | 31472.5 | 31532.5 | 31598.5
2018 | US | NPCC | - | New York | MW | Behind the Meter Generation - Capacity |  | 0 | 0 | 0 | 0 | 0 | 0 | 0 | 0 | 0 | 0 | 0
2018 | US | NPCC | - | New York | MW | Other Capacity Adjustments - Additions |  | 0 | 0 | 0 | 0 | 0 | 0 | 0 | 0 | 0 | 0 | 0
2018 | US | NPCC | - | New York | MW | Other Capacity Adjustments - Reductions |  | -1967.9 | -2332.5 | -3279.7 | -3627.8 | -3895.3 | -3895.3 | -3895.3 | -3895.3 | -3895.3 | -3895.3 | -3895.3
2018 | US | NPCC | - | New York | MW | Confirmed Retirements |  | 593.9 | 593.9 | 1612.4 | 2650.2 | 2650.2 | 2650.2 | 2650.2 | 2650.2 | 2650.2 | 2650.2 | 2650.2
2018 | US | NPCC | - | New York | MW | Unconfirmed Retirements |  | 90.4 | 90.4 | 90.4 | 90.4 | 90.4 | 90.4 | 90.4 | 90.4 | 90.4 | 90.4 | 90.4
2018 | US | NPCC | - | New York | MW | Scheduled Outages |  | 0 | 0 | 0 | 0 | 0 | 0 | 0 | 0 | 0 | 0 | 0
2018 | US | NPCC | - | New York | MW | Transmission Limitations |  | 0 | 0 | 0 | 0 | 0 | 0 | 0 | 0 | 0 | 0 | 0
2018 | US | NPCC | - | New York | MW | Existing-Certain |  | 40488.5 | 40875.8 | 40804.5 | 40114.8 | 40382.3 | 40382.3 | 40382.3 | 40382.3 | 40382.3 | 40382.3 | 40382.3
2018 | US | NPCC | - | New York | MW | Existing-Other |  | 0 | 0 | 0 | 0 | 0 | 0 | 0 | 0 | 0 | 0 | 0
2018 | US | NPCC | - | New York | MW | Additions - Tier 1 |  | 890.5 | 1073.7 | 2219.7 | 2238.7 | 2238.7 | 2238.7 | 2238.7 | 2238.7 | 2238.7 | 2238.7 | 2238.7
2018 | US | NPCC | - | New York | MW | Additions - Tier 2 |  | 2.5 | 240 | 1338.3 | 2448.1 | 2448.1 | 2956.1 | 2956.1 | 2956.1 | 2956.1 | 2956.1 | 2956.1
2018 | US | NPCC | - | New York | MW | Additions - Tier 3 |  | 20 | 807 | 1446.5 | 1890 | 2623 | 3398 | 3398 | 3398 | 3398 | 3398 | 3398
2018 | US | NPCC | - | New York | MW | Firm Imports* |  | 1625.3 | 1278.7 | 1784.7 | 1799.5 | 1942.2 | 1942.2 | 1942.2 | 1942.2 | 1942.2 | 1942.2 | 1942.2
2018 | US | NPCC | - | New York | MW | Firm Exports |  | 0 | 0 | 0 | 0 | 0 | 0 | 0 | 0 | 0 | 0 | 0
2018 | US | NPCC | - | New York | MW | Net Firm Capacity Transfers |  | 1625.3 | 1278.7 | 1784.7 | 1799.5 | 1942.2 | 1942.2 | 1942.2 | 1942.2 | 1942.2 | 1942.2 | 1942.2
2018 | US | NPCC | - | New York | MW | Expected Imports |  | 0 | 0 | 0 | 0 | 0 | 0 | 0 | 0 | 0 | 0 | 0
2018 | US | NPCC | - | New York | MW | Expected Exports |  | 0 | 0 | 0 | 0 | 0 | 0 | 0 | 0 | 0 | 0 | 0
2018 | US | NPCC | - | New York | MW | Net Expected Transfers |  | 0 | 0 | 0 | 0 | 0 | 0 | 0 | 0 | 0 | 0 | 0
2018 | US | NPCC | - | New York | MW | Existing-Certain & Net Firm Transfers |  | 42113.8 | 42154.5 | 42589.2 | 41914.3 | 42324.5 | 42324.5 | 42324.5 | 42324.5 | 42324.5 | 42324.5 | 42324.5
2018 | US | NPCC | - | New York | MW | Anticipated Resources |  | 43004.3 | 43228.2 | 44808.9 | 44153 | 44563.2 | 44563.2 | 44563.2 | 44563.2 | 44563.2 | 44563.2 | 44563.2
2018 | US | NPCC | - | New York | MW | Prospective Resources |  | 42916.4 | 43377.8 | 46056.8 | 46510.7 | 46920.9 | 47428.9 | 47428.9 | 47428.9 | 47428.9 | 47428.9 | 47428.9
2018 | US | NPCC | - | New York | MW | Existing-Certain and Net Firm Transfers Excess/Shortfall |  | 0 | 0 | 0 | 0 | 0 | 0 | 0 | 0 | 0 | 0 | 0
2018 | US | NPCC | - | New York | MW | Anticipated Excess/Shortfall |  | 0 | 0 | 0 | 0 | 0 | 0 | 0 | 0 | 0 | 0 | 0
2018 | US | NPCC | - | New York | MW | Prospective Excess/Shortfall |  | 0 | 0 | 0 | 0 | 0 | 0 | 0 | 0 | 0 | 0 | 0
2018 | US | NPCC | - | New York | % | Existing-Certain and Net Firm Transfers Reserve Margin |  | 31.47% | 31.79% | 34.1% | 32.72% | 34.5% | 34.73% | 34.77% | 34.67% | 34.48% | 34.23% | 33.94%
2018 | US | NPCC | - | New York | % | Anticipated Reserve Margin |  | 34.25% | 35.15% | 41.09% | 39.81% | 41.61% | 41.86% | 41.9% | 41.79% | 41.59% | 41.32% | 41.03%
2018 | US | NPCC | - | New York | % | Prospective Reserve Margin |  | 33.97% | 35.61% | 45.02% | 47.28% | 49.1% | 50.98% | 51.02% | 50.91% | 50.7% | 50.41% | 50.1%
2018 | US | NPCC | - | New York | % | Reference Margin Level |  | 15% | 15% | 15% | 15% | 15% | 15% | 15% | 15% | 15% | 15% | 15%
2018 | CA | NPCC | - | Ontario | MW | Energy Efficiency and Conservation |  | 446.6516 | 678.8353 | 872.963 | 926.8993 | 956.5254 | 1023.3635 | 1069.3746 | 1186.8941 | 1349.6621 | 1543.2075 | 1701.9476
2018 | CA | NPCC | - | Ontario | MW | Total Installed Photovoltaic |  | 2053.4738 | 2217.4662 | 2241.6657 | 2254.6282 | 2254.6282 | 2254.6282 | 2254.6282 | 2254.6282 | 2254.6282 | 2254.6282 | 2254.6282
2018 | CA | NPCC | - | Ontario | MW | Photovoltaic On-Peak |  | 207.4009 | 223.9641 | 226.4082 | 227.7175 | 227.7175 | 227.7175 | 227.7175 | 227.7175 | 227.7175 | 227.7175 | 227.7175
2018 | CA | NPCC | - | Ontario | MW | Total Internal Demand |  | 22076.0001 | 22016.0001 | 22085.4819 | 22154.9638 | 22097.816 | 22138.9293 | 22250.5733 | 22302.2069 | 22145.5234 | 22262.908 | 22262.9617
2018 | CA | NPCC | - | Ontario | MW | Controllable and Dispatchable Demand Response - Available |  | 701 | 533 | 549.45 | 549.45 | 549.45 | 549.45 | 549.45 | 549.45 | 549.45 | 549.45 | 549.45
2018 | CA | NPCC | - | Ontario | MW | Net Internal Demand |  | 21375.0001 | 21483.0001 | 21536.0319 | 21605.5138 | 21548.366 | 21589.4793 | 21701.1233 | 21752.7569 | 21596.0734 | 21713.458 | 21713.5117
2018 | CA | NPCC | - | Ontario | MW | Behind the Meter Generation - Capacity |  | 0 | 0 | 0 | 0 | 0 | 0 | 0 | 0 | 0 | 0 | 0
2018 | CA | NPCC | - | Ontario | MW | Other Capacity Adjustments - Additions |  | 0 | 0 | 0 | 0 | 0 | 0 | 0 | 0 | 0 | 0 | 0
2018 | CA | NPCC | - | Ontario | MW | Other Capacity Adjustments - Reductions |  | 0 | 0 | 0 | 0 | 0 | 0 | 0 | 0 | 0 | 0 | 0
2018 | CA | NPCC | - | Ontario | MW | Confirmed Retirements |  | 0 | 0 | 0 | 0 | 0 | 0 | 0 | 1030 | 1030 | 3094 | 3094
2018 | CA | NPCC | - | Ontario | MW | Unconfirmed Retirements |  | 0 | 84.8 | 84.8 | 84.8 | 84.8 | 150.8 | 150.8 | 355.8 | 357.5 | 357.5 | 357.5
2018 | CA | NPCC | - | Ontario | MW | Scheduled Outages |  | 55.6 | 0 | 0 | 0 | 0 | 0 | 0 | 0 | 0 | 0 | 0
2018 | CA | NPCC | - | Ontario | MW | Transmission Limitations |  | 217 | 294 | 300 | 150 | 150 | 150 | 150 | 150 | 150 | 150 | 150
2018 | CA | NPCC | - | Ontario | MW | Existing-Certain |  | 24878.6515 | 26510.6515 | 26202.6515 | 25474.6515 | 25474.6515 | 24444.6515 | 23198.6515 | 24076.6515 | 24140.6515 | 24140.6515 | 23330.6515
2018 | CA | NPCC | - | Ontario | MW | Existing-Other |  | 0 | 0 | 0 | 0 | 0 | 0 | 0 | 0 | 0 | 0 | 0
2018 | CA | NPCC | - | Ontario | MW | Additions - Tier 1 |  | 53.1948 | 970.0021 | 1011.6871 | 1011.6871 | 1011.6871 | 1011.6871 | 1011.6871 | 1011.6871 | 1011.6871 | 1011.6871 | 1011.6871
2018 | CA | NPCC | - | Ontario | MW | Additions - Tier 2 |  | 0 | 0 | 0 | 0 | 0 | 0 | 0 | 0 | 0 | 0 | 0
2018 | CA | NPCC | - | Ontario | MW | Additions - Tier 3 |  | 0 | 0 | 0 | 0 | 0 | 0 | 0 | 0 | 0 | 0 | 0
2018 | CA | NPCC | - | Ontario | MW | Firm Imports |  | 0 | 0 | 0 | 0 | 0 | 0 | 0 | 0 | 0 | 0 | 0
2018 | CA | NPCC | - | Ontario | MW | Firm Exports |  | 101.6 | 0 | 0 | 0 | 0 | 0 | 0 | 0 | 0 | 0 | 0
2018 | CA | NPCC | - | Ontario | MW | Net Firm Capacity Transfers |  | -101.6 | 0 | 0 | 0 | 0 | 0 | 0 | 0 | 0 | 0 | 0
2018 | CA | NPCC | - | Ontario | MW | Expected Imports |  | 0 | 0 | 0 | 0 | 0 | 500 | 0 | 0 | 0 | 0 | 0
2018 | CA | NPCC | - | Ontario | MW | Expected Exports |  | 0 | 0 | 0 | 0 | 0 | 0 | 0 | 0 | 0 | 0 | 0
2018 | CA | NPCC | - | Ontario | MW | Net Expected Transfers |  | 0 | 0 | 0 | 0 | 0 | 500 | 0 | 0 | 0 | 0 | 0
2018 | CA | NPCC | - | Ontario | MW | Existing-Certain & Net Firm Transfers |  | 24777.0514 | 26510.6515 | 26202.6515 | 25474.6515 | 25474.6515 | 24444.6515 | 23198.6515 | 24076.6515 | 24140.6515 | 24140.6515 | 23330.6515
2018 | CA | NPCC | - | Ontario | MW | Anticipated Resources |  | 24830.2463 | 27480.6535 | 27214.3385 | 26486.3385 | 26486.3385 | 25456.3385 | 24210.3385 | 25088.3385 | 25152.3385 | 25152.3385 | 24342.3385
2018 | CA | NPCC | - | Ontario | MW | Prospective Resources |  | 24830.2463 | 27395.8535 | 27129.5385 | 26401.5385 | 26401.5385 | 25805.5385 | 24059.5385 | 24732.5385 | 24794.8385 | 24794.8385 | 23984.8385
2018 | CA | NPCC | - | Ontario | MW | Existing-Certain and Net Firm Transfers Excess/Shortfall |  | -632.6979 | 0 | 0 | -24.6315 | -62.9582 | -1339.5933 | -3187.8574 | -2612.8505 | -2946.7279 | -2549.2342 | -3073.8338
2018 | CA | NPCC | - | Ontario | MW | Anticipated Excess/Shortfall |  | -579.5031 | 0 | 0 | 0 | 0 | -327.9062 | -2176.1703 | -1601.1634 | -1935.0408 | -1537.5471 | -2062.1468
2018 | CA | NPCC | - | Ontario | MW | Prospective Excess/Shortfall |  | -579.5031 | 0 | 0 | 0 | 0 | 0 | -2326.9703 | -1956.9634 | -2292.5408 | -1895.0471 | -2419.6468
2018 | CA | NPCC | - | Ontario | % | Existing-Certain and Net Firm Transfers Reserve Margin |  | 15.92% | 23.4% | 21.67% | 17.91% | 18.22% | 13.22% | 6.901% | 10.68% | 11.78% | 11.18% | 7.448%
2018 | CA | NPCC | - | Ontario | % | Anticipated Reserve Margin |  | 16.16% | 27.92% | 26.37% | 22.59% | 22.92% | 17.91% | 11.56% | 15.33% | 16.47% | 15.84% | 12.11%
2018 | CA | NPCC | - | Ontario | % | Prospective Reserve Margin |  | 16.16% | 27.52% | 25.97% | 22.2% | 22.52% | 19.53% | 10.87% | 13.7% | 14.81% | 14.19% | 10.46%
2018 | CA | NPCC | - | Ontario | % | Reference Margin Level |  | 18.88% | 18.37% | 18.05% | 18.02% | 18.51% | 19.43% | 21.59% | 22.69% | 25.43% | 22.92% | 21.6%
2018 | CA | NPCC | - | Quebec | MW | Energy Efficiency and Conservation |  | 50 | 100 | 150 | 200 | 250 | 300 | 350 | 400 | 450 | 500 | 550
2018 | CA | NPCC | - | Quebec | MW | Total Installed Photovoltaic |  | 0 | 0 | 0 | 0 | 0 | 0 | 0 | 0 | 0 | 0 | 0
2018 | CA | NPCC | - | Quebec | MW | Photovoltaic On-Peak |  | 0 | 0 | 0 | 0 | 0 | 0 | 0 | 0 | 0 | 0 | 0
2018 | CA | NPCC | - | Quebec | MW | Total Internal Demand |  | 20503.1105 | 21091.4757 | 21227.1254 | 21409.6648 | 21555.9712 | 21626.3885 | 21702.5811 | 21776.3743 | 21840.2163 | 21906.6561 | 21976.6315
2018 | CA | NPCC | - | Quebec | MW | Controllable and Dispatchable Demand Response - Available |  | 0 | 0 | 0 | 0 | 0 | 0 | 0 | 0 | 0 | 0 | 0
2018 | CA | NPCC | - | Quebec | MW | Net Internal Demand |  | 20503.1105 | 21091.4757 | 21227.1254 | 21409.6648 | 21555.9712 | 21626.3885 | 21702.5811 | 21776.3743 | 21840.2163 | 21906.6561 | 21976.6315
2018 | CA | NPCC | - | Quebec | MW | Behind the Meter Generation - Capacity |  | 0 | 0 | 0 | 0 | 0 | 0 | 0 | 0 | 0 | 0 | 0
2018 | CA | NPCC | - | Quebec | MW | Other Capacity Adjustments - Additions |  | 0 | 0 | 0 | 0 | 0 | 0 | 0 | 0 | 0 | 0 | 0
2018 | CA | NPCC | - | Quebec | MW | Other Capacity Adjustments - Reductions |  | 0 | 0 | 0 | 0 | 0 | 0 | 0 | 0 | 0 | 0 | 0
2018 | CA | NPCC | - | Quebec | MW | Confirmed Retirements |  | 0 | 0 | 0 | 0 | 0 | 0 | 0 | 0 | 0 | 0 | 0
2018 | CA | NPCC | - | Quebec | MW | Unconfirmed Retirements |  | 0 | 0 | 0 | 0 | 0 | 0 | 0 | 0 | 0 | 0 | 0
2018 | CA | NPCC | - | Quebec | MW | Scheduled Outages |  | 0 | 0 | 0 | 0 | 0 | 0 | 0 | 0 | 0 | 0 | 0
2018 | CA | NPCC | - | Quebec | MW | Transmission Limitations |  | 0 | 0 | 0 | 0 | 0 | 0 | 0 | 0 | 0 | 0 | 0
2018 | CA | NPCC | - | Quebec | MW | Existing-Certain |  | 34812.406 | 34812.406 | 34812.406 | 34812.406 | 34812.406 | 34812.406 | 34804.326 | 34804.326 | 34756.626 | 34737.626 | 34686.626
2018 | CA | NPCC | - | Quebec | MW | Existing-Other |  | 0 | 0 | 0 | 0 | 0 | 0 | 0 | 0 | 0 | 0 | 0
2018 | CA | NPCC | - | Quebec | MW | Additions - Tier 1 |  | 0 | 38 | 89.05 | 384.25 | 384.25 | 384.25 | 384.25 | 384.25 | 384.25 | 384.25 | 384.25
2018 | CA | NPCC | - | Quebec | MW | Additions - Tier 2 |  | 0 | 0 | 0 | 0 | 0 | 0 | 0 | 0 | 0 | 0 | 0
2018 | CA | NPCC | - | Quebec | MW | Additions - Tier 3 |  | 0 | 0 | 0 | 0 | 0 | 0 | 0 | 0 | 0 | 0 | 0
2018 | CA | NPCC | - | Quebec | MW | Firm Imports |  | 0 | 0 | 0 | 0 | 0 | 0 | 0 | 0 | 0 | 0 | 0
2018 | CA | NPCC | - | Quebec | MW | Firm Exports |  | 1729 | 2085 | 2463 | 2415 | 1561 | 1561 | 1561 | 1561 | 1561 | 1561 | 1561
2018 | CA | NPCC | - | Quebec | MW | Net Firm Capacity Transfers |  | -1729 | -2085 | -2463 | -2415 | -1561 | -1561 | -1561 | -1561 | -1561 | -1561 | -1561
2018 | CA | NPCC | - | Quebec | MW | Expected Imports |  | 0 | 0 | 0 | 0 | 0 | 0 | 0 | 0 | 0 | 0 | 0
2018 | CA | NPCC | - | Quebec | MW | Expected Exports |  | 0 | 0 | 0 | 0 | 0 | 0 | 0 | 0 | 0 | 0 | 0
2018 | CA | NPCC | - | Quebec | MW | Net Expected Transfers |  | 0 | 0 | 0 | 0 | 0 | 0 | 0 | 0 | 0 | 0 | 0
2018 | CA | NPCC | - | Quebec | MW | Existing-Certain & Net Firm Transfers |  | 33083.406 | 32727.406 | 32349.406 | 32397.406 | 33251.406 | 33251.406 | 33243.326 | 33243.326 | 33195.626 | 33176.626 | 33125.626
2018 | CA | NPCC | - | Quebec | MW | Anticipated Resources |  | 33083.406 | 32765.406 | 32438.456 | 32781.656 | 33635.656 | 33635.656 | 33627.576 | 33627.576 | 33579.876 | 33560.876 | 33509.876
2018 | CA | NPCC | - | Quebec | MW | Prospective Resources |  | 33083.406 | 32765.406 | 32438.456 | 32781.656 | 33635.656 | 33635.656 | 33627.576 | 33627.576 | 33579.876 | 33560.876 | 33509.876
2018 | CA | NPCC | - | Quebec | MW | Existing-Certain and Net Firm Transfers Excess/Shortfall |  | 0 | 0 | 0 | 0 | 0 | 0 | 0 | 0 | 0 | 0 | 0
2018 | CA | NPCC | - | Quebec | MW | Anticipated Excess/Shortfall |  | 0 | 0 | 0 | 0 | 0 | 0 | 0 | 0 | 0 | 0 | 0
2018 | CA | NPCC | - | Quebec | MW | Prospective Excess/Shortfall |  | 0 | 0 | 0 | 0 | 0 | 0 | 0 | 0 | 0 | 0 | 0
2018 | CA | NPCC | - | Quebec | % | Existing-Certain and Net Firm Transfers Reserve Margin |  | 61.36% | 55.17% | 52.4% | 51.32% | 54.26% | 53.75% | 53.18% | 52.66% | 51.99% | 51.45% | 50.73%
2018 | CA | NPCC | - | Quebec | % | Anticipated Reserve Margin |  | 61.36% | 55.35% | 52.82% | 53.12% | 56.04% | 55.53% | 54.95% | 54.42% | 53.75% | 53.2% | 52.48%
2018 | CA | NPCC | - | Quebec | % | Prospective Reserve Margin |  | 61.36% | 55.35% | 52.82% | 53.12% | 56.04% | 55.53% | 54.95% | 54.42% | 53.75% | 53.2% | 52.48%
2018 | CA | NPCC | - | Quebec | % | Reference Margin Level |  | 12.61% | 12.61% | 12.61% | 12.61% | 12.61% | 12.61% | 12.61% | 12.61% | 12.61% | 12.61% | 12.61%
2018 | US | RF | - | PJM | MW | Energy Efficiency and Conservation |  | 0 | 0 | 0 | 0 | 0 | 0 | 0 | 0 | 0 | 0 | 0
2018 | US | RF | - | PJM | MW | Total Installed Photovoltaic |  | 3205.2632 | 3923.6842 | 4802.6316 | 5739.4737 | 6447.3684 | 7018.4211 | 7328.9474 | 7371.0526 | 7431.5789 | 7521.0526 | 7631.5789
2018 | US | RF | - | PJM | MW | Photovoltaic On-Peak |  | 1218 | 1491 | 1825 | 2181 | 2450 | 2667 | 2785 | 2801 | 2824 | 2858 | 2900
2018 | US | RF | - | PJM | MW | Total Internal Demand |  | 152108 | 152479 | 151962 | 152363 | 152887 | 153632 | 154245 | 154941 | 155724 | 156605 | 157635
2018 | US | RF | - | PJM | MW | Controllable and Dispatchable Demand Response - Available |  | 9095 | 9113 | 7675 | 7691 | 7721 | 7747 | 7786 | 7823 | 7862 | 7899 | 7947
2018 | US | RF | - | PJM | MW | Net Internal Demand |  | 143013 | 143366 | 144287 | 144672 | 145166 | 145885 | 146459 | 147118 | 147862 | 148706 | 149688
2018 | US | RF | - | PJM | MW | Behind the Meter Generation - Capacity |  | 0 | 0 | 0 | 0 | 0 | 0 | 0 | 0 | 0 | 0 | 0
2018 | US | RF | - | PJM | MW | Other Capacity Adjustments - Additions |  | 0 | 0 | 0 | 0 | 0 | 0 | 0 | 0 | 0 | 0 | 0
2018 | US | RF | - | PJM | MW | Other Capacity Adjustments - Reductions |  | 0 | 0 | 0 | 0 | 0 | 0 | 0 | 0 | 0 | 0 | 0
2018 | US | RF | - | PJM | MW | Confirmed Retirements |  | 8665.8 | 15609.9 | 18516.5 | 19956.7 | 19956.7 | 19956.7 | 19956.7 | 19956.7 | 19956.7 | 19956.7 | 19956.7
2018 | US | RF | - | PJM | MW | Unconfirmed Retirements |  | 0 | 0 | 896 | 3052 | 3954 | 3954 | 3954 | 3954 | 3954 | 3954 | 3954
2018 | US | RF | - | PJM | MW | Scheduled Outages |  | 0 | 0 | 0 | 0 | 0 | 0 | 0 | 0 | 0 | 0 | 0
2018 | US | RF | - | PJM | MW | Transmission Limitations |  | 0 | 0 | 0 | 0 | 0 | 0 | 0 | 0 | 0 | 0 | 0
2018 | US | RF | - | PJM | MW | Existing-Certain |  | 183674.22 | 181012.92 | 178939.12 | 178105.62 | 178105.62 | 178105.62 | 178105.62 | 178105.62 | 178105.62 | 178105.62 | 178105.62
2018 | US | RF | - | PJM | MW | Existing-Other |  | 0 | 0 | 0 | 0 | 0 | 0 | 0 | 0 | 0 | 0 | 0
2018 | US | RF | - | PJM | MW | Additions - Tier 1 |  | 0 | 8356.725 | 14785.125 | 18154.925 | 18154.925 | 18154.925 | 18154.925 | 18154.925 | 18154.925 | 18154.925 | 18154.925
2018 | US | RF | - | PJM | MW | Additions - Tier 2 |  | 0 | 12862.0188 | 27579.4808 | 34074.7608 | 40069.2708 | 41369.2708 | 41369.2708 | 41369.2708 | 41369.2708 | 41369.2708 | 41369.2708
2018 | US | RF | - | PJM | MW | Additions - Tier 3 |  | 0 | 0 | 0 | 0 | 0 | 0 | 0 | 0 | 0 | 0 | 0
2018 | US | RF | - | PJM | MW | Firm Imports |  | 3364.4 | 3167 | 3411.4 | 0 | 0 | 0 | 0 | 0 | 0 | 0 | 0
2018 | US | RF | - | PJM | MW | Firm Exports |  | 1829.1 | 1681.5 | 1683.1 | 0 | 0 | 0 | 0 | 0 | 0 | 0 | 0
2018 | US | RF | - | PJM | MW | Net Firm Capacity Transfers |  | 1535.3 | 1485.5 | 1728.3 | 0 | 0 | 0 | 0 | 0 | 0 | 0 | 0
2018 | US | RF | - | PJM | MW | Expected Imports |  | 0 | 0 | 0 | 3411.4 | 3411.4 | 3411.4 | 3411.4 | 3411.4 | 3411.4 | 3411.4 | 3411.4
2018 | US | RF | - | PJM | MW | Expected Exports |  | 0 | 0 | 0 | 1683.1 | 1683.1 | 1683.1 | 1683.1 | 1683.1 | 1683.1 | 1683.1 | 1683.1
2018 | US | RF | - | PJM | MW | Net Expected Transfers |  | 0 | 0 | 0 | 1728.3 | 1728.3 | 1728.3 | 1728.3 | 1728.3 | 1728.3 | 1728.3 | 1728.3
2018 | US | RF | - | PJM | MW | Existing-Certain & Net Firm Transfers |  | 185209.52 | 182498.42 | 180667.42 | 178105.62 | 178105.62 | 178105.62 | 178105.62 | 178105.62 | 178105.62 | 178105.62 | 178105.62
2018 | US | RF | - | PJM | MW | Anticipated Resources |  | 185209.52 | 190855.145 | 195452.545 | 196260.545 | 196260.545 | 196260.545 | 196260.545 | 196260.545 | 196260.545 | 196260.545 | 196260.545
2018 | US | RF | - | PJM | MW | Prospective Resources |  | 185209.52 | 203717.1638 | 222136.0258 | 229011.6058 | 234104.1158 | 235404.1158 | 235404.1158 | 235404.1158 | 235404.1158 | 235404.1158 | 235404.1158
2018 | US | RF | - | PJM | MW | Existing-Certain and Net Firm Transfers Excess/Shortfall |  | 0 | 0 | 0 | 0 | 0 | 0 | 0 | 0 | 0 | 0 | 0
2018 | US | RF | - | PJM | MW | Anticipated Excess/Shortfall |  | 0 | 0 | 0 | 0 | 0 | 0 | 0 | 0 | 0 | 0 | 0
2018 | US | RF | - | PJM | MW | Prospective Excess/Shortfall |  | 0 | 0 | 0 | 0 | 0 | 0 | 0 | 0 | 0 | 0 | 0
2018 | US | RF | - | PJM | % | Existing-Certain and Net Firm Transfers Reserve Margin |  | 29.51% | 27.3% | 25.21% | 23.11% | 22.69% | 22.09% | 21.61% | 21.06% | 20.45% | 19.77% | 18.98%
2018 | US | RF | - | PJM | % | Anticipated Reserve Margin |  | 29.51% | 33.12% | 35.46% | 35.66% | 35.2% | 34.53% | 34% | 33.4% | 32.73% | 31.98% | 31.11%
2018 | US | RF | - | PJM | % | Prospective Reserve Margin |  | 29.51% | 42.1% | 53.95% | 58.3% | 61.27% | 61.36% | 60.73% | 60.01% | 59.21% | 58.3% | 57.26%
2018 | US | RF | - | PJM | % | Reference Margin Level |  | 16.1% | 15.9% | 15.9% | 15.8% | 15.8% | 15.8% | 15.8% | 15.8% | 15.8% | 15.8% | 15.8%
2018 | US | SERC | - | SERC-E | MW | Energy Efficiency and Conservation |  | 379 | 513 | 655 | 793 | 929 | 1066 | 1188 | 1309 | 1421 | 1562 | 1710
2018 | US | SERC | - | SERC-E | MW | Total Installed Photovoltaic |  | 240 | 328 | 387 | 449 | 515 | 567 | 614 | 664 | 718 | 774 | 830
2018 | US | SERC | - | SERC-E | MW | Photovoltaic On-Peak |  | 111 | 152 | 180 | 208 | 237 | 260 | 282 | 304 | 329 | 354 | 380
2018 | US | SERC | - | SERC-E | MW | Total Internal Demand |  | 42620 | 42684 | 43162 | 43523 | 43902 | 44227 | 44632 | 45010 | 45445 | 45876 | 46375
2018 | US | SERC | - | SERC-E | MW | Controllable and Dispatchable Demand Response - Available |  | 1083 | 1090 | 1091 | 1093 | 1093 | 1093 | 1094 | 1095 | 1096 | 1098 | 1099
2018 | US | SERC | - | SERC-E | MW | Net Internal Demand |  | 41537 | 41594 | 42071 | 42430 | 42809 | 43134 | 43538 | 43915 | 44349 | 44778 | 45276
2018 | US | SERC | - | SERC-E | MW | Behind the Meter Generation - Capacity |  | 0 | 0 | 0 | 0 | 0 | 0 | 0 | 0 | 0 | 0 | 0
2018 | US | SERC | - | SERC-E | MW | Other Capacity Adjustments - Additions |  | 0 | 0 | 0 | 0 | 0 | 0 | 0 | 0 | 0 | 0 | 0
2018 | US | SERC | - | SERC-E | MW | Other Capacity Adjustments - Reductions |  | 0 | 0 | 0 | 0 | 0 | 0 | 0 | 0 | 0 | 0 | 0
2018 | US | SERC | - | SERC-E | MW | Confirmed Retirements |  | 0 | 0 | 109 | 160 | 623 | 911 | 911 | 911 | 911 | 911 | 911
2018 | US | SERC | - | SERC-E | MW | Unconfirmed Retirements |  | 0 | 0 | 0 | 0 | 0 | 0 | 0 | 0 | 0 | 0 | 0
2018 | US | SERC | - | SERC-E | MW | Scheduled Outages |  | 0 | 0 | 0 | 0 | 0 | 0 | 0 | 0 | 0 | 0 | 0
2018 | US | SERC | - | SERC-E | MW | Transmission Limitations |  | 0 | 0 | 0 | 0 | 0 | 0 | 0 | 0 | 0 | 0 | 0
2018 | US | SERC | - | SERC-E | MW | Existing-Certain |  | 51029.77 | 51087.27 | 50471.67 | 50520.07 | 50566.47 | 50612.87 | 50616.87 | 50616.87 | 50618.87 | 50442.87 | 49344.87
2018 | US | SERC | - | SERC-E | MW | Existing-Other |  | 42 | 42 | 42 | 42 | 42 | 42 | 42 | 42 | 42 | 42 | 42
2018 | US | SERC | - | SERC-E | MW | Additions - Tier 1 |  | 0 | 6.8 | 608.2 | 608.2 | 1759.2 | 1759.2 | 1759.2 | 2910.2 | 4061.2 | 4061.2 | 4282.2
2018 | US | SERC | - | SERC-E | MW | Additions - Tier 2 |  | 0 | 0 | 0 | 0 | 0 | 0 | 0 | 0 | 0 | 0 | 0
2018 | US | SERC | - | SERC-E | MW | Additions - Tier 3 |  | 0 | 0 | 0 | 0 | 0 | 0 | 0 | 0 | 0 | 0 | 0
2018 | US | SERC | - | SERC-E | MW | Firm Imports |  | 507 | 507 | 507 | 507 | 348 | 348 | 348 | 348 | 348 | 348 | 348
2018 | US | SERC | - | SERC-E | MW | Firm Exports |  | 323 | 323 | 662 | 323 | 323 | 323 | 323 | 323 | 323 | 323 | 323
2018 | US | SERC | - | SERC-E | MW | Net Firm Capacity Transfers |  | 184 | 184 | -155 | 184 | 25 | 25 | 25 | 25 | 25 | 25 | 25
2018 | US | SERC | - | SERC-E | MW | Expected Imports |  | 0 | 0 | 0 | 0 | 0 | 0 | 0 | 0 | 0 | 0 | 0
2018 | US | SERC | - | SERC-E | MW | Expected Exports |  | 0 | 0 | 0 | 0 | 0 | 0 | 0 | 0 | 0 | 0 | 0
2018 | US | SERC | - | SERC-E | MW | Net Expected Transfers |  | 0 | 0 | 0 | 0 | 0 | 0 | 0 | 0 | 0 | 0 | 0
2018 | US | SERC | - | SERC-E | MW | Existing-Certain & Net Firm Transfers |  | 51213.77 | 51271.27 | 50316.67 | 50704.07 | 50591.47 | 50637.87 | 50641.87 | 50641.87 | 50643.87 | 50467.87 | 49369.87
2018 | US | SERC | - | SERC-E | MW | Anticipated Resources |  | 51213.77 | 51278.07 | 50924.87 | 51312.27 | 52350.67 | 52397.07 | 52401.07 | 53552.07 | 54705.07 | 54529.07 | 53652.07
2018 | US | SERC | - | SERC-E | MW | Prospective Resources |  | 51255.77 | 51320.07 | 50966.87 | 51354.27 | 52392.67 | 52439.07 | 52443.07 | 53594.07 | 54747.07 | 54571.07 | 53694.07
2018 | US | SERC | - | SERC-E | MW | Existing-Certain and Net Firm Transfers Excess/Shortfall |  | 0 | 0 | 0 | 0 | 0 | 0 | 0 | 0 | -357.48 | -1026.83 | -2697.53
2018 | US | SERC | - | SERC-E | MW | Anticipated Excess/Shortfall |  | 0 | 0 | 0 | 0 | 0 | 0 | 0 | 0 | 0 | 0 | 0
2018 | US | SERC | - | SERC-E | MW | Prospective Excess/Shortfall |  | 0 | 0 | 0 | 0 | 0 | 0 | 0 | 0 | 0 | 0 | 0
2018 | US | SERC | - | SERC-E | % | Existing-Certain and Net Firm Transfers Reserve Margin |  | 23.3% | 23.27% | 19.6% | 19.5% | 18.18% | 17.4% | 16.32% | 15.32% | 14.19% | 12.71% | 9.042%
2018 | US | SERC | - | SERC-E | % | Anticipated Reserve Margin |  | 23.3% | 23.28% | 21.05% | 20.93% | 22.29% | 21.48% | 20.36% | 21.94% | 23.35% | 21.78% | 18.5%
2018 | US | SERC | - | SERC-E | % | Prospective Reserve Margin |  | 23.4% | 23.38% | 21.14% | 21.03% | 22.39% | 21.57% | 20.45% | 22.04% | 23.45% | 21.87% | 18.59%
2018 | US | SERC | - | SERC-E | % | Reference Margin Level |  | 15% | 15% | 15% | 15% | 15% | 15% | 15% | 15% | 15% | 15% | 15%
2018 | US | SERC | - | SERC-N | MW | Energy Efficiency and Conservation |  | 414 | 426 | 423 | 436 | 443 | 443 | 450 | 453 | 456 | 446 | 447
2018 | US | SERC | - | SERC-N | MW | Total Installed Photovoltaic |  | 77 | 77 | 77 | 76 | 76 | 76 | 76 | 76 | 76 | 76 | 76
2018 | US | SERC | - | SERC-N | MW | Photovoltaic On-Peak |  | 77 | 77 | 77 | 76 | 76 | 76 | 76 | 76 | 76 | 76 | 76
2018 | US | SERC | - | SERC-N | MW | Total Internal Demand |  | 41454 | 41526 | 41730 | 41784 | 41851 | 42001 | 42025 | 42143 | 42414 | 42486 | 42547
2018 | US | SERC | - | SERC-N | MW | Controllable and Dispatchable Demand Response - Available |  | 1789 | 1795 | 1795 | 1802 | 1759 | 1705 | 1671 | 1666 | 1666 | 1666 | 1666
2018 | US | SERC | - | SERC-N | MW | Net Internal Demand |  | 39665 | 39731 | 39935 | 39982 | 40092 | 40296 | 40354 | 40477 | 40748 | 40820 | 40881
2018 | US | SERC | - | SERC-N | MW | Behind the Meter Generation - Capacity |  | 0 | 0 | 0 | 0 | 0 | 0 | 0 | 0 | 0 | 0 | 0
2018 | US | SERC | - | SERC-N | MW | Other Capacity Adjustments - Additions |  | 0 | 0 | 0 | 0 | 0 | 0 | 0 | 0 | 0 | 0 | 0
2018 | US | SERC | - | SERC-N | MW | Other Capacity Adjustments - Reductions |  | 0 | 0 | 0 | 0 | 0 | 0 | 0 | 0 | 0 | 0 | 0
2018 | US | SERC | - | SERC-N | MW | Confirmed Retirements |  | 0 | 1111 | 2684 | 3395 | 3395 | 3395 | 3395 | 3395 | 3395 | 3395 | 3395
2018 | US | SERC | - | SERC-N | MW | Unconfirmed Retirements |  | 0 | 0 | 0 | 0 | 0 | 0 | 0 | 0 | 0 | 0 | 0
2018 | US | SERC | - | SERC-N | MW | Scheduled Outages |  | 0 | 0 | 0 | 0 | 0 | 0 | 0 | 0 | 0 | 0 | 0
2018 | US | SERC | - | SERC-N | MW | Transmission Limitations |  | 0 | 0 | 0 | 0 | 0 | 0 | 0 | 0 | 0 | 0 | 0
2018 | US | SERC | - | SERC-N | MW | Existing-Certain |  | 50637.82 | 50999.82 | 51152.82 | 51152.82 | 51152.82 | 51152.82 | 51152.82 | 51152.82 | 51152.82 | 51152.82 | 51152.82
2018 | US | SERC | - | SERC-N | MW | Existing-Other |  | 2125.29 | 2125.29 | 2125.29 | 2125.29 | 2125.29 | 2125.29 | 2125.29 | 2125.29 | 2125.29 | 2125.29 | 2125.29
2018 | US | SERC | - | SERC-N | MW | Additions - Tier 1 |  | 0 | 0 | 0 | 0 | 0 | 0 | 0 | 0 | 0 | 0 | 0
2018 | US | SERC | - | SERC-N | MW | Additions - Tier 2 |  | 0 | 68 | 68 | 68 | 68 | 68 | 68 | 68 | 68 | 68 | 68
2018 | US | SERC | - | SERC-N | MW | Additions - Tier 3 |  | 0 | 0 | 68 | 136 | 136 | 136 | 136 | 238 | 510 | 782 | 1054
2018 | US | SERC | - | SERC-N | MW | Firm Imports |  | 1116 | 1221 | 1221 | 1221 | 1221 | 1221 | 1221 | 1221 | 1221 | 1221 | 1221
2018 | US | SERC | - | SERC-N | MW | Firm Exports |  | 2112.9 | 2277.9 | 2172.9 | 2172.9 | 2172.9 | 2172.9 | 2172.9 | 2172.9 | 2172.9 | 2172.9 | 2172.9
2018 | US | SERC | - | SERC-N | MW | Net Firm Capacity Transfers |  | -996.9 | -1056.9 | -951.9 | -951.9 | -951.9 | -951.9 | -951.9 | -951.9 | -951.9 | -951.9 | -951.9
2018 | US | SERC | - | SERC-N | MW | Expected Imports |  | 0 | 0 | 0 | 0 | 0 | 0 | 0 | 0 | 0 | 0 | 0
2018 | US | SERC | - | SERC-N | MW | Expected Exports |  | 0 | 0 | 0 | 0 | 0 | 0 | 0 | 0 | 0 | 0 | 0
2018 | US | SERC | - | SERC-N | MW | Net Expected Transfers |  | 0 | 0 | 0 | 0 | 0 | 0 | 0 | 0 | 0 | 0 | 0
2018 | US | SERC | - | SERC-N | MW | Existing-Certain & Net Firm Transfers |  | 49640.92 | 49942.92 | 50200.92 | 50200.92 | 50200.92 | 50200.92 | 50200.92 | 50200.92 | 50200.92 | 50200.92 | 50200.92
2018 | US | SERC | - | SERC-N | MW | Anticipated Resources |  | 49640.92 | 49942.92 | 50200.92 | 50200.92 | 50200.92 | 50200.92 | 50200.92 | 50200.92 | 50200.92 | 50200.92 | 50200.92
2018 | US | SERC | - | SERC-N | MW | Prospective Resources |  | 51766.21 | 52136.21 | 52394.21 | 52394.21 | 52394.21 | 52394.21 | 52394.21 | 52394.21 | 52394.21 | 52394.21 | 52394.21
2018 | US | SERC | - | SERC-N | MW | Existing-Certain and Net Firm Transfers Excess/Shortfall |  | 0 | 0 | 0 | 0 | 0 | 0 | 0 | 0 | 0 | 0 | 0
2018 | US | SERC | - | SERC-N | MW | Anticipated Excess/Shortfall |  | 0 | 0 | 0 | 0 | 0 | 0 | 0 | 0 | 0 | 0 | 0
2018 | US | SERC | - | SERC-N | MW | Prospective Excess/Shortfall |  | 0 | 0 | 0 | 0 | 0 | 0 | 0 | 0 | 0 | 0 | 0
2018 | US | SERC | - | SERC-N | % | Existing-Certain and Net Firm Transfers Reserve Margin |  | 25.15% | 25.7% | 25.71% | 25.56% | 25.21% | 24.58% | 24.4% | 24.02% | 23.2% | 22.98% | 22.8%
2018 | US | SERC | - | SERC-N | % | Anticipated Reserve Margin |  | 25.15% | 25.7% | 25.71% | 25.56% | 25.21% | 24.58% | 24.4% | 24.02% | 23.2% | 22.98% | 22.8%
2018 | US | SERC | - | SERC-N | % | Prospective Reserve Margin |  | 30.51% | 31.22% | 31.2% | 31.04% | 30.68% | 30.02% | 29.84% | 29.44% | 28.58% | 28.35% | 28.16%
2018 | US | SERC | - | SERC-N | % | Reference Margin Level |  | 15% | 15% | 15% | 15% | 15% | 15% | 15% | 15% | 15% | 15% | 15%
2018 | US | SERC | - | SERC-SE | MW | Energy Efficiency and Conservation |  | 0 | 0 | 0 | 0 | 0 | 0 | 0 | 0 | 0 | 0 | 0
2018 | US | SERC | - | SERC-SE | MW | Total Installed Photovoltaic |  | 0 | 0 | 0 | 0 | 0 | 0 | 0 | 0 | 0 | 0 | 0
2018 | US | SERC | - | SERC-SE | MW | Photovoltaic On-Peak |  | 0 | 0 | 0 | 0 | 0 | 0 | 0 | 0 | 0 | 0 | 0
2018 | US | SERC | - | SERC-SE | MW | Total Internal Demand |  | 47370 | 47896 | 48085 | 48260 | 48508 | 48765 | 49039 | 49304 | 49980 | 49080 | 48712
2018 | US | SERC | - | SERC-SE | MW | Controllable and Dispatchable Demand Response - Available |  | 2100 | 2101 | 2102 | 2102 | 2102 | 2103 | 2103 | 2103 | 2104 | 2104 | 2105
2018 | US | SERC | - | SERC-SE | MW | Net Internal Demand |  | 45270 | 45795 | 45983 | 46158 | 46406 | 46662 | 46936 | 47201 | 47876 | 46976 | 46607
2018 | US | SERC | - | SERC-SE | MW | Behind the Meter Generation - Capacity |  | 0 | 0 | 0 | 0 | 0 | 0 | 0 | 0 | 0 | 0 | 0
2018 | US | SERC | - | SERC-SE | MW | Other Capacity Adjustments - Additions |  | 0 | 0 | 0 | 0 | 0 | 0 | 0 | 0 | 0 | 0 | 0
2018 | US | SERC | - | SERC-SE | MW | Other Capacity Adjustments - Reductions |  | 0 | 0 | 0 | 0 | 0 | 0 | 0 | 0 | 0 | 0 | 0
2018 | US | SERC | - | SERC-SE | MW | Confirmed Retirements |  | 0 | 1564 | 1564 | 1689 | 1689 | 1689 | 1689 | 1689 | 1689 | 1689 | 1689
2018 | US | SERC | - | SERC-SE | MW | Unconfirmed Retirements |  | 0 | 0 | 0 | 0 | 0 | 0 | 0 | 0 | 0 | 0 | 0
2018 | US | SERC | - | SERC-SE | MW | Scheduled Outages |  | 0 | 0 | 0 | 0 | 0 | 0 | 0 | 0 | 0 | 0 | 0
2018 | US | SERC | - | SERC-SE | MW | Transmission Limitations |  | 0 | 0 | 0 | 0 | 0 | 0 | 0 | 0 | 0 | 0 | 0
2018 | US | SERC | - | SERC-SE | MW | Existing-Certain |  | 61742.2 | 61780.2 | 61789.4 | 61798.6 | 61798.6 | 61798.6 | 61798.6 | 61798.6 | 61798.6 | 61798.6 | 61798.6
2018 | US | SERC | - | SERC-SE | MW | Existing-Other |  | 862.21 | 862.21 | 862.21 | 862.21 | 862.21 | 862.21 | 862.21 | 862.21 | 862.21 | 862.21 | 862.21
2018 | US | SERC | - | SERC-SE | MW | Additions - Tier 1 |  | 0 | 163.5 | 163.5 | 163.5 | 1263.5 | 2363.5 | 2363.5 | 2363.5 | 2363.5 | 2363.5 | 2363.5
2018 | US | SERC | - | SERC-SE | MW | Additions - Tier 2 |  | 0 | 100 | 100 | 198.1 | 198.1 | 198.1 | 198.1 | 198.1 | 198.1 | 198.1 | 198.1
2018 | US | SERC | - | SERC-SE | MW | Additions - Tier 3 |  | 0 | 1428.5 | 2994.93 | 3555.06 | 3635.06 | 3635.06 | 3635.06 | 3635.06 | 3635.06 | 3635.06 | 3635.06
2018 | US | SERC | - | SERC-SE | MW | Firm Imports |  | 126 | 145 | 165 | 187 | 208 | 230 | 252 | 275 | 279 | 281 | 283
2018 | US | SERC | - | SERC-SE | MW | Firm Exports |  | 1571 | 1571 | 1571 | 1721 | 1768 | 1974 | 1974 | 1924 | 1924 | 1924 | 1924
2018 | US | SERC | - | SERC-SE | MW | Net Firm Capacity Transfers |  | -1445 | -1426 | -1406 | -1534 | -1560 | -1744 | -1722 | -1649 | -1645 | -1643 | -1641
2018 | US | SERC | - | SERC-SE | MW | Expected Imports |  | 0 | 0 | 0 | 0 | 0 | 0 | 0 | 0 | 0 | 0 | 0
2018 | US | SERC | - | SERC-SE | MW | Expected Exports |  | 0 | 0 | 0 | 0 | 0 | 0 | 0 | 0 | 0 | 0 | 0
2018 | US | SERC | - | SERC-SE | MW | Net Expected Transfers |  | 0 | 0 | 0 | 0 | 0 | 0 | 0 | 0 | 0 | 0 | 0
2018 | US | SERC | - | SERC-SE | MW | Existing-Certain & Net Firm Transfers |  | 60297.2 | 60354.2 | 60383.4 | 60264.6 | 60238.6 | 60054.6 | 60076.6 | 60149.6 | 60153.6 | 60155.6 | 60157.6
2018 | US | SERC | - | SERC-SE | MW | Anticipated Resources |  | 60297.2 | 60517.7 | 60546.9 | 60428.1 | 61502.1 | 62418.1 | 62440.1 | 62513.1 | 62517.1 | 62519.1 | 62521.1
2018 | US | SERC | - | SERC-SE | MW | Prospective Resources |  | 61159.41 | 61479.91 | 61509.11 | 61488.41 | 62562.41 | 63478.41 | 63500.41 | 63573.41 | 63577.41 | 63579.41 | 63581.41
2018 | US | SERC | - | SERC-SE | MW | Existing-Certain and Net Firm Transfers Excess/Shortfall |  | 0 | 0 | 0 | 0 | 0 | 0 | 0 | 0 | 0 | 0 | 0
2018 | US | SERC | - | SERC-SE | MW | Anticipated Excess/Shortfall |  | 0 | 0 | 0 | 0 | 0 | 0 | 0 | 0 | 0 | 0 | 0
2018 | US | SERC | - | SERC-SE | MW | Prospective Excess/Shortfall |  | 0 | 0 | 0 | 0 | 0 | 0 | 0 | 0 | 0 | 0 | 0
2018 | US | SERC | - | SERC-SE | % | Existing-Certain and Net Firm Transfers Reserve Margin |  | 33.19% | 31.79% | 31.32% | 30.56% | 29.81% | 28.7% | 28% | 27.43% | 25.64% | 28.06% | 29.07%
2018 | US | SERC | - | SERC-SE | % | Anticipated Reserve Margin |  | 33.19% | 32.15% | 31.67% | 30.92% | 32.53% | 33.77% | 33.03% | 32.44% | 30.58% | 33.09% | 34.15%
2018 | US | SERC | - | SERC-SE | % | Prospective Reserve Margin |  | 35.1% | 34.25% | 33.76% | 33.21% | 34.82% | 36.04% | 35.29% | 34.69% | 32.8% | 35.34% | 36.42%
2018 | US | SERC | - | SERC-SE | % | Reference Margin Level |  | 15% | 15% | 15% | 15% | 15% | 15% | 15% | 15% | 15% | 15% | 15%
2018 | US | SPP | - | SPP | MW | Energy Efficiency and Conservation |  | 345.5583 | 474.7011 | 593.6343 | 724.6446 | 877.1127 | 1010.7749 | 1134.1355 | 1259.7455 | 1359.3845 | 1435.9306 | 1504.2822
2018 | US | SPP | - | SPP | MW | Total Installed Photovoltaic |  | 0 | 0 | 0 | 0 | 0 | 0 | 0 | 0 | 0 | 0 | 0
2018 | US | SPP | - | SPP | MW | Photovoltaic On-Peak |  | 0 | 0 | 0 | 0 | 0 | 0 | 0 | 0 | 0 | 0 | 0
2018 | US | SPP | - | SPP | MW | Total Internal Demand |  | 52056 | 52695 | 52941 | 53295.0301 | 54062.4561 | 54350.5275 | 54562.1217 | 54837.09 | 55114.403 | 55408.4743 | 55758
2018 | US | SPP | - | SPP | MW | Controllable and Dispatchable Demand Response - Available |  | 826.6 | 867.2 | 896.6 | 885.5 | 868.3 | 865.5 | 868.3 | 871.7 | 876.5 | 880.7 | 885.3
2018 | US | SPP | - | SPP | MW | Net Internal Demand |  | 51229.4 | 51827.8 | 52044.4 | 52409.5301 | 53194.1561 | 53485.0275 | 53693.8217 | 53965.39 | 54237.903 | 54527.7743 | 54872.7
2018 | US | SPP | - | SPP | MW | Behind the Meter Generation - Capacity |  | 868.2 | 868.2 | 868.2 | 868.2 | 868.2 | 868.2 | 868.2 | 868.2 | 868.2 | 868.2 | 868.2
2018 | US | SPP | - | SPP | MW | Other Capacity Adjustments - Additions |  | 0 | 0 | 0 | 0 | 0 | 0 | 0 | 200 | 200 | 200 | 242
2018 | US | SPP | - | SPP | MW | Other Capacity Adjustments - Reductions |  | 420.7 | 65 | 63 | 29 | 21 | 19 | 13 | 13 | 13 | 13 | 13
2018 | US | SPP | - | SPP | MW | Confirmed Retirements |  | 53.5 | 764.3 | 1135.8 | 1918.2 | 2274.3 | 2413.3 | 2484.3 | 2856.3 | 3046.3 | 3251.3 | 3504.3
2018 | US | SPP | - | SPP | MW | Unconfirmed Retirements |  | 30 | 122 | 292.3 | 292.3 | 292.3 | 583.4 | 583.4 | 746.4 | 746.4 | 746.4 | 787.9
2018 | US | SPP | - | SPP | MW | Scheduled Outages |  | 714.4 | 566 | 108.2 | 0 | 77.6 | 77.6 | 77.6 | 77.6 | 86 | 86 | 86
2018 | US | SPP | - | SPP | MW | Transmission Limitations |  | 14.4 | 0 | 0 | 0 | 0 | 0 | 0 | 0 | 0 | 0 | 0
2018 | US | SPP | - | SPP | MW | Existing-Certain |  | 67279.1265 | 68331.6265 | 68174.1265 | 67830.8265 | 67379.0265 | 66768.7265 | 66396.4265 | 66406.4265 | 66193.0265 | 65830.0265 | 65387.9265
2018 | US | SPP | - | SPP | MW | Existing-Other |  | 6 | 0 | 0 | 0 | 0 | 0 | 0 | 0 | 0 | 0 | 0
2018 | US | SPP | - | SPP | MW | Additions - Tier 1 |  | 0 | 213 | 247 | 247 | 247 | 247 | 247 | 247 | 247 | 247 | 247
2018 | US | SPP | - | SPP | MW | Additions - Tier 2 |  | 0.6 | 0.6 | 0.6 | 0.6 | 0.6 | 0.6 | 0.6 | 0.6 | 0.6 | 0.6 | 0.6
2018 | US | SPP | - | SPP | MW | Additions - Tier 3 |  | 0 | 0 | 0 | 0 | 0 | 0 | 0 | 0 | 0 | 0 | 0
2018 | US | SPP | - | SPP | MW | Firm Imports |  | 3178.1 | 3178.4 | 2978.6 | 2980.8 | 2681.1 | 2581.3 | 2563.5 | 2563.8 | 2564 | 2564.3 | 2514.5
2018 | US | SPP | - | SPP | MW | Firm Exports |  | 3274.6 | 3159.7 | 3547.2 | 3095.9 | 2647.5 | 2662 | 2662.7 | 2663.4 | 2664 | 2664.6 | 2665.2
2018 | US | SPP | - | SPP | MW | Net Firm Capacity Transfers |  | -96.5 | 18.7 | -568.6 | -115.1 | 33.6 | -80.7 | -99.2 | -99.6 | -100 | -100.3 | -150.7
2018 | US | SPP | - | SPP | MW | Expected Imports |  | 0 | 0 | 0 | 0 | 0 | 0 | 0 | 0 | 0 | 0 | 0
2018 | US | SPP | - | SPP | MW | Expected Exports |  | 0 | 0 | 0 | 0 | 0 | 0 | 0 | 0 | 0 | 0 | 0
2018 | US | SPP | - | SPP | MW | Net Expected Transfers |  | 0 | 0 | 0 | 0 | 0 | 0 | 0 | 0 | 0 | 0 | 0
2018 | US | SPP | - | SPP | MW | Existing-Certain & Net Firm Transfers |  | 67182.6265 | 68350.3265 | 67605.5265 | 67715.7265 | 67412.6265 | 66688.0265 | 66297.2265 | 66306.8265 | 66093.0265 | 65729.7265 | 65237.2265
2018 | US | SPP | - | SPP | MW | Anticipated Resources |  | 67182.6265 | 68563.3265 | 67852.5265 | 67962.7265 | 67659.6265 | 66935.0265 | 66544.2265 | 66553.8265 | 66340.0265 | 65976.7265 | 65484.2265
2018 | US | SPP | - | SPP | MW | Prospective Resources |  | 67159.2265 | 68441.9265 | 67560.8265 | 67671.0265 | 67367.9265 | 66352.2265 | 65961.4265 | 65808.0265 | 65594.2265 | 65230.9265 | 64696.9265
2018 | US | SPP | - | SPP | MW | Existing-Certain and Net Firm Transfers Excess/Shortfall |  | 0 | 0 | 0 | 0 | 0 | 0 | 0 | 0 | 0 | 0 | 0
2018 | US | SPP | - | SPP | MW | Anticipated Excess/Shortfall |  | 0 | 0 | 0 | 0 | 0 | 0 | 0 | 0 | 0 | 0 | 0
2018 | US | SPP | - | SPP | MW | Prospective Excess/Shortfall |  | 0 | 0 | 0 | 0 | 0 | 0 | 0 | 0 | 0 | 0 | 0
2018 | US | SPP | - | SPP | % | Existing-Certain and Net Firm Transfers Reserve Margin |  | 31.14% | 31.88% | 29.9% | 29.2% | 26.73% | 24.69% | 23.47% | 22.87% | 21.86% | 20.54% | 18.89%
2018 | US | SPP | - | SPP | % | Anticipated Reserve Margin |  | 31.14% | 32.29% | 30.37% | 29.68% | 27.19% | 25.15% | 23.93% | 23.33% | 22.31% | 21% | 19.34%
2018 | US | SPP | - | SPP | % | Prospective Reserve Margin |  | 31.1% | 32.06% | 29.81% | 29.12% | 26.65% | 24.06% | 22.85% | 21.94% | 20.94% | 19.63% | 17.9%
2018 | US | SPP | - | SPP | % | Reference Margin Level |  | 12% | 12% | 12% | 12% | 12% | 12% | 12% | 12% | 12% | 12% | 12%
2015 | US | TRE | - | ERCOT | MW | Energy Efficiency and Conservation |  | 364.959 | 490.9849 | 618.5527 | 747.8035 | 878.9497 | 1011.7609 | 1146.2389 | 1282.3747 | 1420.1647 | 1559.6125 | 1700.7037
2015 | US | TRE | - | ERCOT | MW | Behind the Meter Generation |  | 0 | 0 | 0 | 0 | 0 | 0 | 0 | 0 | 0 | 0 | 0
2015 | US | TRE | - | ERCOT | MW | Distributed Generation |  | 0 | 0 | 0 | 0 | 0 | 0 | 0 | 0 | 0 | 0 | 0
2015 | US | TRE | - | ERCOT | MW | Total Internal Demand |  | 69056.8043 | 70014.4076 | 70871 | 71806 | 72859 | 73784 | 74710 | 75631 | 76550 | 77471 | 78384
2015 | US | TRE | - | ERCOT | MW | Controllable and Dispatchable Demand Response - Available |  | 2343 | 2357 | 2357 | 2357 | 2357 | 2357 | 2357 | 2357 | 2357 | 2357 | 2357
2015 | US | TRE | - | ERCOT | MW | Net Internal Demand |  | 66713.8043 | 67657.4076 | 68514 | 69449 | 70502 | 71427 | 72353 | 73274 | 74193 | 75114 | 76027
2015 | US | TRE | - | ERCOT | MW | Behind the Meter Generation - Capacity |  | 4344 | 4344 | 4344 | 4344 | 4344 | 4344 | 4344 | 4344 | 4344 | 4344 | 4344
2015 | US | TRE | - | ERCOT | MW | Other Capacity Adjustments - Additions |  | 0 | 0 | 0 | 0 | 0 | 0 | 0 | 0 | 0 | 0 | 0
2015 | US | TRE | - | ERCOT | MW | Other Capacity Adjustments - Reductions |  | 147.2 | 147.2 | 147.2 | 147.2 | 147.2 | 147.2 | 147.2 | 147.2 | 147.2 | 147.2 | 147.2
2015 | US | TRE | - | ERCOT | MW | Confirmed Retirements |  | 1914.2 | 1914.2 | 1914.2 | 1914.2 | 1914.2 | 1914.2 | 1914.2 | 1914.2 | 1914.2 | 1914.2 | 1914.2
2015 | US | TRE | - | ERCOT | MW | Unconfirmed Retirements |  | 0 | 0 | 0 | 0 | 0 | 0 | 0 | 0 | 0 | 0 | 0
2015 | US | TRE | - | ERCOT | MW | Scheduled Outages |  | 0 | 0 | 0 | 0 | 0 | 0 | 0 | 0 | 0 | 0 | 0
2015 | US | TRE | - | ERCOT | MW | Transmission Limitations |  | 0 | 0 | 0 | 0 | 0 | 0 | 0 | 0 | 0 | 0 | 0
2015 | US | TRE | - | ERCOT | MW | Existing-Certain |  | 76046.6055 | 76046.6055 | 76046.6055 | 76046.6055 | 75206.6055 | 75206.6055 | 75206.6055 | 75206.6055 | 75206.6055 | 75206.6055 | 75206.6055
2015 | US | TRE | - | ERCOT | MW | Existing-Other |  | 0 | 0 | 0 | 0 | 0 | 0 | 0 | 0 | 0 | 0 | 0
2015 | US | TRE | - | ERCOT | MW | Additions - Tier 1 |  | 151.8 | 2094.23 | 3986.67 | 7086.37 | 7326.37 | 7326.37 | 7326.37 | 7326.37 | 7326.37 | 7326.37 | 7326.37
2015 | US | TRE | - | ERCOT | MW | Additions - Tier 2 |  | 280 | 3156.5 | 16669.245 | 28267.585 | 32369.585 | 32369.585 | 32369.585 | 32369.585 | 32369.585 | 32369.585 | 32369.585
2015 | US | TRE | - | ERCOT | MW | Additions - Tier 3 |  | 0 | 0 | 0 | 0 | 0 | 0 | 0 | 0 | 0 | 0 | 0
2015 | US | TRE | - | ERCOT | MW | Firm Imports |  | 1796 | 1796 | 1796 | 1796 | 1796 | 1346 | 1346 | 1346 | 1346 | 1346 | 1746
2015 | US | TRE | - | ERCOT | MW | Firm Exports |  | 1045 | 1404 | 1404 | 1404 | 1404 | 1404 | 1104 | 1104 | 1104 | 1104 | 1104
2015 | US | TRE | - | ERCOT | MW | Net Firm Capacity Transfers |  | 751 | 392 | 392 | 392 | 392 | -58 | 242 | 242 | 242 | 242 | 642
2015 | US | TRE | - | ERCOT | MW | Expected Imports |  | 0 | 0 | 0 | 0 | 0 | 0 | 0 | 0 | 0 | 0 | 0
2015 | US | TRE | - | ERCOT | MW | Expected Exports |  | 0 | 0 | 0 | 0 | 0 | 0 | 0 | 0 | 0 | 0 | 0
2015 | US | TRE | - | ERCOT | MW | Net Expected Transfers |  | 0 | 0 | 0 | 0 | 0 | 0 | 0 | 0 | 0 | 0 | 0
2015 | US | TRE | - | ERCOT | MW | Existing-Certain & Net Firm Transfers |  | 76797.6055 | 76438.6055 | 76438.6055 | 76438.6055 | 75598.6055 | 75148.6055 | 75448.6055 | 75448.6055 | 75448.6055 | 75448.6055 | 75848.6055
2015 | US | TRE | - | ERCOT | MW | Anticipated Resources |  | 76949.4055 | 78532.8355 | 80425.2755 | 83524.9755 | 82924.9755 | 82474.9755 | 82774.9755 | 82774.9755 | 82774.9755 | 82774.9755 | 83174.9755
2015 | US | TRE | - | ERCOT | MW | Prospective Resources |  | 77229.4055 | 81689.3355 | 97094.5205 | 111792.5605 | 115294.5605 | 114844.5605 | 115144.5605 | 115144.5605 | 115144.5605 | 115144.5605 | 115544.5605
2015 | US | TRE | - | ERCOT | MW | Existing-Certain and Net Firm Transfers Excess/Shortfall |  | 910.6531 | -521.6956 | -1496.0695 | -2559.632 | -4597.4195 | -6099.607 | -6852.932 | -7900.5695 | -8945.932 | -9993.5695 | -10632.107
2015 | US | TRE | - | ERCOT | MW | Anticipated Excess/Shortfall |  | 1062.4531 | 1572.5344 | 2490.6005 | 4526.738 | 2728.9505 | 1226.763 | 473.438 | -574.1995 | -1619.562 | -2667.1995 | -3305.737
2015 | US | TRE | - | ERCOT | MW | Prospective Excess/Shortfall |  | 1342.4531 | 4729.0344 | 19159.8455 | 32794.323 | 35098.5355 | 33596.348 | 32843.023 | 31795.3855 | 30750.023 | 29702.3855 | 29063.848
2015 | US | TRE | - | ERCOT | % | Existing-Certain and Net Firm Transfers Reserve Margin |  | 15.12% | 12.98% | 11.57% | 10.06% | 7.229% | 5.21% | 4.278% | 2.968% | 1.692% | 0.4455% | -0.2346%
2015 | US | TRE | - | ERCOT | % | Anticipated Reserve Margin |  | 15.34% | 16.07% | 17.39% | 20.27% | 17.62% | 15.47% | 14.4% | 12.97% | 11.57% | 10.2% | 9.402%
2015 | US | TRE | - | ERCOT | % | Prospective Reserve Margin |  | 15.76% | 20.74% | 41.71% | 60.97% | 63.53% | 60.79% | 59.14% | 57.14% | 55.2% | 53.29% | 51.98%
2015 | US | TRE | - | ERCOT | % | Reference Margin Level |  | 13.75% | 13.75% | 13.75% | 13.75% | 13.75% | 13.75% | 13.75% | 13.75% | 13.75% | 13.75% | 13.75%
2018 | CA | WECC | - | BC | MW | Energy Efficiency and Conservation |  | 0 | 0 | 0 | 0 | 0 | 0 | 0 | 0 | 0 | 0 | 0
2018 | CA | WECC | - | BC | MW | Total Installed Photovoltaic |  | 0 | 0 | 0 | 0 | 0 | 0 | 0 | 0 | 0 | 0 | 0
2018 | CA | WECC | - | BC | MW | Photovoltaic On-Peak |  | 0 | 0 | 0 | 0 | 0 | 0 | 0 | 0 | 0 | 0 | 0
2018 | CA | WECC | - | BC | MW | Total Internal Demand |  | 8382.4 | 8411.2691 | 8502 | 8686 | 8828 | 8987 | 9178 | 9301 | 9420 | 9574 | 9715
2018 | CA | WECC | - | BC | MW | Controllable and Dispatchable Demand Response - Available |  | 0 | 0 | 0 | 0 | 0 | 0 | 0 | 0 | 0 | 0 | 0
2018 | CA | WECC | - | BC | MW | Net Internal Demand |  | 8382.4 | 8411.2691 | 8502 | 8686 | 8828 | 8987 | 9178 | 9301 | 9420 | 9574 | 9715
2018 | CA | WECC | - | BC | MW | Behind the Meter Generation - Capacity |  | 0 | 0 | 0 | 0 | 0 | 0 | 0 | 0 | 0 | 0 | 0
2018 | CA | WECC | - | BC | MW | Other Capacity Adjustments - Additions |  | 0 | 0 | 0 | 0 | 0 | 0 | 0 | 0 | 0 | 0 | 0
2018 | CA | WECC | - | BC | MW | Other Capacity Adjustments - Reductions |  | 0 | 0 | 0 | 0 | 0 | 0 | 0 | 0 | 0 | 0 | 0
2018 | CA | WECC | - | BC | MW | Confirmed Retirements |  | 0 | 0 | 42 | 42 | 42 | 42 | 42 | 42 | 42 | 42 | 42.09
2018 | CA | WECC | - | BC | MW | Unconfirmed Retirements |  | 0 | 0 | 0 | 0 | 0 | 0 | 0 | 0 | 0 | 0 | 0
2018 | CA | WECC | - | BC | MW | Scheduled Outages |  | 0 | 0 | 0 | 0 | 0 | 0 | 0 | 0 | 0 | 0 | 0
2018 | CA | WECC | - | BC | MW | Transmission Limitations |  | 0 | 0 | 0 | 0 | 0 | 0 | 0 | 0 | 0 | 0 | 0
2018 | CA | WECC | - | BC | MW | Existing-Certain |  | 11187.3777 | 11160.7077 | 11160.7077 | 11160.7077 | 11160.7077 | 11160.7077 | 11160.7077 | 11160.7077 | 11160.7077 | 11160.4854 | 11160.4854
2018 | CA | WECC | - | BC | MW | Existing-Other |  | 0 | 0 | 0 | 0 | 0 | 0 | 0 | 0 | 0 | 0 | 0
2018 | CA | WECC | - | BC | MW | Additions - Tier 1 |  | 42.05 | 364.2135 | 433.1565 | 537.995 | 607.718 | 607.718 | 642.5795 | 642.5795 | 677.441 | 677.441 | 677.441
2018 | CA | WECC | - | BC | MW | Additions - Tier 2 |  | 0 | 0 | 0 | 0 | 0 | 0 | 0 | 698.373 | 698.373 | 698.373 | 698.373
2018 | CA | WECC | - | BC | MW | Additions - Tier 3 |  | 29.17 | 54.3313 | 79.4926 | 139.5155 | 164.6768 | 189.8381 | 452.4894 | 573.5357 | 694.5821 | 1037.2434 | 1062.4047
2018 | CA | WECC | - | BC | MW | Firm Imports |  | 0 | 0 | 0 | 0 | 0 | 0 | 0 | 0 | 0 | 0 | 0
2018 | CA | WECC | - | BC | MW | Firm Exports |  | 0 | 0 | 0 | 0 | 0 | 0 | 0 | 0 | 0 | 0 | 0
2018 | CA | WECC | - | BC | MW | Net Firm Capacity Transfers |  | 0 | 0 | 0 | 0 | 0 | 0 | 0 | 0 | 0 | 0 | 0
2018 | CA | WECC | - | BC | MW | Expected Imports |  | 0 | 0 | 0 | 0 | 0 | 0 | 0 | 0 | 0 | 0 | 0
2018 | CA | WECC | - | BC | MW | Expected Exports |  | 0 | 0 | 0 | 0 | 0 | 0 | 0 | 0 | 0 | 0 | 0
2018 | CA | WECC | - | BC | MW | Net Expected Transfers |  | 0 | 0 | 0 | 0 | 0 | 0 | 0 | 0 | 0 | 0 | 0
2018 | CA | WECC | - | BC | MW | Existing-Certain & Net Firm Transfers |  | 11187.3777 | 11160.7077 | 11160.7077 | 11160.7077 | 11160.7077 | 11160.7077 | 11160.7077 | 11160.7077 | 11160.7077 | 11160.4854 | 11160.4854
2018 | CA | WECC | - | BC | MW | Anticipated Resources |  | 11229.4276 | 11524.9212 | 11593.8641 | 11698.7026 | 11768.4256 | 11768.4256 | 11803.2872 | 11803.2872 | 11838.1486 | 11837.9264 | 11837.9264
2018 | CA | WECC | - | BC | MW | Prospective Resources |  | 11229.4276 | 11524.9212 | 11593.8641 | 11698.7026 | 11768.4256 | 11768.4256 | 11803.2872 | 12501.6601 | 12536.5217 | 12536.2994 | 12536.2994
2018 | CA | WECC | - | BC | MW | Existing-Certain and Net Firm Transfers Excess/Shortfall |  | 0 | 0 | 0 | 0 | 0 | 0 | 0 | 0 | 0 | 0 | 0
2018 | CA | WECC | - | BC | MW | Anticipated Excess/Shortfall |  | 0 | 0 | 0 | 0 | 0 | 0 | 0 | 0 | 0 | 0 | 0
2018 | CA | WECC | - | BC | MW | Prospective Excess/Shortfall |  | 0 | 0 | 0 | 0 | 0 | 0 | 0 | 0 | 0 | 0 | 0
2018 | CA | WECC | - | BC | % | Existing-Certain and Net Firm Transfers Reserve Margin |  | 33.46% | 32.69% | 31.27% | 28.49% | 26.42% | 24.19% | 21.6% | 19.99% | 18.48% | 16.57% | 14.88%
2018 | CA | WECC | - | BC | % | Anticipated Reserve Margin |  | 33.96% | 37.02% | 36.37% | 34.68% | 33.31% | 30.95% | 28.6% | 26.9% | 25.67% | 23.65% | 21.85%
2018 | CA | WECC | - | BC | % | Prospective Reserve Margin |  | 33.96% | 37.02% | 36.37% | 34.68% | 33.31% | 30.95% | 28.6% | 34.41% | 33.08% | 30.94% | 29.04%
2018 | CA | WECC | - | BC | % | Reference Margin Level |  | 10.42% | 10.42% | 10.36% | 10.28% | 10.21% | 10.14% | 10.05% | 9.947% | 9.884% | 9.796% | 9.731%
2018 | US/MX | WECC | - | CAMX | MW | Energy Efficiency and Conservation |  | 392.3 | 440.6 | 496.3 | 594.8 | 645.47 | 777.37 | 769.05 | 803.9 | 833.5 | 804.2 | 928.95
2018 | US/MX | WECC | - | CAMX | MW | Total Installed Photovoltaic |  | 6769 | 7758 | 8688 | 9636 | 10569 | 11481.6 | 12370.56 | 13226 | 14044 | 14827 | 15584
2018 | US/MX | WECC | - | CAMX | MW | Photovoltaic On-Peak |  | 1927 | 2202 | 2459 | 2720 | 2974 | 3222 | 3461 | 3689 | 3905 | 4109 | 4304
2018 | US/MX | WECC | - | CAMX | MW | Total Internal Demand |  | 55120.2689 | 55108.7166 | 51091 | 51219 | 51476 | 51127 | 52373 | 52510 | 52306 | 52397 | 52571
2018 | US/MX | WECC | - | CAMX | MW | Controllable and Dispatchable Demand Response - Available |  | 980.4 | 969.5 | 958.6 | 943.64 | 925.74 | 925.74 | 925.74 | 925.74 | 925.74 | 925.74 | 925.74
2018 | US/MX | WECC | - | CAMX | MW | Net Internal Demand |  | 54139.8689 | 54139.2166 | 50132.4 | 50275.36 | 50550.26 | 50201.26 | 51447.26 | 51584.26 | 51380.26 | 51471.26 | 51645.26
2018 | US/MX | WECC | - | CAMX | MW | Behind the Meter Generation - Capacity |  | 0 | 0 | 0 | 0 | 0 | 0 | 0 | 0 | 0 | 0 | 0
2018 | US/MX | WECC | - | CAMX | MW | Other Capacity Adjustments - Additions |  | 0 | 0 | 0 | 0 | 0 | 0 | 0 | 0 | 0 | 0 | 0
2018 | US/MX | WECC | - | CAMX | MW | Other Capacity Adjustments - Reductions |  | 0 | 0 | 0 | 0 | 0 | 0 | 0 | 0 | 0 | 0 | 0
2018 | US/MX | WECC | - | CAMX | MW | Confirmed Retirements |  | 0 | 207.5823 | 207.5823 | 1558.0923 | 4593.6723 | 4593.6723 | 4593.6723 | 5037.6723 | 5037.6723 | 5037.6723 | 5102.6723
2018 | US/MX | WECC | - | CAMX | MW | Unconfirmed Retirements |  | 0 | 0 | 0 | 0 | 0 | 0 | 0 | 0 | 0 | 0 | 0
2018 | US/MX | WECC | - | CAMX | MW | Scheduled Outages |  | 0 | 0 | 0 | 0 | 0 | 0 | 0 | 0 | 0 | 0 | 0
2018 | US/MX | WECC | - | CAMX | MW | Transmission Limitations |  | 0 | 0 | 0 | 0 | 0 | 0 | 0 | 0 | 0 | 0 | 0
2018 | US/MX | WECC | - | CAMX | MW | Existing-Certain |  | 64936.3386 | 64936.3386 | 63585.8286 | 60550.2486 | 60550.2486 | 60550.2486 | 60106.2486 | 60106.2486 | 60106.2486 | 60106.2486 | 60106.2486
2018 | US/MX | WECC | - | CAMX | MW | Existing-Other |  | 0 | 0 | 0 | 0 | 0 | 0 | 0 | 0 | 0 | 0 | 0
2018 | US/MX | WECC | - | CAMX | MW | Additions - Tier 1 |  | 1578.6153 | 1799.1009 | 1860.7464 | 1921.4664 | 1942.7184 | 1953.3444 | 1965.4884 | 1976.8734 | 1989.7764 | 2001.9204 | 2009.8044
2018 | US/MX | WECC | - | CAMX | MW | Additions - Tier 2 |  | 3915.37 | 4998.0817 | 6381.5446 | 8984.4712 | 9732.9877 | 9732.9877 | 10044.1018 | 10044.1018 | 10044.1018 | 10044.1018 | 10044.1018
2018 | US/MX | WECC | - | CAMX | MW | Additions - Tier 3 |  | 4.86 | 35.979 | 35.979 | 35.979 | 35.979 | 35.979 | 35.979 | 35.979 | 35.979 | 35.979 | 35.979
2018 | US/MX | WECC | - | CAMX | MW | Firm Imports |  | 0 | 0 | 0 | 0 | 0 | 0 | 0 | 0 | 0 | 0 | 0
2018 | US/MX | WECC | - | CAMX | MW | Firm Exports |  | 0 | 0 | 0 | 0 | 0 | 0 | 0 | 0 | 0 | 0 | 0
2018 | US/MX | WECC | - | CAMX | MW | Net Firm Capacity Transfers |  | 0 | 0 | 0 | 0 | 0 | 0 | 0 | 0 | 0 | 0 | 0
2018 | US/MX | WECC | - | CAMX | MW | Expected Imports |  | 0 | 0 | 0 | 0 | 0 | 0 | 0 | 0 | 0 | 0 | 0
2018 | US/MX | WECC | - | CAMX | MW | Expected Exports |  | 0 | 0 | 0 | 0 | 0 | 0 | 0 | 0 | 0 | 0 | 0
2018 | US/MX | WECC | - | CAMX | MW | Net Expected Transfers |  | 0 | 0 | 0 | 0 | 0 | 0 | 0 | 0 | 0 | 0 | 0
2018 | US/MX | WECC | - | CAMX | MW | Existing-Certain & Net Firm Transfers |  | 64936.3386 | 64936.3386 | 63585.8286 | 60550.2486 | 60550.2486 | 60550.2486 | 60106.2486 | 60106.2486 | 60106.2486 | 60106.2486 | 60106.2486
2018 | US/MX | WECC | - | CAMX | MW | Anticipated Resources |  | 66514.9539 | 66735.4394 | 65446.5749 | 62471.7149 | 62492.9669 | 62503.5929 | 62071.7369 | 62083.1219 | 62096.0249 | 62108.1689 | 62116.0529
2018 | US/MX | WECC | - | CAMX | MW | Prospective Resources |  | 70430.3239 | 71733.5211 | 71828.1195 | 71456.1861 | 72225.9546 | 72236.5806 | 72115.8387 | 72127.2237 | 72140.1267 | 72152.2707 | 72160.1547
2018 | US/MX | WECC | - | CAMX | MW | Existing-Certain and Net Firm Transfers Excess/Shortfall |  | 0 | 0 | 0 | 0 | 0 | 0 | 0 | 0 | 0 | 0 | 0
2018 | US/MX | WECC | - | CAMX | MW | Anticipated Excess/Shortfall |  | 0 | 0 | 0 | 0 | 0 | 0 | 0 | 0 | 0 | 0 | 0
2018 | US/MX | WECC | - | CAMX | MW | Prospective Excess/Shortfall |  | 0 | 0 | 0 | 0 | 0 | 0 | 0 | 0 | 0 | 0 | 0
2018 | US/MX | WECC | - | CAMX | % | Existing-Certain and Net Firm Transfers Reserve Margin |  | 19.94% | 19.94% | 26.84% | 20.44% | 19.78% | 20.61% | 16.83% | 16.52% | 16.98% | 16.78% | 16.38%
2018 | US/MX | WECC | - | CAMX | % | Anticipated Reserve Margin |  | 22.86% | 23.27% | 30.55% | 24.26% | 23.63% | 24.51% | 20.65% | 20.35% | 20.86% | 20.67% | 20.27%
2018 | US/MX | WECC | - | CAMX | % | Prospective Reserve Margin |  | 30.09% | 32.5% | 43.28% | 42.13% | 42.88% | 43.89% | 40.17% | 39.82% | 40.4% | 40.18% | 39.72%
2018 | US/MX | WECC | - | CAMX | % | Reference Margin Level |  | 12.35% | 12.35% | 12.29% | 12.1% | 12.05% | 12.02% | 12.05% | 11.99% | 11.99% | 12.02% | 12.04%
2018 | US | WECC | - | NWPP-US | MW | Energy Efficiency and Conservation |  | 319 | 466 | 624 | 784 | 953 | 1109 | 1301 | 1441 | 1519 | 1623 | 1723
2018 | US | WECC | - | NWPP-US | MW | Total Installed Photovoltaic |  | 538.6 | 684.7 | 800.67 | 872.14 | 935.3 | 996 | 1040.5 | 1075.5 | 1116.4 | 1164.69 | 1211.3
2018 | US | WECC | - | NWPP-US | MW | Photovoltaic On-Peak |  | 218.7 | 279.95 | 325.11 | 352.06 | 377 | 400.8 | 419.34 | 429.8 | 444.4 | 461.2 | 477.88
2018 | US | WECC | - | NWPP-US | MW | Total Internal Demand |  | 47045.6415 | 47642.816 | 50003 | 50434 | 50625 | 51085 | 51405 | 51717 | 51999 | 52364 | 52628
2018 | US | WECC | - | NWPP-US | MW | Controllable and Dispatchable Demand Response - Available |  | 605.6 | 917.6 | 927.6 | 938.6 | 942.6 | 943.6 | 948.6 | 949.6 | 952.6 | 954.6 | 955.6
2018 | US | WECC | - | NWPP-US | MW | Net Internal Demand |  | 46440.0415 | 46725.216 | 49075.4 | 49495.4 | 49682.4 | 50141.4 | 50456.4 | 50767.4 | 51046.4 | 51409.4 | 51672.4
2018 | US | WECC | - | NWPP-US | MW | Behind the Meter Generation - Capacity |  | 0 | 0 | 0 | 0 | 0 | 0 | 0 | 0 | 0 | 0 | 0
2018 | US | WECC | - | NWPP-US | MW | Other Capacity Adjustments - Additions |  | 0 | 0 | 0 | 0 | 0 | 0 | 0 | 0 | 0 | 0 | 0
2018 | US | WECC | - | NWPP-US | MW | Other Capacity Adjustments - Reductions |  | 0 | 0 | 0 | 0 | 0 | 0 | 0 | 0 | 0 | 0 | 0
2018 | US | WECC | - | NWPP-US | MW | Confirmed Retirements |  | 0 | 0 | 393 | 393 | 1028 | 1395 | 1395 | 1395 | 1607 | 1947 | 2169
2018 | US | WECC | - | NWPP-US | MW | Unconfirmed Retirements |  | 0 | 0 | 0 | 0 | 0 | 0 | 0 | 0 | 0 | 0 | 0
2018 | US | WECC | - | NWPP-US | MW | Scheduled Outages |  | 0 | 0 | 0 | 0 | 0 | 0 | 0 | 0 | 0 | 0 | 0
2018 | US | WECC | - | NWPP-US | MW | Transmission Limitations |  | 0 | 0 | 0 | 0 | 0 | 0 | 0 | 0 | 0 | 0 | 0
2018 | US | WECC | - | NWPP-US | MW | Existing-Certain |  | 59945.0219 | 59552.0219 | 59552.0219 | 58917.0219 | 58550.0219 | 58550.0219 | 58550.0219 | 58338.0219 | 57998.0219 | 57776.0219 | 57022.0219
2018 | US | WECC | - | NWPP-US | MW | Existing-Other |  | 0 | 0 | 0 | 0 | 0 | 0 | 0 | 0 | 0 | 0 | 0
2018 | US | WECC | - | NWPP-US | MW | Additions - Tier 1 |  | 9.5441 | 53.3765 | 146.1663 | 146.1663 | 235.9863 | 235.9863 | 235.9863 | 235.9863 | 235.9863 | 235.9863 | 235.9863
2018 | US | WECC | - | NWPP-US | MW | Additions - Tier 2 |  | 3.672 | 93.672 | 93.672 | 93.672 | 93.672 | 93.672 | 93.672 | 93.672 | 93.672 | 93.672 | 93.672
2018 | US | WECC | - | NWPP-US | MW | Additions - Tier 3 |  | 248.5841 | 534.7841 | 557.7341 | 805.2341 | 805.2341 | 805.2341 | 822.7841 | 822.7841 | 822.7841 | 822.7841 | 828.035
2018 | US | WECC | - | NWPP-US | MW | Firm Imports |  | 0 | 0 | 2100 | 2620 | 2200 | 3300 | 3600 | 4200 | 4900 | 7000 | 5800
2018 | US | WECC | - | NWPP-US | MW | Firm Exports |  | 0 | 0 | 0 | 0 | 0 | 0 | 0 | 0 | 0 | 0 | 0
2018 | US | WECC | - | NWPP-US | MW | Net Firm Capacity Transfers |  | 0 | 0 | 2100 | 2620 | 2200 | 3300 | 3600 | 4200 | 4900 | 7000 | 5800
2018 | US | WECC | - | NWPP-US | MW | Expected Imports |  | 0 | 0 | 0 | 0 | 0 | 0 | 0 | 0 | 0 | 0 | 0
2018 | US | WECC | - | NWPP-US | MW | Expected Exports |  | 0 | 0 | 0 | 0 | 0 | 0 | 0 | 0 | 0 | 0 | 0
2018 | US | WECC | - | NWPP-US | MW | Net Expected Transfers |  | 0 | 0 | 0 | 0 | 0 | 0 | 0 | 0 | 0 | 0 | 0
2018 | US | WECC | - | NWPP-US | MW | Existing-Certain & Net Firm Transfers |  | 59945.0219 | 59552.0219 | 61652.0219 | 61537.0219 | 60750.0219 | 61850.0219 | 62150.0219 | 62538.0219 | 62898.0219 | 64776.0219 | 62822.0219
2018 | US | WECC | - | NWPP-US | MW | Anticipated Resources |  | 59954.566 | 59605.3984 | 61798.1882 | 61683.1882 | 60986.0082 | 62086.0082 | 62386.0082 | 62774.0082 | 63134.0082 | 65012.0082 | 63058.0082
2018 | US | WECC | - | NWPP-US | MW | Prospective Resources |  | 59958.238 | 59699.0704 | 61891.8602 | 61776.8602 | 61079.6802 | 62179.6802 | 62479.6802 | 62867.6802 | 63227.6802 | 65105.6802 | 63151.6802
2018 | US | WECC | - | NWPP-US | MW | Existing-Certain and Net Firm Transfers Excess/Shortfall |  | 0 | 0 | 0 | 0 | 0 | 0 | 0 | 0 | 0 | 0 | 0
2018 | US | WECC | - | NWPP-US | MW | Anticipated Excess/Shortfall |  | 0 | 0 | 0 | 0 | 0 | 0 | 0 | 0 | 0 | 0 | 0
2018 | US | WECC | - | NWPP-US | MW | Prospective Excess/Shortfall |  | 0 | 0 | 0 | 0 | 0 | 0 | 0 | 0 | 0 | 0 | 0
2018 | US | WECC | - | NWPP-US | % | Existing-Certain and Net Firm Transfers Reserve Margin |  | 29.08% | 27.45% | 25.63% | 24.33% | 22.28% | 23.35% | 23.18% | 23.19% | 23.22% | 26% | 21.58%
2018 | US | WECC | - | NWPP-US | % | Anticipated Reserve Margin |  | 29.1% | 27.57% | 25.92% | 24.62% | 22.75% | 23.82% | 23.64% | 23.65% | 23.68% | 26.46% | 22.03%
2018 | US | WECC | - | NWPP-US | % | Prospective Reserve Margin |  | 29.11% | 27.77% | 26.12% | 24.81% | 22.94% | 24.01% | 23.83% | 23.83% | 23.86% | 26.64% | 22.22%
2018 | US | WECC | - | NWPP-US | % | Reference Margin Level |  | 19.72% | 19.72% | 19.68% | 19.53% | 19.6% | 19.56% | 19.49% | 19.39% | 19.35% | 19.27% | 19.11%
2018 | US | WECC | - | RMRG | MW | Energy Efficiency and Conservation |  | 93.3 | 174.65 | 252.12 | 328.55 | 404.86 | 480.65 | 556.26 | 631.19 | 706.05 | 780.47 | 854.79
2018 | US | WECC | - | RMRG | MW | Total Installed Photovoltaic |  | 477.365 | 597.2 | 697.3136 | 801.5116 | 906.7796 | 1013.0565 | 1121.1353 | 1231.1995 | 1343.4495 | 1458.1049 | 1574.7657
2018 | US | WECC | - | RMRG | MW | Photovoltaic On-Peak |  | 165.8693 | 208.3112 | 243.8017 | 280.7224 | 318.1977 | 356.2061 | 394.892 | 434.3036 | 474.4935 | 515.6188 | 557.4419
2018 | US | WECC | - | RMRG | MW | Total Internal Demand |  | 12065.911 | 12182.3762 | 12925 | 13094 | 13239 | 13489 | 13655 | 13835 | 13980 | 14129 | 14308
2018 | US | WECC | - | RMRG | MW | Controllable and Dispatchable Demand Response - Available |  | 294.8 | 294.8 | 288.34 | 288.34 | 287.27 | 287.27 | 286.2 | 286.2 | 285.13 | 285.13 | 284.06
2018 | US | WECC | - | RMRG | MW | Net Internal Demand |  | 11771.111 | 11887.5762 | 12636.66 | 12805.66 | 12951.73 | 13201.73 | 13368.8 | 13548.8 | 13694.87 | 13843.87 | 14023.94
2018 | US | WECC | - | RMRG | MW | Behind the Meter Generation - Capacity |  | 0 | 0 | 0 | 0 | 0 | 0 | 0 | 0 | 0 | 0 | 0
2018 | US | WECC | - | RMRG | MW | Other Capacity Adjustments - Additions |  | 0 | 0 | 0 | 0 | 0 | 0 | 0 | 0 | 0 | 0 | 0
2018 | US | WECC | - | RMRG | MW | Other Capacity Adjustments - Reductions |  | 0 | 0 | 0 | 0 | 0 | 0 | 0 | 0 | 0 | 0 | 0
2018 | US | WECC | - | RMRG | MW | Confirmed Retirements |  | 0 | 0 | 162 | 324 | 324 | 324 | 324 | 324 | 324 | 324 | 324
2018 | US | WECC | - | RMRG | MW | Unconfirmed Retirements |  | 0 | 0 | 0 | 0 | 0 | 0 | 0 | 0 | 0 | 0 | 0
2018 | US | WECC | - | RMRG | MW | Scheduled Outages |  | 0 | 0 | 0 | 0 | 0 | 0 | 0 | 0 | 0 | 0 | 0
2018 | US | WECC | - | RMRG | MW | Transmission Limitations |  | 0 | 0 | 0 | 0 | 0 | 0 | 0 | 0 | 0 | 0 | 0
2018 | US | WECC | - | RMRG | MW | Existing-Certain |  | 15792.6128 | 15711.4628 | 15711.4628 | 15711.4628 | 15711.4628 | 15711.4628 | 15711.4628 | 15711.4628 | 15711.4628 | 15711.4628 | 15711.4628
2018 | US | WECC | - | RMRG | MW | Existing-Other |  | 0 | 0 | 0 | 0 | 0 | 0 | 0 | 0 | 0 | 0 | 0
2018 | US | WECC | - | RMRG | MW | Additions - Tier 1 |  | 3.36 | 184.44 | 281.04 | 281.04 | 281.04 | 281.04 | 281.04 | 281.04 | 281.04 | 281.04 | 281.04
2018 | US | WECC | - | RMRG | MW | Additions - Tier 2 |  | 0 | 0 | 0 | 0 | 0 | 43.781 | 43.781 | 43.781 | 43.781 | 43.781 | 43.781
2018 | US | WECC | - | RMRG | MW | Additions - Tier 3 |  | 0 | 8.4 | 8.4 | 28.5 | 28.5 | 28.5 | 28.5 | 28.5 | 28.5 | 28.5 | 28.5
2018 | US | WECC | - | RMRG | MW | Firm Imports |  | 0 | 0 | 0 | 0 | 0 | 0 | 0 | 0 | 0 | 0 | 0
2018 | US | WECC | - | RMRG | MW | Firm Exports |  | 0 | 0 | 0 | 0 | 0 | 0 | 0 | 0 | 0 | 0 | 0
2018 | US | WECC | - | RMRG | MW | Net Firm Capacity Transfers |  | 0 | 0 | 0 | 0 | 0 | 0 | 0 | 0 | 0 | 0 | 0
2018 | US | WECC | - | RMRG | MW | Expected Imports |  | 0 | 0 | 0 | 0 | 0 | 0 | 0 | 0 | 0 | 0 | 0
2018 | US | WECC | - | RMRG | MW | Expected Exports |  | 0 | 0 | 0 | 0 | 0 | 0 | 0 | 0 | 0 | 0 | 0
2018 | US | WECC | - | RMRG | MW | Net Expected Transfers |  | 0 | 0 | 0 | 0 | 0 | 0 | 0 | 0 | 0 | 0 | 0
2018 | US | WECC | - | RMRG | MW | Existing-Certain & Net Firm Transfers |  | 15792.6128 | 15711.4628 | 15711.4628 | 15711.4628 | 15711.4628 | 15711.4628 | 15711.4628 | 15711.4628 | 15711.4628 | 15711.4628 | 15711.4628
2018 | US | WECC | - | RMRG | MW | Anticipated Resources |  | 15795.9728 | 15895.9028 | 15992.5028 | 15992.5028 | 15992.5028 | 15992.5028 | 15992.5028 | 15992.5028 | 15992.5028 | 15992.5028 | 15992.5028
2018 | US | WECC | - | RMRG | MW | Prospective Resources |  | 15795.9728 | 15895.9028 | 15992.5028 | 15992.5028 | 15992.5028 | 16036.2838 | 16036.2838 | 16036.2838 | 16036.2838 | 16036.2838 | 16036.2838
2018 | US | WECC | - | RMRG | MW | Existing-Certain and Net Firm Transfers Excess/Shortfall |  | 0 | 0 | 0 | 0 | 0 | 0 | 0 | 0 | -116.6029 | -263.8002 | -450.7429
2018 | US | WECC | - | RMRG | MW | Anticipated Excess/Shortfall |  | 0 | 0 | 0 | 0 | 0 | 0 | 0 | 0 | 0 | 0 | -169.7029
2018 | US | WECC | - | RMRG | MW | Prospective Excess/Shortfall |  | 0 | 0 | 0 | 0 | 0 | 0 | 0 | 0 | 0 | 0 | -125.9219
2018 | US | WECC | - | RMRG | % | Existing-Certain and Net Firm Transfers Reserve Margin |  | 34.16% | 32.17% | 24.33% | 22.69% | 21.31% | 19.01% | 17.52% | 15.96% | 14.73% | 13.49% | 12.03%
2018 | US | WECC | - | RMRG | % | Anticipated Reserve Margin |  | 34.19% | 33.72% | 26.56% | 24.89% | 23.48% | 21.14% | 19.63% | 18.04% | 16.78% | 15.52% | 14.04%
2018 | US | WECC | - | RMRG | % | Prospective Reserve Margin |  | 34.19% | 33.72% | 26.56% | 24.89% | 23.48% | 21.47% | 19.95% | 18.36% | 17.1% | 15.84% | 14.35%
2018 | US | WECC | - | RMRG | % | Reference Margin Level |  | 16.83% | 16.83% | 16.76% | 16.48% | 16.37% | 16.07% | 15.94% | 15.73% | 15.58% | 15.4% | 15.25%
2018 | US | WECC | - | SRSG | MW | Energy Efficiency and Conservation |  | 600.87 | 845.74 | 947.13 | 1072.7 | 1160.89 | 1243.699 | 1306.5 | 1366.9 | 1424.2 | 1467.22 | 1511.5
2018 | US | WECC | - | SRSG | MW | Total Installed Photovoltaic |  | 1166.9432 | 1456.0717 | 1667.9447 | 1881.9253 | 2098.1735 | 2317.0993 | 2538.8927 | 2763.5437 | 2989.1823 | 3219.6785 | 3454.4223
2018 | US | WECC | - | SRSG | MW | Photovoltaic On-Peak |  | 824.4836 | 1014.2916 | 1175.5989 | 1336.3372 | 1496.6688 | 1656.6715 | 1816.4324 | 1975.9584 | 2135.2806 | 2294.5437 | 2453.1036
2018 | US | WECC | - | SRSG | MW | Total Internal Demand |  | 24050.2468 | 24286.3979 | 24484 | 24854 | 25408 | 25898 | 26344 | 26836 | 27207 | 27659 | 28014
2018 | US | WECC | - | SRSG | MW | Controllable and Dispatchable Demand Response - Available |  | 185.26 | 186.17 | 186.17 | 186.17 | 186.17 | 186.17 | 186.17 | 186.17 | 186.17 | 186.17 | 186.17
2018 | US | WECC | - | SRSG | MW | Net Internal Demand |  | 23864.9868 | 24100.2279 | 24297.83 | 24667.83 | 25221.83 | 25711.83 | 26157.83 | 26649.83 | 27020.83 | 27472.83 | 27827.83
2018 | US | WECC | - | SRSG | MW | Behind the Meter Generation - Capacity |  | 0 | 0 | 0 | 0 | 0 | 0 | 0 | 0 | 0 | 0 | 0
2018 | US | WECC | - | SRSG | MW | Other Capacity Adjustments - Additions |  | 0 | 0 | 0 | 0 | 0 | 0 | 0 | 0 | 0 | 0 | 0
2018 | US | WECC | - | SRSG | MW | Other Capacity Adjustments - Reductions |  | 0 | 0 | 0 | 0 | 0 | 0 | 0 | 0 | 0 | 0 | 0
2018 | US | WECC | - | SRSG | MW | Confirmed Retirements |  | 0 | 629.4177 | 629.4177 | 710.4177 | 710.4177 | 791.4177 | 987.4177 | 1067.4177 | 1067.4177 | 1067.4177 | 1391.4177
2018 | US | WECC | - | SRSG | MW | Unconfirmed Retirements |  | 0 | 0 | 0 | 0 | 0 | 0 | 0 | 0 | 0 | 0 | 0
2018 | US | WECC | - | SRSG | MW | Scheduled Outages |  | 0 | 0 | 0 | 0 | 0 | 0 | 0 | 0 | 0 | 0 | 0
2018 | US | WECC | - | SRSG | MW | Transmission Limitations |  | 0 | 0 | 0 | 0 | 0 | 0 | 0 | 0 | 0 | 0 | 0
2018 | US | WECC | - | SRSG | MW | Existing-Certain |  | 30444.6962 | 30444.6962 | 30363.6962 | 30363.6962 | 30202.6962 | 30006.6962 | 30006.6962 | 30006.6962 | 30006.6962 | 29682.6962 | 29682.6962
2018 | US | WECC | - | SRSG | MW | Existing-Other |  | 0 | 0 | 0 | 0 | 0 | 0 | 0 | 0 | 0 | 0 | 0
2018 | US | WECC | - | SRSG | MW | Additions - Tier 1 |  | 1076.28 | 1078.722 | 1078.722 | 1078.722 | 1078.722 | 1078.722 | 1078.722 | 1078.722 | 1078.722 | 1078.722 | 1078.722
2018 | US | WECC | - | SRSG | MW | Additions - Tier 2 |  | 622 | 680.9564 | 721.6564 | 841.6004 | 863.5004 | 863.5004 | 863.5004 | 863.5004 | 863.5004 | 863.5004 | 863.5004
2018 | US | WECC | - | SRSG | MW | Additions - Tier 3 |  | 5907.584 | 6107.014 | 6172.134 | 6481.454 | 6481.454 | 6481.454 | 6644.254 | 7091.954 | 7458.254 | 7820.484 | 7820.484
2018 | US | WECC | - | SRSG | MW | Firm Imports |  | 0 | 0 | 0 | 0 | 0 | 0 | 0 | 0 | 0 | 0 | 0
2018 | US | WECC | - | SRSG | MW | Firm Exports |  | 0 | 0 | 0 | 0 | 0 | 0 | 0 | 0 | 0 | 0 | 0
2018 | US | WECC | - | SRSG | MW | Net Firm Capacity Transfers |  | 0 | 0 | 0 | 0 | 0 | 0 | 0 | 0 | 0 | 0 | 0
2018 | US | WECC | - | SRSG | MW | Expected Imports |  | 0 | 0 | 0 | 0 | 0 | 0 | 0 | 0 | 0 | 0 | 0
2018 | US | WECC | - | SRSG | MW | Expected Exports |  | 0 | 0 | 0 | 0 | 0 | 0 | 0 | 0 | 0 | 0 | 0
2018 | US | WECC | - | SRSG | MW | Net Expected Transfers |  | 0 | 0 | 0 | 0 | 0 | 0 | 0 | 0 | 0 | 0 | 0
2018 | US | WECC | - | SRSG | MW | Existing-Certain & Net Firm Transfers |  | 30444.6962 | 30444.6962 | 30363.6962 | 30363.6962 | 30202.6962 | 30006.6962 | 30006.6962 | 30006.6962 | 30006.6962 | 29682.6962 | 29682.6962
2018 | US | WECC | - | SRSG | MW | Anticipated Resources |  | 31520.9762 | 31523.4182 | 31442.4182 | 31442.4182 | 31281.4182 | 31085.4182 | 31085.4182 | 31085.4182 | 31085.4182 | 30761.4182 | 30761.4182
2018 | US | WECC | - | SRSG | MW | Prospective Resources |  | 32142.9762 | 32204.3746 | 32164.0746 | 32284.0186 | 32144.9186 | 31948.9186 | 31948.9186 | 31948.9186 | 31948.9186 | 31624.9186 | 31624.9186
2018 | US | WECC | - | SRSG | MW | Existing-Certain and Net Firm Transfers Excess/Shortfall |  | 0 | 0 | 0 | 0 | 0 | 0 | 0 | -420.6177 | -804.466 | -1615.7205 | -1991.1525
2018 | US | WECC | - | SRSG | MW | Anticipated Excess/Shortfall |  | 0 | 0 | 0 | 0 | 0 | 0 | 0 | 0 | 0 | -536.9985 | -912.4305
2018 | US | WECC | - | SRSG | MW | Prospective Excess/Shortfall |  | 0 | 0 | 0 | 0 | 0 | 0 | 0 | 0 | 0 | 0 | -48.93
2018 | US | WECC | - | SRSG | % | Existing-Certain and Net Firm Transfers Reserve Margin |  | 27.57% | 26.33% | 24.96% | 23.09% | 19.75% | 16.7% | 14.71% | 12.6% | 11.05% | 8.044% | 6.666%
2018 | US | WECC | - | SRSG | % | Anticipated Reserve Margin |  | 32.08% | 30.8% | 29.4% | 27.46% | 24.03% | 20.9% | 18.84% | 16.64% | 15.04% | 11.97% | 10.54%
2018 | US | WECC | - | SRSG | % | Prospective Reserve Margin |  | 34.69% | 33.63% | 32.37% | 30.87% | 27.45% | 24.26% | 22.14% | 19.88% | 18.24% | 15.11% | 13.64%
2018 | US | WECC | - | SRSG | % | Reference Margin Level |  | 15.1% | 15.1% | 15.11% | 14.86% | 14.63% | 14.47% | 14.33% | 14.17% | 14.03% | 13.92% | 13.82%
2018 | CA | WECC | - | AB | MW | Energy Efficiency and Conservation |  | 0 | 0 | 0 | 0 | 0 | 0 | 0 | 0 | 0 | 0 | 0
2018 | CA | WECC | - | AB | MW | Total Installed Photovoltaic |  | 15 | 115 | 115 | 115 | 215 | 215 | 215 | 315 | 315 | 415 | 415
2018 | CA | WECC | - | AB | MW | Photovoltaic On-Peak |  | 0 | 0 | 0 | 0 | 0 | 0 | 0 | 0 | 0 | 0 | 0
2018 | CA | WECC | - | AB | MW | Total Internal Demand |  | 10941.23 | 11111.44 | 11213 | 11328 | 11434 | 11483 | 11574 | 11687 | 11795 | 11920 | 12044
2018 | CA | WECC | - | AB | MW | Controllable and Dispatchable Demand Response - Available |  | 0 | 0 | 0 | 0 | 0 | 0 | 0 | 0 | 0 | 0 | 0
2018 | CA | WECC | - | AB | MW | Net Internal Demand |  | 10941.23 | 11111.44 | 11213 | 11328 | 11434 | 11483 | 11574 | 11687 | 11795 | 11920 | 12044
2018 | CA | WECC | - | AB | MW | Behind the Meter Generation - Capacity |  | 0 | 0 | 0 | 0 | 0 | 0 | 0 | 0 | 0 | 0 | 0
2018 | CA | WECC | - | AB | MW | Other Capacity Adjustments - Additions |  | 0 | 0 | 0 | 0 | 0 | 0 | 0 | 0 | 0 | 0 | 0
2018 | CA | WECC | - | AB | MW | Other Capacity Adjustments - Reductions |  | 0 | 0 | 0 | 0 | 0 | 0 | 0 | 0 | 0 | 0 | 0
2018 | CA | WECC | - | AB | MW | Confirmed Retirements |  | 0 | 0 | 0 | 0 | 0 | 0 | 0 | 0 | 0 | 0 | 0
2018 | CA | WECC | - | AB | MW | Unconfirmed Retirements |  | 0 | 0 | 0 | 0 | 0 | 0 | 0 | 0 | 0 | 0 | 0
2018 | CA | WECC | - | AB | MW | Scheduled Outages |  | 0 | 0 | 0 | 0 | 0 | 0 | 0 | 0 | 0 | 0 | 0
2018 | CA | WECC | - | AB | MW | Transmission Limitations |  | 0 | 0 | 0 | 0 | 0 | 0 | 0 | 0 | 0 | 0 | 0
2018 | CA | WECC | - | AB | MW | Existing-Certain |  | 12189.163 | 12189.163 | 12189.163 | 12189.163 | 12189.163 | 12189.163 | 12189.163 | 12189.163 | 12189.163 | 12189.163 | 12189.163
2018 | CA | WECC | - | AB | MW | Existing-Other |  | 0 | 0 | 0 | 0 | 0 | 0 | 0 | 0 | 0 | 0 | 0
2018 | CA | WECC | - | AB | MW | Additions - Tier 1 |  | 43 | 43 | 43 | 43 | 43 | 43 | 43 | 43 | 43 | 43 | 43
2018 | CA | WECC | - | AB | MW | Additions - Tier 2 |  | 15 | 39.3432 | 73.3688 | 73.3688 | 73.3688 | 73.3688 | 73.3688 | 73.3688 | 73.3688 | 73.3688 | 73.3688
2018 | CA | WECC | - | AB | MW | Additions - Tier 3 |  | 8929.15 | 8929.15 | 8929.15 | 11300.15 | 11300.15 | 11300.15 | 11300.15 | 11300.15 | 11300.15 | 11300.15 | 11300.15
2018 | CA | WECC | - | AB | MW | Firm Imports |  | 0 | 0 | 0 | 0 | 0 | 0 | 0 | 0 | 0 | 0 | 0
2018 | CA | WECC | - | AB | MW | Firm Exports |  | 0 | 0 | 0 | 0 | 0 | 0 | 0 | 0 | 0 | 0 | 0
2018 | CA | WECC | - | AB | MW | Net Firm Capacity Transfers |  | 0 | 0 | 0 | 0 | 0 | 0 | 0 | 0 | 0 | 0 | 0
2018 | CA | WECC | - | AB | MW | Expected Imports |  | 0 | 0 | 0 | 0 | 0 | 0 | 0 | 0 | 0 | 0 | 0
2018 | CA | WECC | - | AB | MW | Expected Exports |  | 0 | 0 | 0 | 0 | 0 | 0 | 0 | 0 | 0 | 0 | 0
2018 | CA | WECC | - | AB | MW | Net Expected Transfers |  | 0 | 0 | 0 | 0 | 0 | 0 | 0 | 0 | 0 | 0 | 0
2018 | CA | WECC | - | AB | MW | Existing-Certain & Net Firm Transfers |  | 12189.163 | 12189.163 | 12189.163 | 12189.163 | 12189.163 | 12189.163 | 12189.163 | 12189.163 | 12189.163 | 12189.163 | 12189.163
2018 | CA | WECC | - | AB | MW | Anticipated Resources |  | 12232.163 | 12232.163 | 12232.163 | 12232.163 | 12232.163 | 12232.163 | 12232.163 | 12232.163 | 12232.163 | 12232.163 | 12232.163
2018 | CA | WECC | - | AB | MW | Prospective Resources |  | 12247.163 | 12271.5062 | 12305.5318 | 12305.5318 | 12305.5318 | 12305.5318 | 12305.5318 | 12305.5318 | 12305.5318 | 12305.5318 | 12305.5318
2018 | CA | WECC | - | AB | MW | Existing-Certain and Net Firm Transfers Excess/Shortfall |  | 0 | -79.7901 | -185.9602 | -303.0723 | -412.3948 | -458.0259 | -547.7652 | -660.3928 | -771.6616 | -898.5551 | -1026.8569
2018 | CA | WECC | - | AB | MW | Anticipated Excess/Shortfall |  | 0 | -36.7901 | -142.9602 | -260.0723 | -369.3948 | -415.0259 | -504.7652 | -617.3928 | -728.6616 | -855.5551 | -983.8569
2018 | CA | WECC | - | AB | MW | Prospective Excess/Shortfall |  | 0 | 0 | -69.5914 | -186.7035 | -296.026 | -341.6571 | -431.3964 | -544.024 | -655.2928 | -782.1863 | -910.4881
2019 | US | SPP-RE | - | SPP | MW | Energy Efficiency and Conservation |  | 451.685 | 527.503 | 576.022 | 644.844 | 722.768 | 854.294 | 925.423 | 944.155 | 1003.69 | 1015.328 | 1021.205
2019 | US | SPP-RE | - | SPP | MW | Total Installed Photovoltaic |  | 43 | 43 | 43 | 43 | 43 | 43 | 43 | 43 | 43 | 43 | 43
2019 | US | SPP-RE | - | SPP | MW | Photovoltaic On-Peak |  | 37 | 37 | 37 | 37 | 37 | 37 | 37 | 37 | 37 | 37 | 37
2019 | US | SPP-RE | - | SPP | MW | Total Internal Demand |  | 53217.66 | 53478.396 | 54161.078 | 54534.969 | 54884.993 | 55177.786 | 55427.851 | 55647.618 | 55903.355 | 56179.209 | 56464.65
2019 | US | SPP-RE | - | SPP | MW | Controllable and Dispatchable Demand Response - Available |  | 1077.68 | 1077.74 | 1059.56 | 1124.26 | 1149.28 | 1167.26 | 1211.86 | 1258.8 | 1301.56 | 1330.24 | 1258.42
2019 | US | SPP-RE | - | SPP | MW | Net Internal Demand |  | 52139.98 | 52400.656 | 53101.518 | 53410.709 | 53735.713 | 54010.526 | 54215.991 | 54388.818 | 54601.795 | 54848.969 | 55206.23
2019 | US | SPP-RE | - | SPP | MW | Behind the Meter Generation - Capacity |  | 1032.205 | 1013.585 | 1023.475 | 1013.175 | 1012.075 | 1010 | 1014.075 | 1019.075 | 1011.075 | 991.975 | 993.675
2019 | US | SPP-RE | - | SPP | MW | Other Capacity Adjustments - Additions |  | 218.4 | 218.4 | 248.4 | 248.4 | 248.4 | 248.4 | 248.4 | 248.4 | 248.4 | 248.4 | 248.4
2019 | US | SPP-RE | - | SPP | MW | Other Capacity Adjustments - Reductions |  | 234.763 | 234.763 | 234.763 | 234.763 | 234.763 | 234.763 | 234.763 | 234.763 | 234.763 | 234.763 | 234.763
2019 | US | SPP-RE | - | SPP | MW | Confirmed Retirements |  | 627 | 2093.2 | 2339.2 | 2538.2 | 2538.2 | 2649.2 | 2761.2 | 2854.2 | 3100.2 | 3100.2 | 3342.5
2019 | US | SPP-RE | - | SPP | MW | Unconfirmed Retirements |  | 0 | 0 | 0 | 0 | 0 | 0 | 0 | 0 | 0 | 0 | 0
2019 | US | SPP-RE | - | SPP | MW | Scheduled Outages |  | 269.1 | 43 | 43 | 43 | 43 | 43 | 43 | 0 | 0 | 0 | 0
2019 | US | SPP-RE | - | SPP | MW | Transmission Limitations |  | 0 | 0 | 0 | 0 | 0 | 0 | 0 | 0 | 0 | 0 | 0
2019 | US | SPP-RE | - | SPP | MW | Existing-Certain |  | 67870.988 | 67755.679 | 67400.759 | 67373.059 | 67061.959 | 66554.184 | 66297.759 | 65920.759 | 65166.459 | 64919.159 | 64815.859
2019 | US | SPP-RE | - | SPP | MW | Existing-Other |  | 0 | 0 | 0 | 0 | 0 | 0 | 0 | 0 | 0 | 0 | 0
2019 | US | SPP-RE | - | SPP | MW | Additions - Tier 1 |  | 0 | 0 | 300 | 300 | 300 | 300 | 300 | 300 | 300 | 300 | 300
2019 | US | SPP-RE | - | SPP | MW | Additions - Tier 2 |  | 0 | 2499.6 | 2499.6 | 2499.6 | 3149.6 | 3149.6 | 3149.6 | 3149.6 | 3149.6 | 3149.6 | 3149.6
2019 | US | SPP-RE | - | SPP | MW | Additions - Tier 3 |  | 0 | 2354.29 | 33311.222 | 49343.522 | 54430.997 | 63939.997 | 64012.597 | 64012.597 | 64012.597 | 64012.597 | 64012.597
2019 | US | SPP-RE | - | SPP | MW | Firm Imports |  | 1380.1586 | 1380.4586 | 1365.6586 | 1375.9586 | 1376.1586 | 1396.3586 | 1416.5586 | 1416.8586 | 1366.0586 | 1366.2586 | 1366.4586
2019 | US | SPP-RE | - | SPP | MW | Firm Exports |  | 1729.369 | 1683.369 | 1608.369 | 1517.369 | 1517.369 | 1492.369 | 1492.369 | 1492.369 | 1492.369 | 1492.369 | 1492.369
2019 | US | SPP-RE | - | SPP | MW | Net Firm Capacity Transfers |  | -349.2104 | -302.9104 | -242.7104 | -141.4104 | -141.2104 | -96.0104 | -75.8104 | -75.5104 | -126.3104 | -126.1104 | -125.9104
2019 | US | SPP-RE | - | SPP | MW | Expected Imports |  | 0 | 0 | 0 | 0 | 0 | 0 | 0 | 0 | 0 | 0 | 0
2019 | US | SPP-RE | - | SPP | MW | Expected Exports |  | 547 | 547 | 547 | 547 | 547 | 547 | 547 | 547 | 547 | 547 | 547
2019 | US | SPP-RE | - | SPP | MW | Net Expected Transfers |  | -547 | -547 | -547 | -547 | -547 | -547 | -547 | -547 | -547 | -547 | -547
2019 | US | SPP-RE | - | SPP | MW | Existing-Certain & Net Firm Transfers |  | 67521.7776 | 67452.7686 | 67158.0486 | 67231.6486 | 66920.7486 | 66458.1736 | 66221.9486 | 65845.2486 | 65040.1486 | 64793.0486 | 64689.9486
2019 | US | SPP-RE | - | SPP | MW | Anticipated Resources |  | 67521.7776 | 67452.7686 | 67458.0486 | 67531.6486 | 67220.7486 | 66758.1736 | 66521.9486 | 66145.2486 | 65340.1486 | 65093.0486 | 64989.9486
2019 | US | SPP-RE | - | SPP | MW | Prospective Resources |  | 66974.7776 | 69405.3686 | 69410.6486 | 69484.2486 | 69823.3486 | 69360.7736 | 69124.5486 | 68747.8486 | 67942.7486 | 67695.6486 | 67592.5486
2019 | US | SPP-RE | - | SPP | MW | Existing-Certain and Net Firm Transfers Excess/Shortfall |  | 9125 | 8764.0338 | 7684.3484 | 7411.6545 | 6736.75 | 5966.3844 | 5500.0386 | 4929.7724 | 3886.1382 | 3362.2033 | 2858.971
2019 | US | SPP-RE | - | SPP | MW | Anticipated Excess/Shortfall |  | 9125 | 8764.0338 | 7984.3484 | 7711.6545 | 7036.75 | 6266.3844 | 5800.0386 | 5229.7724 | 4186.1382 | 3662.2033 | 3158.971
2019 | US | SPP-RE | - | SPP | MW | Prospective Excess/Shortfall |  | 8578 | 10716.6338 | 9936.9484 | 9664.2545 | 9639.35 | 8868.9844 | 8402.6386 | 7832.3724 | 6788.7382 | 6264.8033 | 5761.571
2019 | US | SPP-RE | - | SPP | % | Existing-Certain and Net Firm Transfers Reserve Margin |  | 29.5% | 28.73% | 26.47% | 25.88% | 24.54% | 23.05% | 22.14% | 21.06% | 19.12% | 18.13% | 17.18%
2019 | US | SPP-RE | - | SPP | % | Anticipated Reserve Margin |  | 29.5% | 28.73% | 27.04% | 26.44% | 25.1% | 23.6% | 22.7% | 21.62% | 19.67% | 18.68% | 17.72%
2019 | US | SPP-RE | - | SPP | % | Prospective Reserve Margin |  | 28.45% | 32.45% | 30.71% | 30.09% | 29.94% | 28.42% | 27.5% | 26.4% | 24.43% | 23.42% | 22.44%
2019 | US | SPP-RE | - | SPP | % | Reference Margin Level |  | 12% | 12% | 12% | 12% | 12% | 12% | 12% | 12% | 12% | 12% | 12%
2019 | US | TRE-ERCOT | - | TRE-ERCOT | MW | Energy Efficiency and Conservation |  | 1343.2165 | 1763.6799 | 2064.6831 | 2284.9232 | 2592.0334 | 2821.1604 | 3137.8329 | 3376.1728 | 3703.9162 | 3921.8884 | 4230.1695
2019 | US | TRE-ERCOT | - | TRE-ERCOT | MW | Total Installed Photovoltaic |  | 603.0776 | 885.754 | 1250.5724 | 1681.4611 | 2140.6861 | 2579.6709 | 2957.5835 | 3254.376 | 3470.8726 | 3620.331 | 3719.5865
2019 | US | TRE-ERCOT | - | TRE-ERCOT | MW | Photovoltaic On-Peak |  | 205.0464 | 301.1564 | 425.1946 | 571.6968 | 727.8333 | 877.0881 | 1005.5784 | 1106.4878 | 1180.0967 | 1230.9125 | 1264.6594
2019 | US | TRE-ERCOT | - | TRE-ERCOT | MW | Total Internal Demand |  | 74853.2073 | 76845.4656 | 78823.7416 | 80589.5979 | 82506.3718 | 84121.46 | 85732.0628 | 87345.3083 | 88912.6439 | 90425.6994 | 91914.1789
2019 | US | TRE-ERCOT | - | TRE-ERCOT | MW | Controllable and Dispatchable Demand Response - Available |  | 2272.7937 | 2251.4406 | 2230.6512 | 2230.6512 | 2230.6512 | 2230.6512 | 2230.6512 | 2230.6512 | 2230.6512 | 2230.6512 | 2230.6512
2019 | US | TRE-ERCOT | - | TRE-ERCOT | MW | Net Internal Demand |  | 72580.4136 | 74594.025 | 76593.0904 | 78358.9467 | 80275.7207 | 81890.8088 | 83501.4116 | 85114.6571 | 86681.9928 | 88195.0482 | 89683.5277
2019 | US | TRE-ERCOT | - | TRE-ERCOT | MW | Behind the Meter Generation - Capacity |  | 3436.9495 | 3477.9495 | 3397.9495 | 3377.9495 | 3377.9495 | 3122.9495 | 3122.9495 | 3122.9495 | 3122.9495 | 3122.9495 | 3122.9495
2019 | US | TRE-ERCOT | - | TRE-ERCOT | MW | Other Capacity Adjustments - Additions |  | 0 | 0 | 0 | 0 | 0 | 0 | 0 | 0 | 0 | 0 | 0
2019 | US | TRE-ERCOT | - | TRE-ERCOT | MW | Other Capacity Adjustments - Reductions |  | 0 | 0 | 0 | 0 | 0 | 0 | 0 | 0 | 0 | 0 | 0
2019 | US | TRE-ERCOT | - | TRE-ERCOT | MW | Confirmed Retirements |  | 4.8 | 844.8 | 1314.8 | 1314.8 | 1314.8 | 1314.8 | 1314.8 | 1314.8 | 1314.8 | 1314.8 | 1314.8
2019 | US | TRE-ERCOT | - | TRE-ERCOT | MW | Unconfirmed Retirements |  | 0 | 0 | 965 | 1385 | 1752 | 1752 | 1752 | 1752 | 1752 | 1752 | 1752
2019 | US | TRE-ERCOT | - | TRE-ERCOT | MW | Scheduled Outages |  | 0 | 0 | 0 | 0 | 0 | 0 | 0 | 0 | 0 | 0 | 0
2019 | US | TRE-ERCOT | - | TRE-ERCOT | MW | Transmission Limitations |  | 0 | 0 | 0 | 0 | 0 | 0 | 0 | 0 | 0 | 0 | 0
2019 | US | TRE-ERCOT | - | TRE-ERCOT | MW | Existing-Certain |  | 77434.0025 | 77552.0075 | 77857.4375 | 77719.4375 | 77719.4375 | 77464.4375 | 77464.4375 | 77464.4375 | 77464.4375 | 77464.4375 | 77464.4375
2019 | US | TRE-ERCOT | - | TRE-ERCOT | MW | Existing-Other |  | 0 | 0 | 0 | 118 | 118 | 118 | 118 | 118 | 118 | 118 | 118
2019 | US | TRE-ERCOT | - | TRE-ERCOT | MW | Additions - Tier 1 |  | 611.777 | 4628.4551 | 10545.6602 | 10777.6632 | 10777.6632 | 10777.6632 | 10777.6632 | 10777.6632 | 10777.6632 | 10777.6632 | 10777.6632
2019 | US | TRE-ERCOT | - | TRE-ERCOT | MW | Additions - Tier 2 |  | 0 | 5466.783 | 21115.2286 | 27231.652 | 27971.652 | 27971.652 | 27971.652 | 27971.652 | 27971.652 | 27971.652 | 27971.652
2019 | US | TRE-ERCOT | - | TRE-ERCOT | MW | Additions - Tier 3 |  | 0 | 912.372 | 12509.4704 | 22017.3022 | 23031.1022 | 23031.1022 | 23031.1022 | 23031.1022 | 23031.1022 | 23031.1022 | 23031.1022
2019 | US | TRE-ERCOT | - | TRE-ERCOT | MW | Firm Imports |  | 50 | 50 | 50 | 50 | 50 | 50 | 50 | 50 | 50 | 50 | 50
2019 | US | TRE-ERCOT | - | TRE-ERCOT | MW | Firm Exports |  | 0 | 0 | 0 | 0 | 0 | 0 | 0 | 0 | 0 | 0 | 0
2019 | US | TRE-ERCOT | - | TRE-ERCOT | MW | Net Firm Capacity Transfers |  | 50 | 50 | 50 | 50 | 50 | 50 | 50 | 50 | 50 | 50 | 50
2019 | US | TRE-ERCOT | - | TRE-ERCOT | MW | Expected Imports |  | 833 | 833 | 833 | 833 | 833 | 833 | 833 | 833 | 833 | 833 | 833
2019 | US | TRE-ERCOT | - | TRE-ERCOT | MW | Expected Exports |  | 0 | 0 | 0 | 0 | 0 | 0 | 0 | 0 | 0 | 0 | 0
2019 | US | TRE-ERCOT | - | TRE-ERCOT | MW | Net Expected Transfers |  | 833 | 833 | 833 | 833 | 833 | 833 | 833 | 833 | 833 | 833 | 833
2019 | US | TRE-ERCOT | - | TRE-ERCOT | MW | Existing-Certain & Net Firm Transfers |  | 77484.0025 | 77602.0075 | 77907.4375 | 77769.4375 | 77769.4375 | 77514.4375 | 77514.4375 | 77514.4375 | 77514.4375 | 77514.4375 | 77514.4375
2019 | US | TRE-ERCOT | - | TRE-ERCOT | MW | Anticipated Resources |  | 78095.7795 | 82230.4626 | 88453.0977 | 88547.1007 | 88547.1007 | 88292.1007 | 88292.1007 | 88292.1007 | 88292.1007 | 88292.1007 | 88292.1007
2019 | US | TRE-ERCOT | - | TRE-ERCOT | MW | Prospective Resources |  | 78928.7795 | 88530.2456 | 109436.3263 | 115344.7527 | 115717.7527 | 115462.7527 | 115462.7527 | 115462.7527 | 115462.7527 | 115462.7527 | 115462.7527
2019 | US | TRE-ERCOT | - | TRE-ERCOT | MW | Existing-Certain and Net Firm Transfers Excess/Shortfall |  | -5076.218 | -7248.696 | -9217.2029 | -11363.8644 | -13544.1948 | -15636.3575 | -17468.4182 | -19303.4849 | -21086.3293 | -22807.4299 | -24500.5753
2019 | US | TRE-ERCOT | - | TRE-ERCOT | MW | Anticipated Excess/Shortfall |  | -4464.441 | -2620.2409 | 1328.4573 | -586.2012 | -2766.5316 | -4858.6943 | -6690.755 | -8525.8217 | -10308.6661 | -12029.7667 | -13722.9121
2019 | US | TRE-ERCOT | - | TRE-ERCOT | MW | Prospective Excess/Shortfall |  | -3631.441 | 3679.5421 | 22311.6859 | 26211.4508 | 24404.1204 | 22311.9577 | 20479.897 | 18644.8303 | 16861.9859 | 15140.8853 | 13447.7399
2019 | US | TRE-ERCOT | - | TRE-ERCOT | % | Existing-Certain and Net Firm Transfers Reserve Margin |  | 6.756% | 4.032% | 1.716% | -0.7523% | -3.122% | -5.344% | -7.17% | -8.929% | -10.58% | -12.11% | -13.57%
2019 | US | TRE-ERCOT | - | TRE-ERCOT | % | Anticipated Reserve Margin |  | 7.599% | 10.24% | 15.48% | 13% | 10.3% | 7.817% | 5.737% | 3.733% | 1.857% | 0.11% | -1.551%
2019 | US | TRE-ERCOT | - | TRE-ERCOT | % | Prospective Reserve Margin |  | 8.747% | 18.68% | 42.88% | 47.2% | 44.15% | 41% | 38.28% | 35.66% | 33.2% | 30.92% | 28.74%
2019 | US | TRE-ERCOT | - | TRE-ERCOT | % | Reference Margin Level |  | 13.75% | 13.75% | 13.75% | 13.75% | 13.75% | 13.75% | 13.75% | 13.75% | 13.75% | 13.75% | 13.75%
2019 | CA | MRO | - | MRO-Manitoba Hydro | MW | Energy Efficiency and Conservation |  | 232.4195 | 269.3941 | 303.9638 | 333.1836 | 362.9636 | 233.6833 | 263.8112 | 295.7414 | 329.8017 | 364.6724 | 402.0319
2019 | CA | MRO | - | MRO-Manitoba Hydro | MW | Total Installed Photovoltaic |  | 11.54 | 12.76 | 15.432 | 21.036 | 31.648 | 49.616 | 78.236 | 118.852 | 170.912 | 234.1 | 305.708
2019 | CA | MRO | - | MRO-Manitoba Hydro | MW | Photovoltaic On-Peak |  | 4.533 | 4.8026 | 5.3742 | 6.5301 | 8.6448 | 11.9174 | 16.6772 | 23.0322 | 31.0391 | 40.4098 | 50.8226
2019 | CA | MRO | - | MRO-Manitoba Hydro | MW | Total Internal Demand |  | 3224.4522 | 3240.3043 | 3245.7193 | 3281.148 | 3302.33 | 3476.8681 | 3406.897 | 3419.1717 | 3415.6747 | 3417.0263 | 3425.0931
2019 | CA | MRO | - | MRO-Manitoba Hydro | MW | Controllable and Dispatchable Demand Response - Available |  | 0 | 0 | 0 | 0 | 0 | 0 | 0 | 0 | 0 | 0 | 0
2019 | CA | MRO | - | MRO-Manitoba Hydro | MW | Net Internal Demand |  | 3224.4522 | 3240.3043 | 3245.7193 | 3281.148 | 3302.33 | 3476.8681 | 3406.897 | 3419.1717 | 3415.6747 | 3417.0263 | 3425.0931
2019 | CA | MRO | - | MRO-Manitoba Hydro | MW | Behind the Meter Generation - Capacity |  | 0 | 0 | 0 | 0 | 0 | 0 | 0 | 0 | 0 | 0 | 0
2019 | CA | MRO | - | MRO-Manitoba Hydro | MW | Other Capacity Adjustments - Additions |  | 0 | 0 | 0 | 0 | 0 | 0 | 0 | 0 | 0 | 0 | 0
2019 | CA | MRO | - | MRO-Manitoba Hydro | MW | Other Capacity Adjustments - Reductions |  | 0 | 0 | 0 | 0 | 0 | 0 | 0 | 0 | 0 | 0 | 0
2019 | CA | MRO | - | MRO-Manitoba Hydro | MW | Confirmed Retirements |  | 0 | 0 | 0 | 0 | 0 | 0 | 0 | 0 | 0 | 0 | 0
2019 | CA | MRO | - | MRO-Manitoba Hydro | MW | Unconfirmed Retirements |  | 0 | 0 | 0 | 0 | 0 | 0 | 0 | 0 | 0 | 0 | 0
2019 | CA | MRO | - | MRO-Manitoba Hydro | MW | Scheduled Outages |  | 249.3 | 285 | 135 | 285 | 285 | 285 | 285 | 285 | 285 | 285 | 285
2019 | CA | MRO | - | MRO-Manitoba Hydro | MW | Transmission Limitations |  | 0 | 0 | 0 | 0 | 0 | 0 | 0 | 0 | 0 | 0 | 0
2019 | CA | MRO | - | MRO-Manitoba Hydro | MW | Existing-Certain |  | 5213.0845 | 5207.5845 | 5357.5845 | 5153.5845 | 5153.5845 | 5153.5845 | 5153.5845 | 5137.2565 | 5137.2565 | 5137.2565 | 5127.2565
2019 | CA | MRO | - | MRO-Manitoba Hydro | MW | Existing-Other |  | 160.4 | 135.2 | 135.2 | 189.2 | 189.2 | 189.2 | 189.2 | 189.2 | 189.2 | 189.2 | 183.2
2019 | CA | MRO | - | MRO-Manitoba Hydro | MW | Additions - Tier 1 |  | 0 | 0 | 0 | 466 | 630 | 630 | 630 | 630 | 630 | 630 | 630
2019 | CA | MRO | - | MRO-Manitoba Hydro | MW | Additions - Tier 2 |  | 0 | 0 | 0 | 0 | 0 | 0 | 0 | 0 | 0 | 0 | 0
2019 | CA | MRO | - | MRO-Manitoba Hydro | MW | Additions - Tier 3 |  | 0 | 0 | 0 | 0 | 0 | 0 | 0 | 0 | 0 | 0 | 0
2019 | CA | MRO | - | MRO-Manitoba Hydro | MW | Firm Imports |  | 0 | 0 | 0 | 0 | 0 | 0 | 0 | 0 | 0 | 0 | 0
2019 | CA | MRO | - | MRO-Manitoba Hydro | MW | Firm Exports |  | 1408.0558 | 1525.6428 | 1596.6087 | 1576.7236 | 1632.9875 | 1638.1024 | 823.9067 | 823.9067 | 729.0216 | 652.2981 | 657.413
2019 | CA | MRO | - | MRO-Manitoba Hydro | MW | Net Firm Capacity Transfers |  | -1408.0558 | -1525.6428 | -1596.6087 | -1576.7236 | -1632.9875 | -1638.1024 | -823.9067 | -823.9067 | -729.0216 | -652.2981 | -657.413
2019 | CA | MRO | - | MRO-Manitoba Hydro | MW | Expected Imports |  | 0 | 0 | 0 | 0 | 0 | 0 | 0 | 0 | 0 | 0 | 0
2019 | CA | MRO | - | MRO-Manitoba Hydro | MW | Expected Exports |  | 0 | 0 | 0 | 190 | 190 | 190 | 190 | 190 | 190 | 190 | 190
2019 | CA | MRO | - | MRO-Manitoba Hydro | MW | Net Expected Transfers |  | 0 | 0 | 0 | -190 | -190 | -190 | -190 | -190 | -190 | -190 | -190
2019 | CA | MRO | - | MRO-Manitoba Hydro | MW | Existing-Certain & Net Firm Transfers |  | 3805.0287 | 3681.9417 | 3760.9758 | 3576.8609 | 3520.597 | 3515.4821 | 4329.6778 | 4313.3498 | 4408.2349 | 4484.9584 | 4469.8435
2019 | CA | MRO | - | MRO-Manitoba Hydro | MW | Anticipated Resources |  | 3805.0287 | 3681.9417 | 3760.9758 | 4042.8609 | 4150.597 | 4145.4821 | 4959.6778 | 4943.3498 | 5038.2349 | 5114.9584 | 5099.8435
2019 | CA | MRO | - | MRO-Manitoba Hydro | MW | Prospective Resources |  | 3965.4287 | 3817.1417 | 3896.1758 | 4042.0609 | 4149.797 | 4144.6821 | 4958.8778 | 4942.5498 | 5037.4349 | 5114.1584 | 5093.0435
2019 | CA | MRO | - | MRO-Manitoba Hydro | MW | Existing-Certain and Net Firm Transfers Excess/Shortfall |  | 193.6422 | 52.8009 | 125.7702 | -98.0248 | -178.0126 | -378.6102 | 513.9532 | 483.8774 | 582.6792 | 657.889 | 633.7393
2019 | CA | MRO | - | MRO-Manitoba Hydro | MW | Anticipated Excess/Shortfall |  | 193.6422 | 52.8009 | 125.7702 | 367.9752 | 451.9874 | 251.3898 | 1143.9532 | 1113.8774 | 1212.6792 | 1287.889 | 1263.7393
2019 | CA | MRO | - | MRO-Manitoba Hydro | MW | Prospective Excess/Shortfall |  | 354.0422 | 188.0009 | 260.9702 | 367.1752 | 451.1874 | 250.5898 | 1143.1532 | 1113.0774 | 1211.8792 | 1287.089 | 1256.9393
2019 | CA | MRO | - | MRO-Manitoba Hydro | % | Existing-Certain and Net Firm Transfers Reserve Margin |  | 18.01% | 13.63% | 15.87% | 9.012% | 6.609% | 1.111% | 27.09% | 26.15% | 29.06% | 31.25% | 30.5%
2019 | CA | MRO | - | MRO-Manitoba Hydro | % | Anticipated Reserve Margin |  | 18.01% | 13.63% | 15.87% | 23.21% | 25.69% | 19.23% | 45.58% | 44.58% | 47.5% | 49.69% | 48.9%
2019 | CA | MRO | - | MRO-Manitoba Hydro | % | Prospective Reserve Margin |  | 22.98% | 17.8% | 20.04% | 23.19% | 25.66% | 19.21% | 45.55% | 44.55% | 47.48% | 49.67% | 48.7%
2019 | CA | MRO | - | MRO-Manitoba Hydro | % | Reference Margin Level |  | 12% | 12% | 12% | 12% | 12% | 12% | 12% | 12% | 12% | 12% | 12%
2019 | CA | NPCC | - | NPCC-Maritimes | MW | Energy Efficiency and Conservation |  | 8.7 | 20.7 | 32.2 | 43.4 | 54.4 | 65.2 | 76.2 | 87.8 | 100 | 113 | 126.8
2019 | CA | NPCC | - | NPCC-Maritimes | MW | Total Installed Photovoltaic |  | 10.7 | 17.3 | 25.3 | 30.3 | 35.3 | 46.3 | 62.3 | 85.3 | 107.3 | 136.3 | 173.3
2019 | CA | NPCC | - | NPCC-Maritimes | MW | Photovoltaic On-Peak |  | 0 | 0 | 0 | 0 | 0 | 0 | 0 | 0 | 0 | 0 | 0
2019 | CA | NPCC | - | NPCC-Maritimes | MW | Total Internal Demand |  | 3367.3 | 3358.2 | 3496.4075 | 3514.08 | 3483.5554 | 3456.0336 | 3440.8319 | 3439.0302 | 3431.2285 | 3434.8267 | 3416.925
2019 | CA | NPCC | - | NPCC-Maritimes | MW | Controllable and Dispatchable Demand Response - Available |  | 342.3 | 346.9 | 354.2 | 354.1 | 353.9 | 353.7 | 353.5 | 353.3 | 353.1 | 352.8 | 352.5
2019 | CA | NPCC | - | NPCC-Maritimes | MW | Net Internal Demand |  | 3025 | 3011.3 | 3142.2075 | 3159.98 | 3129.6554 | 3102.3336 | 3087.3319 | 3085.7302 | 3078.1285 | 3082.0267 | 3064.425
2019 | CA | NPCC | - | NPCC-Maritimes | MW | Behind the Meter Generation - Capacity |  | 0 | 0 | 0 | 0 | 0 | 0 | 0 | 0 | 0 | 0 | 0
2019 | CA | NPCC | - | NPCC-Maritimes | MW | Other Capacity Adjustments - Additions |  | 0 | 0 | 0 | 0 | 0 | 0 | 0 | 0 | 0 | 0 | 0
2019 | CA | NPCC | - | NPCC-Maritimes | MW | Other Capacity Adjustments - Reductions |  | 0 | 0 | 0 | 0 | 0 | 0 | 0 | 0 | 0 | 0 | 0
2019 | CA | NPCC | - | NPCC-Maritimes | MW | Confirmed Retirements |  | 0 | 33 | 33 | 33 | 33 | 33 | 33 | 33 | 33 | 33 | 33
2019 | CA | NPCC | - | NPCC-Maritimes | MW | Unconfirmed Retirements |  | 0 | 148 | 148 | 148 | 148 | 148 | 260 | 515 | 515 | 515 | 515
2019 | CA | NPCC | - | NPCC-Maritimes | MW | Scheduled Outages |  | 750 | 750 | 750 | 750 | 750 | 750 | 750 | 750 | 750 | 750 | 750
2019 | CA | NPCC | - | NPCC-Maritimes | MW | Transmission Limitations |  | 36.5 | 36.5 | 36.5 | 36.5 | 36.5 | 36.5 | 36.5 | 36.5 | 36.5 | 36.5 | 36.5
2019 | CA | NPCC | - | NPCC-Maritimes | MW | Existing-Certain |  | 5650.901 | 5692.411 | 5692.411 | 5692.411 | 5692.411 | 5691.275 | 5689.075 | 5689.075 | 5579.075 | 5576.825 | 5576.825
2019 | CA | NPCC | - | NPCC-Maritimes | MW | Existing-Other |  | 0 | 0 | 0 | 0 | 0 | 0 | 0 | 0 | 0 | 0 | 0
2019 | CA | NPCC | - | NPCC-Maritimes | MW | Additions - Tier 1 |  | 0 | 9.8 | 27.4 | 31.8 | 45.8 | 45.8 | 45.8 | 45.8 | 45.8 | 45.8 | 45.8
2019 | CA | NPCC | - | NPCC-Maritimes | MW | Additions - Tier 2 |  | 0 | 0 | 0 | 0 | 0 | 0 | 0 | 0 | 0 | 0 | 0
2019 | CA | NPCC | - | NPCC-Maritimes | MW | Additions - Tier 3 |  | 0 | 0 | 9 | 9 | 9 | 9 | 9 | 9 | 9 | 9 | 9
2019 | CA | NPCC | - | NPCC-Maritimes | MW | Firm Imports |  | 0 | 0 | 0 | 0 | 0 | 0 | 0 | 0 | 0 | 0 | 0
2019 | CA | NPCC | - | NPCC-Maritimes | MW | Firm Exports |  | 0 | 150 | 69 | 94 | 149 | 0 | 0 | 0 | 0 | 0 | 0
2019 | CA | NPCC | - | NPCC-Maritimes | MW | Net Firm Capacity Transfers |  | 0 | -150 | -69 | -94 | -149 | 0 | 0 | 0 | 0 | 0 | 0
2019 | CA | NPCC | - | NPCC-Maritimes | MW | Expected Imports |  | 0 | 153 | 153 | 153 | 153 | 153 | 153 | 153 | 153 | 153 | 153
2019 | CA | NPCC | - | NPCC-Maritimes | MW | Expected Exports |  | 0 | 0 | 0 | 0 | 0 | 0 | 0 | 0 | 0 | 0 | 0
2019 | CA | NPCC | - | NPCC-Maritimes | MW | Net Expected Transfers |  | 0 | 153 | 153 | 153 | 153 | 153 | 153 | 153 | 153 | 153 | 153
2019 | CA | NPCC | - | NPCC-Maritimes | MW | Existing-Certain & Net Firm Transfers |  | 5650.901 | 5542.411 | 5623.411 | 5598.411 | 5543.411 | 5691.275 | 5689.075 | 5689.075 | 5579.075 | 5576.825 | 5576.825
2019 | CA | NPCC | - | NPCC-Maritimes | MW | Anticipated Resources |  | 5650.901 | 5552.211 | 5650.811 | 5630.211 | 5589.211 | 5737.075 | 5734.875 | 5734.875 | 5624.875 | 5622.625 | 5622.625
2019 | CA | NPCC | - | NPCC-Maritimes | MW | Prospective Resources |  | 5650.901 | 5557.211 | 5655.811 | 5635.211 | 5594.211 | 5742.075 | 5627.875 | 5372.875 | 5262.875 | 5260.625 | 5260.625
2019 | CA | NPCC | - | NPCC-Maritimes | MW | Existing-Certain and Net Firm Transfers Excess/Shortfall |  | 2020.901 | 1928.851 | 1852.762 | 1806.435 | 1787.8245 | 1968.4747 | 1984.2767 | 1986.1988 | 1885.3208 | 1878.3929 | 1899.515
2019 | CA | NPCC | - | NPCC-Maritimes | MW | Anticipated Excess/Shortfall |  | 2020.901 | 1938.651 | 1880.162 | 1838.235 | 1833.6245 | 2014.2747 | 2030.0767 | 2031.9988 | 1931.1208 | 1924.1929 | 1945.315
2019 | CA | NPCC | - | NPCC-Maritimes | MW | Prospective Excess/Shortfall |  | 2020.901 | 1943.651 | 1885.162 | 1843.235 | 1838.6245 | 2019.2747 | 1923.0767 | 1669.9988 | 1569.1208 | 1562.1929 | 1583.315
2019 | CA | NPCC | - | NPCC-Maritimes | % | Existing-Certain and Net Firm Transfers Reserve Margin |  | 86.81% | 84.05% | 78.96% | 77.17% | 77.13% | 83.45% | 84.27% | 84.37% | 81.25% | 80.95% | 81.99%
2019 | CA | NPCC | - | NPCC-Maritimes | % | Anticipated Reserve Margin |  | 86.81% | 84.38% | 79.84% | 78.17% | 78.59% | 84.93% | 85.76% | 85.85% | 82.74% | 82.43% | 83.48%
2019 | CA | NPCC | - | NPCC-Maritimes | % | Prospective Reserve Margin |  | 86.81% | 84.55% | 79.99% | 78.33% | 78.75% | 85.09% | 82.29% | 74.12% | 70.98% | 70.69% | 71.67%
2019 | CA | NPCC | - | NPCC-Maritimes | % | Reference Margin Level |  | 20% | 20% | 20% | 20% | 20% | 20% | 20% | 20% | 20% | 20% | 20%
2019 | US | MRO | - | MRO-MISO | MW | Energy Efficiency and Conservation |  | 312.3 | 312.3 | 312.3 | 312.3 | 312.3 | 312.3 | 312.3 | 312.3 | 312.3 | 312.3 | 312.3
2019 | US | MRO | - | MRO-MISO | MW | Total Installed Photovoltaic |  | 411 | 411 | 411 | 411 | 411 | 411 | 411 | 411 | 411 | 411 | 411
2019 | US | MRO | - | MRO-MISO | MW | Photovoltaic On-Peak |  | 205.5 | 205.5 | 205.5 | 205.5 | 205.5 | 205.5 | 205.5 | 205.5 | 205.5 | 205.5 | 205.5
2019 | US | MRO | - | MRO-MISO | MW | Total Internal Demand |  | 124321.0813 | 124808.5438 | 125664.2196 | 125818.4179 | 125984.0418 | 126121.6297 | 126307.0325 | 126322.3947 | 126658.1553 | 127012.9266 | 127315.5955
2019 | US | MRO | - | MRO-MISO | MW | Controllable and Dispatchable Demand Response - Available |  | 4392.6 | 5959.1826 | 5986.3526 | 5985.1126 | 5989.0226 | 6014.1426 | 6016.5426 | 6018.6426 | 6022.7426 | 5992.4426 | 5992.4426
2019 | US | MRO | - | MRO-MISO | MW | Net Internal Demand |  | 119928.4813 | 118849.3612 | 119677.867 | 119833.3053 | 119995.0192 | 120107.4871 | 120290.4899 | 120303.7521 | 120635.4127 | 121020.484 | 121323.1529
2019 | US | MRO | - | MRO-MISO | MW | Behind the Meter Generation - Capacity |  | 4579.7 | 4141.5148 | 4135.3148 | 4245.3148 | 4135.3148 | 4121.4148 | 4121.4148 | 4119.7148 | 4087.4148 | 4072.7148 | 4046.2815
2019 | US | MRO | - | MRO-MISO | MW | Other Capacity Adjustments - Additions |  | 0 | 0 | 0 | 0 | 0 | 0 | 0 | 0 | 0 | 0 | 0
2019 | US | MRO | - | MRO-MISO | MW | Other Capacity Adjustments - Reductions |  | 0 | 0 | 0 | 0 | 0 | 0 | 0 | 0 | 0 | 0 | 0
2019 | US | MRO | - | MRO-MISO | MW | Confirmed Retirements |  | 13018.1 | 13231.4 | 13231.4 | 13231.4 | 13231.4 | 13231.4 | 13231.4 | 13231.4 | 13231.4 | 13231.4 | 13231.4
2019 | US | MRO | - | MRO-MISO | MW | Unconfirmed Retirements |  | 0 | 4180.05 | 4111.65 | 2662.6 | 5054.3 | 5707.4 | 6399 | 6751 | 7292.4 | 8393.5 | 8393.5
2019 | US | MRO | - | MRO-MISO | MW | Scheduled Outages |  | 0 | 0 | 0 | 0 | 0 | 0 | 0 | 0 | 0 | 0 | 0
2019 | US | MRO | - | MRO-MISO | MW | Transmission Limitations |  | 2461.7963 | 2572.5057 | 4859.672 | 4517.0855 | 3832.9415 | 3677.8444 | 3389.0615 | 2355.7444 | 2186.6924 | 2192.9627 | 2082.3515
2019 | US | MRO | - | MRO-MISO | MW | Existing-Certain |  | 143957.7467 | 141809.1522 | 137370.1859 | 135059.3923 | 134388.0363 | 133708.7334 | 133260.9163 | 133141.7431 | 132284.6251 | 131951.9548 | 132036.1327
2019 | US | MRO | - | MRO-MISO | MW | Existing-Other |  | 1623.1 | 1623.1 | 1623.1 | 1623.1 | 1591.9 | 1591.9 | 1591.9 | 1591.9 | 1591.9 | 1591.9 | 1591.9
2019 | US | MRO | - | MRO-MISO | MW | Additions - Tier 1 |  | 714.908 | 2343.2944 | 5369.7944 | 6658.6944 | 6758.6944 | 6878.8944 | 6878.8944 | 6878.8944 | 6878.8944 | 6878.8944 | 6878.8944
2019 | US | MRO | - | MRO-MISO | MW | Additions - Tier 2 |  | 273.1 | 599.9482 | 2811.1271 | 10096.84 | 36282.9555 | 47275.1414 | 47800.1414 | 47800.1414 | 47800.1414 | 47800.1414 | 47800.1414
2019 | US | MRO | - | MRO-MISO | MW | Additions - Tier 3 |  | 107.0016 | 1455.8616 | 3524.2256 | 5116.6512 | 6331.8512 | 8429.0812 | 8503.6488 | 9783.8608 | 10255.9868 | 11028.4736 | 11028.4736
2019 | US | MRO | - | MRO-MISO | MW | Firm Imports |  | 4542.7968 | 4667.8126 | 4792.8126 | 4792.8126 | 4792.8126 | 4792.8126 | 3942.8295 | 3942.8295 | 3942.8295 | 3942.8295 | 3942.8295
2019 | US | MRO | - | MRO-MISO | MW | Firm Exports |  | 3671.4 | 3241.9 | 4214.3 | 4215.3 | 4216.3 | 4218.3 | 4230.3 | 4221.3 | 4222.3 | 4224.3 | 4226.3
2019 | US | MRO | - | MRO-MISO | MW | Net Firm Capacity Transfers |  | 871.3968 | 1425.9126 | 578.5126 | 577.5126 | 576.5126 | 574.5126 | -287.4705 | -278.4705 | -279.4705 | -281.4705 | -283.4705
2019 | US | MRO | - | MRO-MISO | MW | Expected Imports |  | 0 | 0 | 0 | 0 | 0 | 0 | 0 | 0 | 0 | 0 | 0
2019 | US | MRO | - | MRO-MISO | MW | Expected Exports |  | 1e-07 | 1e-07 | 1e-07 | 1e-07 | 1e-07 | 1e-07 | 1e-07 | 1e-07 | 1e-07 | 1e-07 | 1e-07
2019 | US | MRO | - | MRO-MISO | MW | Net Expected Transfers |  | -1e-07 | -1e-07 | -1e-07 | -1e-07 | -1e-07 | -1e-07 | -1e-07 | -1e-07 | -1e-07 | -1e-07 | -1e-07
2019 | US | MRO | - | MRO-MISO | MW | Existing-Certain & Net Firm Transfers |  | 144829.1434 | 143235.0648 | 137948.6985 | 135636.905 | 134964.5489 | 134283.2461 | 132973.4458 | 132863.2726 | 132005.1546 | 131670.4843 | 131752.6622
2019 | US | MRO | - | MRO-MISO | MW | Anticipated Resources |  | 145544.0514 | 145578.3592 | 143318.4929 | 142295.5994 | 141723.2433 | 141162.1405 | 139852.3402 | 139742.167 | 138884.049 | 138549.3787 | 138631.5566
2019 | US | MRO | - | MRO-MISO | MW | Prospective Resources |  | 147440.2514 | 143621.3574 | 143641.07 | 151352.9394 | 174543.7989 | 184321.7819 | 182845.3816 | 182383.2084 | 180983.6904 | 179547.9201 | 179630.098
2019 | US | MRO | - | MRO-MISO | MW | Existing-Certain and Net Firm Transfers Excess/Shortfall |  | 4752.6772 | 4419.0109 | -1835.0501 | -4328.3956 | -5189.6335 | -6002.2989 | -7525.8464 | -7651.5099 | -8897.0074 | -9681.441 | -9952.7804
2019 | US | MRO | - | MRO-MISO | MW | Anticipated Excess/Shortfall |  | 5467.5852 | 6762.3053 | 3534.7443 | 2330.2988 | 1569.0609 | 876.5955 | -646.952 | -772.6155 | -2018.113 | -2802.5466 | -3073.886
2019 | US | MRO | - | MRO-MISO | MW | Prospective Excess/Shortfall |  | 7363.7852 | 4805.3035 | 3857.3214 | 11387.6388 | 34389.6164 | 44036.2369 | 42346.0894 | 41868.4259 | 40081.5284 | 38195.9948 | 37924.6554
2019 | US | MRO | - | MRO-MISO | % | Existing-Certain and Net Firm Transfers Reserve Margin |  | 20.76% | 20.52% | 15.27% | 13.19% | 12.48% | 11.8% | 10.54% | 10.44% | 9.425% | 8.8% | 8.596%
2019 | US | MRO | - | MRO-MISO | % | Anticipated Reserve Margin |  | 21.36% | 22.49% | 19.75% | 18.74% | 18.11% | 17.53% | 16.26% | 16.16% | 15.13% | 14.48% | 14.27%
2019 | US | MRO | - | MRO-MISO | % | Prospective Reserve Margin |  | 22.94% | 20.84% | 20.02% | 26.3% | 45.46% | 53.46% | 52% | 51.6% | 50.03% | 48.36% | 48.06%
2019 | US | MRO | - | MRO-MISO | % | Reference Margin Level |  | 16.8% | 16.8% | 16.8% | 16.8% | 16.8% | 16.8% | 16.8% | 16.8% | 16.8% | 16.8% | 16.8%
2019 | CA | MRO | - | MRO-SaskPower | MW | Energy Efficiency and Conservation |  | 155.3291 | 157.1542 | 158.9155 | 167.6837 | 170.33 | 172.9072 | 175.5667 | 178.2221 | 180.8696 | 183.5137 | 186.075
2019 | CA | MRO | - | MRO-SaskPower | MW | Total Installed Photovoltaic |  | 21 | 29 | 37 | 37 | 37 | 37 | 37 | 37 | 37 | 37 | 37
2019 | CA | MRO | - | MRO-SaskPower | MW | Photovoltaic On-Peak |  | 0 | 0 | 0 | 0 | 0 | 0 | 0 | 0 | 0 | 0 | 0
2019 | CA | MRO | - | MRO-SaskPower | MW | Total Internal Demand |  | 3416 | 3455 | 3486 | 3524 | 3545 | 3565 | 3530 | 3553 | 3569 | 3589 | 3621
2019 | CA | MRO | - | MRO-SaskPower | MW | Controllable and Dispatchable Demand Response - Available |  | 85 | 85 | 85 | 85 | 85 | 85 | 85 | 85 | 85 | 85 | 85
2019 | CA | MRO | - | MRO-SaskPower | MW | Net Internal Demand |  | 3331 | 3370 | 3401 | 3439 | 3460 | 3480 | 3445 | 3468 | 3484 | 3504 | 3536
2019 | CA | MRO | - | MRO-SaskPower | MW | Behind the Meter Generation - Capacity |  | 0 | 0 | 0 | 0 | 0 | 0 | 0 | 0 | 0 | 0 | 0
2019 | CA | MRO | - | MRO-SaskPower | MW | Other Capacity Adjustments - Additions |  | 0 | 0 | 0 | 0 | 0 | 0 | 0 | 0 | 0 | 0 | 0
2019 | CA | MRO | - | MRO-SaskPower | MW | Other Capacity Adjustments - Reductions |  | 0 | 0 | 0 | 0 | 0 | 0 | 0 | 0 | 0 | 0 | 0
2019 | CA | MRO | - | MRO-SaskPower | MW | Confirmed Retirements |  | 0 | 0 | 0 | 0 | 139 | 234 | 235.12 | 374.12 | 374.12 | 378.02 | 386.88
2019 | CA | MRO | - | MRO-SaskPower | MW | Unconfirmed Retirements |  | 0 | 0 | 0 | 139 | 200.9 | 200.9 | 339.9 | 339.9 | 372.1 | 656.4 | 656.4
2019 | CA | MRO | - | MRO-SaskPower | MW | Scheduled Outages |  | 99 | 40 | 48 | 5 | 50 | 5 | 0 | 0 | 24 | 34 | 0
2019 | CA | MRO | - | MRO-SaskPower | MW | Transmission Limitations |  | 0 | 0 | 0 | 0 | 0 | 0 | 0 | 0 | 0 | 0 | 0
2019 | CA | MRO | - | MRO-SaskPower | MW | Existing-Certain |  | 3842.42 | 3901.42 | 3893.42 | 3797.42 | 3657.42 | 3701.3 | 3567.3 | 3567.3 | 3539.4 | 3459.34 | 3481.64
2019 | CA | MRO | - | MRO-SaskPower | MW | Existing-Other |  | 0 | 0 | 0 | 0 | 0 | 0 | 0 | 0 | 0 | 0 | 0
2019 | CA | MRO | - | MRO-SaskPower | MW | Additions - Tier 1 |  | 0 | 325.5 | 326.5 | 369.2 | 369.2 | 369.2 | 694.7 | 694.7 | 694.7 | 694.7 | 694.7
2019 | CA | MRO | - | MRO-SaskPower | MW | Additions - Tier 2 |  | 0 | 0 | 0 | 0 | 0 | 0 | 0 | 644.6 | 644.6 | 644.6 | 1289.2
2019 | CA | MRO | - | MRO-SaskPower | MW | Additions - Tier 3 |  | 0 | 0 | 5 | 5 | 5 | 25 | 25 | 25 | 25 | 25 | 45
2019 | CA | MRO | - | MRO-SaskPower | MW | Firm Imports |  | 25 | 125 | 125 | 100 | 100 | 100 | 100 | 100 | 100 | 100 | 100
2019 | CA | MRO | - | MRO-SaskPower | MW | Firm Exports |  | 0 | 0 | 0 | 0 | 0 | 0 | 0 | 0 | 0 | 0 | 0
2019 | CA | MRO | - | MRO-SaskPower | MW | Net Firm Capacity Transfers |  | 25 | 125 | 125 | 100 | 100 | 100 | 100 | 100 | 100 | 100 | 100
2019 | CA | MRO | - | MRO-SaskPower | MW | Expected Imports |  | 0 | 0 | 0 | 190 | 190 | 190 | 190 | 190 | 190 | 190 | 190
2019 | CA | MRO | - | MRO-SaskPower | MW | Expected Exports |  | 0 | 0 | 0 | 0 | 0 | 0 | 0 | 0 | 0 | 0 | 0
2019 | CA | MRO | - | MRO-SaskPower | MW | Net Expected Transfers |  | 0 | 0 | 0 | 190 | 190 | 190 | 190 | 190 | 190 | 190 | 190
2019 | CA | MRO | - | MRO-SaskPower | MW | Existing-Certain & Net Firm Transfers |  | 3867.42 | 4026.42 | 4018.42 | 3897.42 | 3757.42 | 3801.3 | 3667.3 | 3667.3 | 3639.4 | 3559.34 | 3581.64
2019 | CA | MRO | - | MRO-SaskPower | MW | Anticipated Resources |  | 3867.42 | 4351.92 | 4344.92 | 4266.62 | 4126.62 | 4170.5 | 4362 | 4362 | 4334.1 | 4254.04 | 4276.34
2019 | CA | MRO | - | MRO-SaskPower | MW | Prospective Resources |  | 3867.42 | 4351.92 | 4344.92 | 4317.62 | 4115.72 | 4159.6 | 4212.1 | 4856.7 | 4796.6 | 4432.24 | 5099.14
2019 | CA | MRO | - | MRO-SaskPower | MW | Existing-Certain and Net Firm Transfers Excess/Shortfall |  | 170.01 | 285.72 | 243.31 | 80.13 | -83.18 | -61.5 | -156.65 | -182.18 | -227.84 | -330.1 | -343.32
2019 | CA | MRO | - | MRO-SaskPower | MW | Anticipated Excess/Shortfall |  | 170.01 | 611.22 | 569.81 | 449.33 | 286.02 | 307.7 | 538.05 | 512.52 | 466.86 | 364.6 | 351.38
2019 | CA | MRO | - | MRO-SaskPower | MW | Prospective Excess/Shortfall |  | 170.01 | 611.22 | 569.81 | 500.33 | 275.12 | 296.8 | 388.15 | 1007.22 | 929.36 | 542.8 | 1174.18
2019 | CA | MRO | - | MRO-SaskPower | % | Existing-Certain and Net Firm Transfers Reserve Margin |  | 16.1% | 19.48% | 18.15% | 13.33% | 8.596% | 9.233% | 6.453% | 5.747% | 4.46% | 1.579% | 1.291%
2019 | CA | MRO | - | MRO-SaskPower | % | Anticipated Reserve Margin |  | 16.1% | 29.14% | 27.75% | 24.07% | 19.27% | 19.84% | 26.62% | 25.78% | 24.4% | 21.41% | 20.94%
2019 | CA | MRO | - | MRO-SaskPower | % | Prospective Reserve Margin |  | 16.1% | 29.14% | 27.75% | 25.55% | 18.95% | 19.53% | 22.27% | 40.04% | 37.68% | 26.49% | 44.21%
2019 | CA | MRO | - | MRO-SaskPower | % | Reference Margin Level |  | 11% | 11% | 11% | 11% | 11% | 11% | 11% | 11% | 11% | 11% | 11%
2019 | US | NPCC | - | NPCC-New England | MW | Energy Efficiency and Conservation |  | 2912.5 | 3327.8 | 3705.9 | 4050 | 4359 | 4631 | 4867 | 5067.6 | 5235 | 5372.5 | 5513.7
2019 | US | NPCC | - | NPCC-New England | MW | Total Installed Photovoltaic |  | 2010.6196 | 2295.9823 | 2588.9349 | 2857.5643 | 3125.1391 | 3378.0874 | 3601.8845 | 3814.4007 | 4010.7759 | 4184.7627 | 4251.9304
2019 | US | NPCC | - | NPCC-New England | MW | Photovoltaic On-Peak |  | 707.645 | 777.212 | 841.5807 | 891.4282 | 935.1733 | 972.0779 | 1000.5125 | 1023.5364 | 1040.2814 | 1050.6406 | 1061.1029
2019 | US | NPCC | - | NPCC-New England | MW | Total Internal Demand |  | 25323 | 25025 | 24793 | 24620 | 24479 | 24383 | 24329 | 24315 | 24341 | 24408 | 24476
2019 | US | NPCC | - | NPCC-New England | MW | Controllable and Dispatchable Demand Response - Available |  | 493.5 | 441.221 | 612.522 | 685.554 | 685.554 | 685.554 | 685.554 | 685.554 | 685.554 | 685.554 | 685.554
2019 | US | NPCC | - | NPCC-New England | MW | Net Internal Demand |  | 24829.5 | 24583.779 | 24180.478 | 23934.446 | 23793.446 | 23697.446 | 23643.446 | 23629.446 | 23655.446 | 23722.446 | 23790.446
2019 | US | NPCC | - | NPCC-New England | MW | Behind the Meter Generation - Capacity |  | 0 | 0 | 0 | 0 | 0 | 0 | 0 | 0 | 0 | 0 | 0
2019 | US | NPCC | - | NPCC-New England | MW | Other Capacity Adjustments - Additions |  | 0 | 60.0722 | 96.3358 | 112.6637 | 127.1498 | 153.021 | 170.9203 | 184.8507 | 196.8778 | 207.5955 | 218.8967
2019 | US | NPCC | - | NPCC-New England | MW | Other Capacity Adjustments - Reductions |  | 0 | 0 | 0 | 0 | 0 | 0 | 0 | 0 | 0 | 0 | 0
2019 | US | NPCC | - | NPCC-New England | MW | Confirmed Retirements |  | 0 | 0 | 384.023 | 1031.673 | 1031.673 | 1031.673 | 1031.673 | 1031.673 | 1031.673 | 1031.673 | 1031.673
2019 | US | NPCC | - | NPCC-New England | MW | Unconfirmed Retirements |  | 0 | 0 | 0 | 0 | 0 | 0 | 0 | 0 | 0 | 0 | 0
2019 | US | NPCC | - | NPCC-New England | MW | Scheduled Outages |  | 115 | 0 | 0 | 0 | 0 | 0 | 0 | 0 | 0 | 0 | 0
2019 | US | NPCC | - | NPCC-New England | MW | Transmission Limitations |  | 0 | 0 | 0 | 0 | 0 | 0 | 0 | 0 | 0 | 0 | 0
2019 | US | NPCC | - | NPCC-New England | MW | Existing-Certain |  | 30601.996 | 30777.0682 | 30429.3088 | 29803.1437 | 29817.6298 | 29843.501 | 29861.4003 | 29875.3307 | 29887.3578 | 29898.0755 | 29909.3767
2019 | US | NPCC | - | NPCC-New England | MW | Existing-Other |  | 529.6974 | 529.6974 | 529.6974 | 524.5404 | 524.5404 | 524.5404 | 524.5404 | 524.5404 | 524.5404 | 524.5404 | 524.5404
2019 | US | NPCC | - | NPCC-New England | MW | Additions - Tier 1 |  | 0 | 111.3118 | 159.1588 | 251.5588 | 251.5588 | 251.5588 | 251.5588 | 251.5588 | 251.5588 | 251.5588 | 251.5588
2019 | US | NPCC | - | NPCC-New England | MW | Additions - Tier 2 |  | 0 | 71.4569 | 426.517 | 1100.2272 | 1854.2272 | 2065.4272 | 2329.4272 | 2329.4272 | 2329.4272 | 2329.4272 | 2329.4272
2019 | US | NPCC | - | NPCC-New England | MW | Additions - Tier 3 |  | 27.1355 | 538.6418 | 1084.8052 | 1586.5116 | 3825.3737 | 3872.0394 | 3977.6394 | 4542.8394 | 4542.8394 | 4542.8394 | 4542.8394
2019 | US | NPCC | - | NPCC-New England | MW | Firm Imports |  | 1428 | 1622.037 | 1247 | 1187.69 | 81.3 | 81.3 | 81.3 | 81.3 | 81.3 | 81.3 | 81.3
2019 | US | NPCC | - | NPCC-New England | MW | Firm Exports |  | 0 | 0 | 0 | 0 | 0 | 0 | 0 | 0 | 0 | 0 | 0
2019 | US | NPCC | - | NPCC-New England | MW | Net Firm Capacity Transfers |  | 1428 | 1622.037 | 1247 | 1187.69 | 81.3 | 81.3 | 81.3 | 81.3 | 81.3 | 81.3 | 81.3
2019 | US | NPCC | - | NPCC-New England | MW | Expected Imports |  | 0 | 0 | 0 | 0 | 0 | 0 | 0 | 0 | 0 | 0 | 0
2019 | US | NPCC | - | NPCC-New England | MW | Expected Exports |  | 0 | 0 | 0 | 0 | 0 | 0 | 0 | 0 | 0 | 0 | 0
2019 | US | NPCC | - | NPCC-New England | MW | Net Expected Transfers |  | 0 | 0 | 0 | 0 | 0 | 0 | 0 | 0 | 0 | 0 | 0
2019 | US | NPCC | - | NPCC-New England | MW | Existing-Certain & Net Firm Transfers |  | 32029.996 | 32399.1052 | 31676.3088 | 30990.8337 | 29898.9298 | 29924.801 | 29942.7003 | 29956.6307 | 29968.6578 | 29979.3755 | 29990.6767
2019 | US | NPCC | - | NPCC-New England | MW | Anticipated Resources |  | 32029.996 | 32510.417 | 31835.4676 | 31242.3925 | 30150.4887 | 30176.3598 | 30194.2591 | 30208.1895 | 30220.2166 | 30230.9343 | 30242.2355
2019 | US | NPCC | - | NPCC-New England | MW | Prospective Resources |  | 32559.6934 | 33111.5714 | 32791.682 | 32867.1601 | 32529.2563 | 32766.3274 | 33048.2267 | 33062.1571 | 33074.1842 | 33084.9019 | 33096.2031
2019 | US | NPCC | - | NPCC-New England | MW | Existing-Certain and Net Firm Transfers Excess/Shortfall |  | 2631.868 | 3267.3271 | 3143.3447 | 2796.0563 | 1870.2505 | 2009.2096 | 2090.7209 | 2121.1433 | 2102.5424 | 2034.3341 | 1965.5313
2019 | US | NPCC | - | NPCC-New England | MW | Anticipated Excess/Shortfall |  | 2631.868 | 3378.6389 | 3302.5035 | 3047.6151 | 2121.8093 | 2260.7684 | 2342.2798 | 2372.7022 | 2354.1012 | 2285.893 | 2217.0901
2019 | US | NPCC | - | NPCC-New England | MW | Prospective Excess/Shortfall |  | 3161.5654 | 3979.7932 | 4258.718 | 4672.3827 | 4500.5769 | 4850.736 | 5196.2473 | 5226.6698 | 5208.0688 | 5139.8606 | 5071.0577
2019 | US | NPCC | - | NPCC-New England | % | Existing-Certain and Net Firm Transfers Reserve Margin |  | 29% | 31.79% | 31% | 29.48% | 25.66% | 26.28% | 26.64% | 26.78% | 26.69% | 26.38% | 26.06%
2019 | US | NPCC | - | NPCC-New England | % | Anticipated Reserve Margin |  | 29% | 32.24% | 31.66% | 30.53% | 26.72% | 27.34% | 27.71% | 27.84% | 27.75% | 27.44% | 27.12%
2019 | US | NPCC | - | NPCC-New England | % | Prospective Reserve Margin |  | 31.13% | 34.69% | 35.61% | 37.32% | 36.72% | 38.27% | 39.78% | 39.92% | 39.82% | 39.47% | 39.12%
2019 | US | NPCC | - | NPCC-New England | % | Reference Margin Level |  | 18.4% | 18.5% | 18% | 17.8% | 17.8% | 17.8% | 17.8% | 17.8% | 17.8% | 17.8% | 17.8%
2019 | US | NPCC | - | NPCC-New York | MW | Energy Efficiency and Conservation |  | 228 | 495 | 751 | 1003 | 1293 | 1546 | 1871 | 2198 | 2474 | 2692 | 2895
2019 | US | NPCC | - | NPCC-New York | MW | Total Installed Photovoltaic |  | 1862 | 2223 | 2570 | 2890 | 3173 | 3414 | 3612 | 3772 | 3904 | 4011 | 4098
2019 | US | NPCC | - | NPCC-New York | MW | Photovoltaic On-Peak |  | 542 | 645 | 745 | 836 | 918 | 988 | 1044 | 1090 | 1127 | 1157 | 1184
2019 | US | NPCC | - | NPCC-New York | MW | Total Internal Demand |  | 32382 | 32202 | 32063 | 31971 | 31700 | 31522 | 31387 | 31246 | 31121 | 31068 | 31115
2019 | US | NPCC | - | NPCC-New York | MW | Controllable and Dispatchable Demand Response - Available |  | 903.7 | 903.7 | 903.7 | 903.7 | 903.7 | 903.7 | 903.7 | 903.7 | 903.7 | 903.7 | 903.7
2019 | US | NPCC | - | NPCC-New York | MW | Net Internal Demand |  | 31478.3 | 31298.3 | 31159.3 | 31067.3 | 30796.3 | 30618.3 | 30483.3 | 30342.3 | 30217.3 | 30164.3 | 30211.3
2019 | US | NPCC | - | NPCC-New York | MW | Behind the Meter Generation - Capacity |  | 0 | 0 | 0 | 0 | 0 | 0 | 0 | 0 | 0 | 0 | 0
2019 | US | NPCC | - | NPCC-New York | MW | Other Capacity Adjustments - Additions |  | 0 | 0 | 0 | 0 | 0 | 0 | 0 | 0 | 0 | 0 | 0
2019 | US | NPCC | - | NPCC-New York | MW | Other Capacity Adjustments - Reductions |  | 0 | 0 | 0 | 0 | 0 | 0 | 0 | 0 | 0 | 0 | 0
2019 | US | NPCC | - | NPCC-New York | MW | Confirmed Retirements |  | 7.3 | 1023.4 | 2061.3 | 2061.3 | 2061.3 | 2061.3 | 2061.3 | 2061.3 | 2061.3 | 2061.3 | 2061.3
2019 | US | NPCC | - | NPCC-New York | MW | Unconfirmed Retirements |  | 0 | 0 | 0 | 0 | 0 | 0 | 0 | 0 | 0 | 0 | 0
2019 | US | NPCC | - | NPCC-New York | MW | Scheduled Outages |  | 0 | 0 | 0 | 0 | 0 | 0 | 0 | 0 | 0 | 0 | 0
2019 | US | NPCC | - | NPCC-New York | MW | Transmission Limitations |  | 0 | 0 | 0 | 0 | 0 | 0 | 0 | 0 | 0 | 0 | 0
2019 | US | NPCC | - | NPCC-New York | MW | Existing-Certain |  | 37307.6 | 36291.5 | 35253.6 | 35253.6 | 35253.6 | 35253.6 | 35253.6 | 35253.6 | 35253.6 | 35253.6 | 35253.6
2019 | US | NPCC | - | NPCC-New York | MW | Existing-Other |  | 0 | 0 | 0 | 0 | 0 | 0 | 0 | 0 | 0 | 0 | 0
2019 | US | NPCC | - | NPCC-New York | MW | Additions - Tier 1 |  | 19 | 1132.8 | 1170.4 | 1170.4 | 1170.4 | 1170.4 | 1170.4 | 1170.4 | 1170.4 | 1170.4 | 1170.4
2019 | US | NPCC | - | NPCC-New York | MW | Additions - Tier 2 |  | 31.9 | 282.6 | 927.8 | 927.8 | 1435.8 | 1435.8 | 1435.8 | 1435.8 | 1435.8 | 1435.8 | 1435.8
2019 | US | NPCC | - | NPCC-New York | MW | Additions - Tier 3 |  | 0 | 1168.6 | 2376.4 | 2973.8 | 4428.4 | 5612.7 | 5612.7 | 5612.7 | 5612.7 | 5612.7 | 5612.7
2019 | US | NPCC | - | NPCC-New York | MW | Firm Imports |  | 1452.4 | 1783.3 | 1797.2 | 1801 | 1939.1 | 1939.1 | 1939.1 | 1939.1 | 1939.1 | 1939.1 | 1939.1
2019 | US | NPCC | - | NPCC-New York | MW | Firm Exports |  | 0 | 0 | 0 | 0 | 0 | 0 | 0 | 0 | 0 | 0 | 0
2019 | US | NPCC | - | NPCC-New York | MW | Net Firm Capacity Transfers |  | 1452.4 | 1783.3 | 1797.2 | 1801 | 1939.1 | 1939.1 | 1939.1 | 1939.1 | 1939.1 | 1939.1 | 1939.1
2019 | US | NPCC | - | NPCC-New York | MW | Expected Imports |  | 0 | 0 | 0 | 0 | 0 | 0 | 0 | 0 | 0 | 0 | 0
2019 | US | NPCC | - | NPCC-New York | MW | Expected Exports |  | 0 | 0 | 0 | 0 | 0 | 0 | 0 | 0 | 0 | 0 | 0
2019 | US | NPCC | - | NPCC-New York | MW | Net Expected Transfers |  | 0 | 0 | 0 | 0 | 0 | 0 | 0 | 0 | 0 | 0 | 0
2019 | US | NPCC | - | NPCC-New York | MW | Existing-Certain & Net Firm Transfers |  | 38760 | 38074.8 | 37050.8 | 37054.6 | 37192.7 | 37192.7 | 37192.7 | 37192.7 | 37192.7 | 37192.7 | 37192.7
2019 | US | NPCC | - | NPCC-New York | MW | Anticipated Resources |  | 38779 | 39207.6 | 38221.2 | 38225 | 38363.1 | 38363.1 | 38363.1 | 38363.1 | 38363.1 | 38363.1 | 38363.1
2019 | US | NPCC | - | NPCC-New York | MW | Prospective Resources |  | 38810.9 | 39490.2 | 39149 | 39152.8 | 39798.9 | 39798.9 | 39798.9 | 39798.9 | 39798.9 | 39798.9 | 39798.9
2019 | US | NPCC | - | NPCC-New York | MW | Existing-Certain and Net Firm Transfers Excess/Shortfall |  | 2559.955 | 2081.755 | 1217.605 | 1327.205 | 1776.955 | 1981.655 | 2136.905 | 2299.055 | 2442.805 | 2503.755 | 2449.705
2019 | US | NPCC | - | NPCC-New York | MW | Anticipated Excess/Shortfall |  | 2578.955 | 3214.555 | 2388.005 | 2497.605 | 2947.355 | 3152.055 | 3307.305 | 3469.455 | 3613.205 | 3674.155 | 3620.105
2019 | US | NPCC | - | NPCC-New York | MW | Prospective Excess/Shortfall |  | 2610.855 | 3497.155 | 3315.805 | 3425.405 | 4383.155 | 4587.855 | 4743.105 | 4905.255 | 5049.005 | 5109.955 | 5055.905
2019 | US | NPCC | - | NPCC-New York | % | Existing-Certain and Net Firm Transfers Reserve Margin |  | 23.13% | 21.65% | 18.91% | 19.27% | 20.77% | 21.47% | 22.01% | 22.58% | 23.08% | 23.3% | 23.11%
2019 | US | NPCC | - | NPCC-New York | % | Anticipated Reserve Margin |  | 23.19% | 25.27% | 22.66% | 23.04% | 24.57% | 25.29% | 25.85% | 26.43% | 26.96% | 27.18% | 26.98%
2019 | US | NPCC | - | NPCC-New York | % | Prospective Reserve Margin |  | 23.29% | 26.17% | 25.64% | 26.03% | 29.23% | 29.98% | 30.56% | 31.17% | 31.71% | 31.94% | 31.74%
2019 | US | NPCC | - | NPCC-New York | % | Reference Margin Level |  | 15% | 15% | 15% | 15% | 15% | 15% | 15% | 15% | 15% | 15% | 15%
2019 | CA | NPCC | - | NPCC-Ontario | MW | Energy Efficiency and Conservation |  | 273.9247 | 494.8286 | 528.6218 | 592.747 | 677.2764 | 732.8605 | 789.7561 | 819.6684 | 885.8374 | 934.9953 | 1001.8742
2019 | CA | NPCC | - | NPCC-Ontario | MW | Total Installed Photovoltaic |  | 3510.419 | 3685.5594 | 3703.0394 | 3709.4394 | 3709.4394 | 3710.4144 | 3722.1144 | 3728.7644 | 3728.7644 | 3728.7644 | 3728.7644
2019 | CA | NPCC | - | NPCC-Ontario | MW | Photovoltaic On-Peak |  | 1264.7633 | 1399.0838 | 1403.0638 | 1409.4638 | 1409.4638 | 1410.4388 | 1422.1388 | 1428.7888 | 1428.7888 | 1428.7888 | 1428.7888
2019 | CA | NPCC | - | NPCC-Ontario | MW | Total Internal Demand |  | 22061 | 22094 | 22371.5314 | 22649.0628 | 22818.886 | 23127.7842 | 23307.4046 | 23195.4242 | 23289.4405 | 23722.5334 | 24186.0314
2019 | CA | NPCC | - | NPCC-Ontario | MW | Controllable and Dispatchable Demand Response - Available |  | 794.3081 | 794.3081 | 794.3081 | 794.3081 | 794.3081 | 794.3081 | 794.3081 | 794.3081 | 794.3081 | 794.3081 | 794.3081
2019 | CA | NPCC | - | NPCC-Ontario | MW | Net Internal Demand |  | 21266.6918 | 21299.6918 | 21577.2232 | 21854.7546 | 22024.5779 | 22333.476 | 22513.0964 | 22401.1161 | 22495.1323 | 22928.2252 | 23391.7233
2019 | CA | NPCC | - | NPCC-Ontario | MW | Behind the Meter Generation - Capacity |  | 0 | 0 | 0 | 0 | 0 | 0 | 0 | 0 | 0 | 0 | 0
2019 | CA | NPCC | - | NPCC-Ontario | MW | Other Capacity Adjustments - Additions |  | 0 | 0 | 0 | 0 | 0 | 0 | 0 | 0 | 0 | 0 | 0
2019 | CA | NPCC | - | NPCC-Ontario | MW | Other Capacity Adjustments - Reductions |  | 0 | 0 | 0 | 0 | 0 | 0 | 0 | 0 | 0 | 0 | 0
2019 | CA | NPCC | - | NPCC-Ontario | MW | Confirmed Retirements |  | 0 | 0 | 0 | 0 | 0 | 0 | 0 | 0 | 0 | 0 | 0
2019 | CA | NPCC | - | NPCC-Ontario | MW | Unconfirmed Retirements |  | 0 | 0 | 0 | 0 | 0 | 0 | 0 | 0 | 0 | 0 | 0
2019 | CA | NPCC | - | NPCC-Ontario | MW | Scheduled Outages |  | 314 | 0 | 0 | 0 | 0 | 0 | 0 | 0 | 0 | 0 | 0
2019 | CA | NPCC | - | NPCC-Ontario | MW | Transmission Limitations |  | 0 | 0 | 0 | 0 | 0 | 0 | 0 | 0 | 0 | 0 | 0
2019 | CA | NPCC | - | NPCC-Ontario | MW | Existing-Certain |  | 27544.0959 | 27059.1531 | 27059.1531 | 26174.3531 | 24385.8953 | 25191.6381 | 23243.0705 | 24080.1871 | 24080.1871 | 24014.4583 | 24834.1996
2019 | CA | NPCC | - | NPCC-Ontario | MW | Existing-Other |  | 0 | 0 | 0 | 0 | 0 | 0 | 0 | 0 | 0 | 0 | 0
2019 | CA | NPCC | - | NPCC-Ontario | MW | Additions - Tier 1 |  | 7.4392 | 1010.1703 | 1010.1703 | 1010.1703 | 1010.1703 | 1010.1703 | 1010.1703 | 1010.1703 | 1010.1703 | 1010.1703 | 1010.1703
2019 | CA | NPCC | - | NPCC-Ontario | MW | Additions - Tier 2 |  | 0 | 0 | 0 | 0 | 0 | 0 | 0 | 0 | 0 | 0 | 0
2019 | CA | NPCC | - | NPCC-Ontario | MW | Additions - Tier 3 |  | 0 | 0 | 0 | 0 | 0 | 0 | 0 | 0 | 0 | 0 | 0
2019 | CA | NPCC | - | NPCC-Ontario | MW | Firm Imports |  | 0 | 0 | 0 | 0 | 0 | 0 | 0 | 0 | 0 | 0 | 0
2019 | CA | NPCC | - | NPCC-Ontario | MW | Firm Exports |  | 116.4 | 0 | 0 | 0 | 0 | 0 | 0 | 0 | 0 | 0 | 0
2019 | CA | NPCC | - | NPCC-Ontario | MW | Net Firm Capacity Transfers |  | -116.4 | 0 | 0 | 0 | 0 | 0 | 0 | 0 | 0 | 0 | 0
2019 | CA | NPCC | - | NPCC-Ontario | MW | Expected Imports |  | 0 | 0 | 0 | 0 | 0 | 0 | 0 | 0 | 0 | 0 | 0
2019 | CA | NPCC | - | NPCC-Ontario | MW | Expected Exports |  | 0 | 0 | 0 | 0 | 0 | 0 | 0 | 0 | 0 | 0 | 0
2019 | CA | NPCC | - | NPCC-Ontario | MW | Net Expected Transfers |  | 0 | 0 | 0 | 0 | 0 | 0 | 0 | 0 | 0 | 0 | 0
2019 | CA | NPCC | - | NPCC-Ontario | MW | Existing-Certain & Net Firm Transfers |  | 27427.6959 | 27059.1531 | 27059.1531 | 26174.3531 | 24385.8953 | 25191.6381 | 23243.0705 | 24080.1871 | 24080.1871 | 24014.4583 | 24834.1996
2019 | CA | NPCC | - | NPCC-Ontario | MW | Anticipated Resources |  | 27435.1351 | 28069.3234 | 28069.3234 | 27184.5234 | 25396.0656 | 26201.8084 | 24253.2409 | 25090.3574 | 25090.3574 | 25024.6287 | 25844.3699
2019 | CA | NPCC | - | NPCC-Ontario | MW | Prospective Resources |  | 27435.1351 | 28069.3234 | 28069.3234 | 27184.5234 | 25396.0656 | 26201.8084 | 24253.2409 | 25090.3574 | 25090.3574 | 25024.6287 | 25844.3699
2019 | CA | NPCC | - | NPCC-Ontario | MW | Existing-Certain and Net Firm Transfers Excess/Shortfall |  | 2971.0003 | 137.8297 | 426.8297 | -773.1703 | -3089.1703 | -1625.1703 | -3562.1703 | -3562.1703 | -3259.1703 | -3862.1703 | -3634.1703
2019 | CA | NPCC | - | NPCC-Ontario | MW | Anticipated Excess/Shortfall |  | 2978.4395 | 1148 | 1437 | 237 | -2079 | -615 | -2552 | -2552 | -2249 | -2852 | -2624
2019 | CA | NPCC | - | NPCC-Ontario | MW | Prospective Excess/Shortfall |  | 2978.4395 | 1148 | 1437 | 237 | -2079 | -615 | -2552 | -2552 | -2249 | -2852 | -2624
2019 | CA | NPCC | - | NPCC-Ontario | % | Existing-Certain and Net Firm Transfers Reserve Margin |  | 28.97% | 27.04% | 25.41% | 19.77% | 10.72% | 12.8% | 3.242% | 7.495% | 7.046% | 4.738% | 6.167%
2019 | CA | NPCC | - | NPCC-Ontario | % | Anticipated Reserve Margin |  | 29.01% | 31.78% | 30.09% | 24.39% | 15.31% | 17.32% | 7.729% | 12% | 11.54% | 9.143% | 10.49%
2019 | CA | NPCC | - | NPCC-Ontario | % | Prospective Reserve Margin |  | 29.01% | 31.78% | 30.09% | 24.39% | 15.31% | 17.32% | 7.729% | 12% | 11.54% | 9.143% | 10.49%
2019 | CA | NPCC | - | NPCC-Ontario | % | Reference Margin Level |  | 15% | 26.39% | 23.43% | 23.3% | 24.75% | 20.07% | 19.07% | 23.4% | 21.53% | 21.58% | 21.7%
2019 | CA | NPCC | - | NPCC-Quebec | MW | Energy Efficiency and Conservation |  | 0 | 0 | 0 | 0 | 0 | 0 | 0 | 0 | 0 | 0 | 0
2019 | CA | NPCC | - | NPCC-Quebec | MW | Total Installed Photovoltaic |  | 22 | 109 | 161 | 231 | 310 | 398 | 500 | 616 | 749 | 908 | 1107
2019 | CA | NPCC | - | NPCC-Quebec | MW | Photovoltaic On-Peak |  | 10 | 50 | 90 | 120 | 150 | 180 | 210 | 250 | 280 | 310 | 330
2019 | CA | NPCC | - | NPCC-Quebec | MW | Total Internal Demand |  | 20897.0226 | 21757.6502 | 22320.0671 | 22589.5565 | 22644.4479 | 22685.9237 | 22679.8505 | 22445.8125 | 22376.9355 | 22403.8521 | 22412.5133
2019 | CA | NPCC | - | NPCC-Quebec | MW | Controllable and Dispatchable Demand Response - Available |  | 0 | 0 | 0 | 0 | 0 | 0 | 0 | 0 | 0 | 0 | 0
2019 | CA | NPCC | - | NPCC-Quebec | MW | Net Internal Demand |  | 20897.0226 | 21757.6502 | 22320.0671 | 22589.5565 | 22644.4479 | 22685.9237 | 22679.8505 | 22445.8125 | 22376.9355 | 22403.8521 | 22412.5133
2019 | CA | NPCC | - | NPCC-Quebec | MW | Behind the Meter Generation - Capacity |  | 0 | 0 | 0 | 0 | 0 | 0 | 0 | 0 | 0 | 0 | 0
2019 | CA | NPCC | - | NPCC-Quebec | MW | Other Capacity Adjustments - Additions |  | 0 | 0 | 0 | 0 | 0 | 0 | 0 | 0 | 0 | 0 | 0
2019 | CA | NPCC | - | NPCC-Quebec | MW | Other Capacity Adjustments - Reductions |  | 0 | 0 | 0 | 0 | 0 | 0 | 0 | 0 | 0 | 0 | 0
2019 | CA | NPCC | - | NPCC-Quebec | MW | Confirmed Retirements |  | 0 | 0 | 0 | 0 | 0 | 0 | 0 | 0 | 0 | 0 | 0
2019 | CA | NPCC | - | NPCC-Quebec | MW | Unconfirmed Retirements |  | 0 | 0 | 0 | 0 | 0 | 0 | 0 | 0 | 0 | 0 | 0
2019 | CA | NPCC | - | NPCC-Quebec | MW | Scheduled Outages |  | 0 | 0 | 0 | 0 | 0 | 0 | 0 | 0 | 0 | 0 | 0
2019 | CA | NPCC | - | NPCC-Quebec | MW | Transmission Limitations |  | 0 | 0 | 0 | 0 | 0 | 0 | 0 | 0 | 0 | 0 | 0
2019 | CA | NPCC | - | NPCC-Quebec | MW | Existing-Certain |  | 32668.4492 | 32668.4492 | 32668.4492 | 32668.4492 | 32668.4492 | 32668.4492 | 32668.4492 | 32668.4492 | 32668.4492 | 32649.4492 | 32641.3692
2019 | CA | NPCC | - | NPCC-Quebec | MW | Existing-Other |  | 0 | 0 | 0 | 0 | 0 | 0 | 0 | 0 | 0 | 0 | 0
2019 | CA | NPCC | - | NPCC-Quebec | MW | Additions - Tier 1 |  | 0 | 79.05 | 88.55 | 333.55 | 352.25 | 352.25 | 374.25 | 374.25 | 374.25 | 374.25 | 374.25
2019 | CA | NPCC | - | NPCC-Quebec | MW | Additions - Tier 2 |  | 0 | 0 | 0 | 0 | 0 | 0 | 0 | 0 | 0 | 0 | 0
2019 | CA | NPCC | - | NPCC-Quebec | MW | Additions - Tier 3 |  | 0 | 0 | 0 | 0 | 0 | 0 | 0 | 0 | 0 | 0 | 0
2019 | CA | NPCC | - | NPCC-Quebec | MW | Firm Imports |  | 0 | 0 | 0 | 0 | 0 | 0 | 0 | 0 | 0 | 0 | 0
2019 | CA | NPCC | - | NPCC-Quebec | MW | Firm Exports |  | 1589 | 2463 | 2415 | 2333 | 1561 | 145 | 145 | 145 | 145 | 145 | 145
2019 | CA | NPCC | - | NPCC-Quebec | MW | Net Firm Capacity Transfers |  | -1589 | -2463 | -2415 | -2333 | -1561 | -145 | -145 | -145 | -145 | -145 | -145
2019 | CA | NPCC | - | NPCC-Quebec | MW | Expected Imports |  | 0 | 0 | 0 | 0 | 0 | 0 | 0 | 0 | 0 | 0 | 0
2019 | CA | NPCC | - | NPCC-Quebec | MW | Expected Exports |  | 0 | 0 | 0 | 0 | 0 | 0 | 0 | 0 | 0 | 0 | 0
2019 | CA | NPCC | - | NPCC-Quebec | MW | Net Expected Transfers |  | 0 | 0 | 0 | 0 | 0 | 0 | 0 | 0 | 0 | 0 | 0
2019 | CA | NPCC | - | NPCC-Quebec | MW | Existing-Certain & Net Firm Transfers |  | 31079.4492 | 30205.4492 | 30253.4492 | 30335.4492 | 31107.4492 | 32523.4492 | 32523.4492 | 32523.4492 | 32523.4492 | 32504.4492 | 32496.3692
2019 | CA | NPCC | - | NPCC-Quebec | MW | Anticipated Resources |  | 31079.4492 | 30284.4992 | 30341.9992 | 30668.9992 | 31459.6992 | 32875.6992 | 32897.6992 | 32897.6992 | 32897.6992 | 32878.6992 | 32870.6192
2019 | CA | NPCC | - | NPCC-Quebec | MW | Prospective Resources |  | 31079.4492 | 30284.4992 | 30341.9992 | 30668.9992 | 31459.6992 | 32875.6992 | 32897.6992 | 32897.6992 | 32897.6992 | 32878.6992 | 32870.6192
2019 | CA | NPCC | - | NPCC-Quebec | MW | Existing-Certain and Net Firm Transfers Excess/Shortfall |  | 7501.2605 | 5656.2113 | 5069.6341 | 4847.5683 | 5557.634 | 6926.8368 | 6933.6892 | 7197.7551 | 7275.4693 | 7226.0992 | 7208.2467
2019 | CA | NPCC | - | NPCC-Quebec | MW | Anticipated Excess/Shortfall |  | 7501.2605 | 5735.2613 | 5158.1841 | 5181.1183 | 5909.884 | 7279.0868 | 7307.9392 | 7572.0051 | 7649.7193 | 7600.3492 | 7582.4967
2019 | CA | NPCC | - | NPCC-Quebec | MW | Prospective Excess/Shortfall |  | 7501.2605 | 5735.2613 | 5158.1841 | 5181.1183 | 5909.884 | 7279.0868 | 7307.9392 | 7572.0051 | 7649.7193 | 7600.3492 | 7582.4967
2019 | CA | NPCC | - | NPCC-Quebec | % | Existing-Certain and Net Firm Transfers Reserve Margin |  | 48.73% | 38.83% | 35.54% | 34.29% | 37.37% | 43.36% | 43.4% | 44.9% | 45.34% | 45.08% | 44.99%
2019 | CA | NPCC | - | NPCC-Quebec | % | Anticipated Reserve Margin |  | 48.73% | 39.19% | 35.94% | 35.77% | 38.93% | 44.92% | 45.05% | 46.56% | 47.02% | 46.75% | 46.66%
2019 | CA | NPCC | - | NPCC-Quebec | % | Prospective Reserve Margin |  | 48.73% | 39.19% | 35.94% | 35.77% | 38.93% | 44.92% | 45.05% | 46.56% | 47.02% | 46.75% | 46.66%
2019 | CA | NPCC | - | NPCC-Quebec | % | Reference Margin Level |  | 12.83% | 12.83% | 12.83% | 12.83% | 12.83% | 12.83% | 12.83% | 12.83% | 12.83% | 12.83% | 12.83%
2019 | US | RF | - | PJM | MW | Energy Efficiency and Conservation |  | 0 | 0 | 0 | 0 | 0 | 0 | 0 | 0 | 0 | 0 | 0
2019 | US | RF | - | PJM | MW | Total Installed Photovoltaic |  | 4218.4211 | 4963.1579 | 5786.8421 | 6526.3158 | 7244.7368 | 7686.8421 | 7810.5263 | 7939.4737 | 8107.8947 | 8307.8947 | 8552.6316
2019 | US | RF | - | PJM | MW | Photovoltaic On-Peak |  | 1603 | 1886 | 2199 | 2480 | 2753 | 2921 | 2968 | 3017 | 3081 | 3157 | 3250
2019 | US | RF | - | PJM | MW | Total Internal Demand |  | 151358 | 150870 | 151547 | 152253 | 152854 | 153435 | 153988 | 154494 | 155107 | 155891 | 156689
2019 | US | RF | - | PJM | MW | Controllable and Dispatchable Demand Response - Available |  | 8154 | 9127 | 9118 | 9178 | 9198 | 9243 | 9280 | 9315 | 9343 | 9387 | 9433
2019 | US | RF | - | PJM | MW | Net Internal Demand |  | 143204 | 141743 | 142429 | 143075 | 143656 | 144192 | 144708 | 145179 | 145764 | 146504 | 147256
2019 | US | RF | - | PJM | MW | Behind the Meter Generation - Capacity |  | 0 | 0 | 0 | 0 | 0 | 0 | 0 | 0 | 0 | 0 | 0
2019 | US | RF | - | PJM | MW | Other Capacity Adjustments - Additions |  | 0 | 0 | 0 | 0 | 0 | 0 | 0 | 0 | 0 | 0 | 0
2019 | US | RF | - | PJM | MW | Other Capacity Adjustments - Reductions |  | 0 | 0 | 0 | 0 | 0 | 0 | 0 | 0 | 0 | 0 | 0
2019 | US | RF | - | PJM | MW | Confirmed Retirements |  | 16285.9 | 18567.8 | 23348 | 27486.5 | 32137.1 | 32137.1 | 32137.1 | 32137.1 | 32137.1 | 32137.1 | 32137.1
2019 | US | RF | - | PJM | MW | Unconfirmed Retirements |  | 0 | 0 | 0 | 0 | 0 | 0 | 0 | 0 | 0 | 0 | 0
2019 | US | RF | - | PJM | MW | Scheduled Outages |  | 0 | 0 | 0 | 0 | 0 | 0 | 0 | 0 | 0 | 0 | 0
2019 | US | RF | - | PJM | MW | Transmission Limitations |  | 0 | 0 | 0 | 0 | 0 | 0 | 0 | 0 | 0 | 0 | 0
2019 | US | RF | - | PJM | MW | Existing-Certain |  | 188108.72 | 182523.22 | 179079.52 | 174428.92 | 174428.92 | 174428.92 | 174428.92 | 174428.92 | 174428.92 | 174428.92 | 174428.92
2019 | US | RF | - | PJM | MW | Existing-Other |  | 0 | 0 | 0 | 0 | 0 | 0 | 0 | 0 | 0 | 0 | 0
2019 | US | RF | - | PJM | MW | Additions - Tier 1 |  | 0 | 13694.05 | 17907.31 | 19180.11 | 19180.11 | 19180.11 | 19180.11 | 19180.11 | 19180.11 | 19180.11 | 19180.11
2019 | US | RF | - | PJM | MW | Additions - Tier 2 |  | 0 | 15252.8483 | 23656.5136 | 41021.4806 | 46570.3206 | 50132.5206 | 50379.4106 | 50799.9806 | 50878.3406 | 51041.6406 | 51041.6406
2019 | US | RF | - | PJM | MW | Additions - Tier 3 |  | 0 | 0 | 0 | 0 | 0 | 0 | 0 | 0 | 0 | 0 | 0
2019 | US | RF | - | PJM | MW | Firm Imports |  | 2674.8 | 3109.6 | 3040.2 | 0 | 0 | 0 | 0 | 0 | 0 | 0 | 0
2019 | US | RF | - | PJM | MW | Firm Exports |  | 1845.3 | 1697.7 | 1680.6 | 0 | 0 | 0 | 0 | 0 | 0 | 0 | 0
2019 | US | RF | - | PJM | MW | Net Firm Capacity Transfers |  | 829.5 | 1411.9 | 1359.6 | 0 | 0 | 0 | 0 | 0 | 0 | 0 | 0
2019 | US | RF | - | PJM | MW | Expected Imports |  | 0 | 0 | 0 | 3040.2 | 3040.2 | 3040.2 | 3040.2 | 3040.2 | 3040.2 | 3040.2 | 3040.2
2019 | US | RF | - | PJM | MW | Expected Exports |  | 0 | 0 | 0 | 1680.6 | 1680.6 | 1680.6 | 1680.6 | 1680.6 | 1680.6 | 1680.6 | 1680.6
2019 | US | RF | - | PJM | MW | Net Expected Transfers |  | 0 | 0 | 0 | 1359.6 | 1359.6 | 1359.6 | 1359.6 | 1359.6 | 1359.6 | 1359.6 | 1359.6
2019 | US | RF | - | PJM | MW | Existing-Certain & Net Firm Transfers |  | 188938.22 | 183935.12 | 180439.12 | 174428.92 | 174428.92 | 174428.92 | 174428.92 | 174428.92 | 174428.92 | 174428.92 | 174428.92
2019 | US | RF | - | PJM | MW | Anticipated Resources |  | 188938.22 | 197629.17 | 198346.43 | 193609.03 | 193609.03 | 193609.03 | 193609.03 | 193609.03 | 193609.03 | 193609.03 | 193609.03
2019 | US | RF | - | PJM | MW | Prospective Resources |  | 188938.22 | 212882.0183 | 222002.9436 | 235990.1106 | 241538.9506 | 245101.1506 | 245348.0406 | 245768.6106 | 245846.9706 | 246010.2706 | 246010.2706
2019 | US | RF | - | PJM | MW | Existing-Certain and Net Firm Transfers Excess/Shortfall |  | 22821.58 | 19654.983 | 15506.338 | 8891.145 | 8218.928 | 7598.776 | 7001.764 | 6456.817 | 5779.972 | 4923.792 | 4053.728
2019 | US | RF | - | PJM | MW | Anticipated Excess/Shortfall |  | 22821.58 | 33349.033 | 33413.648 | 28071.255 | 27399.038 | 26778.886 | 26181.874 | 25636.927 | 24960.082 | 24103.902 | 23233.838
2019 | US | RF | - | PJM | MW | Prospective Excess/Shortfall |  | 22821.58 | 48601.8813 | 57070.1616 | 70452.3356 | 75328.9586 | 78271.0066 | 77920.8846 | 77796.5076 | 77198.0226 | 76505.1426 | 75635.0786
2019 | US | RF | - | PJM | % | Existing-Certain and Net Firm Transfers Reserve Margin |  | 31.94% | 29.77% | 26.69% | 21.91% | 21.42% | 20.97% | 20.54% | 20.15% | 19.67% | 19.06% | 18.45%
2019 | US | RF | - | PJM | % | Anticipated Reserve Margin |  | 31.94% | 39.43% | 39.26% | 35.32% | 34.77% | 34.27% | 33.79% | 33.36% | 32.82% | 32.15% | 31.48%
2019 | US | RF | - | PJM | % | Prospective Reserve Margin |  | 31.94% | 50.19% | 55.87% | 64.94% | 68.14% | 69.98% | 69.55% | 69.29% | 68.66% | 67.92% | 67.06%
2019 | US | RF | - | PJM | % | Reference Margin Level |  | 16% | 15.9% | 15.8% | 15.7% | 15.7% | 15.7% | 15.7% | 15.7% | 15.7% | 15.7% | 15.7%
2019 | US | SERC | - | SERC-C | MW | Energy Efficiency and Conservation |  | 376 | 375 | 385 | 395 | 405 | 413 | 419 | 414 | 417 | 412 | 413
2019 | US | SERC | - | SERC-C | MW | Total Installed Photovoltaic |  | 82 | 82 | 82 | 81 | 79 | 79 | 79 | 79 | 79 | 79 | 79
2019 | US | SERC | - | SERC-C | MW | Photovoltaic On-Peak |  | 82 | 82 | 82 | 81 | 79 | 79 | 79 | 79 | 79 | 79 | 79
2019 | US | SERC | - | SERC-C | MW | Total Internal Demand |  | 40781 | 40761 | 41104 | 41380 | 41533 | 41609 | 41690 | 41636 | 41761 | 41903 | 42072
2019 | US | SERC | - | SERC-C | MW | Controllable and Dispatchable Demand Response - Available |  | 1964 | 2076 | 2054 | 1979 | 1927 | 1894 | 1888 | 1885 | 1882 | 1879 | 1877
2019 | US | SERC | - | SERC-C | MW | Net Internal Demand |  | 38817 | 38685 | 39050 | 39401 | 39606 | 39715 | 39802 | 39751 | 39879 | 40024 | 40195
2019 | US | SERC | - | SERC-C | MW | Behind the Meter Generation - Capacity |  | 0 | 0 | 0 | 0 | 0 | 0 | 0 | 0 | 0 | 0 | 0
2019 | US | SERC | - | SERC-C | MW | Other Capacity Adjustments - Additions |  | 0 | 0 | 0 | 0 | 0 | 0 | 0 | 0 | 0 | 0 | 0
2019 | US | SERC | - | SERC-C | MW | Other Capacity Adjustments - Reductions |  | 0 | 0 | 0 | 0 | 0 | 0 | 0 | 0 | 0 | 0 | 0
2019 | US | SERC | - | SERC-C | MW | Confirmed Retirements |  | 2287.72 | 2559.72 | 2559.72 | 3530.72 | 3530.72 | 3530.72 | 4400.72 | 4400.72 | 4400.72 | 4400.72 | 4400.72
2019 | US | SERC | - | SERC-C | MW | Unconfirmed Retirements |  | 0 | 0 | 0 | 0 | 0 | 0 | 0 | 0 | 0 | 0 | 0
2019 | US | SERC | - | SERC-C | MW | Scheduled Outages |  | 0 | 0 | 0 | 0 | 0 | 0 | 0 | 0 | 0 | 0 | 0
2019 | US | SERC | - | SERC-C | MW | Transmission Limitations |  | 0 | 0 | 0 | 0 | 0 | 0 | 0 | 0 | 0 | 0 | 0
2019 | US | SERC | - | SERC-C | MW | Existing-Certain |  | 50505.4 | 50597.4 | 49682.4 | 49736.4 | 49791.05 | 48926.05 | 48926.05 | 48956.12 | 48956.12 | 48956.12 | 48956.12
2019 | US | SERC | - | SERC-C | MW | Existing-Other |  | 3699.66 | 3699.66 | 3654.66 | 3654.66 | 3654.66 | 3649.66 | 3649.66 | 3649.66 | 3649.66 | 3649.66 | 3649.66
2019 | US | SERC | - | SERC-C | MW | Additions - Tier 1 |  | 0 | 0 | 175 | 175 | 175 | 175 | 175 | 175 | 175 | 175 | 175
2019 | US | SERC | - | SERC-C | MW | Additions - Tier 2 |  | 0 | 0 | 0 | 406 | 406 | 406 | 406 | 406 | 406 | 406 | 406
2019 | US | SERC | - | SERC-C | MW | Additions - Tier 3 |  | 0 | 0 | 0 | 0 | 156 | 1194 | 1296 | 1568 | 1840 | 3048 | 3320
2019 | US | SERC | - | SERC-C | MW | Firm Imports |  | 2497 | 2557 | 2557 | 2486 | 2486 | 2486 | 2486 | 2486 | 2311 | 2311 | 2311
2019 | US | SERC | - | SERC-C | MW | Firm Exports |  | 2196.4 | 2261.4 | 2052.4 | 2052.4 | 2052.4 | 2052.4 | 2052.4 | 2052.4 | 2052.4 | 2052.4 | 2052.4
2019 | US | SERC | - | SERC-C | MW | Net Firm Capacity Transfers |  | 300.6 | 295.6 | 504.6 | 433.6 | 433.6 | 433.6 | 433.6 | 433.6 | 258.6 | 258.6 | 258.6
2019 | US | SERC | - | SERC-C | MW | Expected Imports |  | 0 | 0 | 0 | 0 | 0 | 0 | 0 | 0 | 0 | 0 | 0
2019 | US | SERC | - | SERC-C | MW | Expected Exports |  | 0 | 0 | 0 | 0 | 0 | 0 | 0 | 0 | 0 | 0 | 0
2019 | US | SERC | - | SERC-C | MW | Net Expected Transfers |  | 0 | 0 | 0 | 0 | 0 | 0 | 0 | 0 | 0 | 0 | 0
2019 | US | SERC | - | SERC-C | MW | Existing-Certain & Net Firm Transfers |  | 50806 | 50893 | 50187 | 50170 | 50224.65 | 49359.65 | 49359.65 | 49389.72 | 49214.72 | 49214.72 | 49214.72
2019 | US | SERC | - | SERC-C | MW | Anticipated Resources |  | 50806 | 50893 | 50362 | 50345 | 50399.65 | 49534.65 | 49534.65 | 49564.72 | 49389.72 | 49389.72 | 49389.72
2019 | US | SERC | - | SERC-C | MW | Prospective Resources |  | 54505.66 | 54592.66 | 54016.66 | 54405.66 | 54460.31 | 53590.31 | 53590.31 | 53620.38 | 53445.38 | 53445.38 | 53445.38
2019 | US | SERC | - | SERC-C | MW | Existing-Certain and Net Firm Transfers Excess/Shortfall |  | 6166.45 | 6405.25 | 5279.5 | 4858.85 | 4677.75 | 3687.4 | 3587.35 | 3676.07 | 3353.87 | 3187.12 | 2990.47
2019 | US | SERC | - | SERC-C | MW | Anticipated Excess/Shortfall |  | 6166.45 | 6405.25 | 5454.5 | 5033.85 | 4852.75 | 3862.4 | 3762.35 | 3851.07 | 3528.87 | 3362.12 | 3165.47
2019 | US | SERC | - | SERC-C | MW | Prospective Excess/Shortfall |  | 9866.11 | 10104.91 | 9109.16 | 9094.51 | 8913.41 | 7918.06 | 7818.01 | 7906.73 | 7584.53 | 7417.78 | 7221.13
2019 | US | SERC | - | SERC-C | % | Existing-Certain and Net Firm Transfers Reserve Margin |  | 30.89% | 31.56% | 28.52% | 27.33% | 26.81% | 24.28% | 24.01% | 24.25% | 23.41% | 22.96% | 22.44%
2019 | US | SERC | - | SERC-C | % | Anticipated Reserve Margin |  | 30.89% | 31.56% | 28.97% | 27.78% | 27.25% | 24.73% | 24.45% | 24.69% | 23.85% | 23.4% | 22.88%
2019 | US | SERC | - | SERC-C | % | Prospective Reserve Margin |  | 40.42% | 41.12% | 38.33% | 38.08% | 37.51% | 34.94% | 34.64% | 34.89% | 34.02% | 33.53% | 32.97%
2019 | US | SERC | - | SERC-C | % | Reference Margin Level |  | 15% | 15% | 15% | 15% | 15% | 15% | 15% | 15% | 15% | 15% | 15%
2019 | US | SERC | - | SERC-E | MW | Energy Efficiency and Conservation |  | 263 | 360 | 451 | 535 | 616 | 733 | 795 | 884 | 974 | 1042 | 1099
2019 | US | SERC | - | SERC-E | MW | Total Installed Photovoltaic |  | 346 | 415 | 504 | 596 | 680 | 753 | 832 | 912 | 991 | 1071 | 1153
2019 | US | SERC | - | SERC-E | MW | Photovoltaic On-Peak |  | 133 | 159 | 192 | 226 | 259 | 287 | 317 | 346 | 378 | 407 | 438
2019 | US | SERC | - | SERC-E | MW | Total Internal Demand |  | 43704 | 43852 | 43991 | 44205 | 44460 | 44733 | 45063 | 45478 | 45838 | 46318 | 46771
2019 | US | SERC | - | SERC-E | MW | Controllable and Dispatchable Demand Response - Available |  | 1054 | 1068 | 1071 | 1075 | 1075 | 1075 | 1076 | 1077 | 1078 | 1080 | 1081
2019 | US | SERC | - | SERC-E | MW | Net Internal Demand |  | 42650 | 42784 | 42920 | 43130 | 43385 | 43658 | 43987 | 44401 | 44760 | 45238 | 45690
2019 | US | SERC | - | SERC-E | MW | Behind the Meter Generation - Capacity |  | 0 | 0 | 0 | 0 | 0 | 0 | 0 | 0 | 0 | 0 | 0
2019 | US | SERC | - | SERC-E | MW | Other Capacity Adjustments - Additions |  | 0 | 0 | 0 | 0 | 0 | 0 | 0 | 0 | 0 | 0 | 0
2019 | US | SERC | - | SERC-E | MW | Other Capacity Adjustments - Reductions |  | 0 | 0 | 0 | 0 | 0 | 0 | 0 | 0 | 0 | 0 | 0
2019 | US | SERC | - | SERC-E | MW | Confirmed Retirements |  | 160 | 160 | 826 | 826 | 826 | 826 | 826 | 826 | 826 | 1002 | 2100
2019 | US | SERC | - | SERC-E | MW | Unconfirmed Retirements |  | 0 | 0 | 0 | 0 | 0 | 0 | 0 | 0 | 0 | 0 | 0
2019 | US | SERC | - | SERC-E | MW | Scheduled Outages |  | 0 | 0 | 0 | 0 | 0 | 0 | 0 | 0 | 0 | 0 | 0
2019 | US | SERC | - | SERC-E | MW | Transmission Limitations |  | 0 | 0 | 0 | 0 | 0 | 0 | 0 | 0 | 0 | 0 | 0
2019 | US | SERC | - | SERC-E | MW | Existing-Certain |  | 51689.17 | 51188.17 | 51255.17 | 51324.17 | 51389.17 | 51393.17 | 51393.17 | 51393.17 | 51217.17 | 50121.17 | 50121.17
2019 | US | SERC | - | SERC-E | MW | Existing-Other |  | 42 | 42 | 42 | 42 | 42 | 42 | 42 | 42 | 42 | 42 | 42
2019 | US | SERC | - | SERC-E | MW | Additions - Tier 1 |  | 0 | 508 | 568 | 1088 | 1122 | 1158 | 2757 | 2793 | 3991 | 5189 | 6893
2019 | US | SERC | - | SERC-E | MW | Additions - Tier 2 |  | 0 | 0 | 0 | 0 | 0 | 0 | 0 | 0 | 0 | 0 | 0
2019 | US | SERC | - | SERC-E | MW | Additions - Tier 3 |  | 0 | 0 | 0 | 0 | 0 | 0 | 0 | 0 | 0 | 0 | 0
2019 | US | SERC | - | SERC-E | MW | Firm Imports |  | 776 | 851 | 851 | 851 | 851 | 851 | 851 | 851 | 851 | 851 | 851
2019 | US | SERC | - | SERC-E | MW | Firm Exports |  | 321 | 660 | 321 | 321 | 321 | 321 | 321 | 321 | 321 | 321 | 321
2019 | US | SERC | - | SERC-E | MW | Net Firm Capacity Transfers |  | 455 | 191 | 530 | 530 | 530 | 530 | 530 | 530 | 530 | 530 | 530
2019 | US | SERC | - | SERC-E | MW | Expected Imports |  | 0 | 0 | 0 | 0 | 0 | 0 | 0 | 0 | 0 | 0 | 0
2019 | US | SERC | - | SERC-E | MW | Expected Exports |  | 0 | 0 | 0 | 0 | 0 | 0 | 0 | 0 | 0 | 0 | 0
2019 | US | SERC | - | SERC-E | MW | Net Expected Transfers |  | 0 | 0 | 0 | 0 | 0 | 0 | 0 | 0 | 0 | 0 | 0
2019 | US | SERC | - | SERC-E | MW | Existing-Certain & Net Firm Transfers |  | 52144.17 | 51379.17 | 51785.17 | 51854.17 | 51919.17 | 51923.17 | 51923.17 | 51923.17 | 51747.17 | 50651.17 | 50651.17
2019 | US | SERC | - | SERC-E | MW | Anticipated Resources |  | 52144.17 | 51887.17 | 52353.17 | 52942.17 | 53041.17 | 53081.17 | 54680.17 | 54716.17 | 55738.17 | 55840.17 | 57544.17
2019 | US | SERC | - | SERC-E | MW | Prospective Resources |  | 52186.17 | 51929.17 | 52395.17 | 52984.17 | 53083.17 | 53123.17 | 54722.17 | 54758.17 | 55780.17 | 55882.17 | 57586.17
2019 | US | SERC | - | SERC-E | MW | Existing-Certain and Net Firm Transfers Excess/Shortfall |  | 3096.67 | 2177.57 | 2427.17 | 2254.67 | 2026.42 | 1716.47 | 1338.12 | 862.02 | 273.17 | -1372.53 | -1892.33
2019 | US | SERC | - | SERC-E | MW | Anticipated Excess/Shortfall |  | 3096.67 | 2685.57 | 2995.17 | 3342.67 | 3148.42 | 2874.47 | 4095.12 | 3655.02 | 4264.17 | 3816.47 | 5000.67
2019 | US | SERC | - | SERC-E | MW | Prospective Excess/Shortfall |  | 3138.67 | 2727.57 | 3037.17 | 3384.67 | 3190.42 | 2916.47 | 4137.12 | 3697.02 | 4306.17 | 3858.47 | 5042.67
2019 | US | SERC | - | SERC-E | % | Existing-Certain and Net Firm Transfers Reserve Margin |  | 22.26% | 20.09% | 20.66% | 20.23% | 19.67% | 18.93% | 18.04% | 16.94% | 15.61% | 11.97% | 10.86%
2019 | US | SERC | - | SERC-E | % | Anticipated Reserve Margin |  | 22.26% | 21.28% | 21.98% | 22.75% | 22.26% | 21.58% | 24.31% | 23.23% | 24.53% | 23.44% | 25.94%
2019 | US | SERC | - | SERC-E | % | Prospective Reserve Margin |  | 22.36% | 21.38% | 22.08% | 22.85% | 22.35% | 21.68% | 24.41% | 23.33% | 24.62% | 23.53% | 26.04%
2019 | US | SERC | - | SERC-E | % | Reference Margin Level |  | 15% | 15% | 15% | 15% | 15% | 15% | 15% | 15% | 15% | 15% | 15%
2019 | US | SERC | - | SERC-SE | MW | Energy Efficiency and Conservation |  | 0 | 0 | 0 | 0 | 0 | 0 | 0 | 0 | 0 | 0 | 0
2019 | US | SERC | - | SERC-SE | MW | Total Installed Photovoltaic |  | 0 | 0 | 0 | 0 | 0 | 0 | 0 | 0 | 0 | 0 | 0
2019 | US | SERC | - | SERC-SE | MW | Photovoltaic On-Peak |  | 0 | 0 | 0 | 0 | 0 | 0 | 0 | 0 | 0 | 0 | 0
2019 | US | SERC | - | SERC-SE | MW | Total Internal Demand |  | 47311 | 47655 | 48040 | 48169 | 48246 | 48514 | 48750 | 48302 | 47401 | 47536 | 48011
2019 | US | SERC | - | SERC-SE | MW | Controllable and Dispatchable Demand Response - Available |  | 2293 | 2466 | 2638 | 2638 | 2638 | 2605 | 2598 | 2591 | 2591 | 2592 | 2593
2019 | US | SERC | - | SERC-SE | MW | Net Internal Demand |  | 45018 | 45189 | 45402 | 45531 | 45608 | 45909 | 46152 | 45711 | 44810 | 44944 | 45418
2019 | US | SERC | - | SERC-SE | MW | Behind the Meter Generation - Capacity |  | 0 | 0 | 0 | 0 | 0 | 0 | 0 | 0 | 0 | 0 | 0
2019 | US | SERC | - | SERC-SE | MW | Other Capacity Adjustments - Additions |  | 0 | 0 | 0 | 0 | 0 | 0 | 0 | 0 | 0 | 0 | 0
2019 | US | SERC | - | SERC-SE | MW | Other Capacity Adjustments - Reductions |  | 0 | 0 | 0 | 0 | 0 | 0 | 0 | 0 | 0 | 0 | 0
2019 | US | SERC | - | SERC-SE | MW | Confirmed Retirements |  | 113 | 1250 | 1250 | 1250 | 1250 | 1250 | 1250 | 1262 | 1262 | 1262 | 1262
2019 | US | SERC | - | SERC-SE | MW | Unconfirmed Retirements |  | 0 | 0 | 0 | 0 | 0 | 0 | 0 | 0 | 0 | 0 | 0
2019 | US | SERC | - | SERC-SE | MW | Scheduled Outages |  | 0 | 0 | 0 | 0 | 0 | 0 | 0 | 0 | 0 | 0 | 0
2019 | US | SERC | - | SERC-SE | MW | Transmission Limitations |  | 0 | 0 | 0 | 0 | 0 | 0 | 0 | 0 | 0 | 0 | 0
2019 | US | SERC | - | SERC-SE | MW | Existing-Certain |  | 61679.44 | 61688.64 | 61697.84 | 61697.84 | 61697.84 | 61697.84 | 61685.84 | 61685.84 | 61685.84 | 61685.84 | 61685.84
2019 | US | SERC | - | SERC-SE | MW | Existing-Other |  | 288.67 | 288.67 | 288.67 | 288.67 | 288.67 | 288.67 | 288.67 | 288.67 | 288.67 | 288.67 | 288.67
2019 | US | SERC | - | SERC-SE | MW | Additions - Tier 1 |  | 240 | 903 | 1009.8 | 2109.8 | 3209.8 | 3209.8 | 3209.8 | 3209.8 | 3209.8 | 3209.8 | 3209.8
2019 | US | SERC | - | SERC-SE | MW | Additions - Tier 2 |  | 0 | 0 | 630.1 | 705 | 705 | 705 | 705 | 705 | 705 | 705 | 705
2019 | US | SERC | - | SERC-SE | MW | Additions - Tier 3 |  | 0 | 1227.6 | 1953.08 | 2187.71 | 2187.71 | 2187.71 | 2187.71 | 2187.71 | 2187.71 | 2187.71 | 2187.71
2019 | US | SERC | - | SERC-SE | MW | Firm Imports |  | 0 | 0 | 49.9 | 66.5 | 85.8 | 105.2 | 126.2 | 131 | 133.4 | 135 | 138.3
2019 | US | SERC | - | SERC-SE | MW | Firm Exports |  | 1905.2 | 1887.5 | 1980 | 2186 | 2392 | 2342 | 2342 | 2342 | 2342 | 2342 | 2342
2019 | US | SERC | - | SERC-SE | MW | Net Firm Capacity Transfers |  | -1905.2 | -1887.5 | -1930.1 | -2119.5 | -2306.2 | -2236.8 | -2215.8 | -2211 | -2208.6 | -2207 | -2203.7
2019 | US | SERC | - | SERC-SE | MW | Expected Imports |  | 0 | 0 | 0 | 0 | 0 | 0 | 0 | 0 | 0 | 0 | 0
2019 | US | SERC | - | SERC-SE | MW | Expected Exports |  | 0 | 0 | 0 | 0 | 0 | 0 | 0 | 0 | 0 | 0 | 0
2019 | US | SERC | - | SERC-SE | MW | Net Expected Transfers |  | 0 | 0 | 0 | 0 | 0 | 0 | 0 | 0 | 0 | 0 | 0
2019 | US | SERC | - | SERC-SE | MW | Existing-Certain & Net Firm Transfers |  | 59774.24 | 59801.14 | 59767.74 | 59578.34 | 59391.64 | 59461.04 | 59470.04 | 59474.84 | 59477.24 | 59478.84 | 59482.14
2019 | US | SERC | - | SERC-SE | MW | Anticipated Resources |  | 60014.24 | 60704.14 | 60777.54 | 61688.14 | 62601.44 | 62670.84 | 62679.84 | 62684.64 | 62687.04 | 62688.64 | 62691.94
2019 | US | SERC | - | SERC-SE | MW | Prospective Resources |  | 60302.91 | 60992.81 | 61696.31 | 62681.81 | 63595.11 | 63664.51 | 63673.51 | 63678.31 | 63680.71 | 63682.31 | 63685.61
2019 | US | SERC | - | SERC-SE | MW | Existing-Certain and Net Firm Transfers Excess/Shortfall |  | 8003.54 | 7833.79 | 7555.44 | 7217.69 | 6942.44 | 6665.69 | 6395.24 | 6907.19 | 7945.74 | 7793.24 | 7251.44
2019 | US | SERC | - | SERC-SE | MW | Anticipated Excess/Shortfall |  | 8243.54 | 8736.79 | 8565.24 | 9327.49 | 10152.24 | 9875.49 | 9605.04 | 10116.99 | 11155.54 | 11003.04 | 10461.24
2019 | US | SERC | - | SERC-SE | MW | Prospective Excess/Shortfall |  | 8532.21 | 9025.46 | 9484.01 | 10321.16 | 11145.91 | 10869.16 | 10598.71 | 11110.66 | 12149.21 | 11996.71 | 11454.91
2019 | US | SERC | - | SERC-SE | % | Existing-Certain and Net Firm Transfers Reserve Margin |  | 32.78% | 32.34% | 31.64% | 30.85% | 30.22% | 29.52% | 28.86% | 30.11% | 32.73% | 32.34% | 30.97%
2019 | US | SERC | - | SERC-SE | % | Anticipated Reserve Margin |  | 33.31% | 34.33% | 33.87% | 35.49% | 37.26% | 36.51% | 35.81% | 37.13% | 39.9% | 39.48% | 38.03%
2019 | US | SERC | - | SERC-SE | % | Prospective Reserve Margin |  | 33.95% | 34.97% | 35.89% | 37.67% | 39.44% | 38.68% | 37.96% | 39.31% | 42.11% | 41.69% | 40.22%
2019 | US | SERC | - | SERC-SE | % | Reference Margin Level |  | 15% | 15% | 15% | 15% | 15% | 15% | 15% | 15% | 15% | 15% | 15%
2019 | CA | WECC | - | WECC-AB | MW | Energy Efficiency and Conservation |  | 0 | 0 | 0 | 0 | 0 | 0 | 0 | 0 | 0 | 0 | 0
2019 | CA | WECC | - | WECC-AB | MW | Total Installed Photovoltaic |  | 0 | 0 | 0 | 0 | 0 | 0 | 0 | 0 | 0 | 0 | 0
2019 | CA | WECC | - | WECC-AB | MW | Photovoltaic On-Peak |  | 0 | 0 | 0 | 0 | 0 | 0 | 0 | 0 | 0 | 0 | 0
2019 | CA | WECC | - | WECC-AB | MW | Total Internal Demand |  | 11111.44 | 11212.9529 | 11260 | 11178 | 11043 | 11291 | 11399 | 11500 | 11848 | 11573 | 11776
2019 | CA | WECC | - | WECC-AB | MW | Controllable and Dispatchable Demand Response - Available |  | 0 | 0 | 0 | 0 | 0 | 0 | 0 | 0 | 0 | 0 | 0
2019 | CA | WECC | - | WECC-AB | MW | Net Internal Demand |  | 11111.44 | 11212.9529 | 11260 | 11178 | 11043 | 11291 | 11399 | 11500 | 11848 | 11573 | 11776
2019 | CA | WECC | - | WECC-AB | MW | Behind the Meter Generation - Capacity |  | 0 | 0 | 0 | 0 | 0 | 0 | 0 | 0 | 0 | 0 | 0
2019 | CA | WECC | - | WECC-AB | MW | Other Capacity Adjustments - Additions |  | 0 | 0 | 0 | 0 | 0 | 0 | 0 | 0 | 0 | 0 | 0
2019 | CA | WECC | - | WECC-AB | MW | Other Capacity Adjustments - Reductions |  | 0 | 0 | 0 | 0 | 0 | 0 | 0 | 0 | 0 | 0 | 0
2019 | CA | WECC | - | WECC-AB | MW | Confirmed Retirements |  | 0 | 0 | 0 | 0 | 0 | 0 | 0 | 0 | 0 | 0 | 0
2019 | CA | WECC | - | WECC-AB | MW | Unconfirmed Retirements |  | 0 | 0 | 0 | 0 | 0 | 0 | 0 | 0 | 0 | 0 | 0
2019 | CA | WECC | - | WECC-AB | MW | Scheduled Outages |  | 0 | 0 | 0 | 0 | 0 | 0 | 0 | 0 | 0 | 0 | 0
2019 | CA | WECC | - | WECC-AB | MW | Transmission Limitations |  | 0 | 0 | 0 | 0 | 0 | 0 | 0 | 0 | 0 | 0 | 0
2019 | CA | WECC | - | WECC-AB | MW | Existing-Certain |  | 14355.668 | 14355.668 | 14355.668 | 14355.668 | 14355.668 | 14355.668 | 14355.668 | 14355.668 | 14355.668 | 14355.668 | 14355.668
2019 | CA | WECC | - | WECC-AB | MW | Existing-Other |  | 0 | 0 | 0 | 0 | 0 | 0 | 0 | 0 | 0 | 0 | 0
2019 | CA | WECC | - | WECC-AB | MW | Additions - Tier 1 |  | 0 | 0 | 0 | 0 | 0 | 0 | 0 | 0 | 0 | 0 | 0
2019 | CA | WECC | - | WECC-AB | MW | Additions - Tier 2 |  | 24.3432 | 58.3688 | 58.3688 | 58.3688 | 58.3688 | 58.3688 | 58.3688 | 58.3688 | 58.3688 | 58.3688 | 58.3688
2019 | CA | WECC | - | WECC-AB | MW | Additions - Tier 3 |  | 30 | 49.6 | 907.8 | 1971.5 | 3255.7 | 3294.9 | 3864.1 | 3948.3 | 4207.5 | 5166.5 | 6295.5
2019 | CA | WECC | - | WECC-AB | MW | Firm Imports |  | 0 | 0 | 0 | 0 | 0 | 0 | 0 | 0 | 0 | 0 | 0
2019 | CA | WECC | - | WECC-AB | MW | Firm Exports |  | 0 | 0 | 0 | 0 | 0 | 0 | 0 | 0 | 0 | 0 | 0
2019 | CA | WECC | - | WECC-AB | MW | Net Firm Capacity Transfers |  | 0 | 0 | 0 | 0 | 0 | 0 | 0 | 0 | 0 | 0 | 0
2019 | CA | WECC | - | WECC-AB | MW | Expected Imports |  | 0 | 0 | 0 | 0 | 0 | 0 | 0 | 0 | 0 | 0 | 0
2019 | CA | WECC | - | WECC-AB | MW | Expected Exports |  | 0 | 0 | 0 | 0 | 0 | 0 | 0 | 0 | 0 | 0 | 0
2019 | CA | WECC | - | WECC-AB | MW | Net Expected Transfers |  | 0 | 0 | 0 | 0 | 0 | 0 | 0 | 0 | 0 | 0 | 0
2019 | CA | WECC | - | WECC-AB | MW | Existing-Certain & Net Firm Transfers |  | 14355.668 | 14355.668 | 14355.668 | 14355.668 | 14355.668 | 14355.668 | 14355.668 | 14355.668 | 14355.668 | 14355.668 | 14355.668
2019 | CA | WECC | - | WECC-AB | MW | Anticipated Resources |  | 14355.668 | 14355.668 | 14355.668 | 14355.668 | 14355.668 | 14355.668 | 14355.668 | 14355.668 | 14355.668 | 14355.668 | 14355.668
2019 | CA | WECC | - | WECC-AB | MW | Prospective Resources |  | 14380.0112 | 14414.0368 | 14414.0368 | 14414.0368 | 14414.0368 | 14414.0368 | 14414.0368 | 14414.0368 | 14414.0368 | 14414.0368 | 14414.0368
2019 | CA | WECC | - | WECC-AB | MW | Existing-Certain and Net Firm Transfers Excess/Shortfall |  | 2086.7149 | 1974.6271 | 1928.6737 | 2028.849 | 2185.0363 | 1919.9448 | 1811.3234 | 1711.7139 | 1336.6049 | 1648.943 | 1433.7276
2019 | CA | WECC | - | WECC-AB | MW | Anticipated Excess/Shortfall |  | 2086.7149 | 1974.6271 | 1928.6737 | 2028.849 | 2185.0363 | 1919.9448 | 1811.3234 | 1711.7139 | 1336.6049 | 1648.943 | 1433.7276
2019 | CA | WECC | - | WECC-AB | MW | Prospective Excess/Shortfall |  | 2111.0581 | 2032.9959 | 1987.0425 | 2087.2178 | 2243.4051 | 1978.3136 | 1869.6922 | 1770.0827 | 1394.9737 | 1707.3118 | 1492.0964
2019 | CA | WECC | - | WECC-AB | % | Existing-Certain and Net Firm Transfers Reserve Margin |  | 29.2% | 28.03% | 27.49% | 28.43% | 30% | 27.14% | 25.94% | 24.83% | 21.17% | 24.04% | 21.91%
2019 | CA | WECC | - | WECC-AB | % | Anticipated Reserve Margin |  | 29.2% | 28.03% | 27.49% | 28.43% | 30% | 27.14% | 25.94% | 24.83% | 21.17% | 24.04% | 21.91%
2019 | CA | WECC | - | WECC-AB | % | Prospective Reserve Margin |  | 29.42% | 28.55% | 28.01% | 28.95% | 30.53% | 27.66% | 26.45% | 25.34% | 21.66% | 24.55% | 22.4%
2019 | CA | WECC | - | WECC-AB | % | Reference Margin Level |  | 10.42% | 10.42% | 10.36% | 10.28% | 10.21% | 10.14% | 10.05% | 9.947% | 9.884% | 9.796% | 9.731%
2019 | CA | WECC | - | WECC-BC | MW | Energy Efficiency and Conservation |  | 0 | 0 | 0 | 0 | 0 | 0 | 0 | 0 | 0 | 0 | 0
2019 | CA | WECC | - | WECC-BC | MW | Total Installed Photovoltaic |  | 0 | 0 | 0 | 0 | 0 | 0 | 0 | 0 | 0 | 0 | 0
2019 | CA | WECC | - | WECC-BC | MW | Photovoltaic On-Peak |  | 0 | 0 | 0 | 0 | 0 | 0 | 0 | 0 | 0 | 0 | 0
2019 | CA | WECC | - | WECC-BC | MW | Total Internal Demand |  | 8411.2691 | 8553.8 | 8534 | 8676 | 9055 | 9178 | 9297 | 9417 | 9347 | 9720 | 9876
2019 | CA | WECC | - | WECC-BC | MW | Controllable and Dispatchable Demand Response - Available |  | 0 | 0 | 0 | 0 | 0 | 0 | 0 | 0 | 0 | 0 | 0
2019 | CA | WECC | - | WECC-BC | MW | Net Internal Demand |  | 8411.2691 | 8553.8 | 8534 | 8676 | 9055 | 9178 | 9297 | 9417 | 9347 | 9720 | 9876
2019 | CA | WECC | - | WECC-BC | MW | Behind the Meter Generation - Capacity |  | 0 | 0 | 0 | 0 | 0 | 0 | 0 | 0 | 0 | 0 | 0
2019 | CA | WECC | - | WECC-BC | MW | Other Capacity Adjustments - Additions |  | 0 | 0 | 0 | 0 | 0 | 0 | 0 | 0 | 0 | 0 | 0
2019 | CA | WECC | - | WECC-BC | MW | Other Capacity Adjustments - Reductions |  | 0 | 0 | 0 | 0 | 0 | 0 | 0 | 0 | 0 | 0 | 0
2019 | CA | WECC | - | WECC-BC | MW | Confirmed Retirements |  | 0 | 0 | 0 | 0 | 0 | 0 | 0 | 0 | 0 | 0.09 | 0.09
2019 | CA | WECC | - | WECC-BC | MW | Unconfirmed Retirements |  | 0 | 0 | 0 | 0 | 0 | 0 | 0 | 0 | 0 | 0 | 0
2019 | CA | WECC | - | WECC-BC | MW | Scheduled Outages |  | 0 | 0 | 0 | 0 | 0 | 0 | 0 | 0 | 0 | 0 | 0
2019 | CA | WECC | - | WECC-BC | MW | Transmission Limitations |  | 0 | 0 | 0 | 0 | 0 | 0 | 0 | 0 | 0 | 0 | 0
2019 | CA | WECC | - | WECC-BC | MW | Existing-Certain |  | 11256.595 | 11256.595 | 11256.595 | 11256.595 | 11256.595 | 11256.595 | 11256.595 | 11256.595 | 11256.3728 | 11256.3728 | 11256.3728
2019 | CA | WECC | - | WECC-BC | MW | Existing-Other |  | 0 | 0 | 0 | 0 | 0 | 0 | 0 | 0 | 0 | 0 | 0
2019 | CA | WECC | - | WECC-BC | MW | Additions - Tier 1 |  | 9.662 | 214.7185 | 366.7375 | 436.4605 | 453.63 | 488.4915 | 488.4915 | 523.353 | 523.353 | 523.353 | 523.353
2019 | CA | WECC | - | WECC-BC | MW | Additions - Tier 2 |  | 0 | 0 | 3.096 | 6.192 | 6.192 | 6.192 | 704.565 | 704.565 | 704.565 | 704.565 | 704.565
2019 | CA | WECC | - | WECC-BC | MW | Additions - Tier 3 |  | 0 | 25.1301 | 90.1463 | 124.4159 | 152.1206 | 219.6052 | 241.3698 | 263.1345 | 602.3991 | 1259.1638 | 1280.9284
2019 | CA | WECC | - | WECC-BC | MW | Firm Imports |  | 0 | 0 | 0 | 0 | 0 | 0 | 0 | 0 | 0 | 0 | 0
2019 | CA | WECC | - | WECC-BC | MW | Firm Exports |  | 0 | 0 | 0 | 0 | 0 | 0 | 0 | 0 | 0 | 0 | 0
2019 | CA | WECC | - | WECC-BC | MW | Net Firm Capacity Transfers |  | 0 | 0 | 0 | 0 | 0 | 0 | 0 | 0 | 0 | 0 | 0
2019 | CA | WECC | - | WECC-BC | MW | Expected Imports |  | 0 | 0 | 0 | 0 | 0 | 0 | 0 | 0 | 0 | 0 | 0
2019 | CA | WECC | - | WECC-BC | MW | Expected Exports |  | 0 | 0 | 0 | 0 | 0 | 0 | 0 | 0 | 0 | 0 | 0
2019 | CA | WECC | - | WECC-BC | MW | Net Expected Transfers |  | 0 | 0 | 0 | 0 | 0 | 0 | 0 | 0 | 0 | 0 | 0
2019 | CA | WECC | - | WECC-BC | MW | Existing-Certain & Net Firm Transfers |  | 11256.595 | 11256.595 | 11256.595 | 11256.595 | 11256.595 | 11256.595 | 11256.595 | 11256.595 | 11256.3728 | 11256.3728 | 11256.3728
2019 | CA | WECC | - | WECC-BC | MW | Anticipated Resources |  | 11266.2571 | 11471.3136 | 11623.3325 | 11693.0555 | 11710.225 | 11745.0865 | 11745.0865 | 11779.9481 | 11779.7258 | 11779.7258 | 11779.7258
2019 | CA | WECC | - | WECC-BC | MW | Prospective Resources |  | 11266.2571 | 11471.3136 | 11626.4286 | 11699.2476 | 11716.4171 | 11751.2786 | 12449.6516 | 12484.513 | 12484.2908 | 12484.2908 | 12484.2908
2019 | CA | WECC | - | WECC-BC | MW | Existing-Certain and Net Firm Transfers Excess/Shortfall |  | 1969.0981 | 1811.7192 | 1838.1253 | 1688.9191 | 1276.9636 | 1148.0956 | 1025.4545 | 902.8459 | 985.51 | 584.1731 | 419.3243
2019 | CA | WECC | - | WECC-BC | MW | Anticipated Excess/Shortfall |  | 1978.7601 | 2026.4377 | 2204.8628 | 2125.3796 | 1730.5936 | 1636.5871 | 1513.946 | 1426.1989 | 1508.863 | 1107.5261 | 942.6773
2019 | CA | WECC | - | WECC-BC | MW | Prospective Excess/Shortfall |  | 1978.7601 | 2026.4377 | 2207.9588 | 2131.5716 | 1736.7856 | 1642.7791 | 2218.511 | 2130.7639 | 2213.428 | 1812.0911 | 1647.2423
2019 | CA | WECC | - | WECC-BC | % | Existing-Certain and Net Firm Transfers Reserve Margin |  | 33.83% | 31.6% | 31.9% | 29.74% | 24.31% | 22.65% | 21.08% | 19.53% | 20.43% | 15.81% | 13.98%
2019 | CA | WECC | - | WECC-BC | % | Anticipated Reserve Margin |  | 33.94% | 34.11% | 36.2% | 34.77% | 29.32% | 27.97% | 26.33% | 25.09% | 26.03% | 21.19% | 19.28%
2019 | CA | WECC | - | WECC-BC | % | Prospective Reserve Margin |  | 33.94% | 34.11% | 36.24% | 34.85% | 29.39% | 28.04% | 33.91% | 32.57% | 33.56% | 28.44% | 26.41%
2019 | CA | WECC | - | WECC-BC | % | Reference Margin Level |  | 10.42% | 10.42% | 10.36% | 10.28% | 10.21% | 10.14% | 10.05% | 9.947% | 9.884% | 9.796% | 9.731%
2019 | US/MX | WECC | - | WECC-CAMX | MW | Energy Efficiency and Conservation |  | 384.8008 | 453.7997 | 536.9735 | 732.8406 | 1077.7835 | 1346.7096 | 1629.3415 | 1997.8709 | 2335.1133 | 2698.9838 | 3027.5841
2019 | US/MX | WECC | - | WECC-CAMX | MW | Total Installed Photovoltaic |  | 8195.0664 | 9425.2278 | 10630.1682 | 11697.5385 | 12619.9949 | 13477.0342 | 14294.5179 | 15090.5795 | 15888.8543 | 16704.5815 | 17549.1657
2019 | US/MX | WECC | - | WECC-CAMX | MW | Photovoltaic On-Peak |  | 1260.769 | 1448.7238 | 1635.0331 | 1802.2721 | 1943.4291 | 2071.2915 | 2191.9617 | 2306.8338 | 2420.2785 | 2534.4844 | 2651.7733
2019 | US/MX | WECC | - | WECC-CAMX | MW | Total Internal Demand |  | 55108.7166 | 54213.7458 | 54629 | 54780 | 55173 | 55740 | 56105 | 56394 | 56281 | 56302 | 56777
2019 | US/MX | WECC | - | WECC-CAMX | MW | Controllable and Dispatchable Demand Response - Available |  | 962.1581 | 910.3467 | 899.5352 | 915.7237 | 904.7237 | 904.7237 | 904.7237 | 904.7237 | 904.7237 | 904.7237 | 904.7237
2019 | US/MX | WECC | - | WECC-CAMX | MW | Net Internal Demand |  | 54146.5585 | 53303.3992 | 53729.4648 | 53864.2763 | 54268.2763 | 54835.2763 | 55200.2763 | 55489.2763 | 55376.2763 | 55397.2763 | 55872.2763
2019 | US/MX | WECC | - | WECC-CAMX | MW | Behind the Meter Generation - Capacity |  | 0 | 0 | 0 | 0 | 0 | 0 | 0 | 0 | 0 | 0 | 0
2019 | US/MX | WECC | - | WECC-CAMX | MW | Other Capacity Adjustments - Additions |  | 0 | 0 | 0 | 0 | 0 | 0 | 0 | 0 | 0 | 0 | 0
2019 | US/MX | WECC | - | WECC-CAMX | MW | Other Capacity Adjustments - Reductions |  | 0 | 0 | 0 | 0 | 0 | 0 | 0 | 0 | 0 | 0 | 0
2019 | US/MX | WECC | - | WECC-CAMX | MW | Confirmed Retirements |  | 0 | 0 | 931.266 | 931.266 | 982.166 | 982.166 | 982.166 | 982.166 | 982.166 | 982.166 | 982.166
2019 | US/MX | WECC | - | WECC-CAMX | MW | Unconfirmed Retirements |  | 0 | 0 | 0 | 0 | 0 | 0 | 0 | 0 | 0 | 0 | 0
2019 | US/MX | WECC | - | WECC-CAMX | MW | Scheduled Outages |  | 0 | 0 | 0 | 0 | 0 | 0 | 0 | 0 | 0 | 0 | 0
2019 | US/MX | WECC | - | WECC-CAMX | MW | Transmission Limitations |  | 0 | 0 | 0 | 0 | 0 | 0 | 0 | 0 | 0 | 0 | 0
2019 | US/MX | WECC | - | WECC-CAMX | MW | Existing-Certain |  | 63094.3749 | 61712.4503 | 60955.554 | 60955.554 | 60904.654 | 60460.654 | 60164.854 | 60164.854 | 60099.854 | 60099.854 | 60099.854
2019 | US/MX | WECC | - | WECC-CAMX | MW | Existing-Other |  | 0 | 0 | 0 | 0 | 0 | 0 | 0 | 0 | 0 | 0 | 0
2019 | US/MX | WECC | - | WECC-CAMX | MW | Additions - Tier 1 |  | 30.75 | 91.86 | 469.6279 | 485.3779 | 490.6279 | 940.6279 | 945.8779 | 951.8779 | 1172.1279 | 1172.1279 | 1172.1279
2019 | US/MX | WECC | - | WECC-CAMX | MW | Additions - Tier 2 |  | 218.9261 | 2032.2452 | 2045.6059 | 2045.6059 | 2045.6059 | 2045.6059 | 2045.6059 | 2045.6059 | 2045.6059 | 2045.6059 | 2045.6059
2019 | US/MX | WECC | - | WECC-CAMX | MW | Additions - Tier 3 |  | 0 | 0 | 0 | 0 | 0 | 0 | 0 | 0 | 0 | 0 | 0
2019 | US/MX | WECC | - | WECC-CAMX | MW | Firm Imports |  | 0 | 659 | 1427 | 817 | 1216 | 2020 | 2945 | 3050 | 2995 | 3033 | 3560
2019 | US/MX | WECC | - | WECC-CAMX | MW | Firm Exports |  | 0 | 0 | 0 | 0 | 0 | 0 | 0 | 0 | 0 | 0 | 0
2019 | US/MX | WECC | - | WECC-CAMX | MW | Net Firm Capacity Transfers |  | 0 | 659 | 1427 | 817 | 1216 | 2020 | 2945 | 3050 | 2995 | 3033 | 3560
2019 | US/MX | WECC | - | WECC-CAMX | MW | Expected Imports |  | 0 | 0 | 0 | 0 | 0 | 0 | 0 | 0 | 0 | 0 | 0
2019 | US/MX | WECC | - | WECC-CAMX | MW | Expected Exports |  | 0 | 0 | 0 | 0 | 0 | 0 | 0 | 0 | 0 | 0 | 0
2019 | US/MX | WECC | - | WECC-CAMX | MW | Net Expected Transfers |  | 0 | 0 | 0 | 0 | 0 | 0 | 0 | 0 | 0 | 0 | 0
2019 | US/MX | WECC | - | WECC-CAMX | MW | Existing-Certain & Net Firm Transfers |  | 63094.3749 | 62371.4503 | 62382.554 | 61772.554 | 62120.654 | 62480.654 | 63109.854 | 63214.854 | 63094.854 | 63132.854 | 63659.854
2019 | US/MX | WECC | - | WECC-CAMX | MW | Anticipated Resources |  | 63125.1249 | 62463.3103 | 62852.182 | 62257.932 | 62611.282 | 63421.282 | 64055.732 | 64166.732 | 64266.982 | 64304.982 | 64831.982
2019 | US/MX | WECC | - | WECC-CAMX | MW | Prospective Resources |  | 63344.051 | 64495.5555 | 64897.7879 | 64303.5379 | 64656.8879 | 65466.8879 | 66101.3379 | 66212.3379 | 66312.5879 | 66350.5879 | 66877.5879
2019 | US/MX | WECC | - | WECC-CAMX | MW | Existing-Certain and Net Firm Transfers Excess/Shortfall |  | 1505.4464 | 1741.5721 | 1201.7049 | 429.8879 | 339.0959 | 17.0288 | 253.6931 | 32.5185 | 25.838 | 30.6835 | 24.6916
2019 | US/MX | WECC | - | WECC-CAMX | MW | Anticipated Excess/Shortfall |  | 1536.1964 | 1833.4321 | 1671.3328 | 915.2658 | 829.7239 | 957.6568 | 1199.5711 | 984.3965 | 1197.9659 | 1202.8114 | 1196.8195
2019 | US/MX | WECC | - | WECC-CAMX | MW | Prospective Excess/Shortfall |  | 1755.1225 | 3865.6773 | 3716.9388 | 2960.8718 | 2875.3298 | 3003.2627 | 3245.177 | 3030.0024 | 3243.5719 | 3248.4173 | 3242.4254
2019 | US/MX | WECC | - | WECC-CAMX | % | Existing-Certain and Net Firm Transfers Reserve Margin |  | 16.53% | 17.01% | 16.1% | 14.68% | 14.47% | 13.94% | 14.33% | 13.92% | 13.94% | 13.96% | 13.94%
2019 | US/MX | WECC | - | WECC-CAMX | % | Anticipated Reserve Margin |  | 16.58% | 17.18% | 16.98% | 15.58% | 15.37% | 15.66% | 16.04% | 15.64% | 16.06% | 16.08% | 16.04%
2019 | US/MX | WECC | - | WECC-CAMX | % | Prospective Reserve Margin |  | 16.99% | 21% | 20.79% | 19.38% | 19.14% | 19.39% | 19.75% | 19.32% | 19.75% | 19.77% | 19.7%
2019 | US/MX | WECC | - | WECC-CAMX | % | Reference Margin Level |  | 13.74% | 13.74% | 13.87% | 13.88% | 13.84% | 13.91% | 13.87% | 13.86% | 13.89% | 13.91% | 13.89%
2019 | US | WECC | - | WECC-NWPP-US | MW | Energy Efficiency and Conservation |  | 341.0314 | 564.763 | 752.5474 | 905.323 | 1055.1892 | 1243.3935 | 1378.7813 | 1468.6684 | 1600.7069 | 1735.432 | 1843.2638
2019 | US | WECC | - | WECC-NWPP-US | MW | Total Installed Photovoltaic |  | 707.2224 | 867.5569 | 998.0534 | 1077.5899 | 1136.4242 | 1187.2258 | 1233.9577 | 1279.6399 | 1326.3827 | 1373.6384 | 1421.8311
2019 | US | WECC | - | WECC-NWPP-US | MW | Photovoltaic On-Peak |  | 282.8611 | 342.3906 | 395.8584 | 436.5178 | 463.1845 | 482.9474 | 504.3023 | 522.9643 | 541.2713 | 557.7828 | 579.5215
2019 | US | WECC | - | WECC-NWPP-US | MW | Total Internal Demand |  | 47642.816 | 51855.3936 | 51806 | 52489 | 52762 | 52967 | 53263 | 53481 | 53830 | 54091 | 54690
2019 | US | WECC | - | WECC-NWPP-US | MW | Controllable and Dispatchable Demand Response - Available |  | 613.4483 | 628.7383 | 652.5083 | 657.7383 | 650.1183 | 651.8583 | 661.7183 | 661.5383 | 675.9183 | 666.2483 | 666.6683
2019 | US | WECC | - | WECC-NWPP-US | MW | Net Internal Demand |  | 47029.3677 | 51226.6553 | 51153.4917 | 51831.2617 | 52111.8817 | 52315.1417 | 52601.2817 | 52819.4617 | 53154.0817 | 53424.7517 | 54023.3317
2019 | US | WECC | - | WECC-NWPP-US | MW | Behind the Meter Generation - Capacity |  | 0 | 0 | 0 | 0 | 0 | 0 | 0 | 0 | 0 | 0 | 0
2019 | US | WECC | - | WECC-NWPP-US | MW | Other Capacity Adjustments - Additions |  | 0 | 0 | 0 | 0 | 0 | 0 | 0 | 0 | 0 | 0 | 0
2019 | US | WECC | - | WECC-NWPP-US | MW | Other Capacity Adjustments - Reductions |  | 0 | 0 | 0 | 0 | 0 | 0 | 0 | 0 | 0 | 0 | 0
2019 | US | WECC | - | WECC-NWPP-US | MW | Confirmed Retirements |  | 1157.11 | 1270.11 | 1525.11 | 3033.31 | 3581.91 | 3581.91 | 3581.91 | 3793.91 | 4821.91 | 5043.91 | 5794.91
2019 | US | WECC | - | WECC-NWPP-US | MW | Unconfirmed Retirements |  | 0 | 0 | 0 | 0 | 0 | 0 | 0 | 0 | 0 | 0 | 0
2019 | US | WECC | - | WECC-NWPP-US | MW | Scheduled Outages |  | 0 | 0 | 0 | 0 | 0 | 0 | 0 | 0 | 0 | 0 | 0
2019 | US | WECC | - | WECC-NWPP-US | MW | Transmission Limitations |  | 0 | 0 | 0 | 0 | 0 | 0 | 0 | 0 | 0 | 0 | 0
2019 | US | WECC | - | WECC-NWPP-US | MW | Existing-Certain |  | 62238.7739 | 62036.4239 | 60606.1216 | 60239.1216 | 60057.5216 | 60057.5216 | 59845.5216 | 58817.5216 | 58595.5216 | 57844.5216 | 57844.5216
2019 | US | WECC | - | WECC-NWPP-US | MW | Existing-Other |  | 0 | 0 | 0 | 0 | 0 | 0 | 0 | 0 | 0 | 0 | 0
2019 | US | WECC | - | WECC-NWPP-US | MW | Additions - Tier 1 |  | 92.78 | 305.5975 | 899.3886 | 1306.2087 | 1336.2087 | 1336.2087 | 1336.2087 | 1336.2087 | 1336.2087 | 1336.2087 | 1336.2087
2019 | US | WECC | - | WECC-NWPP-US | MW | Additions - Tier 2 |  | 115.8 | 115.8 | 115.8 | 115.8 | 154.3 | 154.3 | 154.3 | 154.3 | 154.3 | 154.3 | 154.3
2019 | US | WECC | - | WECC-NWPP-US | MW | Additions - Tier 3 |  | 60.2034 | 280.1784 | 340.9909 | 364.9909 | 364.9909 | 382.541 | 382.541 | 392.0809 | 992.081 | 992.081 | 989.831
2019 | US | WECC | - | WECC-NWPP-US | MW | Firm Imports |  | 0 | 749 | 1464 | 1720 | 2278 | 2496 | 3018 | 4258 | 4845 | 5881 | 6508
2019 | US | WECC | - | WECC-NWPP-US | MW | Firm Exports |  | 0 | 0 | 0 | 0 | 0 | 0 | 0 | 0 | 0 | 0 | 0
2019 | US | WECC | - | WECC-NWPP-US | MW | Net Firm Capacity Transfers |  | 0 | 749 | 1464 | 1720 | 2278 | 2496 | 3018 | 4258 | 4845 | 5881 | 6508
2019 | US | WECC | - | WECC-NWPP-US | MW | Expected Imports |  | 0 | 0 | 0 | 0 | 0 | 0 | 0 | 0 | 0 | 0 | 0
2019 | US | WECC | - | WECC-NWPP-US | MW | Expected Exports |  | 0 | 0 | 0 | 0 | 0 | 0 | 0 | 0 | 0 | 0 | 0
2019 | US | WECC | - | WECC-NWPP-US | MW | Net Expected Transfers |  | 0 | 0 | 0 | 0 | 0 | 0 | 0 | 0 | 0 | 0 | 0
2019 | US | WECC | - | WECC-NWPP-US | MW | Existing-Certain & Net Firm Transfers |  | 62238.7739 | 62785.4239 | 62070.1216 | 61959.1216 | 62335.5216 | 62553.5216 | 62863.5216 | 63075.5216 | 63440.5216 | 63725.5216 | 64352.5216
2019 | US | WECC | - | WECC-NWPP-US | MW | Anticipated Resources |  | 62331.5539 | 63091.0214 | 62969.5102 | 63265.3302 | 63671.7303 | 63889.7303 | 64199.7303 | 64411.7303 | 64776.7303 | 65061.7303 | 65688.7302
2019 | US | WECC | - | WECC-NWPP-US | MW | Prospective Resources |  | 62447.3539 | 63206.8214 | 63085.3103 | 63381.1303 | 63826.0303 | 64044.0303 | 64354.0303 | 64566.0303 | 64931.0303 | 65216.0303 | 65843.0302
2019 | US | WECC | - | WECC-NWPP-US | MW | Existing-Certain and Net Firm Transfers Excess/Shortfall |  | 7872.8249 | 3516.1837 | 2890.6471 | 1860.7737 | 1937.8507 | 1951.6615 | 1945.9773 | 2000.378 | 2042.2418 | 2019.9334 | 2052.8155
2019 | US | WECC | - | WECC-NWPP-US | MW | Anticipated Excess/Shortfall |  | 7965.6049 | 3821.7812 | 3790.0357 | 3166.9823 | 3274.0594 | 3287.8701 | 3282.1859 | 3336.5867 | 3378.4505 | 3356.142 | 3389.0241
2019 | US | WECC | - | WECC-NWPP-US | MW | Prospective Excess/Shortfall |  | 8081.4049 | 3937.5812 | 3905.8357 | 3282.7823 | 3428.3594 | 3442.1701 | 3436.4859 | 3490.8867 | 3532.7505 | 3510.442 | 3543.3241
2019 | US | WECC | - | WECC-NWPP-US | % | Existing-Certain and Net Firm Transfers Reserve Margin |  | 32.34% | 22.56% | 21.34% | 19.54% | 19.62% | 19.57% | 19.51% | 19.42% | 19.35% | 19.28% | 19.12%
2019 | US | WECC | - | WECC-NWPP-US | % | Anticipated Reserve Margin |  | 32.54% | 23.16% | 23.1% | 22.06% | 22.18% | 22.12% | 22.05% | 21.95% | 21.87% | 21.78% | 21.59%
2019 | US | WECC | - | WECC-NWPP-US | % | Prospective Reserve Margin |  | 32.78% | 23.39% | 23.33% | 22.28% | 22.48% | 22.42% | 22.34% | 22.24% | 22.16% | 22.07% | 21.88%
2019 | US | WECC | - | WECC-NWPP-US | % | Reference Margin Level |  | 15.6% | 15.7% | 15.69% | 15.95% | 15.9% | 15.84% | 15.81% | 15.63% | 15.51% | 15.5% | 15.32%
2019 | US | WECC | - | WECC-RMRG | MW | Energy Efficiency and Conservation |  | 118.2751 | 221.1857 | 326.9867 | 424.5724 | 520.8562 | 617.4453 | 713.1016 | 773.9152 | 833.4517 | 901.9801 | 965.5385
2019 | US | WECC | - | WECC-RMRG | MW | Total Installed Photovoltaic |  | 514.4538 | 589.7082 | 666.0659 | 742.5686 | 819.642 | 897.7045 | 976.251 | 1054.9137 | 1133.4986 | 1211.9038 | 1290.2117
2019 | US | WECC | - | WECC-RMRG | MW | Photovoltaic On-Peak |  | 177.2104 | 203.6274 | 230.5045 | 257.7401 | 285.3455 | 313.2345 | 341.1454 | 368.7877 | 396.0014 | 422.6982 | 448.8897
2019 | US | WECC | - | WECC-RMRG | MW | Total Internal Demand |  | 12182.3762 | 12982.1699 | 13133 | 13317 | 13494 | 13675 | 13847 | 14044 | 14235 | 14413 | 14597
2019 | US | WECC | - | WECC-RMRG | MW | Controllable and Dispatchable Demand Response - Available |  | 224.7886 | 239.7166 | 243.9683 | 253.61 | 257.8963 | 262.1825 | 261.1134 | 261.1134 | 260.0443 | 260.0443 | 258.9752
2019 | US | WECC | - | WECC-RMRG | MW | Net Internal Demand |  | 11957.5877 | 12742.4534 | 12889.0317 | 13063.39 | 13236.1037 | 13412.8175 | 13585.8866 | 13782.8866 | 13974.9557 | 14152.9557 | 14338.0248
2019 | US | WECC | - | WECC-RMRG | MW | Behind the Meter Generation - Capacity |  | 0 | 0 | 0 | 0 | 0 | 0 | 0 | 0 | 0 | 0 | 0
2019 | US | WECC | - | WECC-RMRG | MW | Other Capacity Adjustments - Additions |  | 0 | 0 | 0 | 0 | 0 | 0 | 0 | 0 | 0 | 0 | 0
2019 | US | WECC | - | WECC-RMRG | MW | Other Capacity Adjustments - Reductions |  | 0 | 0 | 0 | 0 | 0 | 0 | 0 | 0 | 0 | 0 | 0
2019 | US | WECC | - | WECC-RMRG | MW | Confirmed Retirements |  | 0 | 0 | 43 | 131 | 131 | 456 | 456 | 456 | 791 | 831.32 | 1141.32
2019 | US | WECC | - | WECC-RMRG | MW | Unconfirmed Retirements |  | 0 | 0 | 0 | 0 | 0 | 0 | 0 | 0 | 0 | 0 | 0
2019 | US | WECC | - | WECC-RMRG | MW | Scheduled Outages |  | 0 | 0 | 0 | 0 | 0 | 0 | 0 | 0 | 0 | 0 | 0
2019 | US | WECC | - | WECC-RMRG | MW | Transmission Limitations |  | 0 | 0 | 0 | 0 | 0 | 0 | 0 | 0 | 0 | 0 | 0
2019 | US | WECC | - | WECC-RMRG | MW | Existing-Certain |  | 16015.4232 | 15972.4232 | 15884.4232 | 15884.4232 | 15559.4232 | 15559.4232 | 15559.4232 | 15224.4232 | 15184.1032 | 14874.1032 | 14874.1032
2019 | US | WECC | - | WECC-RMRG | MW | Existing-Other |  | 0 | 0 | 0 | 0 | 0 | 0 | 0 | 0 | 0 | 0 | 0
2019 | US | WECC | - | WECC-RMRG | MW | Additions - Tier 1 |  | 6.6 | 53.0394 | 77.0394 | 99.5394 | 99.5394 | 99.5394 | 99.5394 | 99.5394 | 99.5394 | 99.5394 | 99.5394
2019 | US | WECC | - | WECC-RMRG | MW | Additions - Tier 2 |  | 0 | 3.99 | 198.7992 | 198.7992 | 410.8692 | 410.8692 | 410.8692 | 410.8692 | 410.8692 | 410.8692 | 410.8692
2019 | US | WECC | - | WECC-RMRG | MW | Additions - Tier 3 |  | 0 | 13.6497 | 103.4037 | 103.4037 | 103.4037 | 103.4037 | 103.4037 | 103.4037 | 103.4037 | 103.4037 | 103.4037
2019 | US | WECC | - | WECC-RMRG | MW | Firm Imports |  | 0 | 0 | 0 | 0 | 0 | 0 | 51 | 497 | 750 | 1270 | 1474
2019 | US | WECC | - | WECC-RMRG | MW | Firm Exports |  | 0 | 0 | 0 | 0 | 0 | 0 | 0 | 0 | 0 | 0 | 0
2019 | US | WECC | - | WECC-RMRG | MW | Net Firm Capacity Transfers |  | 0 | 0 | 0 | 0 | 0 | 0 | 51 | 497 | 750 | 1270 | 1474
2019 | US | WECC | - | WECC-RMRG | MW | Expected Imports |  | 0 | 0 | 0 | 0 | 0 | 0 | 0 | 0 | 0 | 0 | 0
2019 | US | WECC | - | WECC-RMRG | MW | Expected Exports |  | 0 | 0 | 0 | 0 | 0 | 0 | 0 | 0 | 0 | 0 | 0
2019 | US | WECC | - | WECC-RMRG | MW | Net Expected Transfers |  | 0 | 0 | 0 | 0 | 0 | 0 | 0 | 0 | 0 | 0 | 0
2019 | US | WECC | - | WECC-RMRG | MW | Existing-Certain & Net Firm Transfers |  | 16015.4232 | 15972.4232 | 15884.4232 | 15884.4232 | 15559.4232 | 15559.4232 | 15610.4232 | 15721.4232 | 15934.1032 | 16144.1032 | 16348.1032
2019 | US | WECC | - | WECC-RMRG | MW | Anticipated Resources |  | 16022.0232 | 16025.4626 | 15961.4626 | 15983.9626 | 15658.9626 | 15658.9626 | 15709.9626 | 15820.9626 | 16033.6426 | 16243.6426 | 16447.6426
2019 | US | WECC | - | WECC-RMRG | MW | Prospective Resources |  | 16022.0232 | 16029.4525 | 16160.2617 | 16182.7617 | 16069.8317 | 16069.8317 | 16120.8317 | 16231.8317 | 16444.5118 | 16654.5118 | 16858.5118
2019 | US | WECC | - | WECC-RMRG | MW | Existing-Certain and Net Firm Transfers Excess/Shortfall |  | 2503.3491 | 1573.4509 | 1448.7077 | 1214.2362 | 674.1009 | 490.1227 | 358.9069 | 263.9158 | 346.4376 | 325.3446 | 333.9632
2019 | US | WECC | - | WECC-RMRG | MW | Anticipated Excess/Shortfall |  | 2509.9491 | 1626.4903 | 1525.7471 | 1313.7756 | 773.6403 | 589.6621 | 458.4463 | 363.4552 | 445.977 | 424.884 | 433.5026
2019 | US | WECC | - | WECC-RMRG | MW | Prospective Excess/Shortfall |  | 2509.9491 | 1630.4803 | 1724.5463 | 1512.5748 | 1184.5095 | 1000.5313 | 869.3155 | 774.3244 | 856.8462 | 835.7532 | 844.3718
2019 | US | WECC | - | WECC-RMRG | % | Existing-Certain and Net Firm Transfers Reserve Margin |  | 33.94% | 25.35% | 23.24% | 21.59% | 17.55% | 16% | 14.9% | 14.06% | 14.02% | 14.07% | 14.02%
2019 | US | WECC | - | WECC-RMRG | % | Anticipated Reserve Margin |  | 33.99% | 25.76% | 23.84% | 22.36% | 18.3% | 16.75% | 15.63% | 14.79% | 14.73% | 14.77% | 14.71%
2019 | US | WECC | - | WECC-RMRG | % | Prospective Reserve Margin |  | 33.99% | 25.8% | 25.38% | 23.88% | 21.41% | 19.81% | 18.66% | 17.77% | 17.67% | 17.68% | 17.58%
2019 | US | WECC | - | WECC-RMRG | % | Reference Margin Level |  | 13% | 13% | 12% | 12.3% | 12.46% | 12.35% | 12.26% | 12.15% | 11.54% | 11.77% | 11.69%
2019 | US | WECC | - | WECC-SRSG | MW | Energy Efficiency and Conservation |  | 754.6776 | 821.9495 | 919.0041 | 988.0511 | 1060.0246 | 1061.2814 | 1125.0115 | 1189.1405 | 1228.7233 | 1274.7991 | 1316.2634
2019 | US | WECC | - | WECC-SRSG | MW | Total Installed Photovoltaic |  | 1328.6967 | 1550.8583 | 1773.1185 | 2035.5364 | 2331.3826 | 2644.6467 | 2958.363 | 3276.6167 | 3592.5195 | 3916.0719 | 4200.3085
2019 | US | WECC | - | WECC-SRSG | MW | Photovoltaic On-Peak |  | 406.3562 | 261.0887 | 287.2729 | 337.9472 | 396.5833 | 489.6557 | 477.5339 | 491.2716 | 462.4042 | 467.9852 | 490.6007
2019 | US | WECC | - | WECC-SRSG | MW | Total Internal Demand |  | 24286.3979 | 24571.1192 | 25221 | 25647 | 26136 | 26515 | 26885 | 27633 | 27902 | 28444 | 28785
2019 | US | WECC | - | WECC-SRSG | MW | Controllable and Dispatchable Demand Response - Available |  | 144.4445 | 144.4445 | 144.4445 | 144.4445 | 144.4445 | 144.4445 | 144.4445 | 144.4445 | 144.4445 | 144.4445 | 144.4445
2019 | US | WECC | - | WECC-SRSG | MW | Net Internal Demand |  | 24141.9534 | 24426.6747 | 25076.5555 | 25502.5555 | 25991.5555 | 26370.5555 | 26740.5555 | 27488.5555 | 27757.5555 | 28299.5555 | 28640.5555
2019 | US | WECC | - | WECC-SRSG | MW | Behind the Meter Generation - Capacity |  | 0 | 0 | 0 | 0 | 0 | 0 | 0 | 0 | 0 | 0 | 0
2019 | US | WECC | - | WECC-SRSG | MW | Other Capacity Adjustments - Additions |  | 0 | 0 | 0 | 0 | 0 | 0 | 0 | 0 | 0 | 0 | 0
2019 | US | WECC | - | WECC-SRSG | MW | Other Capacity Adjustments - Reductions |  | 0 | 0 | 0 | 0 | 0 | 0 | 0 | 0 | 0 | 0 | 0
2019 | US | WECC | - | WECC-SRSG | MW | Confirmed Retirements |  | 0 | 0 | 1680 | 1680 | 2294.5 | 2492.5 | 2492.5 | 2492.5 | 2492.5 | 2814.5 | 2814.5
2019 | US | WECC | - | WECC-SRSG | MW | Unconfirmed Retirements |  | 0 | 0 | 0 | 0 | 0 | 0 | 0 | 0 | 0 | 0 | 0
2019 | US | WECC | - | WECC-SRSG | MW | Scheduled Outages |  | 0 | 0 | 0 | 0 | 0 | 0 | 0 | 0 | 0 | 0 | 0
2019 | US | WECC | - | WECC-SRSG | MW | Transmission Limitations |  | 0 | 0 | 0 | 0 | 0 | 0 | 0 | 0 | 0 | 0 | 0
2019 | US | WECC | - | WECC-SRSG | MW | Existing-Certain |  | 30642.6206 | 28962.6206 | 28962.6206 | 28962.6206 | 28150.1206 | 28150.1206 | 28150.1206 | 28150.1206 | 27828.1206 | 27828.1206 | 27828.1206
2019 | US | WECC | - | WECC-SRSG | MW | Existing-Other |  | 0 | 0 | 0 | 0 | 0 | 0 | 0 | 0 | 0 | 0 | 0
2019 | US | WECC | - | WECC-SRSG | MW | Additions - Tier 1 |  | 432 | 477 | 542.175 | 557.175 | 557.175 | 557.175 | 557.175 | 557.175 | 557.175 | 557.175 | 557.175
2019 | US | WECC | - | WECC-SRSG | MW | Additions - Tier 2 |  | 105.52 | 199.79 | 277.115 | 277.115 | 717.115 | 717.115 | 717.115 | 717.115 | 717.115 | 717.115 | 717.115
2019 | US | WECC | - | WECC-SRSG | MW | Additions - Tier 3 |  | 401.375 | 461.125 | 927.875 | 1040.875 | 1553.875 | 2543.875 | 2738.875 | 2763.875 | 3190.625 | 3337.375 | 3337.375
2019 | US | WECC | - | WECC-SRSG | MW | Firm Imports |  | 0 | 0 | 0 | 340 | 1652 | 1480 | 2430 | 3234 | 3830 | 4601 | 4777
2019 | US | WECC | - | WECC-SRSG | MW | Firm Exports |  | 0 | 0 | 0 | 0 | 0 | 0 | 0 | 0 | 0 | 0 | 0
2019 | US | WECC | - | WECC-SRSG | MW | Net Firm Capacity Transfers |  | 0 | 0 | 0 | 340 | 1652 | 1480 | 2430 | 3234 | 3830 | 4601 | 4777
2019 | US | WECC | - | WECC-SRSG | MW | Expected Imports |  | 0 | 0 | 0 | 0 | 0 | 0 | 0 | 0 | 0 | 0 | 0
2019 | US | WECC | - | WECC-SRSG | MW | Expected Exports |  | 0 | 0 | 0 | 0 | 0 | 0 | 0 | 0 | 0 | 0 | 0
2019 | US | WECC | - | WECC-SRSG | MW | Net Expected Transfers |  | 0 | 0 | 0 | 0 | 0 | 0 | 0 | 0 | 0 | 0 | 0
2019 | US | WECC | - | WECC-SRSG | MW | Existing-Certain & Net Firm Transfers |  | 30642.6206 | 28962.6206 | 28962.6206 | 29302.6206 | 29802.1206 | 29630.1206 | 30580.1206 | 31384.1206 | 31658.1206 | 32429.1206 | 32605.1206
2019 | US | WECC | - | WECC-SRSG | MW | Anticipated Resources |  | 31074.6206 | 29439.6206 | 29504.7956 | 29859.7956 | 30359.2956 | 30187.2956 | 31137.2956 | 31941.2956 | 32215.2956 | 32986.2956 | 33162.2956
2019 | US | WECC | - | WECC-SRSG | MW | Prospective Resources |  | 31180.1406 | 29639.4106 | 29781.9106 | 30136.9106 | 31076.4106 | 30904.4106 | 31854.4106 | 32658.4106 | 32932.4106 | 33703.4106 | 33879.4106
2019 | US | WECC | - | WECC-SRSG | MW | Existing-Certain and Net Firm Transfers Excess/Shortfall |  | 3845.0523 | 2093.2784 | 1127.644 | 994.784 | 951.494 | 358.804 | 898.104 | 1421.5951 | 1124.8095 | 1299.6095 | 1100.5095
2019 | US | WECC | - | WECC-SRSG | MW | Anticipated Excess/Shortfall |  | 4277.0523 | 2570.2784 | 1669.819 | 1551.959 | 1508.669 | 915.979 | 1455.279 | 1978.7701 | 1681.9845 | 1856.7845 | 1657.6845
2019 | US | WECC | - | WECC-SRSG | MW | Prospective Excess/Shortfall |  | 4382.5723 | 2770.0684 | 1946.934 | 1829.074 | 2225.784 | 1633.094 | 2172.394 | 2695.8851 | 2399.0995 | 2573.8995 | 2374.7995
2019 | US | WECC | - | WECC-SRSG | % | Existing-Certain and Net Firm Transfers Reserve Margin |  | 26.93% | 18.57% | 15.5% | 14.9% | 14.66% | 12.36% | 14.36% | 14.17% | 14.05% | 14.59% | 13.84%
2019 | US | WECC | - | WECC-SRSG | % | Anticipated Reserve Margin |  | 28.72% | 20.52% | 17.66% | 17.09% | 16.8% | 14.47% | 16.44% | 16.2% | 16.06% | 16.56% | 15.79%
2019 | US | WECC | - | WECC-SRSG | % | Prospective Reserve Margin |  | 29.15% | 21.34% | 18.76% | 18.17% | 19.56% | 17.19% | 19.12% | 18.81% | 18.64% | 19.1% | 18.29%
2019 | US | WECC | - | WECC-SRSG | % | Reference Margin Level |  | 11% | 10% | 11% | 11% | 11% | 11% | 11% | 9% | 10% | 10% | 10%
2019 | US | SERC | - | SERC-FP | MW | Energy Efficiency and Conservation |  | 3863.91 | 3941.91 | 4015.91 | 4086.91 | 4154.91 | 4221.91 | 4288.91 | 4356.91 | 4423.91 | 4490.91 | 4490.9
2019 | US | SERC | - | SERC-FP | MW | Total Installed Photovoltaic |  | 394.6932 | 525.8843 | 674.2386 | 827.1092 | 963.4671 | 1055.8737 | 1157.4812 | 1268.1892 | 1385.7889 | 1510.5917 | 1510.6
2019 | US | SERC | - | SERC-FP | MW | Photovoltaic On-Peak |  | 93.1655 | 140.0424 | 196.2784 | 255.8166 | 310.2024 | 344.8366 | 383.2161 | 424.8481 | 469.6555 | 517.3249 | 517.3
2019 | US | SERC | - | SERC-FP | MW | Total Internal Demand |  | 47670 | 48153 | 48675 | 49161 | 49663 | 50315 | 50924 | 51600 | 52333 | 53033 | 53033
2019 | US | SERC | - | SERC-FP | MW | Controllable and Dispatchable Demand Response - Available |  | 2951 | 3104 | 3153 | 3204 | 3253 | 3300 | 3348 | 3395 | 3440 | 3488 | 3488
2019 | US | SERC | - | SERC-FP | MW | Net Internal Demand |  | 44719 | 45049 | 45522 | 45957 | 46410 | 47015 | 47576 | 48205 | 48893 | 49545 | 49545
2019 | US | SERC | - | SERC-FP | MW | Behind the Meter Generation - Capacity |  | 0 | 0 | 0 | 0 | 0 | 0 | 0 | 0 | 0 | 0 | 0
2019 | US | SERC | - | SERC-FP | MW | Other Capacity Adjustments - Additions |  | 0 | 0 | 0 | 0 | 0 | 0 | 0 | 0 | 0 | 0 | 0
2019 | US | SERC | - | SERC-FP | MW | Other Capacity Adjustments - Reductions |  | 0 | 0 | 0 | 0 | 0 | 0 | 0 | 0 | 0 | 0 | 0
2019 | US | SERC | - | SERC-FP | MW | Confirmed Retirements |  | 0.2 | 330.2 | 486.2 | 486.2 | 2179.2 | 2179.2 | 2423.2 | 2501 | 2776 | 3160.5 | 3160.5
2019 | US | SERC | - | SERC-FP | MW | Unconfirmed Retirements |  | 0 | 0 | 0 | 0 | 0 | 0 | 0 | 0 | 0 | 0 | 0
2019 | US | SERC | - | SERC-FP | MW | Scheduled Outages |  | 0 | 0 | 0 | 0 | 0 | 0 | 0 | 0 | 0 | 0 | 0
2019 | US | SERC | - | SERC-FP | MW | Transmission Limitations |  | 0 | 0 | 0 | 0 | 0 | 0 | 0 | 0 | 0 | 0 | 0
2019 | US | SERC | - | SERC-FP | MW | Existing-Certain |  | 52220.49 | 52157.69 | 51552.09 | 49528.29 | 48574.79 | 48211.09 | 48171.29 | 47859.69 | 46836.99 | 46673.39 | 46673.19
2019 | US | SERC | - | SERC-FP | MW | Existing-Other |  | 277.6 | 254.6 | 254.6 | 254.6 | 254.6 | 254.6 | 254.6 | 254.6 | 254.6 | 254.6 | 254.6
2019 | US | SERC | - | SERC-FP | MW | Additions - Tier 1 |  | 2163.2 | 2934.9 | 3955.4 | 6780.7 | 8854.7 | 9550.7 | 10033 | 12224 | 13039.8 | 13392.8 | 13427.4
2019 | US | SERC | - | SERC-FP | MW | Additions - Tier 2 |  | 0 | 0 | 0 | 0 | 0 | 0 | 0 | 0 | 0 | 0 | 0
2019 | US | SERC | - | SERC-FP | MW | Additions - Tier 3 |  | 0 | 0 | 0 | 0 | 0 | 0 | 0 | 0 | 0 | 0 | 0
2019 | US | SERC | - | SERC-FP | MW | Firm Imports |  | 1456 | 1356 | 1082 | 1107 | 1132 | 1132 | 1132 | 1032 | 1032 | 1032 | 1032
2019 | US | SERC | - | SERC-FP | MW | Firm Exports |  | 0 | 0 | 0 | 0 | 0 | 0 | 0 | 0 | 0 | 0 | 0
2019 | US | SERC | - | SERC-FP | MW | Net Firm Capacity Transfers |  | 1456 | 1356 | 1082 | 1107 | 1132 | 1132 | 1132 | 1032 | 1032 | 1032 | 1032
2019 | US | SERC | - | SERC-FP | MW | Expected Imports |  | 0 | 0 | 0 | 0 | 0 | 0 | 0 | 0 | 0 | 0 | 0
2019 | US | SERC | - | SERC-FP | MW | Expected Exports |  | 0 | 0 | 0 | 0 | 0 | 0 | 0 | 0 | 0 | 0 | 0
2019 | US | SERC | - | SERC-FP | MW | Net Expected Transfers |  | 0 | 0 | 0 | 0 | 0 | 0 | 0 | 0 | 0 | 0 | 0
2019 | US | SERC | - | SERC-FP | MW | Existing-Certain & Net Firm Transfers |  | 53676.49 | 53513.69 | 52634.09 | 50635.29 | 49706.79 | 49343.09 | 49303.29 | 48891.69 | 47868.99 | 47705.39 | 47705.19
2019 | US | SERC | - | SERC-FP | MW | Anticipated Resources |  | 55839.69 | 56448.59 | 56589.49 | 57415.99 | 58561.49 | 58893.79 | 59336.29 | 61115.69 | 60908.79 | 61098.19 | 61132.59
2019 | US | SERC | - | SERC-FP | MW | Prospective Resources |  | 56117.29 | 56703.19 | 56844.09 | 57670.59 | 58816.09 | 59148.39 | 59590.89 | 61370.29 | 61163.39 | 61352.79 | 61387.19
2019 | US | SERC | - | SERC-FP | MW | Existing-Certain and Net Firm Transfers Excess/Shortfall |  | 2249.64 | 1707.34 | 283.79 | -2215.26 | -3664.71 | -4724.16 | -5409.11 | -6544.06 | -8357.96 | -9271.36 | -9271.56
2019 | US | SERC | - | SERC-FP | MW | Anticipated Excess/Shortfall |  | 4412.84 | 4642.24 | 4239.19 | 4565.44 | 5189.99 | 4826.54 | 4623.89 | 5679.94 | 4681.84 | 4121.44 | 4155.84
2019 | US | SERC | - | SERC-FP | MW | Prospective Excess/Shortfall |  | 4690.44 | 4896.84 | 4493.79 | 4820.04 | 5444.59 | 5081.14 | 4878.49 | 5934.54 | 4936.44 | 4376.04 | 4410.44
2019 | US | SERC | - | SERC-FP | % | Existing-Certain and Net Firm Transfers Reserve Margin |  | 20.03% | 18.79% | 15.62% | 10.18% | 7.104% | 4.952% | 3.631% | 1.425% | -2.094% | -3.713% | -3.713%
2019 | US | SERC | - | SERC-FP | % | Anticipated Reserve Margin |  | 24.87% | 25.3% | 24.31% | 24.93% | 26.18% | 25.27% | 24.72% | 26.78% | 24.58% | 23.32% | 23.39%
2019 | US | SERC | - | SERC-FP | % | Prospective Reserve Margin |  | 25.49% | 25.87% | 24.87% | 25.49% | 26.73% | 25.81% | 25.25% | 27.31% | 25.1% | 23.83% | 23.9%
2019 | US | SERC | - | SERC-FP | % | Reference Margin Level |  | 15% | 15% | 15% | 15% | 15% | 15% | 15% | 15% | 15% | 15% | 15%
2020 | US | MRO | - | SPP | MW | Energy Efficiency and Conservation |  | 414.9 | 465.6 | 508.8 | 540 | 574.6 | 613.2 | 648.8 | 682.4 | 675.4 | 667.5 | 756.8
2020 | US | MRO | - | SPP | MW | Total Installed Photovoltaic |  | 40 | 40 | 40 | 40 | 40 | 40 | 40 | 40 | 40 | 40 | 40
2020 | US | MRO | - | SPP | MW | Photovoltaic On-Peak |  | 0 | 0 | 0 | 0 | 0 | 0 | 0 | 0 | 0 | 0 | 0
2020 | US | MRO | - | SPP | MW | Total Internal Demand |  | 51951.2546 | 52248.9834 | 53524.1486 | 54242.1035 | 54689.0023 | 55082.3197 | 55480.1764 | 55738.1471 | 56046.2548 | 56374.5835 | 56584.1795
2020 | US | MRO | - | SPP | MW | Controllable and Dispatchable Demand Response - Available |  | 691.8 | 605.66 | 602.81 | 632.97 | 665.81 | 683.51 | 708.05 | 731.5 | 748.17 | 756.42 | 733.21
2020 | US | MRO | - | SPP | MW | Net Internal Demand |  | 51259.4546 | 51643.3234 | 52921.3386 | 53609.1335 | 54023.1923 | 54398.8097 | 54772.1264 | 55006.6471 | 55298.0848 | 55618.1635 | 55850.9695
2020 | US | MRO | - | SPP | MW | Behind the Meter Generation - Capacity |  | 719.819 | 316.175 | 317.175 | 318.175 | 316.675 | 307.675 | 308.675 | 309.675 | 310.675 | 311.675 | 311.975
2020 | US | MRO | - | SPP | MW | Other Capacity Adjustments - Additions |  | 0 | 1 | 3 | 8 | 8 | 8 | 8 | 13 | 15 | 15 | 15
2020 | US | MRO | - | SPP | MW | Other Capacity Adjustments - Reductions |  | 165.563 | 181.563 | 181.563 | 181.563 | 181.563 | 181.563 | 181.563 | 181.563 | 181.563 | 181.563 | 181.563
2020 | US | MRO | - | SPP | MW | Confirmed Retirements |  | 859.3 | 859.3 | 859.3 | 966.3 | 966.3 | 966.3 | 1072.3 | 1072.3 | 1304.3 | 1304.3 | 1493.3
2020 | US | MRO | - | SPP | MW | Unconfirmed Retirements |  | 0 | 0 | 0 | 0 | 0 | 0 | 0 | 0 | 0 | 0 | 0
2020 | US | MRO | - | SPP | MW | Scheduled Outages |  | 178.7 | 0 | 0 | 0 | 0 | 0 | 0 | 0 | 0 | 0 | 0
2020 | US | MRO | - | SPP | MW | Transmission Limitations |  | 0 | 0 | 0 | 0 | 0 | 0 | 0 | 0 | 0 | 0 | 0
2020 | US | MRO | - | SPP | MW | Existing-Certain |  | 66839.665 | 66599.721 | 66602.721 | 66608.721 | 66607.221 | 66598.221 | 66599.221 | 66605.221 | 66608.221 | 66609.221 | 66609.521
2020 | US | MRO | - | SPP | MW | Existing-Other |  | 0 | 0 | 0 | 0 | 0 | 0 | 0 | 0 | 0 | 0 | 0
2020 | US | MRO | - | SPP | MW | Additions - Tier 1 |  | 238.3 | 262.7 | 298.9 | 336.2 | 336.2 | 336.2 | 336.2 | 336.2 | 336.2 | 336.2 | 336.2
2020 | US | MRO | - | SPP | MW | Additions - Tier 2 |  | 4498.35 | 4498.35 | 4498.35 | 4498.35 | 4498.35 | 4498.35 | 4498.35 | 4498.35 | 4498.35 | 4498.35 | 4498.35
2020 | US | MRO | - | SPP | MW | Additions - Tier 3 |  | 262.6 | 262.6 | 262.6 | 262.6 | 262.6 | 262.6 | 262.6 | 262.6 | 262.6 | 262.6 | 262.6
2020 | US | MRO | - | SPP | MW | Firm Imports |  | 2063.4086 | 1945.3266 | 1880.3266 | 1893.3266 | 1893.4266 | 1913.4266 | 1887.7166 | 1574.7166 | 1579.8166 | 1553.5966 | 1553.6966
2020 | US | MRO | - | SPP | MW | Firm Exports |  | 1759.113 | 1949.113 | 1825.113 | 1755.113 | 1755.113 | 1730.113 | 1730.113 | 1730.113 | 1730.113 | 1730.113 | 1730.113
2020 | US | MRO | - | SPP | MW | Net Firm Capacity Transfers |  | 304.2956 | -3.7864 | 55.2136 | 138.2136 | 138.3136 | 183.3136 | 157.6036 | -155.3964 | -150.2964 | -176.5164 | -176.4164
2020 | US | MRO | - | SPP | MW | Expected Imports |  | 0 | 0 | 0 | 0 | 0 | 0 | 0 | 0 | 0 | 0 | 0
2020 | US | MRO | - | SPP | MW | Expected Exports |  | 0 | 0 | 0 | 0 | 0 | 0 | 0 | 0 | 0 | 0 | 0
2020 | US | MRO | - | SPP | MW | Net Expected Transfers |  | 0 | 0 | 0 | 0 | 0 | 0 | 0 | 0 | 0 | 0 | 0
2020 | US | MRO | - | SPP | MW | Existing-Certain & Net Firm Transfers |  | 67143.9606 | 66595.9346 | 66657.9346 | 66746.9346 | 66745.5346 | 66781.5346 | 66756.8246 | 66449.8246 | 66457.9246 | 66432.7046 | 66433.1046
2020 | US | MRO | - | SPP | MW | Anticipated Resources |  | 67382.2606 | 66858.6346 | 66956.8346 | 67083.1346 | 67081.7346 | 67117.7346 | 67093.0246 | 66786.0246 | 66794.1246 | 66768.9046 | 66769.3046
2020 | US | MRO | - | SPP | MW | Prospective Resources |  | 71880.6106 | 71356.9846 | 71455.1846 | 71581.4846 | 71580.0846 | 71616.0846 | 71591.3746 | 71284.3746 | 71292.4746 | 71267.2546 | 71267.6546
2020 | US | MRO | - | SPP | MW | Existing-Certain and Net Firm Transfers Excess/Shortfall |  | 7785.5121 | 6792.9661 | 5375.0244 | 4667.558 | 4186.6778 | 3787.713 | 3330.7022 | 2752.1272 | 2422.7424 | 2026.8712 | 1757.6819
2020 | US | MRO | - | SPP | MW | Anticipated Excess/Shortfall |  | 8023.8121 | 7055.6661 | 5673.9244 | 5003.758 | 4522.8778 | 4123.913 | 3666.9022 | 3088.3272 | 2758.9424 | 2363.0712 | 2093.8819
2020 | US | MRO | - | SPP | MW | Prospective Excess/Shortfall |  | 12522.1621 | 11554.0161 | 10172.2744 | 9502.108 | 9021.2278 | 8622.263 | 8165.2522 | 7586.6772 | 7257.2924 | 6861.4212 | 6592.2319
2020 | US | MRO | - | SPP | % | Existing-Certain and Net Firm Transfers Reserve Margin |  | 0.30988 | 0.28954 | 0.25957 | 0.24507 | 0.2355 | 0.22763 | 0.21881 | 0.20803 | 0.20181 | 0.19444 | 0.18947
2020 | US | MRO | - | SPP | % | Anticipated Reserve Margin |  | 31.45% | 29.46% | 26.52% | 25.13% | 24.17% | 23.38% | 22.49% | 21.41% | 20.79% | 20.05% | 19.55%
2020 | US | MRO | - | SPP | % | Prospective Reserve Margin |  | 40.23% | 38.17% | 35.02% | 33.52% | 32.5% | 31.65% | 30.71% | 29.59% | 28.92% | 28.14% | 27.6%
2020 | US | MRO | - | SPP | % | Reference Margin Level (Converting SPPs PRM from NCP to CP) |  | 15.8% | 15.8% | 15.8% | 15.8% | 15.8% | 15.8% | 15.8% | 15.8% | 15.8% | 15.8% | 15.8%
2020 | US | TRE-ERCOT | - | TRE-ERCOT | MW | Energy Efficiency and Conservation |  | 1804.1997 | 2109.9906 | 2336.75 | 2648.4694 | 2883.9234 | 3204.9983 | 3449.4427 | 3781.3491 | 4037.4482 | 4381.895 | 4651.4877
2020 | US | TRE-ERCOT | - | TRE-ERCOT | MW | Total Installed Photovoltaic |  | 1062.9365 | 1565.5119 | 2255.9804 | 3080.3913 | 3917.0784 | 4637.0476 | 5172.2348 | 5527.2995 | 5713.7763 | 5760.3125 | 5760.3125
2020 | US | TRE-ERCOT | - | TRE-ERCOT | MW | Photovoltaic On-Peak |  | 238.0978 | 350.6747 | 505.3396 | 690.0077 | 877.4256 | 1038.6987 | 1158.5806 | 1238.1151 | 1279.8859 | 1290.31 | 1290.31
2020 | US | TRE-ERCOT | - | TRE-ERCOT | MW | Total Internal Demand |  | 75199.65 | 78298.6666 | 80107.5913 | 81593.2603 | 82982.0987 | 84193.342 | 85383.9337 | 86546.2076 | 87668.3732 | 88751.3167 | 89814.0662
2020 | US | TRE-ERCOT | - | TRE-ERCOT | MW | Controllable and Dispatchable Demand Response - Available |  | 2245 | 2254 | 2201 | 2201 | 2201 | 2201 | 2201 | 2201 | 2201 | 2201 | 2201
2020 | US | TRE-ERCOT | - | TRE-ERCOT | MW | Net Internal Demand |  | 72954.65 | 76044.6666 | 77906.5913 | 79392.2603 | 80781.0987 | 81992.342 | 83182.9337 | 84345.2076 | 85467.3732 | 86550.3167 | 87613.0662
2020 | US | TRE-ERCOT | - | TRE-ERCOT | MW | Behind the Meter Generation - Capacity |  | 3176 | 3098.5454 | 3011.5454 | 3006.5454 | 2961.5454 | 2921.5454 | 2706.5454 | 2706.5454 | 2701.5454 | 2701.5454 | 2701.5454
2020 | US | TRE-ERCOT | - | TRE-ERCOT | MW | Other Capacity Adjustments - Additions |  | 0 | 0 | 0 | 0 | 0 | 0 | 0 | 0 | 0 | 0 | 0
2020 | US | TRE-ERCOT | - | TRE-ERCOT | MW | Other Capacity Adjustments - Reductions |  | 0 | 0 | 0 | 0 | 0 | 0 | 0 | 0 | 0 | 0 | 0
2020 | US | TRE-ERCOT | - | TRE-ERCOT | MW | Confirmed Retirements |  | 500.793 | 1150.793 | 1150.793 | 1150.793 | 1150.793 | 1150.793 | 1150.793 | 1150.793 | 1150.793 | 1150.793 | 1150.793
2020 | US | TRE-ERCOT | - | TRE-ERCOT | MW | Unconfirmed Retirements |  | 0 | 0 | 0 | 0 | 0 | 0 | 0 | 0 | 0 | 0 | 0
2020 | US | TRE-ERCOT | - | TRE-ERCOT | MW | Scheduled Outages |  | 0 | 0 | 0 | 0 | 0 | 0 | 0 | 0 | 0 | 0 | 0
2020 | US | TRE-ERCOT | - | TRE-ERCOT | MW | Transmission Limitations |  | 0 | 0 | 0 | 0 | 0 | 0 | 0 | 0 | 0 | 0 | 0
2020 | US | TRE-ERCOT | - | TRE-ERCOT | MW | Existing-Certain |  | 80072.1004 | 79650.6459 | 79563.6459 | 79558.6459 | 79513.6459 | 79473.6459 | 79258.6459 | 79258.6459 | 79253.6459 | 79253.6459 | 79253.6459
2020 | US | TRE-ERCOT | - | TRE-ERCOT | MW | Existing-Other |  | 0 | 0 | 0 | 0 | 0 | 0 | 0 | 0 | 0 | 0 | 0
2020 | US | TRE-ERCOT | - | TRE-ERCOT | MW | Additions - Tier 1 |  | 294.256 | 8538.0734 | 13405.6716 | 13953.7056 | 13994.5536 | 13994.5536 | 13994.5536 | 13994.5536 | 13994.5536 | 13994.5536 | 13994.5536
2020 | US | TRE-ERCOT | - | TRE-ERCOT | MW | Additions - Tier 2 |  | 111.72 | 3211.3096 | 23487.8032 | 30872.0344 | 31704.0544 | 31864.8144 | 31864.8144 | 31864.8144 | 31864.8144 | 31864.8144 | 31864.8144
2020 | US | TRE-ERCOT | - | TRE-ERCOT | MW | Additions - Tier 3 |  | 24.664 | 2631.814 | 11263.2612 | 21186.9154 | 23345.0692 | 23345.0692 | 23345.0692 | 23345.0692 | 23345.0692 | 23345.0692 | 23345.0692
2020 | US | TRE-ERCOT | - | TRE-ERCOT | MW | Firm Imports |  | 50 | 240 | 240 | 240 | 240 | 240 | 240 | 240 | 240 | 240 | 240
2020 | US | TRE-ERCOT | - | TRE-ERCOT | MW | Firm Exports |  | 220 | 30 | 30 | 30 | 30 | 30 | 30 | 30 | 30 | 30 | 30
2020 | US | TRE-ERCOT | - | TRE-ERCOT | MW | Net Firm Capacity Transfers |  | -170 | 210 | 210 | 210 | 210 | 210 | 210 | 210 | 210 | 210 | 210
2020 | US | TRE-ERCOT | - | TRE-ERCOT | MW | Expected Imports |  | 28 | 28 | 28 | 28 | 28 | 28 | 28 | 28 | 28 | 28 | 28
2020 | US | TRE-ERCOT | - | TRE-ERCOT | MW | Expected Exports |  | 0 | 0 | 0 | 0 | 0 | 0 | 0 | 0 | 0 | 0 | 0
2020 | US | TRE-ERCOT | - | TRE-ERCOT | MW | Net Expected Transfers |  | 28 | 28 | 28 | 28 | 28 | 28 | 28 | 28 | 28 | 28 | 28
2020 | US | TRE-ERCOT | - | TRE-ERCOT | MW | Existing-Certain & Net Firm Transfers |  | 79902.1004 | 79860.6459 | 79773.6459 | 79768.6459 | 79723.6459 | 79683.6459 | 79468.6459 | 79468.6459 | 79463.6459 | 79463.6459 | 79463.6459
2020 | US | TRE-ERCOT | - | TRE-ERCOT | MW | Anticipated Resources |  | 80196.3564 | 88398.7193 | 93179.3175 | 93722.3515 | 93718.1995 | 93678.1995 | 93463.1995 | 93463.1995 | 93458.1995 | 93458.1995 | 93458.1995
2020 | US | TRE-ERCOT | - | TRE-ERCOT | MW | Prospective Resources |  | 80336.0764 | 91638.0289 | 116695.1207 | 124622.3859 | 125450.2539 | 125571.0139 | 125356.0139 | 125356.0139 | 125351.0139 | 125351.0139 | 125351.0139
2020 | US | TRE-ERCOT | - | TRE-ERCOT | MW | Existing-Certain and Net Firm Transfers Excess/Shortfall |  | -3083.814 | -6640.1624 | -8845.1017 | -10540.0503 | -12164.854 | -13582.6431 | -15151.9413 | -16474.0278 | -17755.4912 | -18987.3394 | -20196.2169
2020 | US | TRE-ERCOT | - | TRE-ERCOT | MW | Anticipated Excess/Shortfall |  | -2789.558 | 1897.911 | 4560.5699 | 3413.6553 | 1829.6996 | 411.9105 | -1157.3877 | -2479.4742 | -3760.9376 | -4992.7858 | -6201.6633
2020 | US | TRE-ERCOT | - | TRE-ERCOT | MW | Prospective Excess/Shortfall |  | -2649.838 | 5137.2206 | 28076.3731 | 34313.6897 | 33561.754 | 32304.7249 | 30735.4267 | 29413.3402 | 28131.8768 | 26900.0286 | 25691.1511
2020 | US | TRE-ERCOT | - | TRE-ERCOT | % | Existing-Certain and Net Firm Transfers Reserve Margin |  | 0.09523 | 0.050181 | 0.023965 | 0.0047408 | -0.01309 | -0.028157 | -0.044652 | -0.057817 | -0.070246 | -0.081879 | -0.093016
2020 | US | TRE-ERCOT | - | TRE-ERCOT | % | Anticipated Reserve Margin |  | 9.926% | 16.25% | 19.6% | 18.05% | 16.02% | 14.25% | 12.36% | 10.81% | 9.35% | 7.981% | 6.672%
2020 | US | TRE-ERCOT | - | TRE-ERCOT | % | Prospective Reserve Margin |  | 10.12% | 20.51% | 49.79% | 56.97% | 55.3% | 53.15% | 50.7% | 48.62% | 46.67% | 44.83% | 43.07%
2020 | US | TRE-ERCOT | - | TRE-ERCOT | % | Reference Margin Level |  | 13.75% | 13.75% | 13.75% | 13.75% | 13.75% | 13.75% | 13.75% | 13.75% | 13.75% | 13.75% | 13.75%
2020 | CA | MRO | - | MRO-Manitoba Hydro | MW | Energy Efficiency and Conservation |  | 243.6871 | 291.2867 | 338.0529 | 377.3196 | 420.6057 | 305.0864 | 347.7728 | 390.6006 | 434.6048 | 475.124 | 514.4593
2020 | CA | MRO | - | MRO-Manitoba Hydro | MW | Total Installed Photovoltaic |  | 35 | 35 | 40.9 | 46.7 | 52.6 | 52.6 | 52.6 | 52.6 | 52.6 | 52.6 | 52.6
2020 | CA | MRO | - | MRO-Manitoba Hydro | MW | Photovoltaic On-Peak |  | 2.3908 | 2.3908 | 3.5317 | 4.6726 | 5.8135 | 5.8135 | 5.8135 | 5.8135 | 5.8135 | 5.8135 | 5.8135
2020 | CA | MRO | - | MRO-Manitoba Hydro | MW | Total Internal Demand |  | 3271.8753 | 3246.809 | 3289.6261 | 3291.171 | 3285.2216 | 3351.8532 | 3348.1898 | 3336.307 | 3324.5475 | 3328.4999 | 3325.4896
2020 | CA | MRO | - | MRO-Manitoba Hydro | MW | Controllable and Dispatchable Demand Response - Available |  | 0 | 0 | 0 | 0 | 0 | 0 | 0 | 0 | 0 | 0 | 0
2020 | CA | MRO | - | MRO-Manitoba Hydro | MW | Net Internal Demand |  | 3271.8753 | 3246.809 | 3289.6261 | 3291.171 | 3285.2216 | 3351.8532 | 3348.1898 | 3336.307 | 3324.5475 | 3328.4999 | 3325.4896
2020 | CA | MRO | - | MRO-Manitoba Hydro | MW | Behind the Meter Generation - Capacity |  | 0 | 0 | 0 | 0 | 0 | 0 | 0 | 0 | 0 | 0 | 0
2020 | CA | MRO | - | MRO-Manitoba Hydro | MW | Other Capacity Adjustments - Additions |  | 0 | 0 | 0 | 0 | 0 | 0 | 0 | 0 | 0 | 0 | 0
2020 | CA | MRO | - | MRO-Manitoba Hydro | MW | Other Capacity Adjustments - Reductions |  | 0 | 0 | 0 | 0 | 0 | 0 | 0 | 0 | 0 | 0 | 0
2020 | CA | MRO | - | MRO-Manitoba Hydro | MW | Confirmed Retirements |  | 0 | 0 | 0 | 0 | 0 | 0 | 0 | 0 | 0 | 0 | 0
2020 | CA | MRO | - | MRO-Manitoba Hydro | MW | Unconfirmed Retirements |  | 0 | 33 | 33 | 33 | 33 | 33 | 33 | 33 | 33 | 33 | 33
2020 | CA | MRO | - | MRO-Manitoba Hydro | MW | Scheduled Outages |  | 256 | 285 | 285 | 285 | 285 | 285 | 285 | 285 | 285 | 285 | 285
2020 | CA | MRO | - | MRO-Manitoba Hydro | MW | Transmission Limitations |  | 0 | 0 | 0 | 0 | 0 | 0 | 0 | 0 | 0 | 0 | 0
2020 | CA | MRO | - | MRO-Manitoba Hydro | MW | Existing-Certain |  | 5237.6982 | 5154.6982 | 5154.6982 | 5154.6982 | 5154.6982 | 5154.6982 | 5137.3952 | 5137.3952 | 5137.3952 | 5129.1054 | 5129.1054
2020 | CA | MRO | - | MRO-Manitoba Hydro | MW | Existing-Other |  | 125.3 | 179.3 | 179.3 | 179.3 | 179.3 | 179.3 | 179.3 | 179.3 | 179.3 | 177.5857 | 177.5857
2020 | CA | MRO | - | MRO-Manitoba Hydro | MW | Additions - Tier 1 |  | 0 | 450 | 630 | 630 | 630 | 630 | 630 | 630 | 630 | 630 | 630
2020 | CA | MRO | - | MRO-Manitoba Hydro | MW | Additions - Tier 2 |  | 0 | 0 | 0 | 0 | 0 | 0 | 0 | 0 | 0 | 0 | 0
2020 | CA | MRO | - | MRO-Manitoba Hydro | MW | Additions - Tier 3 |  | 0 | 0 | 0 | 0 | 0 | 0 | 0 | 0 | 0 | 0 | 0
2020 | CA | MRO | - | MRO-Manitoba Hydro | MW | Firm Imports |  | 0 | 0 | 0 | 0 | 0 | 0 | 0 | 0 | 0 | 0 | 0
2020 | CA | MRO | - | MRO-Manitoba Hydro | MW | Firm Exports |  | 1525.6579 | 1596.6178 | 1766.7334 | 1823.0046 | 1828.1201 | 1013.9291 | 1013.9291 | 919.0446 | 842.3112 | 847.4268 | 540
2020 | CA | MRO | - | MRO-Manitoba Hydro | MW | Net Firm Capacity Transfers |  | -1525.6579 | -1596.6178 | -1766.7334 | -1823.0046 | -1828.1201 | -1013.9291 | -1013.9291 | -919.0446 | -842.3112 | -847.4268 | -540
2020 | CA | MRO | - | MRO-Manitoba Hydro | MW | Expected Imports |  | 0 | 0 | 0 | 0 | 0 | 0 | 0 | 0 | 0 | 0 | 0
2020 | CA | MRO | - | MRO-Manitoba Hydro | MW | Expected Exports |  | 0 | 0 | 0 | 0 | 0 | 0 | 0 | 0 | 0 | 0 | 0
2020 | CA | MRO | - | MRO-Manitoba Hydro | MW | Net Expected Transfers |  | 0 | 0 | 0 | 0 | 0 | 0 | 0 | 0 | 0 | 0 | 0
2020 | CA | MRO | - | MRO-Manitoba Hydro | MW | Existing-Certain & Net Firm Transfers |  | 3712.0403 | 3558.0803 | 3387.9648 | 3331.6936 | 3326.578 | 4140.7691 | 4123.4661 | 4218.3506 | 4295.084 | 4281.6786 | 4589.1054
2020 | CA | MRO | - | MRO-Manitoba Hydro | MW | Anticipated Resources |  | 3712.0403 | 4008.0803 | 4017.9648 | 3961.6936 | 3956.578 | 4770.7691 | 4753.4661 | 4848.3506 | 4925.084 | 4911.6786 | 5219.1054
2020 | CA | MRO | - | MRO-Manitoba Hydro | MW | Prospective Resources |  | 3837.3403 | 4154.3803 | 4164.2648 | 4107.9936 | 4102.878 | 4917.0691 | 4899.7661 | 4994.6506 | 5071.384 | 5056.2643 | 5363.6911
2020 | CA | MRO | - | MRO-Manitoba Hydro | MW | Existing-Certain and Net Firm Transfers Excess/Shortfall |  | 47.5399 | -78.3458 | -296.4164 | -354.418 | -352.8702 | 386.6935 | 373.4936 | 481.6867 | 571.5907 | 553.7587 | 864.557
2020 | CA | MRO | - | MRO-Manitoba Hydro | MW | Anticipated Excess/Shortfall |  | 47.5399 | 371.6542 | 333.5836 | 275.582 | 277.1298 | 1016.6935 | 1003.4936 | 1111.6867 | 1201.5907 | 1183.7587 | 1494.557
2020 | CA | MRO | - | MRO-Manitoba Hydro | MW | Prospective Excess/Shortfall |  | 172.8399 | 517.9542 | 479.8836 | 421.882 | 423.4298 | 1162.9935 | 1149.7936 | 1257.9867 | 1347.8907 | 1328.3445 | 1639.1427
2020 | CA | MRO | - | MRO-Manitoba Hydro | % | Existing-Certain and Net Firm Transfers Reserve Margin |  | 0.13453 | 0.09587 | 0.029894 | 0.012313 | 0.012589 | 0.23537 | 0.23155 | 0.26438 | 0.29193 | 0.28637 | 0.37998
2020 | CA | MRO | - | MRO-Manitoba Hydro | % | Anticipated Reserve Margin |  | 13.45% | 23.45% | 22.14% | 20.37% | 20.44% | 42.33% | 41.97% | 45.32% | 48.14% | 47.56% | 56.94%
2020 | CA | MRO | - | MRO-Manitoba Hydro | % | Prospective Reserve Margin |  | 17.28% | 27.95% | 26.59% | 24.82% | 24.89% | 46.7% | 46.34% | 49.71% | 52.54% | 51.91% | 61.29%
2020 | CA | MRO | - | MRO-Manitoba Hydro | % | Reference Margin Level |  | 12% | 12% | 12% | 12% | 12% | 12% | 12% | 12% | 12% | 12% | 12%
2020 | CA | NPCC | - | NPCC-Maritimes | MW | Energy Efficiency and Conservation |  | 19.9 | 41.2 | 63.6 | 80.3 | 96.3 | 111.8 | 128.4 | 145.2 | 163 | 179.7 | 196.3
2020 | CA | NPCC | - | NPCC-Maritimes | MW | Total Installed Photovoltaic |  | 18.8 | 28.7 | 33.2 | 38.1 | 47.4 | 60.6 | 75.8 | 95 | 119.2 | 149.7 | 176.1
2020 | CA | NPCC | - | NPCC-Maritimes | MW | Photovoltaic On-Peak |  | 0 | 0 | 0 | 0 | 0 | 0 | 0 | 0 | 0 | 0 | 0
2020 | CA | NPCC | - | NPCC-Maritimes | MW | Total Internal Demand |  | 3368.2231 | 3380.3892 | 3479.8365 | 3535.9657 | 3548.6975 | 3561.332 | 3574.6691 | 3585.009 | 3594.8515 | 3607.9968 | 3620.4448
2020 | CA | NPCC | - | NPCC-Maritimes | MW | Controllable and Dispatchable Demand Response - Available |  | 338.4 | 344.5 | 348.5 | 354.9 | 355.3 | 355.4 | 355.2 | 355.1 | 354.9 | 354.7 | 354.5
2020 | CA | NPCC | - | NPCC-Maritimes | MW | Net Internal Demand |  | 3029.8231 | 3035.8892 | 3131.3365 | 3181.0657 | 3193.3975 | 3205.932 | 3219.4691 | 3229.909 | 3239.9515 | 3253.2968 | 3265.9448
2020 | CA | NPCC | - | NPCC-Maritimes | MW | Behind the Meter Generation - Capacity |  | 0 | 0 | 0 | 0 | 0 | 0 | 0 | 0 | 0 | 0 | 0
2020 | CA | NPCC | - | NPCC-Maritimes | MW | Other Capacity Adjustments - Additions |  | 0 | 0 | 0 | 0 | 0 | 0 | 0 | 0 | 0 | 0 | 0
2020 | CA | NPCC | - | NPCC-Maritimes | MW | Other Capacity Adjustments - Reductions |  | 0 | 0 | 0 | 0 | 0 | 0 | 0 | 0 | 0 | 0 | 0
2020 | CA | NPCC | - | NPCC-Maritimes | MW | Confirmed Retirements |  | 105.1 | 105.1 | 143.1 | 143.1 | 146.436 | 146.436 | 146.436 | 146.436 | 146.436 | 146.436 | 146.436
2020 | CA | NPCC | - | NPCC-Maritimes | MW | Unconfirmed Retirements |  | 0 | 145 | 145 | 145 | 145 | 257 | 512 | 512 | 512 | 512 | 512
2020 | CA | NPCC | - | NPCC-Maritimes | MW | Scheduled Outages |  | 750 | 750 | 750 | 750 | 750 | 750 | 750 | 750 | 750 | 750 | 750
2020 | CA | NPCC | - | NPCC-Maritimes | MW | Transmission Limitations |  | 0 | 0 | 0 | 0 | 0 | 0 | 0 | 0 | 0 | 0 | 0
2020 | CA | NPCC | - | NPCC-Maritimes | MW | Existing-Certain |  | 5479.96 | 5547.96 | 5547.96 | 5509.96 | 5520.624 | 5520.624 | 5520.624 | 5410.624 | 5410.624 | 5410.624 | 5410.624
2020 | CA | NPCC | - | NPCC-Maritimes | MW | Existing-Other |  | 0 | 0 | 0 | 0 | 0 | 0 | 0 | 0 | 0 | 0 | 0
2020 | CA | NPCC | - | NPCC-Maritimes | MW | Additions - Tier 1 |  | 6.25 | 19.45 | 19.45 | 21.75 | 21.75 | 21.75 | 21.75 | 21.75 | 21.75 | 19.5 | 19.5
2020 | CA | NPCC | - | NPCC-Maritimes | MW | Additions - Tier 2 |  | 0 | 0 | 0 | 0 | 0 | 0 | 0 | 0 | 0 | 0 | 0
2020 | CA | NPCC | - | NPCC-Maritimes | MW | Additions - Tier 3 |  | 0 | 0 | 4.5 | 4.5 | 4.5 | 4.5 | 4.5 | 4.5 | 4.5 | 4.5 | 4.5
2020 | CA | NPCC | - | NPCC-Maritimes | MW | Firm Imports |  | 0 | 0 | 0 | 0 | 0 | 0 | 0 | 0 | 0 | 0 | 0
2020 | CA | NPCC | - | NPCC-Maritimes | MW | Firm Exports |  | 69 | 94 | 149 | 72 | 0 | 0 | 0 | 0 | 0 | 0 | 0
2020 | CA | NPCC | - | NPCC-Maritimes | MW | Net Firm Capacity Transfers |  | -69 | -94 | -149 | -72 | 0 | 0 | 0 | 0 | 0 | 0 | 0
2020 | CA | NPCC | - | NPCC-Maritimes | MW | Expected Imports |  | 0 | 153 | 153 | 153 | 153 | 153 | 153 | 153 | 153 | 153 | 153
2020 | CA | NPCC | - | NPCC-Maritimes | MW | Expected Exports |  | 0 | 0 | 0 | 0 | 0 | 0 | 0 | 0 | 0 | 0 | 0
2020 | CA | NPCC | - | NPCC-Maritimes | MW | Net Expected Transfers |  | 0 | 153 | 153 | 153 | 153 | 153 | 153 | 153 | 153 | 153 | 153
2020 | CA | NPCC | - | NPCC-Maritimes | MW | Existing-Certain & Net Firm Transfers |  | 5410.96 | 5453.96 | 5398.96 | 5437.96 | 5520.624 | 5520.624 | 5520.624 | 5410.624 | 5410.624 | 5410.624 | 5410.624
2020 | CA | NPCC | - | NPCC-Maritimes | MW | Anticipated Resources |  | 5417.21 | 5473.41 | 5418.41 | 5459.71 | 5542.374 | 5542.374 | 5542.374 | 5432.374 | 5432.374 | 5430.124 | 5430.124
2020 | CA | NPCC | - | NPCC-Maritimes | MW | Prospective Resources |  | 5417.21 | 5481.41 | 5426.41 | 5467.71 | 5550.374 | 5438.374 | 5183.374 | 5073.374 | 5073.374 | 5071.124 | 5071.124
2020 | CA | NPCC | - | NPCC-Maritimes | MW | Existing-Certain and Net Firm Transfers Excess/Shortfall |  | 1775.1722 | 1810.8929 | 1641.3562 | 1620.6812 | 1688.547 | 1673.5056 | 1657.261 | 1534.7332 | 1522.6822 | 1506.6679 | 1491.4903
2020 | CA | NPCC | - | NPCC-Maritimes | MW | Anticipated Excess/Shortfall |  | 1781.4222 | 1830.3429 | 1660.8062 | 1642.4312 | 1710.297 | 1695.2556 | 1679.011 | 1556.4832 | 1544.4322 | 1526.1679 | 1510.9903
2020 | CA | NPCC | - | NPCC-Maritimes | MW | Prospective Excess/Shortfall |  | 1781.4222 | 1838.3429 | 1668.8062 | 1650.4312 | 1718.297 | 1591.2556 | 1320.011 | 1197.4832 | 1185.4322 | 1167.1679 | 1151.9903
2020 | CA | NPCC | - | NPCC-Maritimes | % | Existing-Certain and Net Firm Transfers Reserve Margin |  | 0.7859 | 0.7965 | 0.72417 | 0.70948 | 0.72876 | 0.722 | 0.71476 | 0.67516 | 0.66997 | 0.66312 | 0.65668
2020 | CA | NPCC | - | NPCC-Maritimes | % | Anticipated Reserve Margin |  | 78.8% | 80.29% | 73.04% | 71.63% | 73.56% | 72.88% | 72.15% | 68.19% | 67.67% | 66.91% | 66.27%
2020 | CA | NPCC | - | NPCC-Maritimes | % | Prospective Reserve Margin |  | 78.8% | 80.55% | 73.29% | 71.88% | 73.81% | 69.63% | 61% | 57.07% | 56.59% | 55.88% | 55.27%
2020 | CA | NPCC | - | NPCC-Maritimes | % | Reference Margin Level |  | 20% | 20% | 20% | 20% | 20% | 20% | 20% | 20% | 20% | 20% | 20%
2020 | US | MRO | - | MRO-MISO | MW | Energy Efficiency and Conservation |  | 582 | 582 | 582 | 582 | 582 | 582 | 582 | 582 | 582 | 582 | 582
2020 | US | MRO | - | MRO-MISO | MW | Total Installed Photovoltaic |  | 861 | 861 | 861 | 861 | 861 | 861 | 861 | 861 | 861 | 861 | 861
2020 | US | MRO | - | MRO-MISO | MW | Photovoltaic On-Peak |  | 430.5 | 430.5 | 430.5 | 430.5 | 430.5 | 430.5 | 430.5 | 430.5 | 430.5 | 430.5 | 430.5
2020 | US | MRO | - | MRO-MISO | MW | Total Internal Demand |  | 124147.8323 | 124484.7165 | 125912.577 | 126237.3827 | 126611.9335 | 127028.957 | 127195.1245 | 127618.16 | 128003.6231 | 128324.0447 | 128672.2898
2020 | US | MRO | - | MRO-MISO | MW | Controllable and Dispatchable Demand Response - Available |  | 6189.0239 | 5801.2143 | 5760.4593 | 5726.1879 | 5726.1879 | 5726.1879 | 5726.1879 | 5726.1879 | 5726.1879 | 5726.1879 | 5726.1879
2020 | US | MRO | - | MRO-MISO | MW | Net Internal Demand |  | 117958.8084 | 118683.5022 | 120152.1177 | 120511.1948 | 120885.7456 | 121302.7691 | 121468.9366 | 121891.9721 | 122277.4352 | 122597.8568 | 122946.1019
2020 | US | MRO | - | MRO-MISO | MW | Behind the Meter Generation - Capacity |  | 4793.3 | 4619.8 | 6784.3 | 6784.3 | 6784.3 | 6784.3 | 6784.3 | 6784.3 | 6784.3 | 6784.3 | 7118.1195
2020 | US | MRO | - | MRO-MISO | MW | Other Capacity Adjustments - Additions |  | 0 | 0 | 0 | 0 | 0 | 0 | 0 | 0 | 0 | 0 | 0
2020 | US | MRO | - | MRO-MISO | MW | Other Capacity Adjustments - Reductions |  | 0 | 0 | 0 | 0 | 0 | 0 | 0 | 0 | 0 | 0 | 0
2020 | US | MRO | - | MRO-MISO | MW | Confirmed Retirements |  | 14370.7 | 14370.7 | 14370.7 | 14370.7 | 14370.7 | 14370.7 | 14370.7 | 14370.7 | 14370.7 | 14370.7 | 14370.7
2020 | US | MRO | - | MRO-MISO | MW | Unconfirmed Retirements |  | 0 | 0 | 0 | 0 | 0 | 0 | 0 | 0 | 0 | 0 | 0
2020 | US | MRO | - | MRO-MISO | MW | Scheduled Outages |  | 0 | 0 | 0 | 0 | 0 | 0 | 0 | 0 | 0 | 0 | 0
2020 | US | MRO | - | MRO-MISO | MW | Transmission Limitations |  | 4859.672 | 5644.532 | 6242.4403 | 5074.8838 | 4769.2849 | 3969.1728 | 2204.1566 | 2043.6299 | 1870.727 | 42.0183 | 0
2020 | US | MRO | - | MRO-MISO | MW | Existing-Certain |  | 144973.4896 | 141367.6657 | 139714.5574 | 137350.1139 | 135800.3128 | 135502.3249 | 134398.6411 | 134287.1978 | 133343.4007 | 132149.9094 | 132525.7472
2020 | US | MRO | - | MRO-MISO | MW | Existing-Other |  | 6389.7 | 6108.9 | 6060.9 | 5753.8 | 5753.8 | 5743.3 | 5609.8 | 5609.8 | 5584.5 | 5574.9 | 5574.9
2020 | US | MRO | - | MRO-MISO | MW | Additions - Tier 1 |  | 574.2 | 2963.9217 | 4634.3917 | 4634.3917 | 4634.3917 | 4634.3917 | 4634.3917 | 4634.3917 | 4634.3917 | 4634.3917 | 4634.3917
2020 | US | MRO | - | MRO-MISO | MW | Additions - Tier 2 |  | 452.1333 | 3213.9345 | 16614.524 | 32360.387 | 36992.631 | 38992.631 | 38992.631 | 38992.631 | 38992.631 | 38992.631 | 38992.631
2020 | US | MRO | - | MRO-MISO | MW | Additions - Tier 3 |  | 107.1016 | 1736.7616 | 4064.8856 | 8105.3112 | 9678.8112 | 12934.3412 | 13942.2088 | 15739.0208 | 18042.6468 | 19159.5336 | 19159.5336
2020 | US | MRO | - | MRO-MISO | MW | Firm Imports |  | 4313.6 | 4307.6 | 4312.6 | 4317.6 | 4322.6 | 3602 | 3602 | 3507 | 3512 | 3517 | 3517
2020 | US | MRO | - | MRO-MISO | MW | Firm Exports |  | 1762.5 | 1762.5 | 1762.5 | 1762.5 | 1762.5 | 1762.5 | 1762.5 | 1762.5 | 1762.5 | 1762.5 | 1762.5
2020 | US | MRO | - | MRO-MISO | MW | Net Firm Capacity Transfers |  | 2551.1 | 2545.1 | 2550.1 | 2555.1 | 2560.1 | 1839.5 | 1839.5 | 1744.5 | 1749.5 | 1754.5 | 1754.5
2020 | US | MRO | - | MRO-MISO | MW | Expected Imports |  | 0 | 0 | 0 | 0 | 0 | 0 | 0 | 0 | 0 | 0 | 0
2020 | US | MRO | - | MRO-MISO | MW | Expected Exports |  | 0 | 0 | 0 | 0 | 0 | 0 | 0 | 0 | 0 | 0 | 0
2020 | US | MRO | - | MRO-MISO | MW | Net Expected Transfers |  | 0 | 0 | 0 | 0 | 0 | 0 | 0 | 0 | 0 | 0 | 0
2020 | US | MRO | - | MRO-MISO | MW | Existing-Certain & Net Firm Transfers |  | 147524.5896 | 143912.7657 | 142264.6574 | 139905.2139 | 138360.4128 | 137341.8249 | 136238.1411 | 136031.6978 | 135092.9007 | 133904.4094 | 134280.2472
2020 | US | MRO | - | MRO-MISO | MW | Anticipated Resources |  | 148098.7896 | 146876.6874 | 146899.0491 | 144539.6056 | 142994.8045 | 141976.2166 | 140872.5328 | 140666.0895 | 139727.2924 | 138538.8011 | 138914.6389
2020 | US | MRO | - | MRO-MISO | MW | Prospective Resources |  | 154940.623 | 156199.522 | 169574.4731 | 182653.7927 | 185741.2355 | 186712.1476 | 185474.9638 | 185268.5205 | 184304.4235 | 183106.3322 | 183482.17
2020 | US | MRO | - | MRO-MISO | MW | Existing-Certain and Net Firm Transfers Excess/Shortfall |  | 8333.1957 | 3866.2331 | 485.1585 | -2297.996 | -4284.7669 | -5795.4427 | -7095.2041 | -7800.8293 | -9194.4729 | -10761.0616 | -10796.153
2020 | US | MRO | - | MRO-MISO | MW | Anticipated Excess/Shortfall |  | 8907.3957 | 6830.1548 | 5119.5502 | 2336.3957 | 349.6248 | -1161.051 | -2460.8124 | -3166.4376 | -4560.0812 | -6126.6699 | -6161.7613
2020 | US | MRO | - | MRO-MISO | MW | Prospective Excess/Shortfall |  | 15749.2291 | 16152.9894 | 27794.9742 | 40450.5828 | 43096.0558 | 43574.88 | 42141.6186 | 41435.9934 | 40017.0499 | 38440.8611 | 38405.7697
2020 | US | MRO | - | MRO-MISO | % | Existing-Certain RM |  | 25.06% | 21.26% | 18.4% | 16.09% | 14.46% | 13.22% | 12.16% | 11.6% | 10.48% | 9.222% | 9.219%
2020 | US | MRO | - | MRO-MISO | % | Anicipated RM |  | 25.55% | 23.75% | 22.26% | 19.94% | 18.29% | 17.04% | 15.97% | 15.4% | 14.27% | 13% | 12.99%
2020 | US | MRO | - | MRO-MISO | % | Prospective RM |  | 31.35% | 31.61% | 41.13% | 51.57% | 53.65% | 53.92% | 52.69% | 51.99% | 50.73% | 49.36% | 49.24%
2020 | US | MRO | - | MRO-MISO | % | Reference Margin Level |  | 18% | 18% | 18% | 18% | 18% | 18% | 18% | 18% | 18% | 18% | 18%
2020 | CA | MRO | - | MRO-SaskPower | MW | Energy Efficiency and Conservation |  | 157.4 | 157.4 | 157.4 | 157.4 | 157.4 | 157.4 | 157.4 | 157.4 | 157.4 | 157.4 | 157.4
2020 | CA | MRO | - | MRO-SaskPower | MW | Total Installed Photovoltaic |  | 35 | 38 | 41 | 44 | 47 | 50 | 50 | 50 | 50 | 50 | 50
2020 | CA | MRO | - | MRO-SaskPower | MW | Photovoltaic On-Peak |  | 0 | 0 | 0 | 0 | 0 | 0 | 0 | 0 | 0 | 0 | 0
2020 | CA | MRO | - | MRO-SaskPower | MW | Total Internal Demand |  | 3203.7 | 3239.61 | 3258.6957 | 3289.8293 | 3305.0837 | 3335.6845 | 3355.2025 | 3338.8842 | 3342.0431 | 3358.1398 | 3377.2752
2020 | CA | MRO | - | MRO-SaskPower | MW | Controllable and Dispatchable Demand Response - Available |  | 60 | 60 | 60 | 60 | 60 | 60 | 60 | 60 | 60 | 60 | 60
2020 | CA | MRO | - | MRO-SaskPower | MW | Net Internal Demand |  | 3143.7 | 3179.61 | 3198.6957 | 3229.8293 | 3245.0837 | 3275.6845 | 3295.2025 | 3278.8842 | 3282.0431 | 3298.1398 | 3317.2752
2020 | CA | MRO | - | MRO-SaskPower | MW | Behind the Meter Generation - Capacity |  | 0 | 0 | 0 | 0 | 0 | 0 | 0 | 0 | 0 | 0 | 0
2020 | CA | MRO | - | MRO-SaskPower | MW | Other Capacity Adjustments - Additions |  | 0 | 0 | 0 | 0 | 0 | 0 | 0 | 0 | 0 | 0 | 0
2020 | CA | MRO | - | MRO-SaskPower | MW | Other Capacity Adjustments - Reductions |  | 0 | 0 | 0 | 0 | 0 | 0 | 0 | 0 | 0 | 0 | 0
2020 | CA | MRO | - | MRO-SaskPower | MW | Confirmed Retirements |  | 0 | 0 | 139 | 234 | 235.12 | 436.02 | 468.22 | 472.12 | 480.98 | 484.88 | 484.88
2020 | CA | MRO | - | MRO-SaskPower | MW | Unconfirmed Retirements |  | 0 | 0 | 0 | 0 | 0 | 0 | 0 | 0 | 426.9 | 793.8 | 1393.8
2020 | CA | MRO | - | MRO-SaskPower | MW | Scheduled Outages |  | 65.7206 | 67.1167 | 4.7161 | 4.7161 | 4.7161 | 0 | 0 | 0 | 32.9768 | 0 | 0
2020 | CA | MRO | - | MRO-SaskPower | MW | Transmission Limitations |  | 0 | 0 | 0 | 0 | 0 | 0 | 0 | 0 | 0 | 0 | 0
2020 | CA | MRO | - | MRO-SaskPower | MW | Existing-Certain |  | 4198.7394 | 4197.3433 | 4120.7439 | 4025.7439 | 4024.6239 | 3828.44 | 3796.24 | 3792.34 | 3758.3032 | 3779.58 | 3779.58
2020 | CA | MRO | - | MRO-SaskPower | MW | Existing-Other |  | 0 | 0 | 0 | 0 | 0 | 0 | 0 | 0 | 0 | 0 | 0
2020 | CA | MRO | - | MRO-SaskPower | MW | Additions - Tier 1 |  | 0 | 21 | 38.5 | 38.5 | 364 | 364 | 364 | 364 | 364 | 364 | 364
2020 | CA | MRO | - | MRO-SaskPower | MW | Additions - Tier 2 |  | 0 | 0 | 0 | 0 | 0 | 0 | 0 | 322.3 | 966.9 | 966.9 | 966.9
2020 | CA | MRO | - | MRO-SaskPower | MW | Additions - Tier 3 |  | 0 | 0 | 0 | 0 | 0 | 20 | 20 | 20 | 20 | 20 | 40
2020 | CA | MRO | - | MRO-SaskPower | MW | Firm Imports |  | 125 | 125 | 290 | 290 | 290 | 290 | 290 | 290 | 290 | 290 | 290
2020 | CA | MRO | - | MRO-SaskPower | MW | Firm Exports |  | 0 | 0 | 0 | 0 | 0 | 0 | 0 | 0 | 0 | 0 | 0
2020 | CA | MRO | - | MRO-SaskPower | MW | Net Firm Capacity Transfers |  | 125 | 125 | 290 | 290 | 290 | 290 | 290 | 290 | 290 | 290 | 290
2020 | CA | MRO | - | MRO-SaskPower | MW | Expected Imports |  | 0 | 0 | 0 | 0 | 0 | 0 | 0 | 0 | 0 | 0 | 0
2020 | CA | MRO | - | MRO-SaskPower | MW | Expected Exports |  | 0 | 0 | 0 | 0 | 0 | 0 | 0 | 0 | 0 | 0 | 0
2020 | CA | MRO | - | MRO-SaskPower | MW | Net Expected Transfers |  | 0 | 0 | 0 | 0 | 0 | 0 | 0 | 0 | 0 | 0 | 0
2020 | CA | MRO | - | MRO-SaskPower | MW | Existing-Certain & Net Firm Transfers |  | 4323.7394 | 4322.3433 | 4410.7439 | 4315.7439 | 4314.6239 | 4118.44 | 4086.24 | 4082.34 | 4048.3032 | 4069.58 | 4069.58
2020 | CA | MRO | - | MRO-SaskPower | MW | Anticipated Resources |  | 4323.7394 | 4343.3433 | 4449.2439 | 4354.2439 | 4678.6239 | 4482.44 | 4450.24 | 4446.34 | 4412.3032 | 4433.58 | 4433.58
2020 | CA | MRO | - | MRO-SaskPower | MW | Prospective Resources |  | 4323.7394 | 4343.3433 | 4449.2439 | 4354.2439 | 4678.6239 | 4482.44 | 4450.24 | 4768.64 | 4952.3032 | 4606.68 | 4006.68
2020 | CA | MRO | - | MRO-SaskPower | MW | Existing-Certain and Net Firm Transfers Excess/Shortfall |  | 834.2324 | 792.9762 | 860.1916 | 730.6334 | 712.581 | 482.4302 | 428.5652 | 442.7786 | 405.2354 | 408.6449 | 387.4045
2020 | CA | MRO | - | MRO-SaskPower | MW | Anticipated Excess/Shortfall |  | 834.2324 | 813.9762 | 898.6916 | 769.1334 | 1076.581 | 846.4302 | 792.5652 | 806.7786 | 769.2354 | 772.6449 | 751.4045
2020 | CA | MRO | - | MRO-SaskPower | MW | Prospective Excess/Shortfall |  | 834.2324 | 813.9762 | 898.6916 | 769.1334 | 1076.581 | 846.4302 | 792.5652 | 1129.0786 | 1309.2354 | 945.7449 | 324.5045
2020 | CA | MRO | - | MRO-SaskPower | % | Existing-Certain and Net Firm Transfers Reserve Margin |  | 0.37537 | 0.35939 | 0.37892 | 0.33621 | 0.32959 | 0.25728 | 0.24006 | 0.24504 | 0.23347 | 0.2339 | 0.22678
2020 | CA | MRO | - | MRO-SaskPower | % | Anticipated Reserve Margin |  | 37.54% | 36.6% | 39.1% | 34.81% | 44.18% | 36.84% | 35.05% | 35.61% | 34.44% | 34.43% | 33.65%
2020 | CA | MRO | - | MRO-SaskPower | % | Prospective Reserve Margin |  | 37.54% | 36.6% | 39.1% | 34.81% | 44.18% | 36.84% | 35.05% | 45.43% | 50.89% | 39.68% | 20.78%
2020 | CA | MRO | - | MRO-SaskPower | % | Reference Margin Level |  | 11% | 11% | 11% | 11% | 11% | 11% | 11% | 11% | 11% | 11% | 11%
2020 | US | NPCC | - | NPCC-New England | MW | Energy Efficiency and Conservation |  | 3312.276 | 3652.8342 | 3982.5551 | 4300.25 | 4600.0503 | 4877.007 | 5129.7486 | 5356.938 | 5558.8802 | 5733.3631 | 5913.3227
2020 | US | NPCC | - | NPCC-New England | MW | Total Installed Photovoltaic |  | 2163.5 | 2400.7 | 2691 | 2925 | 3236.2 | 3482.9 | 3703.3 | 3921.1 | 4124.4 | 4306.2 | 4496
2020 | US | NPCC | - | NPCC-New England | MW | Photovoltaic On-Peak |  | 786.528 | 827.2693 | 873.5196 | 894.183 | 938.1 | 969.5371 | 997.3671 | 1021.2475 | 1044.3784 | 1061.5906 | 1079.0864
2020 | US | NPCC | - | NPCC-New England | MW | Total Internal Demand |  | 25125 | 24981 | 24861.0206 | 24782.7854 | 24702.8359 | 24657.2818 | 24640.4709 | 24656.0024 | 24693.8297 | 24755.3948 | 24817.1135
2020 | US | NPCC | - | NPCC-New England | MW | Controllable and Dispatchable Demand Response - Available |  | 584.35 | 654.436 | 681.067 | 592.043 | 592.043 | 592.043 | 592.043 | 592.043 | 592.043 | 592.043 | 592.043
2020 | US | NPCC | - | NPCC-New England | MW | Net Internal Demand |  | 24540.65 | 24326.564 | 24179.9536 | 24190.7424 | 24110.7929 | 24065.2388 | 24048.4279 | 24063.9594 | 24101.7867 | 24163.3518 | 24225.0705
2020 | US | NPCC | - | NPCC-New England | MW | Behind the Meter Generation - Capacity |  | 0 | 0 | 0 | 0 | 0 | 0 | 0 | 0 | 0 | 0 | 0
2020 | US | NPCC | - | NPCC-New England | MW | Other Capacity Adjustments - Additions |  | 0 | 0 | 29.8082 | 82.231 | 127.5969 | 160.6589 | 180.7056 | 198.2647 | 216.3973 | 233.4459 | 251.8376
2020 | US | NPCC | - | NPCC-New England | MW | Other Capacity Adjustments - Reductions |  | 0 | 0 | 0 | 0 | 0 | 0 | 0 | 0 | 0 | 0 | 0
2020 | US | NPCC | - | NPCC-New England | MW | Confirmed Retirements |  | 0.544 | 371.563 | 982.019 | 1155.043 | 2572.267 | 2572.267 | 2572.267 | 2572.267 | 2572.267 | 2572.267 | 2572.267
2020 | US | NPCC | - | NPCC-New England | MW | Unconfirmed Retirements |  | 0 | 0 | 0 | 0 | 0 | 0 | 0 | 0 | 0 | 0 | 0
2020 | US | NPCC | - | NPCC-New England | MW | Scheduled Outages |  | 909 | 0 | 0 | 0 | 0 | 0 | 0 | 0 | 0 | 0 | 0
2020 | US | NPCC | - | NPCC-New England | MW | Transmission Limitations |  | 0 | 0 | 0 | 0 | 0 | 0 | 0 | 0 | 0 | 0 | 0
2020 | US | NPCC | - | NPCC-New England | MW | Existing-Certain |  | 29961.108 | 30499.089 | 29918.4412 | 29797.8401 | 28425.9819 | 28459.0439 | 28479.0907 | 28496.6497 | 28514.7824 | 28531.8309 | 28550.2226
2020 | US | NPCC | - | NPCC-New England | MW | Existing-Other |  | 661.269 | 661.269 | 661.269 | 661.269 | 661.269 | 661.269 | 661.269 | 661.269 | 661.269 | 661.269 | 661.269
2020 | US | NPCC | - | NPCC-New England | MW | Additions - Tier 1 |  | 0 | 47.847 | 170.6684 | 170.6684 | 170.6684 | 170.6684 | 170.6684 | 170.6684 | 170.6684 | 170.6684 | 170.6684
2020 | US | NPCC | - | NPCC-New England | MW | Additions - Tier 2 |  | 0 | 270.9234 | 621.4715 | 2194.8757 | 2539.0532 | 3104.2532 | 3344.2532 | 3344.2532 | 3344.2532 | 3344.2532 | 3344.2532
2020 | US | NPCC | - | NPCC-New England | MW | Additions - Tier 3 |  | 0 | 620.7123 | 1709.5019 | 2704.5014 | 5226.2635 | 5654.189 | 6374.189 | 6374.189 | 6374.189 | 6374.189 | 6374.189
2020 | US | NPCC | - | NPCC-New England | MW | Firm Imports |  | 1124.6 | 1305.487 | 1187.69 | 1058.72 | 82 | 14 | 14 | 14 | 14 | 14 | 14
2020 | US | NPCC | - | NPCC-New England | MW | Firm Exports |  | 100 | 0 | 0 | 0 | 0 | 0 | 0 | 0 | 0 | 0 | 0
2020 | US | NPCC | - | NPCC-New England | MW | Net Firm Capacity Transfers |  | 1024.6 | 1305.487 | 1187.69 | 1058.72 | 82 | 14 | 14 | 14 | 14 | 14 | 14
2020 | US | NPCC | - | NPCC-New England | MW | Expected Imports |  | 0 | 0 | 0 | 0 | 0 | 0 | 0 | 0 | 0 | 0 | 0
2020 | US | NPCC | - | NPCC-New England | MW | Expected Exports |  | 0 | 0 | 0 | 0 | 0 | 0 | 0 | 0 | 0 | 0 | 0
2020 | US | NPCC | - | NPCC-New England | MW | Net Expected Transfers |  | 0 | 0 | 0 | 0 | 0 | 0 | 0 | 0 | 0 | 0 | 0
2020 | US | NPCC | - | NPCC-New England | MW | Existing-Certain & Net Firm Transfers |  | 30985.708 | 31804.576 | 31106.1312 | 30856.5601 | 28507.9819 | 28473.0439 | 28493.0907 | 28510.6497 | 28528.7824 | 28545.8309 | 28564.2226
2020 | US | NPCC | - | NPCC-New England | MW | Anticipated Resources |  | 30985.708 | 31852.423 | 31276.7996 | 31027.2284 | 28678.6503 | 28643.7123 | 28663.759 | 28681.3181 | 28699.4507 | 28716.4993 | 28734.891
2020 | US | NPCC | - | NPCC-New England | MW | Prospective Resources |  | 31646.977 | 32784.6154 | 32559.54 | 33883.3731 | 31878.9725 | 32409.2345 | 32669.2812 | 32686.8403 | 32704.9729 | 32722.0215 | 32740.4131
2020 | US | NPCC | - | NPCC-New England | MW | Existing-Certain and Net Firm Transfers Excess/Shortfall |  | 3107.5296 | 4291.2322 | 3734.4237 | 3593.5934 | 1335.1183 | 1351.5198 | 1390.5124 | 1390.5674 | 1366.0688 | 1313.7334 | 1262.5682
2020 | US | NPCC | - | NPCC-New England | MW | Anticipated Excess/Shortfall |  | 3107.5296 | 4339.0792 | 3905.0921 | 3764.2617 | 1505.7867 | 1522.1881 | 1561.1808 | 1561.2358 | 1536.7372 | 1484.4018 | 1433.2365
2020 | US | NPCC | - | NPCC-New England | MW | Prospective Excess/Shortfall |  | 3768.7986 | 5271.2715 | 5187.8325 | 6620.4064 | 4706.1089 | 5287.7103 | 5566.7029 | 5566.758 | 5542.2593 | 5489.9239 | 5438.7587
2020 | US | NPCC | - | NPCC-New England | % | Existing-Certain and Net Firm Transfers Reserve Margin |  | 0.26263 | 0.3074 | 0.28644 | 0.27555 | 0.18237 | 0.18316 | 0.18482 | 0.18479 | 0.18368 | 0.18137 | 0.17912
2020 | US | NPCC | - | NPCC-New England | % | Anticipated Reserve Margin |  | 26.26% | 30.94% | 29.35% | 28.26% | 18.95% | 19.03% | 19.19% | 19.19% | 19.08% | 18.84% | 18.62%
2020 | US | NPCC | - | NPCC-New England | % | Prospective Reserve Margin |  | 28.96% | 34.77% | 34.66% | 40.07% | 32.22% | 34.67% | 35.85% | 35.83% | 35.7% | 35.42% | 35.15%
2020 | US | NPCC | - | NPCC-New England | % | Reference Margin Level |  | 13.6% | 13.1% | 13.2% | 12.7% | 12.7% | 12.7% | 12.7% | 12.7% | 12.7% | 12.7% | 12.7%
2020 | US | NPCC | - | NPCC-New York | MW | Energy Efficiency and Conservation |  | 296 | 591 | 943 | 1322 | 1709 | 2108 | 2488 | 2825 | 3116 | 3360 | 3579
2020 | US | NPCC | - | NPCC-New York | MW | Total Installed Photovoltaic |  | 2165 | 2727 | 3306 | 3891 | 4477 | 5004 | 5452 | 5824 | 6118 | 6341 | 6499
2020 | US | NPCC | - | NPCC-New York | MW | Photovoltaic On-Peak |  | 555 | 707 | 841 | 986 | 1102 | 1204 | 1287 | 1351 | 1392 | 1411 | 1411
2020 | US | NPCC | - | NPCC-New York | MW | Total Internal Demand |  | 32296 | 32129 | 32128 | 31918 | 31838 | 31711 | 31670 | 31673 | 31756 | 31865 | 31992
2020 | US | NPCC | - | NPCC-New York | MW | Controllable and Dispatchable Demand Response - Available |  | 876.5 | 876.5 | 876.5 | 876.5 | 876.5 | 876.5 | 876.5 | 876.5 | 876.5 | 876.5 | 876.5
2020 | US | NPCC | - | NPCC-New York | MW | Net Internal Demand |  | 31419.5 | 31252.5 | 31251.5 | 31041.5 | 30961.5 | 30834.5 | 30793.5 | 30796.5 | 30879.5 | 30988.5 | 31115.5
2020 | US | NPCC | - | NPCC-New York | MW | Behind the Meter Generation - Capacity |  | 0 | 0 | 0 | 0 | 0 | 0 | 0 | 0 | 0 | 0 | 0
2020 | US | NPCC | - | NPCC-New York | MW | Other Capacity Adjustments - Additions |  | 0 | 0 | 0 | 0 | 0 | 0 | 0 | 0 | 0 | 0 | 0
2020 | US | NPCC | - | NPCC-New York | MW | Other Capacity Adjustments - Reductions |  | 0 | 0 | 0 | 0 | 0 | 0 | 0 | 0 | 0 | 0 | 0
2020 | US | NPCC | - | NPCC-New York | MW | Confirmed Retirements |  | 1693.5 | 2780 | 2780 | 3360.1 | 3360.1 | 3387.7 | 3387.7 | 3387.7 | 3387.7 | 3387.7 | 3387.7
2020 | US | NPCC | - | NPCC-New York | MW | Unconfirmed Retirements |  | 0 | 0 | 0 | 0 | 0 | 0 | 0 | 0 | 0 | 0 | 0
2020 | US | NPCC | - | NPCC-New York | MW | Scheduled Outages |  | 0 | 0 | 0 | 0 | 0 | 0 | 0 | 0 | 0 | 0 | 0
2020 | US | NPCC | - | NPCC-New York | MW | Transmission Limitations |  | 0 | 0 | 0 | 0 | 0 | 0 | 0 | 0 | 0 | 0 | 0
2020 | US | NPCC | - | NPCC-New York | MW | Existing-Certain |  | 36590.9 | 35504.4 | 35504.4 | 34650.8 | 34650.8 | 34044.8 | 34044.8 | 34044.8 | 34044.8 | 34044.8 | 34044.8
2020 | US | NPCC | - | NPCC-New York | MW | Existing-Other |  | 0 | 0 | 0 | 0 | 0 | 0 | 0 | 0 | 0 | 0 | 0
2020 | US | NPCC | - | NPCC-New York | MW | Additions - Tier 1 |  | 0 | 0 | 104.8 | 121.9 | 121.9 | 121.9 | 121.9 | 121.9 | 121.9 | 121.9 | 121.9
2020 | US | NPCC | - | NPCC-New York | MW | Additions - Tier 2 |  | 0 | 104.3 | 104.3 | 535.3 | 535.3 | 535.3 | 535.3 | 535.3 | 535.3 | 535.3 | 535.3
2020 | US | NPCC | - | NPCC-New York | MW | Additions - Tier 3 |  | 0 | 1688.4 | 4336 | 5251.2 | 7624.1 | 7902.5 | 7902.5 | 7902.5 | 7902.5 | 7902.5 | 7902.5
2020 | US | NPCC | - | NPCC-New York | MW | Firm Imports |  | 1562.2 | 1812.4 | 1816.2 | 1794.2 | 1954.3 | 1954.3 | 1954.3 | 1954.3 | 1954.3 | 1954.3 | 1954.3
2020 | US | NPCC | - | NPCC-New York | MW | Firm Exports |  | 0 | 0 | 0 | 0 | 0 | 0 | 0 | 0 | 0 | 0 | 0
2020 | US | NPCC | - | NPCC-New York | MW | Net Firm Capacity Transfers |  | 1562.2 | 1812.4 | 1816.2 | 1794.2 | 1954.3 | 1954.3 | 1954.3 | 1954.3 | 1954.3 | 1954.3 | 1954.3
2020 | US | NPCC | - | NPCC-New York | MW | Expected Imports |  | 0 | 0 | 0 | 0 | 0 | 0 | 0 | 0 | 0 | 0 | 0
2020 | US | NPCC | - | NPCC-New York | MW | Expected Exports |  | 0 | 0 | 0 | 0 | 0 | 0 | 0 | 0 | 0 | 0 | 0
2020 | US | NPCC | - | NPCC-New York | MW | Net Expected Transfers |  | 0 | 0 | 0 | 0 | 0 | 0 | 0 | 0 | 0 | 0 | 0
2020 | US | NPCC | - | NPCC-New York | MW | Existing-Certain & Net Firm Transfers |  | 38153.1 | 37316.8 | 37320.6 | 36445 | 36605.1 | 35999.1 | 35999.1 | 35999.1 | 35999.1 | 35999.1 | 35999.1
2020 | US | NPCC | - | NPCC-New York | MW | Anticipated Resources |  | 38153.1 | 37316.8 | 37425.4 | 36566.9 | 36727 | 36121 | 36121 | 36121 | 36121 | 36121 | 36121
2020 | US | NPCC | - | NPCC-New York | MW | Prospective Resources |  | 38153.1 | 37421.1 | 37529.7 | 37102.2 | 37262.3 | 36656.3 | 36656.3 | 36656.3 | 36656.3 | 36656.3 | 36656.3
2020 | US | NPCC | - | NPCC-New York | MW | Existing-Certain and Net Firm Transfers Excess/Shortfall |  | 2020.675 | 1376.425 | 1381.375 | 747.275 | 999.375 | 539.425 | 586.575 | 583.125 | 487.675 | 362.325 | 216.275
2020 | US | NPCC | - | NPCC-New York | MW | Anticipated Excess/Shortfall |  | 2020.675 | 1376.425 | 1486.175 | 869.175 | 1121.275 | 661.325 | 708.475 | 705.025 | 609.575 | 484.225 | 338.175
2020 | US | NPCC | - | NPCC-New York | MW | Prospective Excess/Shortfall |  | 2020.675 | 1480.725 | 1590.475 | 1404.475 | 1656.575 | 1196.625 | 1243.775 | 1240.325 | 1144.875 | 1019.525 | 873.475
2020 | US | NPCC | - | NPCC-New York | % | Existing-Certain and Net Firm Transfers Reserve Margin |  | 0.21431 | 0.19404 | 0.1942 | 0.17407 | 0.18228 | 0.16749 | 0.16905 | 0.16893 | 0.16579 | 0.16169 | 0.15695
2020 | US | NPCC | - | NPCC-New York | % | Anticipated Reserve Margin |  | 21.43% | 19.4% | 19.76% | 17.8% | 18.62% | 17.14% | 17.3% | 17.29% | 16.97% | 16.56% | 16.09%
2020 | US | NPCC | - | NPCC-New York | % | Prospective Reserve Margin |  | 21.43% | 19.74% | 20.09% | 19.52% | 20.35% | 18.88% | 19.04% | 19.03% | 18.71% | 18.29% | 17.81%
2020 | US | NPCC | - | NPCC-New York | % | Reference Margin Level |  | 15% | 15% | 15% | 15% | 15% | 15% | 15% | 15% | 15% | 15% | 15%
2020 | CA | NPCC | - | NPCC-Ontario | MW | Energy Efficiency and Conservation |  | 135.1628 | 308.1166 | 386.7648 | 474.1957 | 532.0025 | 591.3329 | 629.8917 | 647.5637 | 689.155 | 691.415 | 763.5069
2020 | CA | NPCC | - | NPCC-Ontario | MW | Total Installed Photovoltaic |  | 2286.4756 | 2299.9756 | 2299.9756 | 2299.9756 | 2299.9756 | 2299.9756 | 2299.9756 | 2299.9756 | 2299.9756 | 2299.9756 | 2299.9756
2020 | CA | NPCC | - | NPCC-Ontario | MW | Photovoltaic On-Peak |  | 775.5748 | 775.5748 | 775.5748 | 775.5748 | 775.5748 | 775.5748 | 775.5748 | 775.5748 | 775.5748 | 775.5748 | 775.5748
2020 | CA | NPCC | - | NPCC-Ontario | MW | Total Internal Demand |  | 22364.4404 | 22103.4441 | 22675.7168 | 23247.9896 | 23533.0894 | 23706.843 | 23849.8505 | 24088.6871 | 24410.6075 | 24680.3385 | 24946.0796
2020 | CA | NPCC | - | NPCC-Ontario | MW | Controllable and Dispatchable Demand Response - Available |  | 468.7118 | 468.7118 | 468.7118 | 468.7118 | 468.7118 | 468.7118 | 468.7118 | 468.7118 | 468.7118 | 468.7118 | 468.7118
2020 | CA | NPCC | - | NPCC-Ontario | MW | Net Internal Demand |  | 21895.7286 | 21634.7323 | 22207.005 | 22779.2778 | 23064.3776 | 23238.1312 | 23381.1387 | 23619.9753 | 23941.8957 | 24211.6267 | 24477.3678
2020 | CA | NPCC | - | NPCC-Ontario | MW | Behind the Meter Generation - Capacity |  | 0 | 0 | 0 | 0 | 0 | 0 | 0 | 0 | 0 | 0 | 0
2020 | CA | NPCC | - | NPCC-Ontario | MW | Other Capacity Adjustments - Additions |  | 0 | 0 | 0 | 0 | 0 | 0 | 0 | 0 | 0 | 0 | 0
2020 | CA | NPCC | - | NPCC-Ontario | MW | Other Capacity Adjustments - Reductions |  | 0 | 0 | 0 | 0 | 0 | 0 | 0 | 0 | 0 | 0 | 0
2020 | CA | NPCC | - | NPCC-Ontario | MW | Confirmed Retirements |  | 0 | 31.8 | 31.8 | 31.8 | 546.8 | 1061.8 | 3125.8 | 3125.8 | 3125.8 | 3125.8 | 3125.8
2020 | CA | NPCC | - | NPCC-Ontario | MW | Unconfirmed Retirements |  | 0 | 0 | 0 | -1030 | -1030 | -2064 | 0 | 0 | 0 | 0 | 0
2020 | CA | NPCC | - | NPCC-Ontario | MW | Scheduled Outages |  | 0 | 765.2578 | 0 | 813.9132 | 0 | 0 | 805.7428 | 0 | 0 | 0 | 0
2020 | CA | NPCC | - | NPCC-Ontario | MW | Transmission Limitations |  | 0 | 0 | 0 | 0 | 0 | 0 | 0 | 0 | 0 | 0 | 0
2020 | CA | NPCC | - | NPCC-Ontario | MW | Existing-Certain |  | 28256.7373 | 26723.1795 | 26610.4373 | 23988.5241 | 25608.1801 | 23652.1801 | 22806.4373 | 24490.1801 | 24443.1801 | 25260.1801 | 25260.1801
2020 | CA | NPCC | - | NPCC-Ontario | MW | Existing-Other |  | 0 | 0 | 0 | 0 | 0 | 0 | 0 | 0 | 0 | 0 | 0
2020 | CA | NPCC | - | NPCC-Ontario | MW | Additions - Tier 1 |  | 42.3141 | 50.7741 | 50.7741 | 50.7741 | 50.7741 | 50.7741 | 50.7741 | 50.7741 | 50.7741 | 50.7741 | 50.7741
2020 | CA | NPCC | - | NPCC-Ontario | MW | Additions - Tier 2 |  | 0 | 0 | 0 | 0 | 0 | 0 | 0 | 0 | 0 | 0 | 0
2020 | CA | NPCC | - | NPCC-Ontario | MW | Additions - Tier 3 |  | 0 | 0 | 0 | 0 | 0 | 0 | 0 | 0 | 0 | 0 | 0
2020 | CA | NPCC | - | NPCC-Ontario | MW | Firm Imports |  | 0 | 0 | 0 | 0 | 0 | 0 | 0 | 0 | 0 | 0 | 0
2020 | CA | NPCC | - | NPCC-Ontario | MW | Firm Exports |  | 15 | 0 | 0 | 0 | 0 | 0 | 0 | 0 | 0 | 0 | 0
2020 | CA | NPCC | - | NPCC-Ontario | MW | Net Firm Capacity Transfers |  | -15 | 0 | 0 | 0 | 0 | 0 | 0 | 0 | 0 | 0 | 0
2020 | CA | NPCC | - | NPCC-Ontario | MW | Expected Imports |  | 0 | 0 | 0 | 0 | 0 | 0 | 0 | 0 | 0 | 0 | 0
2020 | CA | NPCC | - | NPCC-Ontario | MW | Expected Exports |  | 0 | 0 | 0 | 0 | 0 | 0 | 0 | 0 | 0 | 0 | 0
2020 | CA | NPCC | - | NPCC-Ontario | MW | Net Expected Transfers |  | 0 | 0 | 0 | 0 | 0 | 0 | 0 | 0 | 0 | 0 | 0
2020 | CA | NPCC | - | NPCC-Ontario | MW | Existing-Certain & Net Firm Transfers |  | 28241.7373 | 26723.1795 | 26610.4373 | 23988.5241 | 25608.1801 | 23652.1801 | 22806.4373 | 24490.1801 | 24443.1801 | 25260.1801 | 25260.1801
2020 | CA | NPCC | - | NPCC-Ontario | MW | Anticipated Resources |  | 28284.0514 | 26773.9536 | 26661.2114 | 24039.2982 | 25658.9542 | 23702.9542 | 22857.2114 | 24540.9542 | 24493.9542 | 25310.9542 | 25310.9542
2020 | CA | NPCC | - | NPCC-Ontario | MW | Prospective Resources |  | 28284.0514 | 26773.9536 | 26661.2114 | 25069.2982 | 26688.9542 | 25766.9542 | 22857.2114 | 24540.9542 | 24493.9542 | 25310.9542 | 25310.9542
2020 | CA | NPCC | - | NPCC-Ontario | MW | Existing-Certain and Net Firm Transfers Excess/Shortfall |  | 3197.4029 | -83.5536 | -879.7081 | -2480.2476 | -1317.5 | -3286.3654 | -3979.2907 | -2860.9273 | -3280.1485 | -2763.6492 | -3071.9932
2020 | CA | NPCC | - | NPCC-Ontario | MW | Anticipated Excess/Shortfall |  | 3239.717 | -32.7795 | -828.934 | -2429.4735 | -1266.7259 | -3235.5913 | -3928.5166 | -2810.1532 | -3229.3744 | -2712.8751 | -3021.2191
2020 | CA | NPCC | - | NPCC-Ontario | MW | Prospective Excess/Shortfall |  | 3239.717 | -32.7795 | -828.934 | -1399.4735 | -236.7259 | -1171.5913 | -3928.5166 | -2810.1532 | -3229.3744 | -2712.8751 | -3021.2191
2020 | CA | NPCC | - | NPCC-Ontario | % | Existing-Certain and Net Firm Transfers Reserve Margin |  | 0.28983 | 0.2352 | 0.19829 | 0.053085 | 0.11029 | 0.017818 | -0.02458 | 0.036842 | 0.020938 | 0.043308 | 0.031981
2020 | CA | NPCC | - | NPCC-Ontario | % | Anticipated Reserve Margin |  | 29.18% | 23.75% | 20.06% | 5.531% | 11.25% | 2% | -2.241% | 3.899% | 2.306% | 4.54% | 3.406%
2020 | CA | NPCC | - | NPCC-Ontario | % | Prospective Reserve Margin |  | 29.18% | 23.75% | 20.06% | 10.05% | 15.72% | 10.88% | -2.241% | 3.899% | 2.306% | 4.54% | 3.406%
2020 | CA | NPCC | - | NPCC-Ontario | % | Reference Margin Level |  | 14.38% | 23.91% | 23.79% | 16.2% | 16.74% | 15.92% | 14.56% | 15.8% | 15.79% | 15.75% | 15.75%
2020 | CA | NPCC | - | NPCC-Quebec | MW | Energy Efficiency and Conservation |  | 0 | 0 | 0 | 0 | 0 | 0 | 0 | 0 | 0 | 0 | 0
2020 | CA | NPCC | - | NPCC-Quebec | MW | Total Installed Photovoltaic |  | 22 | 40 | 62 | 88 | 118 | 155 | 199 | 251 | 312 | 386 | 473
2020 | CA | NPCC | - | NPCC-Quebec | MW | Photovoltaic On-Peak |  | 6 | 11 | 17 | 24 | 32 | 42 | 54 | 68 | 84 | 104 | 128
2020 | CA | NPCC | - | NPCC-Quebec | MW | Total Internal Demand |  | 21757.6502 | 21550.5023 | 20620.9699 | 21435.3647 | 21680.6735 | 21894.8014 | 22048.0839 | 22188.0652 | 22341.9904 | 22498.7989 | 22641.9383
2020 | CA | NPCC | - | NPCC-Quebec | MW | Controllable and Dispatchable Demand Response - Available |  | 0 | 0 | 0 | 0 | 0 | 0 | 0 | 0 | 0 | 0 | 0
2020 | CA | NPCC | - | NPCC-Quebec | MW | Net Internal Demand |  | 21757.6502 | 21550.5023 | 20620.9699 | 21435.3647 | 21680.6735 | 21894.8014 | 22048.0839 | 22188.0652 | 22341.9904 | 22498.7989 | 22641.9383
2020 | CA | NPCC | - | NPCC-Quebec | MW | Behind the Meter Generation - Capacity |  | 0 | 0 | 0 | 0 | 0 | 0 | 0 | 0 | 0 | 0 | 0
2020 | CA | NPCC | - | NPCC-Quebec | MW | Other Capacity Adjustments - Additions |  | 0 | 0 | 0 | 0 | 0 | 0 | 0 | 0 | 0 | 0 | 0
2020 | CA | NPCC | - | NPCC-Quebec | MW | Other Capacity Adjustments - Reductions |  | 0 | 0 | 0 | 0 | 0 | 0 | 0 | 0 | 0 | 0 | 0
2020 | CA | NPCC | - | NPCC-Quebec | MW | Confirmed Retirements |  | 0 | 0 | 0 | 0 | 0 | 0 | 0 | 0 | 0 | 0 | 0
2020 | CA | NPCC | - | NPCC-Quebec | MW | Unconfirmed Retirements |  | 0 | 0 | 0 | 0 | 0 | 0 | 0 | 0 | 0 | 0 | 0
2020 | CA | NPCC | - | NPCC-Quebec | MW | Scheduled Outages |  | 0 | 0 | 0 | 0 | 0 | 0 | 0 | 0 | 0 | 0 | 0
2020 | CA | NPCC | - | NPCC-Quebec | MW | Transmission Limitations |  | 0 | 0 | 0 | 0 | 0 | 0 | 0 | 0 | 0 | 0 | 0
2020 | CA | NPCC | - | NPCC-Quebec | MW | Existing-Certain |  | 39806.9635 | 39806.9635 | 39806.9635 | 39775.3035 | 39775.3035 | 39723.1035 | 39752.6876 | 39701.6268 | 39705.1038 | 39708.6157 | 39711.2674
2020 | CA | NPCC | - | NPCC-Quebec | MW | Existing-Other |  | 0 | 0 | 0 | 0 | 0 | 0 | 0 | 0 | 0 | 0 | 0
2020 | CA | NPCC | - | NPCC-Quebec | MW | Additions - Tier 1 |  | 0 | 14.25 | 41.15 | 305.55 | 324.25 | 346.25 | 346.25 | 346.25 | 346.25 | 346.25 | 346.25
2020 | CA | NPCC | - | NPCC-Quebec | MW | Additions - Tier 2 |  | 0 | 0 | 0 | 0 | 0 | 0 | 0 | 0 | 0 | 0 | 0
2020 | CA | NPCC | - | NPCC-Quebec | MW | Additions - Tier 3 |  | 0 | 0 | 0 | 0 | 0 | 0 | 0 | 0 | 0 | 0 | 0
2020 | CA | NPCC | - | NPCC-Quebec | MW | Firm Imports |  | 0 | 0 | 0 | 0 | 0 | 0 | 0 | 0 | 0 | 0 | 0
2020 | CA | NPCC | - | NPCC-Quebec | MW | Firm Exports |  | 1967 | 2415 | 2333 | 2304 | 1561 | 1061 | 1061 | 1061 | 1061 | 1061 | 1061
2020 | CA | NPCC | - | NPCC-Quebec | MW | Net Firm Capacity Transfers |  | -1967 | -2415 | -2333 | -2304 | -1561 | -1061 | -1061 | -1061 | -1061 | -1061 | -1061
2020 | CA | NPCC | - | NPCC-Quebec | MW | Expected Imports |  | 0 | 0 | 0 | 0 | 0 | 0 | 0 | 0 | 0 | 0 | 0
2020 | CA | NPCC | - | NPCC-Quebec | MW | Expected Exports |  | 0 | 0 | 0 | 0 | 0 | 0 | 0 | 0 | 0 | 0 | 0
2020 | CA | NPCC | - | NPCC-Quebec | MW | Net Expected Transfers |  | 0 | 0 | 0 | 0 | 0 | 0 | 0 | 0 | 0 | 0 | 0
2020 | CA | NPCC | - | NPCC-Quebec | MW | Existing-Certain & Net Firm Transfers |  | 37839.9635 | 37391.9635 | 37473.9635 | 37471.3035 | 38214.3035 | 38662.1035 | 38691.6876 | 38640.6268 | 38644.1038 | 38647.6157 | 38650.2674
2020 | CA | NPCC | - | NPCC-Quebec | MW | Anticipated Resources |  | 37839.9635 | 37406.2135 | 37515.1135 | 37776.8535 | 38538.5535 | 39008.3535 | 39037.9376 | 38986.8768 | 38990.3538 | 38993.8657 | 38996.5174
2020 | CA | NPCC | - | NPCC-Quebec | MW | Prospective Resources |  | 37839.9635 | 37406.2135 | 37515.1135 | 37776.8535 | 38538.5535 | 39008.3535 | 39037.9376 | 38986.8768 | 38990.3538 | 38993.8657 | 38996.5174
2020 | CA | NPCC | - | NPCC-Quebec | MW | Existing-Certain and Net Firm Transfers Excess/Shortfall |  | 13884.7907 | 13664.8605 | 14770.2756 | 13870.967 | 14343.882 | 14555.9271 | 14416.7472 | 14211.567 | 14045.5723 | 13876.4381 | 13721.4934
2020 | CA | NPCC | - | NPCC-Quebec | MW | Anticipated Excess/Shortfall |  | 13884.7907 | 13679.1105 | 14811.4256 | 14176.517 | 14668.132 | 14902.1771 | 14762.9972 | 14557.817 | 14391.8223 | 14222.6881 | 14067.7434
2020 | CA | NPCC | - | NPCC-Quebec | MW | Prospective Excess/Shortfall |  | 13884.7907 | 13679.1105 | 14811.4256 | 14176.517 | 14668.132 | 14902.1771 | 14762.9972 | 14557.817 | 14391.8223 | 14222.6881 | 14067.7434
2020 | CA | NPCC | - | NPCC-Quebec | % | Existing-Certain and Net Firm Transfers Reserve Margin |  | 0.73916 | 0.73509 | 0.81727 | 0.74811 | 0.7626 | 0.76581 | 0.75488 | 0.74151 | 0.72966 | 0.71776 | 0.70702
2020 | CA | NPCC | - | NPCC-Quebec | % | Anticipated Reserve Margin |  | 73.92% | 73.57% | 81.93% | 76.24% | 77.76% | 78.16% | 77.06% | 75.71% | 74.52% | 73.32% | 72.23%
2020 | CA | NPCC | - | NPCC-Quebec | % | Prospective Reserve Margin |  | 73.92% | 73.57% | 81.93% | 76.24% | 77.76% | 78.16% | 77.06% | 75.71% | 74.52% | 73.32% | 72.23%
2020 | CA | NPCC | - | NPCC-Quebec | % | Reference Margin Level |  | 10.1% | 10.1% | 10.1% | 10.1% | 10.1% | 10.1% | 10.1% | 10.1% | 10.1% | 10.1% | 10.1%
2020 | US | RF | - | PJM | MW | Energy Efficiency and Conservation |  | 0 | 0 | 0 | 0 | 0 | 0 | 0 | 0 | 0 | 0 | 0
2020 | US | RF | - | PJM | MW | Total Installed Photovoltaic |  | 5165.7895 | 6218.4211 | 7910.5263 | 9171.0526 | 10257.8947 | 10476.3158 | 11471.0526 | 11889.4737 | 13597.3684 | 13994.7368 | 14328.9474
2020 | US | RF | - | PJM | MW | Photovoltaic On-Peak |  | 1963 | 2363 | 3006 | 3485 | 3898 | 3981 | 4359 | 4518 | 5167 | 5318 | 5445
2020 | US | RF | - | PJM | MW | Total Internal Demand |  | 148092 | 149616 | 151051 | 151898 | 152443 | 153315 | 154499 | 155441 | 156014 | 156556 | 157132
2020 | US | RF | - | PJM | MW | Controllable and Dispatchable Demand Response - Available |  | 8929 | 8955 | 9036 | 9067 | 9125 | 9172 | 9209 | 9254 | 9293 | 9338 | 9375
2020 | US | RF | - | PJM | MW | Net Internal Demand |  | 139163 | 140661 | 142015 | 142831 | 143318 | 144143 | 145290 | 146187 | 146721 | 147218 | 147757
2020 | US | RF | - | PJM | MW | Behind the Meter Generation - Capacity |  | 0 | 0 | 0 | 0 | 0 | 0 | 0 | 0 | 0 | 0 | 0
2020 | US | RF | - | PJM | MW | Other Capacity Adjustments - Additions |  | 0 | 0 | 0 | 0 | 0 | 0 | 0 | 0 | 0 | 0 | 0
2020 | US | RF | - | PJM | MW | Other Capacity Adjustments - Reductions |  | 0 | 0 | 0 | 0 | 0 | 0 | 0 | 0 | 0 | 0 | 0
2020 | US | RF | - | PJM | MW | Confirmed Retirements |  | 24956.9 | 25957.6 | 28215.6 | 29229.9 | 29229.9 | 29229.9 | 29229.9 | 29229.9 | 29229.9 | 29229.9 | 29229.9
2020 | US | RF | - | PJM | MW | Unconfirmed Retirements |  | 0 | 0 | 0 | 0 | 0 | 0 | 0 | 0 | 0 | 0 | 0
2020 | US | RF | - | PJM | MW | Scheduled Outages |  | 0 | 0 | 0 | 0 | 0 | 0 | 0 | 0 | 0 | 0 | 0
2020 | US | RF | - | PJM | MW | Transmission Limitations |  | 0 | 0 | 0 | 0 | 0 | 0 | 0 | 0 | 0 | 0 | 0
2020 | US | RF | - | PJM | MW | Existing-Certain |  | 185148.1 | 183571.6 | 181349.2 | 180334.9 | 180334.9 | 180334.9 | 180334.9 | 180334.9 | 180334.9 | 180334.9 | 180334.9
2020 | US | RF | - | PJM | MW | Existing-Other |  | 0 | 0 | 0 | 0 | 0 | 0 | 0 | 0 | 0 | 0 | 0
2020 | US | RF | - | PJM | MW | Additions - Tier 1 |  | 0 | 10617.7 | 15212.22 | 21714.84 | 22984.44 | 22997.14 | 22997.14 | 22997.14 | 22997.14 | 22997.14 | 22997.14
2020 | US | RF | - | PJM | MW | Additions - Tier 2 |  | 0 | 11299.4133 | 35611.4627 | 50086.231 | 57836.891 | 59382.903 | 60070.973 | 60535.833 | 60535.833 | 60699.133 | 60847.633
2020 | US | RF | - | PJM | MW | Additions - Tier 3 |  | 0 | 0 | 0 | 0 | 0 | 0 | 0 | 0 | 0 | 0 | 0
2020 | US | RF | - | PJM | MW | Firm Imports |  | 3109.6 | 3040.2 | 0 | 0 | 0 | 0 | 0 | 0 | 0 | 0 | 0
2020 | US | RF | - | PJM | MW | Firm Exports |  | 1697.7 | 1580.6 | 0 | 0 | 0 | 0 | 0 | 0 | 0 | 0 | 0
2020 | US | RF | - | PJM | MW | Net Firm Capacity Transfers |  | 1411.9 | 1459.6 | 0 | 0 | 0 | 0 | 0 | 0 | 0 | 0 | 0
2020 | US | RF | - | PJM | MW | Expected Imports |  | 0 | 0 | 3040.2 | 3040.2 | 3040.2 | 3040.2 | 3040.2 | 3040.2 | 3040.2 | 3040.2 | 3040.2
2020 | US | RF | - | PJM | MW | Expected Exports |  | 0 | 0 | 1580.6 | 1580.6 | 1580.6 | 1580.6 | 1580.6 | 1580.6 | 1580.6 | 1580.6 | 1580.6
2020 | US | RF | - | PJM | MW | Net Expected Transfers |  | 0 | 0 | 1459.6 | 1459.6 | 1459.6 | 1459.6 | 1459.6 | 1459.6 | 1459.6 | 1459.6 | 1459.6
2020 | US | RF | - | PJM | MW | Existing-Certain & Net Firm Transfers |  | 186560 | 185031.2 | 181349.2 | 180334.9 | 180334.9 | 180334.9 | 180334.9 | 180334.9 | 180334.9 | 180334.9 | 180334.9
2020 | US | RF | - | PJM | MW | Anticipated Resources |  | 186560 | 195648.9 | 196561.42 | 202049.74 | 203319.34 | 203332.04 | 203332.04 | 203332.04 | 203332.04 | 203332.04 | 203332.04
2020 | US | RF | - | PJM | MW | Prospective Resources |  | 186560 | 206948.3133 | 233632.4827 | 253595.571 | 262615.831 | 264174.543 | 264862.613 | 265327.473 | 265327.473 | 265490.773 | 265639.273
2020 | US | RF | - | PJM | MW | Existing-Certain and Net Firm Transfers Excess/Shortfall |  | 25826.735 | 23130.389 | 18173.965 | 16364.912 | 15805.836 | 14858.736 | 13541.98 | 12512.224 | 11899.192 | 11328.636 | 10709.864
2020 | US | RF | - | PJM | MW | Anticipated Excess/Shortfall |  | 25826.735 | 33748.089 | 33386.185 | 38079.752 | 38790.276 | 37855.876 | 36539.12 | 35509.364 | 34896.332 | 34325.776 | 33707.004
2020 | US | RF | - | PJM | MW | Prospective Excess/Shortfall |  | 25826.735 | 45047.5023 | 70457.2477 | 89625.583 | 98086.767 | 98698.379 | 98069.693 | 97504.797 | 96891.765 | 96484.509 | 96014.237
2020 | US | RF | - | PJM | % | Existing-Certain and Net Firm Transfers Reserve Margin |  | 0.34059 | 0.31544 | 0.27697 | 0.26258 | 0.25829 | 0.25108 | 0.24121 | 0.23359 | 0.2291 | 0.22495 | 0.22048
2020 | US | RF | - | PJM | % | Anticipated Reserve Margin |  | 34.06% | 39.09% | 38.41% | 41.46% | 41.87% | 41.06% | 39.95% | 39.09% | 38.58% | 38.12% | 37.61%
2020 | US | RF | - | PJM | % | Prospective Reserve Margin |  | 34.06% | 47.13% | 64.51% | 77.55% | 83.24% | 83.27% | 82.3% | 81.5% | 80.84% | 80.34% | 79.78%
2020 | US | RF | - | PJM | % | Reference Margin Level |  | 15.5% | 15.1% | 14.9% | 14.8% | 14.8% | 14.8% | 14.8% | 14.8% | 14.8% | 14.8% | 14.8%
2020 | US | SERC | - | SERC-C | MW | Energy Efficiency and Conservation |  | 286 | 305 | 315 | 333 | 350 | 352 | 359 | 367 | 374 | 378 | 381
2020 | US | SERC | - | SERC-C | MW | Total Installed Photovoltaic |  | 0 | 0 | 0 | 0 | 0 | 0 | 0 | 0 | 0 | 0 | 0
2020 | US | SERC | - | SERC-C | MW | Photovoltaic On-Peak |  | 0 | 0 | 0 | 0 | 0 | 0 | 0 | 0 | 0 | 0 | 0
2020 | US | SERC | - | SERC-C | MW | Total Internal Demand |  | 40799 | 40952 | 41159 | 41431 | 41571 | 41600 | 41518 | 41657 | 41759 | 41974 | 42113
2020 | US | SERC | - | SERC-C | MW | Controllable and Dispatchable Demand Response - Available |  | 1970 | 1958 | 1883 | 1830 | 1795 | 1792 | 1790 | 1789 | 1788 | 1787 | 1786
2020 | US | SERC | - | SERC-C | MW | Net Internal Demand |  | 38829 | 38994 | 39276 | 39601 | 39776 | 39808 | 39728 | 39868 | 39971 | 40187 | 40327
2020 | US | SERC | - | SERC-C | MW | Behind the Meter Generation - Capacity |  | 0 | 0 | 0 | 0 | 0 | 0 | 0 | 0 | 0 | 0 | 0
2020 | US | SERC | - | SERC-C | MW | Other Capacity Adjustments - Additions |  | 0 | 0 | 0 | 0 | 0 | 0 | 0 | 0 | 0 | 0 | 0
2020 | US | SERC | - | SERC-C | MW | Other Capacity Adjustments - Reductions |  | 0 | 0 | 0 | 0 | 0 | 0 | 0 | 0 | 0 | 0 | 0
2020 | US | SERC | - | SERC-C | MW | Confirmed Retirements |  | 2335 | 2335 | 2335 | 2335 | 3693 | 4589 | 4589 | 4589 | 4589 | 4589 | 4589
2020 | US | SERC | - | SERC-C | MW | Unconfirmed Retirements |  | 0 | 0 | 0 | 0 | 0 | 0 | 0 | 0 | 0 | 0 | 0
2020 | US | SERC | - | SERC-C | MW | Scheduled Outages |  | 0 | 0 | 0 | 0 | 0 | 0 | 0 | 0 | 0 | 0 | 0
2020 | US | SERC | - | SERC-C | MW | Transmission Limitations |  | 0 | 0 | 0 | 0 | 0 | 0 | 0 | 0 | 0 | 0 | 0
2020 | US | SERC | - | SERC-C | MW | Existing-Certain |  | 48266.76 | 48430.76 | 48619.76 | 49040.83 | 47856.83 | 47056.83 | 47086.9 | 47086.9 | 47086.9 | 47086.9 | 47086.9
2020 | US | SERC | - | SERC-C | MW | Existing-Other |  | 3381.45 | 3381.45 | 3381.45 | 3381.45 | 3207.45 | 3111.45 | 3111.45 | 3111.45 | 3111.45 | 3111.45 | 3111.45
2020 | US | SERC | - | SERC-C | MW | Additions - Tier 1 |  | 0 | 154 | 458 | 458 | 458 | 458 | 458 | 458 | 458 | 458 | 458
2020 | US | SERC | - | SERC-C | MW | Additions - Tier 2 |  | 0 | 22 | 83 | 83 | 1253 | 1829 | 1829 | 1829 | 1829 | 1829 | 1829
2020 | US | SERC | - | SERC-C | MW | Additions - Tier 3 |  | 0 | 0 | 0 | 452 | 992 | 992 | 1696 | 2087 | 2478 | 3805 | 4196
2020 | US | SERC | - | SERC-C | MW | Firm Imports |  | 1474 | 1537 | 1466 | 1466 | 1466 | 1466 | 1466 | 1466 | 1291 | 1291 | 1291
2020 | US | SERC | - | SERC-C | MW | Firm Exports |  | 2281.2 | 2281.2 | 2072.2 | 2072.2 | 2072.2 | 2072.2 | 2072.2 | 2072.2 | 2072.2 | 2072.2 | 2072.2
2020 | US | SERC | - | SERC-C | MW | Net Firm Capacity Transfers |  | -807.2 | -744.2 | -606.2 | -606.2 | -606.2 | -606.2 | -606.2 | -606.2 | -781.2 | -781.2 | -781.2
2020 | US | SERC | - | SERC-C | MW | Expected Imports |  | 0 | 0 | 0 | 0 | 0 | 0 | 0 | 0 | 0 | 0 | 0
2020 | US | SERC | - | SERC-C | MW | Expected Exports |  | 0 | 0 | 0 | 0 | 0 | 0 | 0 | 0 | 0 | 0 | 0
2020 | US | SERC | - | SERC-C | MW | Net Expected Transfers |  | 0 | 0 | 0 | 0 | 0 | 0 | 0 | 0 | 0 | 0 | 0
2020 | US | SERC | - | SERC-C | MW | Existing-Certain & Net Firm Transfers |  | 47459.56 | 47686.56 | 48013.56 | 48434.63 | 47250.63 | 46450.63 | 46480.7 | 46480.7 | 46305.7 | 46305.7 | 46305.7
2020 | US | SERC | - | SERC-C | MW | Anticipated Resources |  | 47459.56 | 47840.56 | 48471.56 | 48892.63 | 47708.63 | 46908.63 | 46938.7 | 46938.7 | 46763.7 | 46763.7 | 46763.7
2020 | US | SERC | - | SERC-C | MW | Prospective Resources |  | 50841.01 | 51244.01 | 51936.01 | 52357.08 | 52169.08 | 51849.08 | 51879.15 | 51879.15 | 51704.15 | 51704.15 | 51704.15
2020 | US | SERC | - | SERC-C | MW | Existing-Certain and Net Firm Transfers Excess/Shortfall |  | 2806.21 | 2843.46 | 2846.16 | 2893.48 | 1508.23 | 671.43 | 793.5 | 632.5 | 339.05 | 90.65 | -70.35
2020 | US | SERC | - | SERC-C | MW | Anticipated Excess/Shortfall |  | 2806.21 | 2997.46 | 3304.16 | 3351.48 | 1966.23 | 1129.43 | 1251.5 | 1090.5 | 797.05 | 548.65 | 387.65
2020 | US | SERC | - | SERC-C | MW | Prospective Excess/Shortfall |  | 6187.66 | 6400.91 | 6768.61 | 6815.93 | 6426.68 | 6069.88 | 6191.95 | 6030.95 | 5737.5 | 5489.1 | 5328.1
2020 | US | SERC | - | SERC-C | % | Existing-Certain and Net Firm Transfers Reserve Margin |  | 0.22227 | 0.22292 | 0.22247 | 0.22307 | 0.18792 | 0.16687 | 0.16997 | 0.16586 | 0.15848 | 0.15226 | 0.14826
2020 | US | SERC | - | SERC-C | % | Anticipated Reserve Margin |  | 22.23% | 22.69% | 23.41% | 23.46% | 19.94% | 17.84% | 18.15% | 17.74% | 16.99% | 16.37% | 15.96%
2020 | US | SERC | - | SERC-C | % | Prospective Reserve Margin |  | 30.94% | 31.42% | 32.23% | 32.21% | 31.16% | 30.25% | 30.59% | 30.13% | 29.35% | 28.66% | 28.21%
2020 | US | SERC | - | SERC-C | % | Reference Margin Level |  | 15% | 15% | 15% | 15% | 15% | 15% | 15% | 15% | 15% | 15% | 15%
2020 | US | SERC | - | SERC-E | MW | Energy Efficiency and Conservation |  | 248 | 348 | 442 | 487 | 616 | 707 | 800 | 885 | 961 | 1028 | 1089
2020 | US | SERC | - | SERC-E | MW | Total Installed Photovoltaic |  | 325 | 442 | 580 | 704 | 800 | 895 | 994 | 1098 | 1208 | 1336 | 1464
2020 | US | SERC | - | SERC-E | MW | Photovoltaic On-Peak |  | 940 | 1128 | 1175 | 1219 | 1253 | 1286 | 1321 | 1358 | 1396 | 1441 | 1486
2020 | US | SERC | - | SERC-E | MW | Total Internal Demand |  | 43702 | 43624 | 43976 | 44258 | 44544 | 44793 | 45141 | 45458 | 45817 | 46256 | 46651
2020 | US | SERC | - | SERC-E | MW | Controllable and Dispatchable Demand Response - Available |  | 947 | 955 | 964 | 973 | 976 | 976 | 977 | 978 | 979 | 980 | 981
2020 | US | SERC | - | SERC-E | MW | Net Internal Demand |  | 42755 | 42669 | 43012 | 43285 | 43568 | 43817 | 44164 | 44480 | 44838 | 45276 | 45670
2020 | US | SERC | - | SERC-E | MW | Behind the Meter Generation - Capacity |  | 0 | 0 | 0 | 0 | 0 | 0 | 0 | 0 | 0 | 0 | 0
2020 | US | SERC | - | SERC-E | MW | Other Capacity Adjustments - Additions |  | 0 | 0 | 0 | 0 | 0 | 0 | 0 | 0 | 0 | 0 | 0
2020 | US | SERC | - | SERC-E | MW | Other Capacity Adjustments - Reductions |  | 0 | 0 | 0 | 0 | 0 | 0 | 0 | 0 | 0 | 0 | 0
2020 | US | SERC | - | SERC-E | MW | Confirmed Retirements |  | 808 | 808 | 808 | 808 | 808 | 808 | 808 | 984 | 2082 | 2082 | 2841
2020 | US | SERC | - | SERC-E | MW | Unconfirmed Retirements |  | 0 | 0 | 0 | 0 | 0 | 0 | 0 | 0 | 0 | 0 | 0
2020 | US | SERC | - | SERC-E | MW | Scheduled Outages |  | 0 | 0 | 0 | 0 | 0 | 0 | 0 | 0 | 0 | 0 | 0
2020 | US | SERC | - | SERC-E | MW | Transmission Limitations |  | 0 | 0 | 0 | 0 | 0 | 0 | 0 | 0 | 0 | 0 | 0
2020 | US | SERC | - | SERC-E | MW | Existing-Certain |  | 51555.57 | 51716.57 | 51781.57 | 51846.57 | 51848.57 | 51848.57 | 51848.57 | 51676.57 | 50578.57 | 50584.57 | 50584.57
2020 | US | SERC | - | SERC-E | MW | Existing-Other |  | 42 | 42 | 42 | 42 | 42 | 42 | 42 | 42 | 42 | 42 | 42
2020 | US | SERC | - | SERC-E | MW | Additions - Tier 1 |  | 0 | 137.3 | 655.3 | 689.3 | 723.3 | 2365.3 | 2827.3 | 4084.3 | 5751.3 | 7455.3 | 7455.3
2020 | US | SERC | - | SERC-E | MW | Additions - Tier 2 |  | 0 | 0 | 0 | 0 | 0 | 0 | 0 | 0 | 0 | 0 | 0
2020 | US | SERC | - | SERC-E | MW | Additions - Tier 3 |  | 0 | 0 | 0 | 0 | 0 | 0 | 0 | 0 | 0 | 0 | 0
2020 | US | SERC | - | SERC-E | MW | Firm Imports |  | 876 | 876 | 876 | 876 | 876 | 876 | 876 | 876 | 876 | 876 | 876
2020 | US | SERC | - | SERC-E | MW | Firm Exports |  | 610 | 271 | 271 | 271 | 271 | 271 | 271 | 271 | 271 | 271 | 271
2020 | US | SERC | - | SERC-E | MW | Net Firm Capacity Transfers |  | 266 | 605 | 605 | 605 | 605 | 605 | 605 | 605 | 605 | 605 | 605
2020 | US | SERC | - | SERC-E | MW | Expected Imports |  | 0 | 0 | 0 | 0 | 0 | 0 | 0 | 0 | 0 | 0 | 0
2020 | US | SERC | - | SERC-E | MW | Expected Exports |  | 0 | 0 | 0 | 0 | 0 | 0 | 0 | 0 | 0 | 0 | 0
2020 | US | SERC | - | SERC-E | MW | Net Expected Transfers |  | 0 | 0 | 0 | 0 | 0 | 0 | 0 | 0 | 0 | 0 | 0
2020 | US | SERC | - | SERC-E | MW | Existing-Certain & Net Firm Transfers |  | 51821.57 | 52321.57 | 52386.57 | 52451.57 | 52453.57 | 52453.57 | 52453.57 | 52281.57 | 51183.57 | 51189.57 | 51189.57
2020 | US | SERC | - | SERC-E | MW | Anticipated Resources |  | 51821.57 | 52458.87 | 53041.87 | 53140.87 | 53176.87 | 54818.87 | 55280.87 | 56365.87 | 56934.87 | 58644.87 | 58644.87
2020 | US | SERC | - | SERC-E | MW | Prospective Resources |  | 51863.57 | 52500.87 | 53083.87 | 53182.87 | 53218.87 | 54860.87 | 55322.87 | 56407.87 | 56976.87 | 58686.87 | 58686.87
2020 | US | SERC | - | SERC-E | MW | Existing-Certain and Net Firm Transfers Excess/Shortfall |  | 2653.32 | 3252.22 | 2922.77 | 2673.82 | 2350.37 | 2064.02 | 1664.97 | 1129.57 | -380.13 | -877.83 | -1330.93
2020 | US | SERC | - | SERC-E | MW | Anticipated Excess/Shortfall |  | 2653.32 | 3389.52 | 3578.07 | 3363.12 | 3073.67 | 4429.32 | 4492.27 | 5213.87 | 5371.17 | 6577.47 | 6124.37
2020 | US | SERC | - | SERC-E | MW | Prospective Excess/Shortfall |  | 2695.32 | 3431.52 | 3620.07 | 3405.12 | 3115.67 | 4471.32 | 4534.27 | 5255.87 | 5413.17 | 6619.47 | 6166.37
2020 | US | SERC | - | SERC-E | % | Existing-Certain and Net Firm Transfers Reserve Margin |  | 0.21206 | 0.22622 | 0.21795 | 0.21177 | 0.20395 | 0.19711 | 0.1877 | 0.1754 | 0.14152 | 0.13061 | 0.12086
2020 | US | SERC | - | SERC-E | % | Anticipated Reserve Margin |  | 21.21% | 22.94% | 23.32% | 22.77% | 22.05% | 25.11% | 25.17% | 26.72% | 26.98% | 29.53% | 28.41%
2020 | US | SERC | - | SERC-E | % | Prospective Reserve Margin |  | 21.3% | 23.04% | 23.42% | 22.87% | 22.15% | 25.2% | 25.27% | 26.82% | 27.07% | 29.62% | 28.5%
2020 | US | SERC | - | SERC-E | % | Reference Margin Level |  | 15% | 15% | 15% | 15% | 15% | 15% | 15% | 15% | 15% | 15% | 15%
2020 | US | SERC | - | SERC-SE | MW | Energy Efficiency and Conservation |  | 511 | 519 | 529 | 539 | 550 | 550 | 550 | 550 | 550 | 550 | 550
2020 | US | SERC | - | SERC-SE | MW | Total Installed Photovoltaic |  | 0 | 0 | 0 | 0 | 0 | 0 | 0 | 0 | 0 | 0 | 0
2020 | US | SERC | - | SERC-SE | MW | Photovoltaic On-Peak |  | 0 | 0 | 0 | 0 | 0 | 0 | 0 | 0 | 0 | 0 | 0
2020 | US | SERC | - | SERC-SE | MW | Total Internal Demand |  | 47311 | 47748 | 47882 | 48057 | 48289 | 48450 | 47923 | 48208 | 46970 | 47342 | 47762
2020 | US | SERC | - | SERC-SE | MW | Controllable and Dispatchable Demand Response - Available |  | 2145 | 2354 | 2565 | 2557 | 2542 | 2556 | 2555 | 2562 | 2568 | 2576 | 2576
2020 | US | SERC | - | SERC-SE | MW | Net Internal Demand |  | 45166 | 45394 | 45317 | 45500 | 45747 | 45894 | 45368 | 45646 | 44402 | 44766 | 45186
2020 | US | SERC | - | SERC-SE | MW | Behind the Meter Generation - Capacity |  | 0 | 0 | 0 | 0 | 0 | 0 | 0 | 0 | 0 | 0 | 0
2020 | US | SERC | - | SERC-SE | MW | Other Capacity Adjustments - Additions |  | 0 | 0 | 0 | 0 | 0 | 0 | 0 | 0 | 0 | 0 | 0
2020 | US | SERC | - | SERC-SE | MW | Other Capacity Adjustments - Reductions |  | 0 | 0 | 0 | 0 | 0 | 0 | 0 | 0 | 0 | 0 | 0
2020 | US | SERC | - | SERC-SE | MW | Confirmed Retirements |  | 2225.3 | 2225.3 | 2225.3 | 2225.3 | 2225.3 | 2237.3 | 2237.3 | 2237.3 | 2237.3 | 2237.3 | 2237.3
2020 | US | SERC | - | SERC-SE | MW | Unconfirmed Retirements |  | 0 | 0 | 0 | 0 | 0 | 0 | 0 | 0 | 0 | 0 | 0
2020 | US | SERC | - | SERC-SE | MW | Scheduled Outages |  | 0 | 0 | 0 | 0 | 0 | 0 | 0 | 0 | 0 | 0 | 0
2020 | US | SERC | - | SERC-SE | MW | Transmission Limitations |  | 0 | 0 | 0 | 0 | 0 | 0 | 0 | 0 | 0 | 0 | 0
2020 | US | SERC | - | SERC-SE | MW | Existing-Certain |  | 61552.42 | 61561.62 | 61561.62 | 61561.62 | 61561.62 | 61549.62 | 61608.62 | 61608.62 | 61608.62 | 61608.62 | 61608.62
2020 | US | SERC | - | SERC-SE | MW | Existing-Other |  | 288.67 | 288.67 | 288.67 | 288.67 | 288.67 | 288.67 | 288.67 | 288.67 | 288.67 | 288.67 | 288.67
2020 | US | SERC | - | SERC-SE | MW | Additions - Tier 1 |  | 46 | 354.3 | 2006.23 | 3106.23 | 4221.23 | 4221.23 | 4221.23 | 4221.23 | 4221.23 | 4221.23 | 4221.23
2020 | US | SERC | - | SERC-SE | MW | Additions - Tier 2 |  | 0 | 550.1 | 1474.2 | 1554.2 | 1634.2 | 1634.2 | 1634.2 | 1634.2 | 1634.2 | 1634.2 | 1634.2
2020 | US | SERC | - | SERC-SE | MW | Additions - Tier 3 |  | 315 | 2749.68 | 5182.76 | 5662.76 | 5742.76 | 5742.76 | 5742.76 | 5742.76 | 5742.76 | 5742.76 | 5742.76
2020 | US | SERC | - | SERC-SE | MW | Firm Imports |  | 786 | 806 | 827 | 848 | 869 | 892 | 895 | 897 | 900 | 902 | 905
2020 | US | SERC | - | SERC-SE | MW | Firm Exports |  | 1758 | 1822 | 1925 | 2028 | 1978 | 1978 | 1978 | 1978 | 1978 | 1978 | 1978
2020 | US | SERC | - | SERC-SE | MW | Net Firm Capacity Transfers |  | -972 | -1016 | -1098 | -1180 | -1109 | -1086 | -1083 | -1081 | -1078 | -1076 | -1073
2020 | US | SERC | - | SERC-SE | MW | Expected Imports |  | 0 | 0 | 0 | 0 | 0 | 0 | 0 | 0 | 0 | 0 | 0
2020 | US | SERC | - | SERC-SE | MW | Expected Exports |  | 0 | 0 | 0 | 0 | 0 | 0 | 0 | 0 | 0 | 0 | 0
2020 | US | SERC | - | SERC-SE | MW | Net Expected Transfers |  | 0 | 0 | 0 | 0 | 0 | 0 | 0 | 0 | 0 | 0 | 0
2020 | US | SERC | - | SERC-SE | MW | Existing-Certain & Net Firm Transfers |  | 60580.42 | 60545.62 | 60463.62 | 60381.62 | 60452.62 | 60463.62 | 60525.62 | 60527.62 | 60530.62 | 60532.62 | 60535.62
2020 | US | SERC | - | SERC-SE | MW | Anticipated Resources |  | 60626.42 | 60899.92 | 62469.85 | 63487.85 | 64673.85 | 64684.85 | 64746.85 | 64748.85 | 64751.85 | 64753.85 | 64756.85
2020 | US | SERC | - | SERC-SE | MW | Prospective Resources |  | 60915.09 | 61738.69 | 64232.72 | 65330.72 | 66596.72 | 66607.72 | 66669.72 | 66671.72 | 66674.72 | 66676.72 | 66679.72
2020 | US | SERC | - | SERC-SE | MW | Existing-Certain and Net Firm Transfers Excess/Shortfall |  | 8639.52 | 8342.52 | 8349.07 | 8056.62 | 7843.57 | 7685.52 | 8352.42 | 8034.72 | 9468.32 | 9051.72 | 8571.72
2020 | US | SERC | - | SERC-SE | MW | Anticipated Excess/Shortfall |  | 8685.52 | 8696.82 | 10355.3 | 11162.85 | 12064.8 | 11906.75 | 12573.65 | 12255.95 | 13689.55 | 13272.95 | 12792.95
2020 | US | SERC | - | SERC-SE | MW | Prospective Excess/Shortfall |  | 8974.19 | 9535.59 | 12118.17 | 13005.72 | 13987.67 | 13829.62 | 14496.52 | 14178.82 | 15612.42 | 15195.82 | 14715.82
2020 | US | SERC | - | SERC-SE | % | Existing-Certain and Net Firm Transfers Reserve Margin |  | 0.34128 | 0.33378 | 0.33424 | 0.32707 | 0.32146 | 0.31746 | 0.3341 | 0.32602 | 0.36324 | 0.3522 | 0.3397
2020 | US | SERC | - | SERC-SE | % | Anticipated Reserve Margin |  | 34.23% | 34.16% | 37.85% | 39.53% | 41.37% | 40.94% | 42.71% | 41.85% | 45.83% | 44.65% | 43.31%
2020 | US | SERC | - | SERC-SE | % | Prospective Reserve Margin |  | 34.87% | 36.01% | 41.74% | 43.58% | 45.58% | 45.13% | 46.95% | 46.06% | 50.16% | 48.95% | 47.57%
2020 | US | SERC | - | SERC-SE | % | Reference Margin Level |  | 15% | 15% | 15% | 15% | 15% | 15% | 15% | 15% | 15% | 15% | 15%
2020 | CA | WECC | - | WECC-AB | MW | Energy Efficiency and Conservation |  | 0 | 0 | 0 | 0 | 0 | 0 | 0 | 0 | 0 | 0 | 0
2020 | CA | WECC | - | WECC-AB | MW | Total Installed Photovoltaic |  | 34.775 | 41.3508 | 48.0825 | 54.7687 | 63.1045 | 71.3813 | 80.1679 | 88.5642 | 99.3044 | 109.637 | 120.4786
2020 | CA | WECC | - | WECC-AB | MW | Photovoltaic On-Peak |  | 31.5814 | 37.1739 | 43.2257 | 49.7389 | 56.7303 | 64.171 | 72.0701 | 80.4307 | 89.2736 | 98.5626 | 108.309
2020 | CA | WECC | - | WECC-AB | MW | Total Internal Demand |  | 11500.1309 | 11513.9356 | 11823.3569 | 11870.8717 | 12023.702 | 12109.4802 | 11985.1121 | 12136.7948 | 12258.8338 | 12346.8149 | 12547.3943
2020 | CA | WECC | - | WECC-AB | MW | Controllable and Dispatchable Demand Response - Available |  | 0 | 0 | 0 | 0 | 0 | 0 | 0 | 0 | 0 | 0 | 0
2020 | CA | WECC | - | WECC-AB | MW | Net Internal Demand |  | 11500.1309 | 11513.9356 | 11823.3569 | 11870.8717 | 12023.702 | 12109.4802 | 11985.1121 | 12136.7948 | 12258.8338 | 12346.8149 | 12547.3943
2020 | CA | WECC | - | WECC-AB | MW | Behind the Meter Generation - Capacity |  | 0 | 0 | 0 | 0 | 0 | 0 | 0 | 0 | 0 | 0 | 0
2020 | CA | WECC | - | WECC-AB | MW | Other Capacity Adjustments - Additions |  | 0 | 0 | 0 | 0 | 0 | 0 | 0 | 0 | 0 | 0 | 0
2020 | CA | WECC | - | WECC-AB | MW | Other Capacity Adjustments - Reductions |  | 0 | 0 | 0 | 0 | 0 | 0 | 0 | 0 | 0 | 0 | 0
2020 | CA | WECC | - | WECC-AB | MW | Confirmed Retirements |  | 0 | 0 | 0 | 0 | 0 | 0 | 0 | 0 | 0 | 0 | 0
2020 | CA | WECC | - | WECC-AB | MW | Unconfirmed Retirements |  | 0 | 0 | 0 | 0 | 0 | 0 | 0 | 0 | 0 | 0 | 0
2020 | CA | WECC | - | WECC-AB | MW | Scheduled Outages |  | 0 | 0 | 0 | 0 | 0 | 0 | 0 | 0 | 0 | 0 | 0
2020 | CA | WECC | - | WECC-AB | MW | Transmission Limitations |  | 0 | 0 | 0 | 0 | 0 | 0 | 0 | 0 | 0 | 0 | 0
2020 | CA | WECC | - | WECC-AB | MW | Existing-Certain |  | 14284.596 | 14284.596 | 14284.596 | 14284.596 | 14284.596 | 14284.596 | 14284.596 | 14284.596 | 14284.596 | 14284.596 | 14284.596
2020 | CA | WECC | - | WECC-AB | MW | Existing-Other |  | 0 | 0 | 0 | 0 | 0 | 0 | 0 | 0 | 0 | 0 | 0
2020 | CA | WECC | - | WECC-AB | MW | Additions - Tier 1 |  | 0 | 166.9 | 284.1714 | 323.1714 | 323.1714 | 323.1714 | 323.1714 | 323.1714 | 323.1714 | 323.1714 | 323.1714
2020 | CA | WECC | - | WECC-AB | MW | Additions - Tier 2 |  | 0 | 1192 | 1966 | 3546 | 4009 | 4009 | 4009 | 4009 | 4809 | 5275 | 5275
2020 | CA | WECC | - | WECC-AB | MW | Additions - Tier 3 |  | 0 | 0 | 322.5 | 322.5 | 422.3 | 724.6 | 976.7 | 1036.7 | 1061.2 | 1293.7 | 1901.9
2020 | CA | WECC | - | WECC-AB | MW | Firm Imports |  | 0 | 0 | 0 | 0 | 0 | 0 | 0 | 0 | 0 | 0 | 0
2020 | CA | WECC | - | WECC-AB | MW | Firm Exports |  | 0 | 0 | 0 | 0 | 0 | 0 | 0 | 0 | 0 | 0 | 0
2020 | CA | WECC | - | WECC-AB | MW | Net Firm Capacity Transfers |  | 0 | 0 | 0 | 0 | 0 | 0 | 0 | 0 | 0 | 0 | 0
2020 | CA | WECC | - | WECC-AB | MW | Expected Imports |  | 0 | 0 | 0 | 0 | 0 | 0 | 0 | 0 | 0 | 0 | 0
2020 | CA | WECC | - | WECC-AB | MW | Expected Exports |  | 0 | 0 | 0 | 0 | 0 | 0 | 0 | 0 | 0 | 0 | 0
2020 | CA | WECC | - | WECC-AB | MW | Net Expected Transfers |  | 0 | 0 | 0 | 0 | 0 | 0 | 0 | 0 | 0 | 0 | 0
2020 | CA | WECC | - | WECC-AB | MW | Existing-Certain & Net Firm Transfers |  | 14284.596 | 14284.596 | 14284.596 | 14284.596 | 14284.596 | 14284.596 | 14284.596 | 14284.596 | 14284.596 | 14284.596 | 14284.596
2020 | CA | WECC | - | WECC-AB | MW | Anticipated Resources |  | 14284.596 | 14451.496 | 14568.7674 | 14607.7674 | 14607.7674 | 14607.7674 | 14607.7674 | 14607.7674 | 14607.7674 | 14607.7674 | 14607.7674
2020 | CA | WECC | - | WECC-AB | MW | Prospective Resources |  | 14284.596 | 15643.496 | 16534.7674 | 18153.7674 | 18616.7674 | 18616.7674 | 18616.7674 | 18616.7674 | 19416.7674 | 19882.7674 | 19882.7674
2020 | CA | WECC | - | WECC-AB | MW | Existing-Certain and Net Firm Transfers Excess/Shortfall |  | 1501.7231 | 1294.693 | 966.7721 | 882.8803 | 819.8522 | 719.4929 | 724.7124 | 548.5613 | 445.9111 | 323.8645 | 115.4064
2020 | CA | WECC | - | WECC-AB | MW | Anticipated Excess/Shortfall |  | 1501.7231 | 1461.593 | 1250.9435 | 1206.0517 | 1143.0236 | 1042.6643 | 1047.8838 | 871.7327 | 769.0825 | 647.0359 | 438.5778
2020 | CA | WECC | - | WECC-AB | MW | Prospective Excess/Shortfall |  | 1501.7231 | 2653.593 | 3216.9435 | 4752.0517 | 5152.0236 | 5051.6643 | 5056.8838 | 4880.7327 | 5578.0825 | 5922.0359 | 5713.5778
2020 | CA | WECC | - | WECC-AB | % | Existing-Certain and Net Firm Transfers Reserve Margin |  | 0.24212 | 0.24064 | 0.20817 | 0.20333 | 0.18804 | 0.17962 | 0.19186 | 0.17697 | 0.16525 | 0.15695 | 0.13845
2020 | CA | WECC | - | WECC-AB | % | Anticipated Reserve Margin |  | 24.21% | 25.51% | 23.22% | 23.06% | 21.49% | 20.63% | 21.88% | 20.36% | 19.16% | 18.31% | 16.42%
2020 | CA | WECC | - | WECC-AB | % | Prospective Reserve Margin |  | 24.21% | 35.87% | 39.85% | 52.93% | 54.83% | 53.74% | 55.33% | 53.39% | 58.39% | 61.04% | 58.46%
2020 | CA | WECC | - | WECC-AB | % | Reference Margin Level |  | 11.15% | 12.82% | 12.64% | 12.9% | 11.99% | 12.02% | 13.14% | 13.18% | 12.89% | 13.07% | 12.93%
2020 | CA | WECC | - | WECC-BC | MW | Energy Efficiency and Conservation |  | 0 | 0 | 0 | 0 | 0 | 0 | 0 | 0 | 0 | 0 | 0
2020 | CA | WECC | - | WECC-BC | MW | Total Installed Photovoltaic |  | 0 | 0 | 0 | 0 | 0 | 0 | 0 | 0 | 0 | 0 | 0
2020 | CA | WECC | - | WECC-BC | MW | Photovoltaic On-Peak |  | 0 | 0 | 0 | 0 | 0 | 0 | 0 | 0 | 0 | 0 | 0
2020 | CA | WECC | - | WECC-BC | MW | Total Internal Demand |  | 8277.7298 | 8224.9332 | 8301.2291 | 8413.0893 | 8526.7375 | 8584.5737 | 8697.2886 | 8777.1837 | 8871.4997 | 8951.4387 | 9055.7894
2020 | CA | WECC | - | WECC-BC | MW | Controllable and Dispatchable Demand Response - Available |  | 0 | 0 | 0 | 0 | 0 | 0 | 0 | 0 | 0 | 0 | 0
2020 | CA | WECC | - | WECC-BC | MW | Net Internal Demand |  | 8277.7298 | 8224.9332 | 8301.2291 | 8413.0893 | 8526.7375 | 8584.5737 | 8697.2886 | 8777.1837 | 8871.4997 | 8951.4387 | 9055.7894
2020 | CA | WECC | - | WECC-BC | MW | Behind the Meter Generation - Capacity |  | 0 | 0 | 0 | 0 | 0 | 0 | 0 | 0 | 0 | 0 | 0
2020 | CA | WECC | - | WECC-BC | MW | Other Capacity Adjustments - Additions |  | 0 | 0 | 0 | 0 | 0 | 0 | 0 | 0 | 0 | 0 | 0
2020 | CA | WECC | - | WECC-BC | MW | Other Capacity Adjustments - Reductions |  | 0 | 0 | 0 | 0 | 0 | 0 | 0 | 0 | 0 | 0 | 0
2020 | CA | WECC | - | WECC-BC | MW | Confirmed Retirements |  | 0 | 0 | 0 | 0 | 0 | 0 | 0 | 0.09 | 0.09 | 0.09 | 0.09
2020 | CA | WECC | - | WECC-BC | MW | Unconfirmed Retirements |  | 0 | 0 | 0 | 0 | 0 | 0 | 0 | 0 | 0 | 0 | 0
2020 | CA | WECC | - | WECC-BC | MW | Scheduled Outages |  | 0 | 0 | 0 | 0 | 0 | 0 | 0 | 0 | 0 | 0 | 0
2020 | CA | WECC | - | WECC-BC | MW | Transmission Limitations |  | 0 | 0 | 0 | 0 | 0 | 0 | 0 | 0 | 0 | 0 | 0
2020 | CA | WECC | - | WECC-BC | MW | Existing-Certain |  | 11307.772 | 11307.772 | 11307.772 | 11307.772 | 11307.772 | 11307.772 | 11307.772 | 11307.5498 | 11307.5498 | 11307.5498 | 11307.5498
2020 | CA | WECC | - | WECC-BC | MW | Existing-Other |  | 0 | 0 | 0 | 0 | 0 | 0 | 0 | 0 | 0 | 0 | 0
2020 | CA | WECC | - | WECC-BC | MW | Additions - Tier 1 |  | 0 | 105.1355 | 145.7755 | 155.745 | 519.2762 | 882.8073 | 917.6688 | 952.5303 | 987.3918 | 1022.2533 | 1022.2533
2020 | CA | WECC | - | WECC-BC | MW | Additions - Tier 2 |  | 0 | 0 | 6.192 | 6.192 | 9.5575 | 9.5575 | 9.5575 | 9.5575 | 9.5575 | 9.5575 | 9.5575
2020 | CA | WECC | - | WECC-BC | MW | Additions - Tier 3 |  | 0 | 3.65 | 13.14 | 50.83 | 87.025 | 128.275 | 128.275 | 156.85 | 156.85 | 156.85 | 156.85
2020 | CA | WECC | - | WECC-BC | MW | Firm Imports |  | 0 | 0 | 0 | 0 | 0 | 0 | 0 | 0 | 0 | 0 | 0
2020 | CA | WECC | - | WECC-BC | MW | Firm Exports |  | 0 | 0 | 0 | 0 | 0 | 0 | 0 | 0 | 0 | 0 | 0
2020 | CA | WECC | - | WECC-BC | MW | Net Firm Capacity Transfers |  | 0 | 0 | 0 | 0 | 0 | 0 | 0 | 0 | 0 | 0 | 0
2020 | CA | WECC | - | WECC-BC | MW | Expected Imports |  | 0 | 0 | 0 | 0 | 0 | 0 | 0 | 0 | 0 | 0 | 0
2020 | CA | WECC | - | WECC-BC | MW | Expected Exports |  | 0 | 0 | 0 | 0 | 0 | 0 | 0 | 0 | 0 | 0 | 0
2020 | CA | WECC | - | WECC-BC | MW | Net Expected Transfers |  | 0 | 0 | 0 | 0 | 0 | 0 | 0 | 0 | 0 | 0 | 0
2020 | CA | WECC | - | WECC-BC | MW | Existing-Certain & Net Firm Transfers |  | 11307.772 | 11307.772 | 11307.772 | 11307.772 | 11307.772 | 11307.772 | 11307.772 | 11307.5498 | 11307.5498 | 11307.5498 | 11307.5498
2020 | CA | WECC | - | WECC-BC | MW | Anticipated Resources |  | 11307.772 | 11412.9075 | 11453.5475 | 11463.5171 | 11827.0482 | 12190.5793 | 12225.4409 | 12260.0801 | 12294.9416 | 12329.8031 | 12329.8031
2020 | CA | WECC | - | WECC-BC | MW | Prospective Resources |  | 11307.772 | 11412.9075 | 11459.7396 | 11469.709 | 11836.6057 | 12200.1369 | 12234.9983 | 12269.6376 | 12304.4991 | 12339.3606 | 12339.3606
2020 | CA | WECC | - | WECC-BC | MW | Existing-Certain and Net Firm Transfers Excess/Shortfall |  | 2106.7318 | 2028.4874 | 1957.2713 | 1809.7474 | 1759.1043 | 1691.2876 | 1467.7121 | 1373.8151 | 1292.74 | 1186.0218 | 1081.2675
2020 | CA | WECC | - | WECC-BC | MW | Anticipated Excess/Shortfall |  | 2106.7318 | 2133.6229 | 2103.0468 | 1965.4924 | 2278.3805 | 2574.0949 | 2385.3809 | 2326.3454 | 2280.1318 | 2208.2751 | 2103.5208
2020 | CA | WECC | - | WECC-BC | MW | Prospective Excess/Shortfall |  | 2106.7318 | 2133.6229 | 2109.2388 | 1971.6844 | 2287.938 | 2583.6524 | 2394.9384 | 2335.9029 | 2289.6893 | 2217.8326 | 2113.0783
2020 | CA | WECC | - | WECC-BC | % | Existing-Certain and Net Firm Transfers Reserve Margin |  | 0.36605 | 0.37482 | 0.36218 | 0.34407 | 0.32615 | 0.31722 | 0.30015 | 0.28829 | 0.27459 | 0.26321 | 0.24865
2020 | CA | WECC | - | WECC-BC | % | Anticipated Reserve Margin |  | 36.6% | 38.76% | 37.97% | 36.26% | 38.71% | 42.01% | 40.57% | 39.68% | 38.59% | 37.74% | 36.15%
2020 | CA | WECC | - | WECC-BC | % | Prospective Reserve Margin |  | 36.6% | 38.76% | 38.05% | 36.33% | 38.82% | 42.12% | 40.68% | 39.79% | 38.7% | 37.85% | 36.26%
2020 | CA | WECC | - | WECC-BC | % | Reference Margin Level |  | 11.15% | 12.82% | 12.64% | 12.9% | 11.99% | 12.02% | 13.14% | 13.18% | 12.89% | 13.07% | 12.93%
2020 | US/MX | WECC | - | WECC-CAMX | MW | Energy Efficiency and Conservation |  | 414.3104 | 653.2547 | 872.801 | 1177.3941 | 1462.7203 | 1742.3078 | 2010.8209 | 2263.3633 | 2510.1905 | 2749.9394 | 2918.1792
2020 | US/MX | WECC | - | WECC-CAMX | MW | Total Installed Photovoltaic |  | 5132.2766 | 6606.1543 | 7865.4784 | 9024.343 | 10124.5984 | 11135.9263 | 12186.7467 | 13262.63 | 14326.3281 | 15489.0306 | 16695.9233
2020 | US/MX | WECC | - | WECC-CAMX | MW | Photovoltaic On-Peak |  | 1877.2334 | 2149.437 | 2400.505 | 2608.4321 | 2796.4586 | 3004.0679 | 3174.4065 | 3335.9829 | 3495.6908 | 3655.7032 | 3814.6173
2020 | US/MX | WECC | - | WECC-CAMX | MW | Total Internal Demand |  | 56175.4333 | 55721.1774 | 53451 | 53882 | 54331 | 54742 | 55063 | 55416 | 55638 | 56097 | 56647
2020 | US/MX | WECC | - | WECC-CAMX | MW | Controllable and Dispatchable Demand Response - Available |  | 1012.0102 | 1008.1545 | 994.2989 | 972.2989 | 972.2989 | 972.2989 | 972.2989 | 972.2989 | 972.2989 | 972.2989 | 972.2989
2020 | US/MX | WECC | - | WECC-CAMX | MW | Net Internal Demand |  | 55163.423 | 54713.0229 | 52456.7011 | 52909.7011 | 53358.7011 | 53769.7011 | 54090.7011 | 54443.7011 | 54665.7011 | 55124.7011 | 55674.7011
2020 | US/MX | WECC | - | WECC-CAMX | MW | Behind the Meter Generation - Capacity |  | 0 | 0 | 0 | 0 | 0 | 0 | 0 | 0 | 0 | 0 | 0
2020 | US/MX | WECC | - | WECC-CAMX | MW | Other Capacity Adjustments - Additions |  | 0 | 0 | 0 | 0 | 0 | 0 | 0 | 0 | 0 | 0 | 0
2020 | US/MX | WECC | - | WECC-CAMX | MW | Other Capacity Adjustments - Reductions |  | 0 | 0 | 0 | 0 | 0 | 0 | 0 | 0 | 0 | 0 | 0
2020 | US/MX | WECC | - | WECC-CAMX | MW | Confirmed Retirements |  | 0 | 83.4489 | 83.4489 | 83.4489 | 83.4489 | 157.6449 | 157.6449 | 157.6449 | 157.6449 | 157.6449 | 259.4249
2020 | US/MX | WECC | - | WECC-CAMX | MW | Unconfirmed Retirements |  | 0 | 0 | 0 | 0 | 0 | 0 | 0 | 0 | 0 | 0 | 0
2020 | US/MX | WECC | - | WECC-CAMX | MW | Scheduled Outages |  | 0 | 0 | 0 | 0 | 0 | 0 | 0 | 0 | 0 | 0 | 0
2020 | US/MX | WECC | - | WECC-CAMX | MW | Transmission Limitations |  | 0 | 0 | 0 | 0 | 0 | 0 | 0 | 0 | 0 | 0 | 0
2020 | US/MX | WECC | - | WECC-CAMX | MW | Existing-Certain |  | 63245.7177 | 62956.3728 | 62956.3728 | 62956.3728 | 62956.3728 | 62931.9978 | 62930.902 | 62930.902 | 62930.902 | 62930.902 | 62839.9095
2020 | US/MX | WECC | - | WECC-CAMX | MW | Existing-Other |  | 0 | 0 | 0 | 0 | 0 | 0 | 0 | 0 | 0 | 0 | 0
2020 | US/MX | WECC | - | WECC-CAMX | MW | Additions - Tier 1 |  | 0 | 2101.6831 | 3564.7924 | 3967.2608 | 3973.6608 | 4416.8813 | 4423.6813 | 4430.0813 | 4433.6813 | 4437.6813 | 5552.1579
2020 | US/MX | WECC | - | WECC-CAMX | MW | Additions - Tier 2 |  | 0 | 0 | 3944.4161 | 7158.8883 | 7939.1033 | 7939.1033 | 7939.1033 | 7939.1033 | 7939.1033 | 7939.1033 | 8665.236
2020 | US/MX | WECC | - | WECC-CAMX | MW | Additions - Tier 3 |  | 0 | 0 | 0 | 402.75 | 402.75 | 402.75 | 402.75 | 402.75 | 402.75 | 402.75 | 402.75
2020 | US/MX | WECC | - | WECC-CAMX | MW | Firm Imports |  | 2280 | 613 | 613 | 723 | 453 | 408 | 408 | 408 | 408 | 472 | 408
2020 | US/MX | WECC | - | WECC-CAMX | MW | Firm Exports |  | 0 | 0 | 0 | 0 | 0 | 0 | 0 | 0 | 0 | 0 | 0
2020 | US/MX | WECC | - | WECC-CAMX | MW | Net Firm Capacity Transfers |  | 2280 | 613 | 613 | 723 | 453 | 408 | 408 | 408 | 408 | 472 | 408
2020 | US/MX | WECC | - | WECC-CAMX | MW | Expected Imports |  | 0 | 0 | 0 | 0 | 0 | 0 | 0 | 0 | 0 | 0 | 0
2020 | US/MX | WECC | - | WECC-CAMX | MW | Expected Exports |  | 0 | 0 | 0 | 0 | 0 | 0 | 0 | 0 | 0 | 0 | 0
2020 | US/MX | WECC | - | WECC-CAMX | MW | Net Expected Transfers |  | 0 | 0 | 0 | 0 | 0 | 0 | 0 | 0 | 0 | 0 | 0
2020 | US/MX | WECC | - | WECC-CAMX | MW | Existing-Certain & Net Firm Transfers |  | 65525.7177 | 63569.3728 | 63569.3728 | 63679.3728 | 63409.3728 | 63339.9978 | 63338.902 | 63338.902 | 63338.902 | 63402.902 | 63247.9095
2020 | US/MX | WECC | - | WECC-CAMX | MW | Anticipated Resources |  | 65525.7177 | 65671.0559 | 67134.1652 | 67646.6336 | 67383.0336 | 67756.8791 | 67762.5833 | 67768.9833 | 67772.5833 | 67840.5833 | 68800.0674
2020 | US/MX | WECC | - | WECC-CAMX | MW | Prospective Resources |  | 65525.7177 | 65671.0559 | 71078.5813 | 74805.5219 | 75322.1369 | 75695.9824 | 75701.6866 | 75708.0866 | 75711.6866 | 75779.6866 | 77465.3033
2020 | US/MX | WECC | - | WECC-CAMX | MW | Existing-Certain and Net Firm Transfers Excess/Shortfall |  | 1608.7123 | -1074.326 | 2803.2598 | 655.6701 | -162.2547 | -682.4392 | -1026.1624 | -1400.8023 | 119.2901 | -2116.5262 | -2981.3559
2020 | US/MX | WECC | - | WECC-CAMX | MW | Anticipated Excess/Shortfall |  | 1608.7123 | 1027.3571 | 6368.0522 | 4622.9309 | 3811.4061 | 3734.442 | 3397.5189 | 3029.279 | 4552.9714 | 2321.155 | 2570.802
2020 | US/MX | WECC | - | WECC-CAMX | MW | Prospective Excess/Shortfall |  | 1608.7123 | 1027.3571 | 10312.4683 | 11781.8192 | 11750.5094 | 11673.5453 | 11336.6222 | 10968.3822 | 12492.0747 | 10260.2583 | 11236.038
2020 | US/MX | WECC | - | WECC-CAMX | % | Existing-Certain and Net Firm Transfers Reserve Margin |  | 0.18785 | 0.16187 | 0.21184 | 0.20355 | 0.18836 | 0.17799 | 0.17098 | 0.16338 | 0.15866 | 0.15017 | 0.13603
2020 | US/MX | WECC | - | WECC-CAMX | % | Anticipated Reserve Margin |  | 18.78% | 20.03% | 27.98% | 27.85% | 26.28% | 26.01% | 25.28% | 24.48% | 23.98% | 23.07% | 23.58%
2020 | US/MX | WECC | - | WECC-CAMX | % | Prospective Reserve Margin |  | 18.78% | 20.03% | 35.5% | 41.38% | 41.16% | 40.78% | 39.95% | 39.06% | 38.5% | 37.47% | 39.14%
2020 | US/MX | WECC | - | WECC-CAMX | % | Reference Margin Level |  | 15.87% | 18.15% | 15.84% | 19.12% | 19.14% | 19.07% | 18.99% | 18.91% | 15.65% | 18.86% | 18.96%
2020 | US | WECC | - | WECC-NWPP-US and RMRG | MW | Energy Efficiency and Conservation |  | 409.721 | 697.2498 | 928.6675 | 1152.9791 | 1416.7703 | 1603.1758 | 1758.5423 | 1887.4365 | 2011.9023 | 2110.4225 | 2198.5157
2020 | US | WECC | - | WECC-NWPP-US and RMRG | MW | Total Installed Photovoltaic |  | 1548.1429 | 1747.3061 | 1903.2888 | 2058.6316 | 2225.6653 | 2400.9546 | 2577.1858 | 2765.7132 | 2964.8398 | 3170.7627 | 3391.5225
2020 | US | WECC | - | WECC-NWPP-US and RMRG | MW | Photovoltaic On-Peak |  | 518.0602 | 590.446 | 675.2418 | 727.6528 | 768.2244 | 826.9839 | 872.4761 | 938.7038 | 1003.124 | 1086.3608 | 1170.8792
2020 | US | WECC | - | WECC-NWPP-US and RMRG | MW | Total Internal Demand |  | 63810.067 | 64257.5266 | 65160.0516 | 65663.3996 | 66260.9729 | 66498.1138 | 66904.3408 | 67330.5584 | 68152.4113 | 68567.4597 | 69063.3425
2020 | US | WECC | - | WECC-NWPP-US and RMRG | MW | Controllable and Dispatchable Demand Response - Available |  | 1153.5 | 1161.5 | 1168.5 | 1173.5 | 1177.5 | 1179.5 | 1181.5 | 1182.5 | 1178.5 | 1178.5 | 1171.5
2020 | US | WECC | - | WECC-NWPP-US and RMRG | MW | Net Internal Demand |  | 62656.567 | 63096.0266 | 63991.5516 | 64489.8996 | 65083.4729 | 65318.6138 | 65722.8408 | 66148.0584 | 66973.9113 | 67388.9597 | 67891.8425
2020 | US | WECC | - | WECC-NWPP-US and RMRG | MW | Behind the Meter Generation - Capacity |  | 0 | 0 | 0 | 0 | 0 | 0 | 0 | 0 | 0 | 0 | 0
2020 | US | WECC | - | WECC-NWPP-US and RMRG | MW | Other Capacity Adjustments - Additions |  | 0 | 0 | 0 | 0 | 0 | 0 | 0 | 0 | 0 | 0 | 0
2020 | US | WECC | - | WECC-NWPP-US and RMRG | MW | Other Capacity Adjustments - Reductions |  | 0 | 0 | 0 | 0 | 0 | 0 | 0 | 0 | 0 | 0 | 0
2020 | US | WECC | - | WECC-NWPP-US and RMRG | MW | Confirmed Retirements |  | 210.6 | 1124.3 | 1251.3 | 1576.3 | 1576.3 | 1576.3 | 2898.3 | 2941.3 | 3996.88 | 4222.88 | 4502.88
2020 | US | WECC | - | WECC-NWPP-US and RMRG | MW | Unconfirmed Retirements |  | 0 | 0 | 0 | 0 | 0 | 0 | 0 | 0 | 0 | 0 | 0
2020 | US | WECC | - | WECC-NWPP-US and RMRG | MW | Scheduled Outages |  | 0 | 0 | 0 | 0 | 0 | 0 | 0 | 0 | 0 | 0 | 0
2020 | US | WECC | - | WECC-NWPP-US and RMRG | MW | Transmission Limitations |  | 0 | 0 | 0 | 0 | 0 | 0 | 0 | 0 | 0 | 0 | 0
2020 | US | WECC | - | WECC-NWPP-US and RMRG | MW | Existing-Certain |  | 80440.3499 | 78940.0476 | 78686.0476 | 78361.0476 | 77830.0476 | 77618.0476 | 76090.0476 | 75784.7276 | 74729.4138 | 73964.4138 | 73634.4138
2020 | US | WECC | - | WECC-NWPP-US and RMRG | MW | Existing-Other |  | 0 | 0 | 0 | 0 | 0 | 0 | 0 | 0 | 0 | 0 | 0
2020 | US | WECC | - | WECC-NWPP-US and RMRG | MW | Additions - Tier 1 |  | 0 | 493.4367 | 1034.3547 | 1200.6254 | 1287.6254 | 1287.6254 | 1287.6254 | 1287.6254 | 1287.6254 | 1287.6254 | 1287.6254
2020 | US | WECC | - | WECC-NWPP-US and RMRG | MW | Additions - Tier 2 |  | 0 | 0 | 115.26 | 434.46 | 436.71 | 436.71 | 436.71 | 436.71 | 436.71 | 434.46 | 434.46
2020 | US | WECC | - | WECC-NWPP-US and RMRG | MW | Additions - Tier 3 |  | 0 | 366.1625 | 707.9125 | 1148.2165 | 2872.1265 | 2940.4845 | 3125.3845 | 3845.3845 | 4095.3845 | 4732.7095 | 5638.6445
2020 | US | WECC | - | WECC-NWPP-US and RMRG | MW | Firm Imports |  | 0 | 0 | 0 | 0 | 0 | 0 | 0 | 0 | 0 | 0 | 0
2020 | US | WECC | - | WECC-NWPP-US and RMRG | MW | Firm Exports |  | 0 | 0 | 0 | 0 | 0 | 0 | 0 | 0 | 0 | 0 | 0
2020 | US | WECC | - | WECC-NWPP-US and RMRG | MW | Net Firm Capacity Transfers |  | 0 | 0 | 0 | 0 | 0 | 0 | 0 | 0 | 0 | 0 | 0
2020 | US | WECC | - | WECC-NWPP-US and RMRG | MW | Expected Imports |  | 0 | 0 | 0 | 0 | 0 | 0 | 0 | 0 | 0 | 0 | 0
2020 | US | WECC | - | WECC-NWPP-US and RMRG | MW | Expected Exports |  | 0 | 0 | 0 | 0 | 0 | 0 | 0 | 0 | 0 | 0 | 0
2020 | US | WECC | - | WECC-NWPP-US and RMRG | MW | Net Expected Transfers |  | 0 | 0 | 0 | 0 | 0 | 0 | 0 | 0 | 0 | 0 | 0
2020 | US | WECC | - | WECC-NWPP-US and RMRG | MW | Existing-Certain & Net Firm Transfers |  | 80440.3499 | 78940.0476 | 78686.0476 | 78361.0476 | 77830.0476 | 77618.0476 | 76090.0476 | 75784.7276 | 74729.4138 | 73964.4138 | 73634.4138
2020 | US | WECC | - | WECC-NWPP-US and RMRG | MW | Anticipated Resources |  | 80440.3499 | 79433.4843 | 79720.4023 | 79561.6729 | 79117.6729 | 78905.6729 | 77377.6729 | 77072.3529 | 76017.0391 | 75252.0391 | 74922.0391
2020 | US | WECC | - | WECC-NWPP-US and RMRG | MW | Prospective Resources |  | 80440.3499 | 79433.4843 | 79835.6623 | 79996.1329 | 79554.3829 | 79342.3829 | 77814.3829 | 77509.0629 | 76453.7491 | 75686.4991 | 75356.4991
2020 | US | WECC | - | WECC-NWPP-US and RMRG | MW | Existing-Certain and Net Firm Transfers Excess/Shortfall |  | 8405.9275 | 6149.6482 | 4381.4957 | 4075.6197 | 2932.6858 | 2476.3455 | 559.5488 | -180.9933 | -2665.4489 | -3326.6529 | -4130.5251
2020 | US | WECC | - | WECC-NWPP-US and RMRG | MW | Anticipated Excess/Shortfall |  | 8405.9275 | 6643.0849 | 5415.8504 | 5276.2451 | 4220.3112 | 3763.9709 | 1847.1742 | 1106.632 | -1377.8236 | -2039.0276 | -2842.8997
2020 | US | WECC | - | WECC-NWPP-US and RMRG | MW | Prospective Excess/Shortfall |  | 8405.9275 | 6643.0849 | 5531.1104 | 5710.7051 | 4657.0212 | 4200.6809 | 2283.8842 | 1543.342 | -941.1136 | -1604.5676 | -2408.4397
2020 | US | WECC | - | WECC-NWPP-US and RMRG | % | Existing-Certain and Net Firm Transfers Reserve Margin |  | 28.38% | 25.11% | 22.96% | 21.51% | 19.58% | 18.83% | 15.77% | 14.57% | 11.58% | 9.757% | 8.458%
2020 | US | WECC | - | WECC-NWPP-US and RMRG | % | Anticipated Reserve Margin |  | 28.38% | 25.89% | 24.58% | 23.37% | 21.56% | 20.8% | 17.73% | 16.51% | 13.5% | 11.67% | 10.35%
2020 | US | WECC | - | WECC-NWPP-US and RMRG | % | Prospective Reserve Margin |  | 28.38% | 25.89% | 24.76% | 24.04% | 22.23% | 21.47% | 18.4% | 17.18% | 14.15% | 12.31% | 10.99%
2020 | US | WECC | - | WECC-NWPP-US and RMRG | % | Reference Margin Level |  | 14.97% | 15.36% | 16.12% | 15.19% | 15.08% | 15.04% | 14.92% | 14.84% | 15.56% | 14.69% | 14.54%
2020 | US | WECC | - | WECC-SRSG | MW | Energy Efficiency and Conservation |  | 149.7671 | 306.2411 | 416.2751 | 548.3611 | 626.2271 | 839.2732 | 918.4002 | 986.0342 | 1162.9142 | 1162.3893 | 1363.3723
2020 | US | WECC | - | WECC-SRSG | MW | Total Installed Photovoltaic |  | 1463.6826 | 1581.8403 | 1753.2313 | 1942.5019 | 2197.6705 | 2473.2677 | 2824.9274 | 3201.6504 | 3660.0913 | 4145.8575 | 4719.4931
2020 | US | WECC | - | WECC-SRSG | MW | Photovoltaic On-Peak |  | 952.5728 | 470.4688 | 398.5975 | 379.1962 | 383.3664 | 401.6716 | 399.0554 | 405.7142 | 210.0604 | 227.0211 | 151.992
2020 | US | WECC | - | WECC-SRSG | MW | Total Internal Demand |  | 25132 | 25652 | 26128 | 26570 | 26991 | 27458 | 27902 | 28374 | 29051 | 29358 | 29830
2020 | US | WECC | - | WECC-SRSG | MW | Controllable and Dispatchable Demand Response - Available |  | 62.058 | 62.058 | 62.058 | 62.058 | 62.058 | 62.058 | 62.058 | 62.058 | 62.058 | 62.058 | 62.058
2020 | US | WECC | - | WECC-SRSG | MW | Net Internal Demand |  | 25069.942 | 25589.942 | 26065.942 | 26507.942 | 26928.942 | 27395.942 | 27839.942 | 28311.942 | 28988.942 | 29295.942 | 29767.942
2020 | US | WECC | - | WECC-SRSG | MW | Behind the Meter Generation - Capacity |  | 0 | 0 | 0 | 0 | 0 | 0 | 0 | 0 | 0 | 0 | 0
2020 | US | WECC | - | WECC-SRSG | MW | Other Capacity Adjustments - Additions |  | 0 | 0 | 0 | 0 | 0 | 0 | 0 | 0 | 0 | 0 | 0
2020 | US | WECC | - | WECC-SRSG | MW | Other Capacity Adjustments - Reductions |  | 0 | 0 | 0 | 0 | 0 | 0 | 0 | 0 | 0 | 0 | 0
2020 | US | WECC | - | WECC-SRSG | MW | Confirmed Retirements |  | 0.4 | 245.4 | 689.8587 | 887.8587 | 887.8587 | 887.8587 | 887.8587 | 1211.8987 | 1284.8987 | 1284.8987 | 1284.8987
2020 | US | WECC | - | WECC-SRSG | MW | Unconfirmed Retirements |  | 0 | 0 | 0 | 0 | 0 | 0 | 0 | 0 | 0 | 0 | 0
2020 | US | WECC | - | WECC-SRSG | MW | Scheduled Outages |  | 0 | 0 | 0 | 0 | 0 | 0 | 0 | 0 | 0 | 0 | 0
2020 | US | WECC | - | WECC-SRSG | MW | Transmission Limitations |  | 0 | 0 | 0 | 0 | 0 | 0 | 0 | 0 | 0 | 0 | 0
2020 | US | WECC | - | WECC-SRSG | MW | Existing-Certain |  | 29051.5665 | 28806.5665 | 28806.5665 | 28164.1079 | 28164.1079 | 28164.1079 | 28164.1079 | 27840.5779 | 27767.5779 | 27767.5779 | 27767.5779
2020 | US | WECC | - | WECC-SRSG | MW | Existing-Other |  | 0 | 0 | 0 | 0 | 0 | 0 | 0 | 0 | 0 | 0 | 0
2020 | US | WECC | - | WECC-SRSG | MW | Additions - Tier 1 |  | 0 | 552 | 862.045 | 1245.34 | 1245.34 | 1252.99 | 1252.99 | 1252.99 | 1252.99 | 1252.99 | 1252.99
2020 | US | WECC | - | WECC-SRSG | MW | Additions - Tier 2 |  | 0 | 1.8 | 209.475 | 649.475 | 649.475 | 649.475 | 649.475 | 649.475 | 649.475 | 649.475 | 649.475
2020 | US | WECC | - | WECC-SRSG | MW | Additions - Tier 3 |  | 63 | 192 | 768.625 | 955.625 | 1255.625 | 1390.625 | 1634.625 | 2348.625 | 2673.625 | 2973.625 | 3699.375
2020 | US | WECC | - | WECC-SRSG | MW | Firm Imports |  | 889 | 865 | 895 | 1605 | 1490 | 2220 | 3110 | 3760 | 4420 | 4500 | 4780
2020 | US | WECC | - | WECC-SRSG | MW | Firm Exports |  | 0 | 0 | 0 | 0 | 0 | 0 | 0 | 0 | 0 | 0 | 0
2020 | US | WECC | - | WECC-SRSG | MW | Net Firm Capacity Transfers |  | 889 | 865 | 895 | 1605 | 1490 | 2220 | 3110 | 3760 | 4420 | 4500 | 4780
2020 | US | WECC | - | WECC-SRSG | MW | Expected Imports |  | 0 | 0 | 0 | 0 | 0 | 0 | 0 | 0 | 0 | 0 | 0
2020 | US | WECC | - | WECC-SRSG | MW | Expected Exports |  | 0 | 0 | 0 | 0 | 0 | 0 | 0 | 0 | 0 | 0 | 0
2020 | US | WECC | - | WECC-SRSG | MW | Net Expected Transfers |  | 0 | 0 | 0 | 0 | 0 | 0 | 0 | 0 | 0 | 0 | 0
2020 | US | WECC | - | WECC-SRSG | MW | Existing-Certain & Net Firm Transfers |  | 29940.5665 | 29671.5665 | 29701.5665 | 29769.1079 | 29654.1079 | 30384.1079 | 31274.1079 | 31600.5779 | 32187.5779 | 32267.5779 | 32547.5779
2020 | US | WECC | - | WECC-SRSG | MW | Anticipated Resources |  | 29940.5665 | 30223.5665 | 30563.6115 | 31014.4479 | 30899.4479 | 31637.0979 | 32527.0979 | 32853.5679 | 33440.5679 | 33520.5679 | 33800.5679
2020 | US | WECC | - | WECC-SRSG | MW | Prospective Resources |  | 29940.5665 | 30225.3665 | 30773.0865 | 31663.9229 | 31548.9229 | 32286.5729 | 33176.5729 | 33503.0429 | 34090.0429 | 34170.0429 | 34450.0429
2020 | US | WECC | - | WECC-SRSG | MW | Existing-Certain and Net Firm Transfers Excess/Shortfall |  | 2207.2314 | 1295.3999 | 544.091 | 350.9293 | -182.0412 | 61.7392 | 489.8019 | 325.2108 | -23.5384 | -70.8537 | -283.0396
2020 | US | WECC | - | WECC-SRSG | MW | Anticipated Excess/Shortfall |  | 2207.2314 | 1847.3999 | 1406.136 | 1596.2693 | 1063.2988 | 1314.7292 | 1742.7919 | 1578.2008 | 1229.4516 | 1182.1363 | 969.9504
2020 | US | WECC | - | WECC-SRSG | MW | Prospective Excess/Shortfall |  | 2207.2314 | 1849.1999 | 1615.611 | 2245.7443 | 1712.7738 | 1964.2042 | 2392.2669 | 2227.6758 | 1878.9266 | 1831.6113 | 1619.4254
2020 | US | WECC | - | WECC-SRSG | % | Existing-Certain and Net Firm Transfers Reserve Margin |  | 0.19428 | 0.1595 | 0.13948 | 0.12303 | 0.1012 | 0.10907 | 0.12335 | 0.11616 | 0.11034 | 0.10144 | 0.093377
2020 | US | WECC | - | WECC-SRSG | % | Anticipated Reserve Margin |  | 19.43% | 18.11% | 17.25% | 17% | 14.74% | 15.48% | 16.84% | 16.04% | 15.36% | 14.42% | 13.55%
2020 | US | WECC | - | WECC-SRSG | % | Prospective Reserve Margin |  | 19.43% | 18.11% | 18.06% | 19.45% | 17.16% | 17.85% | 19.17% | 18.34% | 17.6% | 16.64% | 15.73%
2020 | US | WECC | - | WECC-SRSG | % | Reference Margin Level |  | 10.62% | 10.89% | 11.86% | 10.98% | 10.8% | 10.68% | 10.58% | 10.47% | 11.12% | 10.39% | 10.29%
2020 | US | SERC | - | SERC-FP | MW | Energy Efficiency and Conservation |  | 0 | 0 | 0 | 0 | 0 | 0 | 0 | 0 | 0 | 0 | 0
2020 | US | SERC | - | SERC-FP | MW | Total Installed Photovoltaic |  | 197 | 247 | 290 | 309 | 327 | 348 | 371 | 396 | 422 | 422 | 422
2020 | US | SERC | - | SERC-FP | MW | Photovoltaic On-Peak |  | 32 | 52 | 71 | 81 | 88 | 96 | 105 | 115 | 126 | 126 | 126
2020 | US | SERC | - | SERC-FP | MW | Total Internal Demand |  | 49286 | 49026 | 49778 | 50073 | 50726 | 51107 | 51742 | 52474 | 53175 | 53175 | 53175
2020 | US | SERC | - | SERC-FP | MW | Controllable and Dispatchable Demand Response - Available |  | 2906 | 2951 | 3008 | 3053 | 3099 | 3146 | 3193 | 3238 | 3285 | 3285 | 3285
2020 | US | SERC | - | SERC-FP | MW | Net Internal Demand |  | 46380 | 46075 | 46770 | 47020 | 47627 | 47961 | 48549 | 49236 | 49890 | 49890 | 49890
2020 | US | SERC | - | SERC-FP | MW | Behind the Meter Generation - Capacity |  | 0 | 0 | 0 | 0 | 0 | 0 | 0 | 0 | 0 | 0 | 0
2020 | US | SERC | - | SERC-FP | MW | Other Capacity Adjustments - Additions |  | 0 | 0 | 0 | 0 | 0 | 0 | 0 | 0 | 0 | 0 | 0
2020 | US | SERC | - | SERC-FP | MW | Other Capacity Adjustments - Reductions |  | 0 | 0 | 0 | 0 | 0 | 0 | 0 | 0 | 0 | 0 | 0
2020 | US | SERC | - | SERC-FP | MW | Confirmed Retirements |  | 61 | 1036 | 2730 | 2730 | 3454 | 3492 | 3822 | 4808 | 4808 | 4808 | 4808
2020 | US | SERC | - | SERC-FP | MW | Unconfirmed Retirements |  | 0 | 0 | 0 | 0 | 0 | 0 | 0 | 0 | 0 | 0 | 0
2020 | US | SERC | - | SERC-FP | MW | Scheduled Outages |  | 0 | 0 | 0 | 0 | 0 | 0 | 0 | 0 | 0 | 0 | 0
2020 | US | SERC | - | SERC-FP | MW | Transmission Limitations |  | 0 | 0 | 0 | 0 | 0 | 0 | 0 | 0 | 0 | 0 | 0
2020 | US | SERC | - | SERC-FP | MW | Existing-Certain |  | 55323.26 | 54588.96 | 52970.96 | 52643.96 | 52381.96 | 52228.96 | 51936.46 | 50912.96 | 50912.96 | 50912.96 | 50912.96
2020 | US | SERC | - | SERC-FP | MW | Existing-Other |  | 531 | 531 | 531 | 531 | 531 | 520.7 | 520.7 | 520.7 | 520.7 | 520.7 | 520.7
2020 | US | SERC | - | SERC-FP | MW | Additions - Tier 1 |  | 115 | 889.2 | 3212 | 5002.2 | 5376.7 | 5866.9 | 8188.7 | 8552.7 | 8595.3 | 8637.9 | 8637.9
2020 | US | SERC | - | SERC-FP | MW | Additions - Tier 2 |  | 0 | 0 | 0 | 0 | 0 | 0 | 0 | 0 | 0 | 0 | 0
2020 | US | SERC | - | SERC-FP | MW | Additions - Tier 3 |  | 0 | 0 | 0 | 0 | 0 | 0 | 0 | 0 | 18.4 | 18.4 | 18.4
2020 | US | SERC | - | SERC-FP | MW | Firm Imports |  | 1146 | 872 | 473 | 498 | 498 | 498 | 398 | 398 | 398 | 398 | 398
2020 | US | SERC | - | SERC-FP | MW | Firm Exports |  | 0 | 0 | 0 | 0 | 0 | 0 | 0 | 0 | 0 | 0 | 0
2020 | US | SERC | - | SERC-FP | MW | Net Firm Capacity Transfers |  | 1146 | 872 | 473 | 498 | 498 | 498 | 398 | 398 | 398 | 398 | 398
2020 | US | SERC | - | SERC-FP | MW | Expected Imports |  | 0 | 0 | 0 | 0 | 0 | 0 | 0 | 0 | 0 | 0 | 0
2020 | US | SERC | - | SERC-FP | MW | Expected Exports |  | 0 | 0 | 0 | 0 | 0 | 0 | 0 | 0 | 0 | 0 | 0
2020 | US | SERC | - | SERC-FP | MW | Net Expected Transfers |  | 0 | 0 | 0 | 0 | 0 | 0 | 0 | 0 | 0 | 0 | 0
2020 | US | SERC | - | SERC-FP | MW | Existing-Certain & Net Firm Transfers |  | 56469.26 | 55460.96 | 53443.96 | 53141.96 | 52879.96 | 52726.96 | 52334.46 | 51310.96 | 51310.96 | 51310.96 | 51310.96
2020 | US | SERC | - | SERC-FP | MW | Anticipated Resources |  | 56584.26 | 56350.16 | 56655.96 | 58144.16 | 58256.66 | 58593.86 | 60523.16 | 59863.66 | 59906.26 | 59948.86 | 59948.86
2020 | US | SERC | - | SERC-FP | MW | Prospective Resources |  | 57115.26 | 56881.16 | 57186.96 | 58675.16 | 58787.66 | 59114.56 | 61043.86 | 60384.36 | 60426.96 | 60469.56 | 60469.56
2020 | US | SERC | - | SERC-FP | MW | Existing-Certain and Net Firm Transfers Excess/Shortfall |  | 3132.26 | 2474.71 | -341.54 | -931.04 | -1891.09 | -2428.19 | -3496.89 | -5310.44 | -6062.54 | -6062.54 | -6062.54
2020 | US | SERC | - | SERC-FP | MW | Anticipated Excess/Shortfall |  | 3247.26 | 3363.91 | 2870.46 | 4071.16 | 3485.61 | 3438.71 | 4691.81 | 3242.26 | 2532.76 | 2575.36 | 2575.36
2020 | US | SERC | - | SERC-FP | MW | Prospective Excess/Shortfall |  | 3778.26 | 3894.91 | 3401.46 | 4602.16 | 4016.61 | 3959.41 | 5212.51 | 3762.96 | 3053.46 | 3096.06 | 3096.06
2020 | US | SERC | - | SERC-FP | % | Existing-Certain and Net Firm Transfers Reserve Margin |  | 0.21753 | 0.20371 | 0.1427 | 0.1302 | 0.11029 | 0.099372 | 0.077972 | 0.042143 | 0.028482 | 0.028482 | 0.028482
2020 | US | SERC | - | SERC-FP | % | Anticipated Reserve Margin |  | 22% | 22.3% | 21.14% | 23.66% | 22.32% | 22.17% | 24.66% | 21.59% | 20.08% | 20.16% | 20.16%
2020 | US | SERC | - | SERC-FP | % | Prospective Reserve Margin |  | 23.15% | 23.45% | 22.27% | 24.79% | 23.43% | 23.26% | 25.74% | 22.64% | 21.12% | 21.21% | 21.21%
2020 | US | SERC | - | SERC-FP | % | Reference Margin Level |  | 15% | 15% | 15% | 15% | 15% | 15% | 15% | 15% | 15% | 15% | 15%
2021 | US | MRO | - | SPP | MW | Energy Efficiency and Conservation |  | 107.834 | 146.141 | 184.648 | 222.956 | 261.564 | 300.974 | 337.084 | 368.495 | 395.908 | 421.322 | 438.637
2021 | US | MRO | - | SPP | MW | Total Installed Photovoltaic |  | 45 | 45 | 45 | 45 | 45 | 45 | 45 | 45 | 45 | 45 | 45
2021 | US | MRO | - | SPP | MW | Photovoltaic On-Peak |  | 42.02 | 42.04 | 42.06 | 42.08 | 42.1 | 42.12 | 42.14 | 42.16 | 42.18 | 42.2 | 42.22
2021 | US | MRO | - | SPP | MW | Total Internal Demand |  | 50986.304 | 51910.7207 | 52816.91 | 53335.2 | 53978.43 | 54299.29 | 54601.54 | 54946.71 | 55208.44 | 56166.01 | 56436.82
2021 | US | MRO | - | SPP | MW | Controllable and Dispatchable Demand Response - Available |  | 795 | 729.3 | 838.3 | 869.9 | 920.1 | 993.5 | 1009 | 1020.5 | 1026.9 | 1033.4 | 1025.9
2021 | US | MRO | - | SPP | MW | Net Internal Demand |  | 50191.304 | 51181.4207 | 51978.61 | 52465.3 | 53058.33 | 53305.79 | 53592.54 | 53926.21 | 54181.54 | 55132.61 | 55410.92
2021 | US | MRO | - | SPP | MW | Behind the Meter Generation - Capacity |  | 0 | 0 | 0 | 0 | 0 | 0 | 0 | 0 | 0 | 0 | 0
2021 | US | MRO | - | SPP | MW | Other Capacity Adjustments - Additions |  | 0 | 0 | 5 | 5 | 5 | 5 | 5 | 10 | 10 | 10 | 10
2021 | US | MRO | - | SPP | MW | Other Capacity Adjustments - Reductions |  | 165.439 | 181.439 | 181.439 | 181.439 | 181.439 | 181.439 | 181.439 | 181.439 | 181.439 | 181.439 | 181.439
2021 | US | MRO | - | SPP | MW | Confirmed Retirements |  | 0 | 0 | 5 | 156 | 156 | 156 | 156 | 156 | 156 | 156 | 156
2021 | US | MRO | - | SPP | MW | Unconfirmed Retirements |  | 0 | 0 | 0 | 0 | 0 | 0 | 0 | 0 | 0 | 0 | 0
2021 | US | MRO | - | SPP | MW | Scheduled Outages |  | 0 | 0 | 0 | 0 | 0 | 0 | 0 | 0 | 0 | 0 | 0
2021 | US | MRO | - | SPP | MW | Transmission Limitations |  | 0 | 0 | 0 | 0 | 0 | 0 | 0 | 0 | 0 | 0 | 0
2021 | US | MRO | - | SPP | MW | Existing-Certain |  | 68196.532 | 68297.132 | 68312.132 | 68274.232 | 68295.732 | 68328.732 | 68333.132 | 68362.832 | 68377.132 | 68376.332 | 68036.332
2021 | US | MRO | - | SPP | MW | Existing-Other |  | 0 | 0 | 0 | 0 | 0 | 0 | 0 | 0 | 0 | 0 | 0
2021 | US | MRO | - | SPP | MW | Additions - Tier 1 |  | 0 | 85.34 | 559.963 | 684.846 | 684.846 | 872.526 | 872.526 | 872.526 | 872.526 | 872.526 | 872.526
2021 | US | MRO | - | SPP | MW | Additions - Tier 2 |  | 0 | 572.954 | 9498.5646 | 14611.4389 | 17425.6013 | 19512.4869 | 21460.7949 | 22378.7949 | 22378.7949 | 22378.7949 | 22378.7949
2021 | US | MRO | - | SPP | MW | Additions - Tier 3 |  | 0 | 0 | 144.782 | 202.382 | 202.382 | 202.382 | 202.382 | 202.382 | 202.382 | 202.382 | 202.382
2021 | US | MRO | - | SPP | MW | Firm Imports |  | 1708.047 | 1273.887 | 1331.387 | 1331.087 | 1350.887 | 1370.587 | 1314.287 | 1318.987 | 1318.687 | 1318.387 | 1318.187
2021 | US | MRO | - | SPP | MW | Firm Exports |  | 1674.113 | 1603.113 | 1583.113 | 1583.113 | 1558.113 | 1558.113 | 1559.905 | 1559.905 | 1559.905 | 1559.905 | 1559.905
2021 | US | MRO | - | SPP | MW | Net Firm Capacity Transfers |  | 33.934 | -329.226 | -251.726 | -252.026 | -207.226 | -187.526 | -245.618 | -240.918 | -241.218 | -241.518 | -241.718
2021 | US | MRO | - | SPP | MW | Expected Imports |  | 0 | 0 | 0 | 0 | 0 | 0 | 0 | 0 | 0 | 0 | 0
2021 | US | MRO | - | SPP | MW | Expected Exports |  | 547 | 547 | 547 | 547 | 547 | 547 | 547 | 547 | 547 | 547 | 547
2021 | US | MRO | - | SPP | MW | Net Expected Transfers |  | -547 | -547 | -547 | -547 | -547 | -547 | -547 | -547 | -547 | -547 | -547
2021 | US | MRO | - | SPP | MW | Existing-Certain & Net Firm Transfers |  | 68230.466 | 67967.906 | 68060.406 | 68022.206 | 68088.506 | 68141.206 | 68087.514 | 68121.914 | 68135.914 | 68134.814 | 67794.614
2021 | US | MRO | - | SPP | MW | Anticipated Resources |  | 68230.466 | 68053.246 | 68620.369 | 68707.052 | 68773.352 | 69013.732 | 68960.04 | 68994.44 | 69008.44 | 69007.34 | 68667.14
2021 | US | MRO | - | SPP | MW | Prospective Resources |  | 67683.466 | 68079.2 | 77571.9336 | 82771.4909 | 85651.9533 | 87979.2189 | 89873.8349 | 90826.2349 | 90840.2349 | 90839.1349 | 90498.9349
2021 | US | MRO | - | SPP | MW | Existing-Certain and Net Firm Transfers Excess/Shortfall |  | 10008.5534 | 8597.458 | 7765.2184 | 7162.458 | 6540.8432 | 6306.4896 | 5920.1676 | 5567.5104 | 5285.3276 | 4180.9864 | 3517.9468
2021 | US | MRO | - | SPP | MW | Anticipated Excess/Shortfall |  | 10008.5534 | 8682.798 | 8325.1814 | 7847.304 | 7225.6892 | 7179.0156 | 6792.6936 | 6440.0364 | 6157.8536 | 5053.5124 | 4390.4728
2021 | US | MRO | - | SPP | MW | Prospective Excess/Shortfall |  | 9461.5534 | 8708.752 | 17276.746 | 21911.7429 | 24104.2905 | 26144.5025 | 27706.4885 | 28271.8313 | 27989.6485 | 26885.3073 | 26222.2677
2021 | US | MRO | - | SPP | % | Existing-Certain and Net Firm Transfers Reserve Margin |  | 35.94% | 32.8% | 30.94% | 29.65% | 28.33% | 27.83% | 27.05% | 26.32% | 25.75% | 23.58% | 22.35%
2021 | US | MRO | - | SPP | % | Anticipated Reserve Margin |  | 35.94% | 32.96% | 32.02% | 30.96% | 29.62% | 29.47% | 28.67% | 27.94% | 27.37% | 25.17% | 23.92%
2021 | US | MRO | - | SPP | % | Prospective Reserve Margin |  | 34.85% | 33.02% | 49.24% | 57.76% | 61.43% | 65.05% | 67.7% | 68.43% | 67.66% | 64.76% | 63.32%
2021 | US | MRO | - | SPP | % | Reference Margin Level |  | 16% | 16% | 16% | 16% | 16% | 16% | 16% | 16% | 16% | 16% | 16%
2021 | US | TRE-ERCOT | - | TRE-ERCOT | MW | Energy Efficiency and Conservation |  | 2484.4 | 2940.903 | 3396.3669 | 3852.9068 | 4308.3707 | 4763.8347 | 5219.2986 | 5674.7625 | 6130.2264 | 6585.6903 | 7041.1542
2021 | US | TRE-ERCOT | - | TRE-ERCOT | MW | Total Installed Photovoltaic |  | 1258.3344 | 1979.3555 | 2840.2457 | 3713.9552 | 4465.7822 | 5024.6509 | 5395.4268 | 5622.7936 | 5755.4389 | 5830.5585 | 5872.3811
2021 | US | TRE-ERCOT | - | TRE-ERCOT | MW | Photovoltaic On-Peak |  | 453 | 712.568 | 1022.4884 | 1337.0239 | 1607.6816 | 1808.8743 | 1942.3537 | 2024.2057 | 2071.958 | 2099.0011 | 2114.0572
2021 | US | TRE-ERCOT | - | TRE-ERCOT | MW | Total Internal Demand |  | 77143.6379 | 78665.2515 | 80000.2923 | 80907.443 | 81631.6726 | 82354.1323 | 83075.884 | 83781.8352 | 84481.3042 | 85178.6225 | 85861.0061
2021 | US | TRE-ERCOT | - | TRE-ERCOT | MW | Controllable and Dispatchable Demand Response - Available |  | 2032.6 | 2032.6 | 2032.6 | 2032.6 | 2032.6 | 2032.6 | 2032.6 | 2032.6 | 2032.6 | 2032.6 | 2032.6
2021 | US | TRE-ERCOT | - | TRE-ERCOT | MW | Net Internal Demand |  | 75111.0379 | 76632.6515 | 77967.6923 | 78874.843 | 79599.0726 | 80321.5323 | 81043.284 | 81749.2352 | 82448.7042 | 83146.0225 | 83828.4061
2021 | US | TRE-ERCOT | - | TRE-ERCOT | MW | Behind the Meter Generation - Capacity |  | 3209.8975 | 3257.7392 | 3212.7392 | 3165.7392 | 3168.7392 | 3171.7392 | 3174.7392 | 3172.7392 | 3175.7392 | 3178.7392 | 3181.7392
2021 | US | TRE-ERCOT | - | TRE-ERCOT | MW | Other Capacity Adjustments - Additions |  | 0 | 0 | 0 | 0 | 0 | 0 | 0 | 0 | 0 | 0 | 0
2021 | US | TRE-ERCOT | - | TRE-ERCOT | MW | Other Capacity Adjustments - Reductions |  | 0 | 0 | 0 | 0 | 0 | 0 | 0 | 0 | 0 | 0 | 0
2021 | US | TRE-ERCOT | - | TRE-ERCOT | MW | Confirmed Retirements |  | 16740.84 | 17965.21 | 17965.21 | 17965.21 | 17965.21 | 17965.21 | 17965.21 | 17965.21 | 17965.21 | 17965.21 | 17965.21
2021 | US | TRE-ERCOT | - | TRE-ERCOT | MW | Unconfirmed Retirements |  | 0 | 415 | 415 | 415 | 1274 | 1274 | 2349 | 2349 | 2349 | 2349 | 2349
2021 | US | TRE-ERCOT | - | TRE-ERCOT | MW | Scheduled Outages |  | 0 | 0 | 0 | 0 | 0 | 0 | 0 | 0 | 0 | 0 | 0
2021 | US | TRE-ERCOT | - | TRE-ERCOT | MW | Transmission Limitations |  | 0 | 0 | 0 | 0 | 0 | 0 | 0 | 0 | 0 | 0 | 0
2021 | US | TRE-ERCOT | - | TRE-ERCOT | MW | Existing-Certain |  | 82405.0196 | 82553.8613 | 82508.8613 | 82461.8613 | 82464.8613 | 82467.8613 | 82470.8613 | 82468.8613 | 82471.8613 | 82474.8613 | 82477.8613
2021 | US | TRE-ERCOT | - | TRE-ERCOT | MW | Existing-Other |  | 0 | 0 | 0 | 0 | 0 | 0 | 0 | 0 | 0 | 0 | 0
2021 | US | TRE-ERCOT | - | TRE-ERCOT | MW | Additions - Tier 1 |  | 4347.6822 | 12074.9221 | 23926.5767 | 25030.5367 | 25030.5367 | 25030.5367 | 25030.5367 | 25030.5367 | 25030.5367 | 25030.5367 | 25030.5367
2021 | US | TRE-ERCOT | - | TRE-ERCOT | MW | Additions - Tier 2 |  | 0 | 4695.848 | 26420.2925 | 37041.1285 | 37502.8005 | 37665.5125 | 37665.5125 | 37665.5125 | 37665.5125 | 37665.5125 | 37665.5125
2021 | US | TRE-ERCOT | - | TRE-ERCOT | MW | Additions - Tier 3 |  | 1473.07 | 4378.039 | 15855.839 | 25004.773 | 29021.165 | 29141.165 | 29141.165 | 29141.165 | 29141.165 | 29141.165 | 29141.165
2021 | US | TRE-ERCOT | - | TRE-ERCOT | MW | Firm Imports |  | 240 | 240 | 240 | 240 | 240 | 240 | 240 | 240 | 240 | 240 | 240
2021 | US | TRE-ERCOT | - | TRE-ERCOT | MW | Firm Exports |  | 30 | 30 | 30 | 30 | 30 | 30 | 30 | 30 | 30 | 30 | 30
2021 | US | TRE-ERCOT | - | TRE-ERCOT | MW | Net Firm Capacity Transfers |  | 210 | 210 | 210 | 210 | 210 | 210 | 210 | 210 | 210 | 210 | 210
2021 | US | TRE-ERCOT | - | TRE-ERCOT | MW | Expected Imports |  | 28 | 28 | 28 | 28 | 28 | 28 | 28 | 28 | 28 | 28 | 28
2021 | US | TRE-ERCOT | - | TRE-ERCOT | MW | Expected Exports |  | 0 | 0 | 0 | 0 | 0 | 0 | 0 | 0 | 0 | 0 | 0
2021 | US | TRE-ERCOT | - | TRE-ERCOT | MW | Net Expected Transfers |  | 28 | 28 | 28 | 28 | 28 | 28 | 28 | 28 | 28 | 28 | 28
2021 | US | TRE-ERCOT | - | TRE-ERCOT | MW | Existing-Certain & Net Firm Transfers |  | 82615.0196 | 82763.8613 | 82718.8613 | 82671.8613 | 82674.8613 | 82677.8613 | 82680.8613 | 82678.8613 | 82681.8613 | 82684.8613 | 82687.8613
2021 | US | TRE-ERCOT | - | TRE-ERCOT | MW | Anticipated Resources |  | 86962.7018 | 94838.7834 | 106645.438 | 107702.398 | 107705.398 | 107708.398 | 107711.398 | 107709.398 | 107712.398 | 107715.398 | 107718.398
2021 | US | TRE-ERCOT | - | TRE-ERCOT | MW | Prospective Resources |  | 86990.7018 | 99147.6314 | 132678.7305 | 144356.5265 | 143962.1985 | 144127.9105 | 143055.9105 | 143053.9105 | 143056.9105 | 143059.9105 | 143062.9105
2021 | US | TRE-ERCOT | - | TRE-ERCOT | MW | Existing-Certain and Net Firm Transfers Excess/Shortfall |  | -2823.786 | -4405.7798 | -5969.3887 | -7048.2726 | -7869.0838 | -8687.8818 | -9505.8743 | -10310.8937 | -11103.5398 | -11893.7394 | -12666.9506
2021 | US | TRE-ERCOT | - | TRE-ERCOT | MW | Anticipated Excess/Shortfall |  | 1523.8962 | 7669.1423 | 17957.188 | 17982.2641 | 17161.4529 | 16342.6549 | 15524.6624 | 14719.643 | 13926.9969 | 13136.7973 | 12363.5861
2021 | US | TRE-ERCOT | - | TRE-ERCOT | MW | Prospective Excess/Shortfall |  | 1551.8962 | 11977.9903 | 43990.4805 | 54636.3926 | 53418.2534 | 52762.1674 | 50869.1749 | 50064.1555 | 49271.5094 | 48481.3098 | 47708.0986
2021 | US | TRE-ERCOT | - | TRE-ERCOT | % | Existing-Certain and Net Firm Transfers Reserve Margin |  | 9.991% | 8.001% | 6.094% | 4.814% | 3.864% | 2.934% | 2.021% | 1.137% | 0.2828% | -0.5546% | -1.361%
2021 | US | TRE-ERCOT | - | TRE-ERCOT | % | Anticipated Reserve Margin |  | 15.78% | 23.76% | 36.78% | 36.55% | 35.31% | 34.1% | 32.91% | 31.76% | 30.64% | 29.55% | 28.5%
2021 | US | TRE-ERCOT | - | TRE-ERCOT | % | Prospective Reserve Margin |  | 15.82% | 29.38% | 70.17% | 83.02% | 80.86% | 79.44% | 76.52% | 74.99% | 73.51% | 72.06% | 70.66%
2021 | US | TRE-ERCOT | - | TRE-ERCOT | % | Reference Margin Level |  | 13.75% | 13.75% | 13.75% | 13.75% | 13.75% | 13.75% | 13.75% | 13.75% | 13.75% | 13.75% | 13.75%
2021 | CA | MRO | - | MRO-Manitoba Hydro | MW | Energy Efficiency and Conservation |  | 235.9798 | 278.6336 | 314.4609 | 353.9341 | 394.0469 | 292.9067 | 331.872 | 371.907 | 409.6396 | 445.4301 | 481.1296
2021 | CA | MRO | - | MRO-Manitoba Hydro | MW | Total Installed Photovoltaic |  | 0 | 0 | 0 | 87.6143 | 174.9273 | 262.4291 | 350.1061 | 438.0117 | 526.861 | 617.0515 | 709.6298
2021 | CA | MRO | - | MRO-Manitoba Hydro | MW | Photovoltaic On-Peak |  | 0 | 0 | 0 | 27.5814 | 53.2535 | 76.0652 | 96.9702 | 115.9704 | 133.0614 | 148.2442 | 161.5276
2021 | CA | MRO | - | MRO-Manitoba Hydro | MW | Total Internal Demand |  | 2965 | 2960.5 | 2975.1 | 2955.4984 | 2836.6549 | 2957.5776 | 2921.319 | 2893.8463 | 2881.1817 | 2855.3562 | 2861.3999
2021 | CA | MRO | - | MRO-Manitoba Hydro | MW | Controllable and Dispatchable Demand Response - Available |  | 0 | 0 | 0 | 0 | 0 | 0 | 0 | 0 | 0 | 0 | 0
2021 | CA | MRO | - | MRO-Manitoba Hydro | MW | Net Internal Demand |  | 2965 | 2960.5 | 2975.1 | 2955.4984 | 2836.6549 | 2957.5776 | 2921.319 | 2893.8463 | 2881.1817 | 2855.3562 | 2861.3999
2021 | CA | MRO | - | MRO-Manitoba Hydro | MW | Behind the Meter Generation - Capacity |  | 0 | 0 | 0 | 0 | 0 | 0 | 0 | 0 | 0 | 0 | 0
2021 | CA | MRO | - | MRO-Manitoba Hydro | MW | Other Capacity Adjustments - Additions |  | 0 | 0 | 0 | 0 | 0 | 0 | 0 | 0 | 0 | 0 | 0
2021 | CA | MRO | - | MRO-Manitoba Hydro | MW | Other Capacity Adjustments - Reductions |  | 0 | 0 | 0 | 0 | 0 | 0 | 0 | 0 | 0 | 0 | 0
2021 | CA | MRO | - | MRO-Manitoba Hydro | MW | Confirmed Retirements |  | 0 | 0 | 0 | 0 | 0 | 0 | 0 | 0 | 0 | 0 | 0
2021 | CA | MRO | - | MRO-Manitoba Hydro | MW | Unconfirmed Retirements |  | 0 | 0 | 0 | 0 | 0 | 0 | 0 | 0 | 0 | 0 | 0
2021 | CA | MRO | - | MRO-Manitoba Hydro | MW | Scheduled Outages |  | 285 | 285 | 285 | 285 | 285 | 285 | 285 | 285 | 285 | 285 | 285
2021 | CA | MRO | - | MRO-Manitoba Hydro | MW | Transmission Limitations |  | 0 | 0 | 0 | 0 | 0 | 0 | 0 | 0 | 0 | 0 | 0
2021 | CA | MRO | - | MRO-Manitoba Hydro | MW | Existing-Certain |  | 5262.6293 | 5259.6293 | 5259.6293 | 5259.6293 | 5259.6293 | 5242.6773 | 5242.6773 | 5242.6773 | 5234.2648 | 5234.2648 | 5234.2648
2021 | CA | MRO | - | MRO-Manitoba Hydro | MW | Existing-Other |  | 45.3248 | 45.3248 | 45.3248 | 45.3248 | 45.3248 | 45.3248 | 45.3248 | 45.3248 | 39.3248 | 39.3248 | 39.3248
2021 | CA | MRO | - | MRO-Manitoba Hydro | MW | Additions - Tier 1 |  | 93 | 540 | 540 | 540 | 540 | 540 | 540 | 540 | 540 | 540 | 540
2021 | CA | MRO | - | MRO-Manitoba Hydro | MW | Additions - Tier 2 |  | 0 | 0 | 0 | 0 | 0 | 0 | 0 | 0 | 0 | 0 | 0
2021 | CA | MRO | - | MRO-Manitoba Hydro | MW | Additions - Tier 3 |  | 0 | 0 | 0 | 0 | 0 | 0 | 0 | 0 | 0 | 0 | 0
2021 | CA | MRO | - | MRO-Manitoba Hydro | MW | Firm Imports |  | 0 | 0 | 0 | 0 | 0 | 0 | 0 | 0 | 0 | 0 | 0
2021 | CA | MRO | - | MRO-Manitoba Hydro | MW | Firm Exports |  | 1595.904 | 1815.9686 | 1871.6789 | 1901.7435 | 1087.1955 | 1087.1955 | 942.2601 | 866.2915 | 871.356 | 565 | 565
2021 | CA | MRO | - | MRO-Manitoba Hydro | MW | Net Firm Capacity Transfers |  | -1595.904 | -1815.9686 | -1871.6789 | -1901.7435 | -1087.1955 | -1087.1955 | -942.2601 | -866.2915 | -871.356 | -565 | -565
2021 | CA | MRO | - | MRO-Manitoba Hydro | MW | Expected Imports |  | 0 | 0 | 0 | 0 | 0 | 0 | 0 | 0 | 0 | 0 | 0
2021 | CA | MRO | - | MRO-Manitoba Hydro | MW | Expected Exports |  | 0 | 0 | 0 | 0 | 0 | 0 | 0 | 0 | 0 | 0 | 0
2021 | CA | MRO | - | MRO-Manitoba Hydro | MW | Net Expected Transfers |  | 0 | 0 | 0 | 0 | 0 | 0 | 0 | 0 | 0 | 0 | 0
2021 | CA | MRO | - | MRO-Manitoba Hydro | MW | Existing-Certain & Net Firm Transfers |  | 3666.7253 | 3443.6607 | 3387.9504 | 3357.8858 | 4172.4338 | 4155.4818 | 4300.4173 | 4376.3859 | 4362.9087 | 4669.2648 | 4669.2648
2021 | CA | MRO | - | MRO-Manitoba Hydro | MW | Anticipated Resources |  | 3759.7253 | 3983.6607 | 3927.9504 | 3897.8858 | 4712.4338 | 4695.4818 | 4840.4173 | 4916.3859 | 4902.9087 | 5209.2648 | 5209.2648
2021 | CA | MRO | - | MRO-Manitoba Hydro | MW | Prospective Resources |  | 3805.0501 | 4028.9855 | 3973.2752 | 3943.2107 | 4757.7586 | 4740.8066 | 4885.7421 | 4961.7107 | 4942.2335 | 5248.5896 | 5248.5896
2021 | CA | MRO | - | MRO-Manitoba Hydro | MW | Existing-Certain and Net Firm Transfers Excess/Shortfall |  | 345.9253 | 127.9007 | 55.8384 | 47.7276 | 995.3804 | 842.9949 | 1028.54 | 1135.278 | 1135.9852 | 1471.2658 | 1464.4968
2021 | CA | MRO | - | MRO-Manitoba Hydro | MW | Anticipated Excess/Shortfall |  | 438.9253 | 667.9007 | 595.8384 | 587.7276 | 1535.3804 | 1382.9949 | 1568.54 | 1675.278 | 1675.9852 | 2011.2658 | 2004.4968
2021 | CA | MRO | - | MRO-Manitoba Hydro | MW | Prospective Excess/Shortfall |  | 484.2501 | 713.2255 | 641.1632 | 633.0524 | 1580.7052 | 1428.3197 | 1613.8648 | 1720.6028 | 1715.31 | 2050.5906 | 2043.8216
2021 | CA | MRO | - | MRO-Manitoba Hydro | % | Existing-Certain and Net Firm Transfers Reserve Margin |  | 23.67% | 16.32% | 13.88% | 13.61% | 47.09% | 40.5% | 47.21% | 51.23% | 51.43% | 63.53% | 63.18%
2021 | CA | MRO | - | MRO-Manitoba Hydro | % | Anticipated Reserve Margin |  | 26.8% | 34.56% | 32.03% | 31.89% | 66.13% | 58.76% | 65.69% | 69.89% | 70.17% | 82.44% | 82.05%
2021 | CA | MRO | - | MRO-Manitoba Hydro | % | Prospective Reserve Margin |  | 28.33% | 36.09% | 33.55% | 33.42% | 67.72% | 60.29% | 67.24% | 71.46% | 71.53% | 83.82% | 83.43%
2021 | CA | MRO | - | MRO-Manitoba Hydro | % | Reference Margin Level |  | 12% | 12% | 12% | 12% | 12% | 12% | 12% | 12% | 12% | 12% | 12%
2021 | CA | NPCC | - | NPCC-Maritimes | MW | Energy Efficiency and Conservation |  | 21.5 | 43.5 | 59.6 | 75.7 | 90.6 | 106.5 | 122.6 | 139.5 | 155.3 | 170.7 | 185.9
2021 | CA | NPCC | - | NPCC-Maritimes | MW | Total Installed Photovoltaic |  | 25.9 | 41.5 | 53.8 | 66.7 | 80.3 | 95.5 | 112.8 | 132.3 | 154.5 | 179.6 | 196
2021 | CA | NPCC | - | NPCC-Maritimes | MW | Photovoltaic On-Peak |  | 7 | 9 | 10 | 11 | 12 | 13 | 14 | 15 | 16 | 17 | 18
2021 | CA | NPCC | - | NPCC-Maritimes | MW | Total Internal Demand |  | 3372.5 | 3351.9 | 3464.3 | 3497.3 | 3504.6 | 3509.2 | 3513 | 3506.6 | 3503.5 | 3508.8 | 3520.9
2021 | CA | NPCC | - | NPCC-Maritimes | MW | Controllable and Dispatchable Demand Response - Available |  | 348 | 353.4 | 355.1 | 361 | 361.5 | 361.8 | 361.6 | 361.5 | 361.3 | 361.1 | 360.9
2021 | CA | NPCC | - | NPCC-Maritimes | MW | Net Internal Demand |  | 3024.5 | 2998.5 | 3109.2 | 3136.3 | 3143.1 | 3147.4 | 3151.4 | 3145.1 | 3142.2 | 3147.7 | 3160
2021 | CA | NPCC | - | NPCC-Maritimes | MW | Behind the Meter Generation - Capacity |  | 0 | 0 | 0 | 0 | 0 | 0 | 0 | 0 | 0 | 0 | 0
2021 | CA | NPCC | - | NPCC-Maritimes | MW | Other Capacity Adjustments - Additions |  | 0 | 0 | 0 | 0 | 0 | 0 | 0 | 0 | 0 | 0 | 0
2021 | CA | NPCC | - | NPCC-Maritimes | MW | Other Capacity Adjustments - Reductions |  | 0 | 0 | 0 | 0 | 0 | 0 | 0 | 0 | 0 | 0 | 0
2021 | CA | NPCC | - | NPCC-Maritimes | MW | Confirmed Retirements |  | 87.5 | 125.5 | 125.5 | 128.836 | 128.836 | 128.836 | 128.836 | 128.836 | 128.836 | 128.836 | 128.836
2021 | CA | NPCC | - | NPCC-Maritimes | MW | Unconfirmed Retirements |  | 4 | 145 | 145 | 145 | 229 | 229 | 229 | 229 | 229 | 229 | 229
2021 | CA | NPCC | - | NPCC-Maritimes | MW | Scheduled Outages |  | 750 | 750 | 750 | 750 | 750 | 750 | 750 | 750 | 750 | 750 | 750
2021 | CA | NPCC | - | NPCC-Maritimes | MW | Transmission Limitations |  | 0 | 0 | 0 | 0 | 0 | 0 | 0 | 0 | 0 | 0 | 0
2021 | CA | NPCC | - | NPCC-Maritimes | MW | Existing-Certain |  | 5556.485 | 5518.485 | 5518.485 | 5515.149 | 5515.149 | 5515.149 | 5405.149 | 5405.149 | 5402.899 | 5402.899 | 5405.999
2021 | CA | NPCC | - | NPCC-Maritimes | MW | Existing-Other |  | 0 | 0 | 0 | 0 | 0 | 0 | 0 | 0 | 0 | 0 | 0
2021 | CA | NPCC | - | NPCC-Maritimes | MW | Additions - Tier 1 |  | 1.14 | 8.4605 | 13.5645 | 28.7685 | 29.5685 | 29.5685 | 29.5685 | 31.3685 | 31.3685 | 31.3685 | 31.3685
2021 | CA | NPCC | - | NPCC-Maritimes | MW | Additions - Tier 2 |  | 0 | 0 | 11.4971 | 11.4971 | 11.4971 | 11.4971 | 11.4971 | 11.4971 | 11.4971 | 11.4971 | 11.4971
2021 | CA | NPCC | - | NPCC-Maritimes | MW | Additions - Tier 3 |  | 0 | 0 | 25.0198 | 25.0198 | 25.0198 | 215.0198 | 215.0198 | 215.0198 | 215.0198 | 355.0198 | 355.0198
2021 | CA | NPCC | - | NPCC-Maritimes | MW | Firm Imports |  | 0 | 0 | 0 | 0 | 0 | 0 | 0 | 0 | 0 | 0 | 0
2021 | CA | NPCC | - | NPCC-Maritimes | MW | Firm Exports |  | 94 | 149 | 72 | 90 | 0 | 0 | 0 | 0 | 0 | 0 | 0
2021 | CA | NPCC | - | NPCC-Maritimes | MW | Net Firm Capacity Transfers |  | -94 | -149 | -72 | -90 | 0 | 0 | 0 | 0 | 0 | 0 | 0
2021 | CA | NPCC | - | NPCC-Maritimes | MW | Expected Imports |  | 0 | 153 | 153 | 153 | 153 | 153 | 153 | 153 | 153 | 153 | 153
2021 | CA | NPCC | - | NPCC-Maritimes | MW | Expected Exports |  | 0 | 0 | 0 | 0 | 0 | 0 | 0 | 0 | 0 | 0 | 0
2021 | CA | NPCC | - | NPCC-Maritimes | MW | Net Expected Transfers |  | 0 | 153 | 153 | 153 | 153 | 153 | 153 | 153 | 153 | 153 | 153
2021 | CA | NPCC | - | NPCC-Maritimes | MW | Existing-Certain & Net Firm Transfers |  | 5462.485 | 5369.485 | 5446.485 | 5425.149 | 5515.149 | 5515.149 | 5405.149 | 5405.149 | 5402.899 | 5402.899 | 5405.999
2021 | CA | NPCC | - | NPCC-Maritimes | MW | Anticipated Resources |  | 5463.625 | 5377.9455 | 5460.0495 | 5453.9175 | 5544.7175 | 5544.7175 | 5434.7175 | 5436.5175 | 5434.2675 | 5434.2675 | 5437.3675
2021 | CA | NPCC | - | NPCC-Maritimes | MW | Prospective Resources |  | 5459.625 | 5385.9455 | 5479.5466 | 5473.4146 | 5480.2146 | 5480.2146 | 5370.2146 | 5372.0146 | 5369.7646 | 5369.7646 | 5372.8646
2021 | CA | NPCC | - | NPCC-Maritimes | MW | Existing-Certain and Net Firm Transfers Excess/Shortfall |  | 1833.085 | 1771.285 | 1715.445 | 1661.589 | 1743.429 | 1738.269 | 1623.469 | 1631.029 | 1632.259 | 1625.659 | 1613.999
2021 | CA | NPCC | - | NPCC-Maritimes | MW | Anticipated Excess/Shortfall |  | 1834.225 | 1779.7455 | 1729.0095 | 1690.3575 | 1772.9975 | 1767.8375 | 1653.0375 | 1662.3975 | 1663.6275 | 1657.0275 | 1645.3675
2021 | CA | NPCC | - | NPCC-Maritimes | MW | Prospective Excess/Shortfall |  | 1830.225 | 1787.7455 | 1748.5066 | 1709.8546 | 1708.4946 | 1703.3346 | 1588.5346 | 1597.8946 | 1599.1246 | 1592.5246 | 1580.8646
2021 | CA | NPCC | - | NPCC-Maritimes | % | Existing-Certain and Net Firm Transfers Reserve Margin |  | 80.61% | 79.07% | 75.17% | 72.98% | 75.47% | 75.23% | 71.52% | 71.86% | 71.95% | 71.65% | 71.08%
2021 | CA | NPCC | - | NPCC-Maritimes | % | Anticipated Reserve Margin |  | 80.65% | 79.35% | 75.61% | 73.9% | 76.41% | 76.17% | 72.45% | 72.86% | 72.94% | 72.64% | 72.07%
2021 | CA | NPCC | - | NPCC-Maritimes | % | Prospective Reserve Margin |  | 80.51% | 79.62% | 76.24% | 74.52% | 74.36% | 74.12% | 70.41% | 70.81% | 70.89% | 70.59% | 70.03%
2021 | CA | NPCC | - | NPCC-Maritimes | % | Reference Margin Level |  | 20% | 20% | 20% | 20% | 20% | 20% | 20% | 20% | 20% | 20% | 20%
2021 | US | MRO | - | MRO-MISO | MW | Energy Efficiency and Conservation |  | 0 | 0 | 0 | 0 | 0 | 0 | 0 | 0 | 0 | 0 | 0
2021 | US | MRO | - | MRO-MISO | MW | Total Installed Photovoltaic |  | 861 | 861 | 861 | 861 | 861 | 861 | 861 | 861 | 861 | 861 | 861
2021 | US | MRO | - | MRO-MISO | MW | Photovoltaic On-Peak |  | 430.5 | 430.5 | 430.5 | 430.5 | 430.5 | 430.5 | 430.5 | 430.5 | 430.5 | 430.5 | 430.5
2021 | US | MRO | - | MRO-MISO | MW | Total Internal Demand |  | 121816.9009 | 121782.0625 | 123174.9801 | 123528.9049 | 123669.7329 | 123754.8958 | 124052.5156 | 124229.3934 | 124471.9727 | 124635.065 | 124845.7112
2021 | US | MRO | - | MRO-MISO | MW | Controllable and Dispatchable Demand Response - Available |  | 6232.1544 | 6316.7985 | 6401.4425 | 6401.8626 | 6427.9909 | 6507.9722 | 6596.6909 | 6602.992 | 6689.1903 | 6771.1039 | 6833.7933
2021 | US | MRO | - | MRO-MISO | MW | Net Internal Demand |  | 115584.7465 | 115465.264 | 116773.5376 | 117127.0423 | 117241.742 | 117246.9236 | 117455.8247 | 117626.4014 | 117782.7824 | 117863.9611 | 118011.9179
2021 | US | MRO | - | MRO-MISO | MW | Behind the Meter Generation - Capacity |  | 4626.4 | 4653.4 | 4680.4 | 4819.9 | 4886.6 | 4926.4 | 4933.9 | 4919.1 | 4855.1 | 4879.4 | 5036.6667
2021 | US | MRO | - | MRO-MISO | MW | Other Capacity Adjustments - Additions |  | 0 | 0 | 0 | 0 | 0 | 0 | 0 | 0 | 0 | 0 | 0
2021 | US | MRO | - | MRO-MISO | MW | Other Capacity Adjustments - Reductions |  | 0 | 0 | 0 | 0 | 0 | 0 | 0 | 0 | 0 | 0 | 0
2021 | US | MRO | - | MRO-MISO | MW | Confirmed Retirements |  | 122 | 122 | 122 | 122 | 122 | 122 | 122 | 122 | 122 | 122 | 122
2021 | US | MRO | - | MRO-MISO | MW | Unconfirmed Retirements |  | 0 | 0 | 0 | 0 | 0 | 0 | 0 | 0 | 0 | 0 | 0
2021 | US | MRO | - | MRO-MISO | MW | Scheduled Outages |  | 0 | 0 | 0 | 0 | 0 | 0 | 0 | 0 | 0 | 0 | 0
2021 | US | MRO | - | MRO-MISO | MW | Transmission Limitations |  | 3102.3815 | 2577.1935 | 2298.4921 | 1460.5 | 662.0372 | 0 | 0 | 0 | 0 | 0 | 0
2021 | US | MRO | - | MRO-MISO | MW | Existing-Certain |  | 138756.6185 | 134508.4065 | 128398.2079 | 127377.3 | 125957.8628 | 124635.2 | 123465.5 | 120663.9 | 120069.6 | 116928.6 | 117085.8667
2021 | US | MRO | - | MRO-MISO | MW | Existing-Other |  | 0 | 0 | 0 | 0 | 0 | 0 | 0 | 0 | 0 | 0 | 0
2021 | US | MRO | - | MRO-MISO | MW | Additions - Tier 1 |  | 3738.3931 | 6715.0157 | 8933.3417 | 8512.6921 | 8512.6921 | 9040.4921 | 8512.6921 | 8512.6921 | 9040.4921 | 8512.6921 | 8512.6921
2021 | US | MRO | - | MRO-MISO | MW | Additions - Tier 2 |  | 2601.0875 | 16832.4694 | 35194.8619 | 39680.995 | 42144.8043 | 42294.8043 | 42294.8043 | 42294.8043 | 42294.8043 | 42294.8043 | 42294.8043
2021 | US | MRO | - | MRO-MISO | MW | Additions - Tier 3 |  | 0 | 249.263 | 1011.9601 | 1623.4208 | 3703.8737 | 4299.2266 | 4775.5795 | 6641.9324 | 7118.2853 | 7369.6219 | 7395.9585
2021 | US | MRO | - | MRO-MISO | MW | Firm Imports |  | 4380.9 | 4194.7 | 4199.7 | 4204.7 | 3359.4 | 3359.4 | 3264.4 | 3269.4 | 3274.4 | 3274.4 | 2882.3733
2021 | US | MRO | - | MRO-MISO | MW | Firm Exports |  | 2097.9 | 2097.9 | 2097.9 | 2097.9 | 2097.9 | 2097.9 | 2097.9 | 2097.9 | 2097.9 | 2097.9 | 2097.9
2021 | US | MRO | - | MRO-MISO | MW | Net Firm Capacity Transfers |  | 2283 | 2096.8 | 2101.8 | 2106.8 | 1261.5 | 1261.5 | 1166.5 | 1171.5 | 1176.5 | 1176.5 | 784.4733
2021 | US | MRO | - | MRO-MISO | MW | Expected Imports |  | 0 | 0 | 0 | 0 | 0 | 0 | 0 | 0 | 0 | 0 | 0
2021 | US | MRO | - | MRO-MISO | MW | Expected Exports |  | 0 | 0 | 0 | 0 | 0 | 0 | 0 | 0 | 0 | 0 | 0
2021 | US | MRO | - | MRO-MISO | MW | Net Expected Transfers |  | 0 | 0 | 0 | 0 | 0 | 0 | 0 | 0 | 0 | 0 | 0
2021 | US | MRO | - | MRO-MISO | MW | Existing-Certain & Net Firm Transfers |  | 141039.6185 | 136605.2065 | 130500.0079 | 129484.1 | 127219.3628 | 125896.7 | 124632 | 121835.4 | 121246.1 | 118105.1 | 117870.34
2021 | US | MRO | - | MRO-MISO | MW | Anticipated Resources |  | 144778.0117 | 143320.2222 | 139433.3496 | 137996.7922 | 135732.0549 | 134937.1921 | 133144.6921 | 130348.0921 | 130286.5921 | 126617.7921 | 126383.0321
2021 | US | MRO | - | MRO-MISO | MW | Prospective Resources |  | 147379.0991 | 160152.6916 | 174628.2115 | 177677.7872 | 177876.8592 | 177231.9964 | 175439.4964 | 172642.8964 | 172581.3964 | 168912.5964 | 168677.8364
2021 | US | MRO | - | MRO-MISO | MW | Existing-Certain and Net Firm Transfers Excess/Shortfall |  | 4302.8635 | 9.7992 | -7643.087 | -9077.191 | -11477.618 | -12806.4107 | -14318.2407 | -17316.6329 | -18090.9316 | -21327.966 | -21737.7589
2021 | US | MRO | - | MRO-MISO | MW | Anticipated Excess/Shortfall |  | 8041.2566 | 6724.8149 | 1290.2547 | -564.4989 | -2964.9258 | -3765.9185 | -5805.5485 | -8803.9408 | -9050.4395 | -12815.2739 | -13225.0667
2021 | US | MRO | - | MRO-MISO | MW | Prospective Excess/Shortfall |  | 10642.3441 | 23557.2843 | 36485.1166 | 39116.4962 | 39179.8784 | 38528.8857 | 36489.2557 | 33490.8635 | 33244.3648 | 29479.5304 | 29069.7375
2021 | US | MRO | - | MRO-MISO | % | Existing-Certain and Net Firm Transfers |  | 22.02% | 18.31% | 11.75% | 10.55% | 8.51% | 7.377% | 6.11% | 3.578% | 2.94% | 0.2046% | -0.12%
2021 | US | MRO | - | MRO-MISO | % | Anticipated Reserve Margin |  | 25.26% | 24.12% | 19.4% | 17.82% | 15.77% | 15.09% | 13.36% | 10.82% | 10.62% | 7.427% | 7.093%
2021 | US | MRO | - | MRO-MISO | % | Prospective Reserve Margin |  | 27.51% | 38.7% | 49.54% | 51.7% | 51.72% | 51.16% | 49.37% | 46.77% | 46.53% | 43.31% | 42.93%
2021 | US | MRO | - | MRO-MISO | % | Reference Margin Level |  | 18.3% | 18.3% | 18.3% | 18.3% | 18.3% | 18.3% | 18.3% | 18.3% | 18.3% | 18.3% | 18.3%
2021 | CA | MRO | - | MRO-SaskPower | MW | Energy Efficiency and Conservation |  | 157.4 | 157.4 | 157.4 | 157.4 | 157.4 | 157.4 | 157.4 | 157.4 | 157.4 | 157.4 | 157.4
2021 | CA | MRO | - | MRO-SaskPower | MW | Total Installed Photovoltaic |  | 35 | 38 | 41 | 44 | 47 | 50 | 50 | 50 | 50 | 50 | 50
2021 | CA | MRO | - | MRO-SaskPower | MW | Photovoltaic On-Peak |  | 0 | 0 | 0 | 0 | 0 | 0 | 0 | 0 | 0 | 0 | 0
2021 | CA | MRO | - | MRO-SaskPower | MW | Total Internal Demand |  | 3391 | 3430 | 3441 | 3396 | 3417 | 3439 | 3421 | 3448 | 3454 | 3485 | 3506
2021 | CA | MRO | - | MRO-SaskPower | MW | Controllable and Dispatchable Demand Response - Available |  | 63 | 63 | 63 | 63 | 63 | 63 | 63 | 63 | 63 | 63 | 63
2021 | CA | MRO | - | MRO-SaskPower | MW | Net Internal Demand |  | 3328 | 3367 | 3378 | 3333 | 3354 | 3376 | 3358 | 3385 | 3391 | 3422 | 3443
2021 | CA | MRO | - | MRO-SaskPower | MW | Behind the Meter Generation - Capacity |  | 0 | 0 | 0 | 0 | 0 | 0 | 0 | 0 | 0 | 0 | 0
2021 | CA | MRO | - | MRO-SaskPower | MW | Other Capacity Adjustments - Additions |  | 0 | 0 | 0 | 0 | 0 | 0 | 0 | 0 | 0 | 0 | 0
2021 | CA | MRO | - | MRO-SaskPower | MW | Other Capacity Adjustments - Reductions |  | 0 | 0 | 0 | 0 | 0 | 0 | 0 | 0 | 0 | 0 | 0
2021 | CA | MRO | - | MRO-SaskPower | MW | Confirmed Retirements |  | 0 | 0 | 139 | 234 | 235.12 | 436.02 | 468.22 | 472.12 | 480.98 | 484.88 | 484.88
2021 | CA | MRO | - | MRO-SaskPower | MW | Unconfirmed Retirements |  | 0 | 0 | 0 | 0 | 0 | 0 | 0 | 426.9 | 793.8 | 1393.8 | 1393.8
2021 | CA | MRO | - | MRO-SaskPower | MW | Scheduled Outages |  | 67.1167 | 4.7161 | 4.7161 | 4.7161 | 0 | 0 | 0 | 32.9768 | 0 | 0 | 11
2021 | CA | MRO | - | MRO-SaskPower | MW | Transmission Limitations |  | 0 | 0 | 0 | 0 | 0 | 0 | 0 | 0 | 0 | 0 | 0
2021 | CA | MRO | - | MRO-SaskPower | MW | Existing-Certain |  | 4197.3433 | 4120.7439 | 4025.7439 | 4024.6239 | 3828.44 | 3796.24 | 3792.34 | 3758.3032 | 3779.58 | 3779.58 | 3768.58
2021 | CA | MRO | - | MRO-SaskPower | MW | Existing-Other |  | 0 | 0 | 0 | 0 | 0 | 0 | 0 | 0 | 0 | 0 | 0
2021 | CA | MRO | - | MRO-SaskPower | MW | Additions - Tier 1 |  | 0 | 18.5 | 18.5 | 364 | 364 | 364 | 364 | 364 | 364 | 364 | 364
2021 | CA | MRO | - | MRO-SaskPower | MW | Additions - Tier 2 |  | 0 | 0 | 0 | 20 | 20 | 20 | 342.3 | 986.9 | 986.9 | 986.9 | 986.9
2021 | CA | MRO | - | MRO-SaskPower | MW | Additions - Tier 3 |  | 0 | 0 | 0 | 0 | 10 | 10 | 10 | 10 | 10 | 10 | 10
2021 | CA | MRO | - | MRO-SaskPower | MW | Firm Imports |  | 125 | 290 | 290 | 315 | 315 | 315 | 315 | 315 | 315 | 315 | 315
2021 | CA | MRO | - | MRO-SaskPower | MW | Firm Exports |  | 0 | 0 | 0 | 0 | 0 | 0 | 0 | 0 | 0 | 0 | 0
2021 | CA | MRO | - | MRO-SaskPower | MW | Net Firm Capacity Transfers |  | 125 | 290 | 290 | 315 | 315 | 315 | 315 | 315 | 315 | 315 | 315
2021 | CA | MRO | - | MRO-SaskPower | MW | Expected Imports |  | 0 | 0 | 0 | 0 | 0 | 0 | 0 | 0 | 0 | 0 | 0
2021 | CA | MRO | - | MRO-SaskPower | MW | Expected Exports |  | 0 | 0 | 0 | 0 | 0 | 0 | 0 | 0 | 0 | 0 | 0
2021 | CA | MRO | - | MRO-SaskPower | MW | Net Expected Transfers |  | 0 | 0 | 0 | 0 | 0 | 0 | 0 | 0 | 0 | 0 | 0
2021 | CA | MRO | - | MRO-SaskPower | MW | Existing-Certain & Net Firm Transfers |  | 4322.3433 | 4410.7439 | 4315.7439 | 4339.6239 | 4143.44 | 4111.24 | 4107.34 | 4073.3032 | 4094.58 | 4094.58 | 4083.58
2021 | CA | MRO | - | MRO-SaskPower | MW | Anticipated Resources |  | 4322.3433 | 4429.2439 | 4334.2439 | 4703.6239 | 4507.44 | 4475.24 | 4471.34 | 4437.3032 | 4458.58 | 4458.58 | 4447.58
2021 | CA | MRO | - | MRO-SaskPower | MW | Prospective Resources |  | 4322.3433 | 4429.2439 | 4334.2439 | 4723.6239 | 4527.44 | 4495.24 | 4813.64 | 4997.3032 | 4651.68 | 4051.68 | 4040.68
2021 | CA | MRO | - | MRO-SaskPower | MW | Existing-Certain and Net Firm Transfers Excess/Shortfall |  | 628.2633 | 673.3739 | 566.1639 | 639.9939 | 420.5 | 363.88 | 379.96 | 315.9532 | 330.57 | 296.16 | 261.85
2021 | CA | MRO | - | MRO-SaskPower | MW | Anticipated Excess/Shortfall |  | 628.2633 | 691.8739 | 584.6639 | 1003.9939 | 784.5 | 727.88 | 743.96 | 679.9532 | 694.57 | 660.16 | 625.85
2021 | CA | MRO | - | MRO-SaskPower | MW | Prospective Excess/Shortfall |  | 628.2633 | 691.8739 | 584.6639 | 1023.9939 | 804.5 | 747.88 | 1086.26 | 1239.9532 | 887.67 | 253.26 | 218.95
2021 | CA | MRO | - | MRO-SaskPower | % | Existing-Certain and Net Firm Transfers Reserve Margin |  | 29.88% | 31% | 27.76% | 30.2% | 23.54% | 21.78% | 22.32% | 20.33% | 20.75% | 19.65% | 18.61%
2021 | CA | MRO | - | MRO-SaskPower | % | Anticipated Reserve Margin |  | 29.88% | 31.55% | 28.31% | 41.12% | 34.39% | 32.56% | 33.15% | 31.09% | 31.48% | 30.29% | 29.18%
2021 | CA | MRO | - | MRO-SaskPower | % | Prospective Reserve Margin |  | 29.88% | 31.55% | 28.31% | 41.72% | 34.99% | 33.15% | 43.35% | 47.63% | 37.18% | 18.4% | 17.36%
2021 | CA | MRO | - | MRO-SaskPower | % | Reference Margin Level |  | 11% | 11% | 11% | 11% | 11% | 11% | 11% | 11% | 11% | 11% | 11%
2021 | US | NPCC | - | NPCC-New England | MW | Energy Efficiency and Conservation |  | 2677 | 2856 | 3034 | 3213 | 3473 | 3703 | 3900 | 4064 | 4195 | 4294 | 4395
2021 | US | NPCC | - | NPCC-New England | MW | Total Installed Photovoltaic |  | 2645 | 3001 | 3427 | 3734 | 4106 | 4428 | 4687 | 4935 | 5153 | 5365 | 5586
2021 | US | NPCC | - | NPCC-New England | MW | Photovoltaic On-Peak |  | 836 | 849 | 905 | 933 | 975 | 1011 | 1039 | 1060 | 1076 | 1087 | 1098
2021 | US | NPCC | - | NPCC-New England | MW | Total Internal Demand |  | 24810 | 24789 | 24713 | 24672 | 24552 | 24479 | 24458 | 24491 | 24574 | 24796 | 25020
2021 | US | NPCC | - | NPCC-New England | MW | Controllable and Dispatchable Demand Response - Available |  | 587.27 | 682.036 | 583.521 | 677.673 | 677.673 | 677.673 | 677.673 | 677.673 | 677.673 | 677.673 | 677.673
2021 | US | NPCC | - | NPCC-New England | MW | Net Internal Demand |  | 24222.73 | 24106.964 | 24129.479 | 23994.327 | 23874.327 | 23801.327 | 23780.327 | 23813.327 | 23896.327 | 24118.327 | 24342.327
2021 | US | NPCC | - | NPCC-New England | MW | Behind the Meter Generation - Capacity |  | 0 | 0 | 9.958 | 78.0902 | 133.3205 | 169.2565 | 191.0074 | 205.1109 | 218.2357 | 229.9134 | 242.216
2021 | US | NPCC | - | NPCC-New England | MW | Other Capacity Adjustments - Additions |  | 0 | 0 | 0 | 0 | 0 | 0 | 0 | 0 | 0 | 0 | 0
2021 | US | NPCC | - | NPCC-New England | MW | Other Capacity Adjustments - Reductions |  | 0 | 0 | 0 | 0 | 0 | 0 | 0 | 0 | 0 | 0 | 0
2021 | US | NPCC | - | NPCC-New England | MW | Confirmed Retirements |  | 0 | 0 | 524.989 | 673.189 | 2231.704 | 2231.704 | 2231.704 | 2231.704 | 2231.704 | 2231.704 | 2231.704
2021 | US | NPCC | - | NPCC-New England | MW | Unconfirmed Retirements |  | 0 | 0 | 0 | 0 | 0 | 0 | 0 | 0 | 0 | 0 | 0
2021 | US | NPCC | - | NPCC-New England | MW | Scheduled Outages |  | 247 | 309 | 0 | 0 | 0 | 0 | 0 | 0 | 0 | 0 | 0
2021 | US | NPCC | - | NPCC-New England | MW | Transmission Limitations |  | 0 | 0 | 0 | 0 | 0 | 0 | 0 | 0 | 0 | 0 | 0
2021 | US | NPCC | - | NPCC-New England | MW | Existing-Certain |  | 30445.921 | 29860.021 | 30030.947 | 28541.5972 | 28596.8275 | 28632.7635 | 28654.5144 | 28668.6179 | 28681.7427 | 28693.4204 | 28705.723
2021 | US | NPCC | - | NPCC-New England | MW | Existing-Other |  | 799.776 | 798.687 | 798.519 | 797.486 | 797.486 | 797.486 | 797.486 | 797.486 | 797.486 | 797.486 | 797.486
2021 | US | NPCC | - | NPCC-New England | MW | Additions - Tier 1 |  | 16.8 | 170.44 | 279.7 | 1146.698 | 1146.698 | 1373.498 | 1373.498 | 1373.498 | 1373.498 | 1373.498 | 1373.498
2021 | US | NPCC | - | NPCC-New England | MW | Additions - Tier 2 |  | 0 | 338.6396 | 1865.7406 | 2797.5026 | 3397.8841 | 5049.6641 | 5049.6641 | 5049.6641 | 5049.6641 | 5049.6641 | 5049.6641
2021 | US | NPCC | - | NPCC-New England | MW | Additions - Tier 3 |  | 0 | 1456.1382 | 2480.0522 | 3434.6342 | 4914.1076 | 5286.1076 | 5426.5276 | 7512.5876 | 7512.5876 | 7512.5876 | 7512.5876
2021 | US | NPCC | - | NPCC-New England | MW | Firm Imports |  | 1207.78 | 1292.41 | 1058.72 | 1487.059 | 0 | 0 | 0 | 0 | 0 | 0 | 0
2021 | US | NPCC | - | NPCC-New England | MW | Firm Exports |  | 0 | 0 | 0 | 0 | 0 | 0 | 0 | 0 | 0 | 0 | 0
2021 | US | NPCC | - | NPCC-New England | MW | Net Firm Capacity Transfers |  | 1207.78 | 1292.41 | 1058.72 | 1487.059 | 0 | 0 | 0 | 0 | 0 | 0 | 0
2021 | US | NPCC | - | NPCC-New England | MW | Expected Imports |  | 0 | 0 | 0 | 0 | 0 | 0 | 0 | 0 | 0 | 0 | 0
2021 | US | NPCC | - | NPCC-New England | MW | Expected Exports |  | 0 | 0 | 0 | 0 | 0 | 0 | 0 | 0 | 0 | 0 | 0
2021 | US | NPCC | - | NPCC-New England | MW | Net Expected Transfers |  | 0 | 0 | 0 | 0 | 0 | 0 | 0 | 0 | 0 | 0 | 0
2021 | US | NPCC | - | NPCC-New England | MW | Existing-Certain & Net Firm Transfers |  | 31653.701 | 31152.431 | 31089.667 | 30028.6562 | 28596.8275 | 28632.7635 | 28654.5144 | 28668.6179 | 28681.7427 | 28693.4204 | 28705.723
2021 | US | NPCC | - | NPCC-New England | MW | Anticipated Resources |  | 31670.501 | 31322.871 | 31369.367 | 31175.3542 | 29743.5255 | 30006.2615 | 30028.0124 | 30042.1159 | 30055.2407 | 30066.9184 | 30079.221
2021 | US | NPCC | - | NPCC-New England | MW | Prospective Resources |  | 32470.277 | 32460.1976 | 34033.6266 | 34770.3428 | 33938.8956 | 35853.4116 | 35875.1625 | 35889.266 | 35902.3908 | 35914.0685 | 35926.3711
2021 | US | NPCC | - | NPCC-New England | MW | Existing-Certain and Net Firm Transfers Excess/Shortfall |  | 3797.5615 | 3766.9199 | 3726.8378 | 2795.095 | 1499.4664 | 1618.2573 | 1663.8433 | 1640.4918 | 1559.4115 | 1319.1193 | 1077.1819
2021 | US | NPCC | - | NPCC-New England | MW | Anticipated Excess/Shortfall |  | 3814.3615 | 3937.3599 | 4006.5378 | 3941.793 | 2646.1644 | 2991.7553 | 3037.3413 | 3013.9898 | 2932.9095 | 2692.6173 | 2450.6799
2021 | US | NPCC | - | NPCC-New England | MW | Prospective Excess/Shortfall |  | 4614.1375 | 5074.6865 | 6670.7974 | 7536.7816 | 6841.5345 | 8838.9054 | 8884.4914 | 8861.1399 | 8780.0596 | 8539.7674 | 8297.83
2021 | US | NPCC | - | NPCC-New England | % | Existing-Certain and Net Firm Transfers Reserve Margin |  | 30.68% | 29.23% | 28.85% | 25.15% | 19.78% | 20.3% | 20.5% | 20.39% | 20.03% | 18.97% | 17.93%
2021 | US | NPCC | - | NPCC-New England | % | Anticipated Reserve Margin |  | 30.75% | 29.93% | 30% | 29.93% | 24.58% | 26.07% | 26.27% | 26.16% | 25.77% | 24.66% | 23.57%
2021 | US | NPCC | - | NPCC-New England | % | Prospective Reserve Margin |  | 34.05% | 34.65% | 41.05% | 44.91% | 42.16% | 50.64% | 50.86% | 50.71% | 50.24% | 48.91% | 47.59%
2021 | US | NPCC | - | NPCC-New England | % | Reference Margin Level |  | 15% | 13.6% | 13.4% | 13.5% | 13.5% | 13.5% | 13.5% | 13.5% | 13.5% | 13.5% | 13.5%
2021 | US | NPCC | - | NPCC-New York | MW | Energy Efficiency and Conservation |  | 423 | 860 | 1364 | 1902 | 2488 | 3059 | 3620 | 4161 | 4652 | 5082 | 5514
2021 | US | NPCC | - | NPCC-New York | MW | Total Installed Photovoltaic |  | 2905 | 3643 | 4379 | 5103 | 5676 | 6052 | 6375 | 6669 | 6933 | 7169 | 7383
2021 | US | NPCC | - | NPCC-New York | MW | Photovoltaic On-Peak |  | 650 | 749 | 834 | 895 | 931 | 951 | 948 | 936 | 916 | 889 | 856
2021 | US | NPCC | - | NPCC-New York | MW | Total Internal Demand |  | 32327 | 32178 | 31910 | 31641 | 31470 | 31326 | 31278 | 31284 | 31348 | 31453 | 31565
2021 | US | NPCC | - | NPCC-New York | MW | Controllable and Dispatchable Demand Response - Available |  | 822.1 | 822.1 | 822.1 | 822.1 | 822.1 | 822.1 | 822.1 | 822.1 | 822.1 | 822.1 | 822.1
2021 | US | NPCC | - | NPCC-New York | MW | Net Internal Demand |  | 31504.9 | 31355.9 | 31087.9 | 30818.9 | 30647.9 | 30503.9 | 30455.9 | 30461.9 | 30525.9 | 30630.9 | 30742.9
2021 | US | NPCC | - | NPCC-New York | MW | Behind the Meter Generation - Capacity |  | 0 | 0 | 0 | 0 | 0 | 0 | 0 | 0 | 0 | 0 | 0
2021 | US | NPCC | - | NPCC-New York | MW | Other Capacity Adjustments - Additions |  | 0 | 0 | 0 | 0 | 0 | 0 | 0 | 0 | 0 | 0 | 0
2021 | US | NPCC | - | NPCC-New York | MW | Other Capacity Adjustments - Reductions |  | 0 | 0 | 0 | 0 | 0 | 0 | 0 | 0 | 0 | 0 | 0
2021 | US | NPCC | - | NPCC-New York | MW | Confirmed Retirements |  | 0 | 1065.3 | 1065.3 | 1765.4 | 1765.4 | 1793.2 | 1793.2 | 1793.2 | 1793.2 | 1793.2 | 1793.2
2021 | US | NPCC | - | NPCC-New York | MW | Unconfirmed Retirements |  | 0 | 0 | 0 | 0 | 0 | 0 | 0 | 0 | 0 | 0 | 0
2021 | US | NPCC | - | NPCC-New York | MW | Scheduled Outages |  | 0 | 0 | 0 | 0 | 0 | 0 | 0 | 0 | 0 | 0 | 0
2021 | US | NPCC | - | NPCC-New York | MW | Transmission Limitations |  | 0 | 0 | 0 | 0 | 0 | 0 | 0 | 0 | 0 | 0 | 0
2021 | US | NPCC | - | NPCC-New York | MW | Existing-Certain |  | 35513.9 | 35513.9 | 34546.6 | 34546.6 | 33933.1 | 33933.1 | 33933.1 | 33933.1 | 33933.1 | 33933.1 | 33933.1
2021 | US | NPCC | - | NPCC-New York | MW | Existing-Other |  | 0 | 0 | 0 | 0 | 0 | 0 | 0 | 0 | 0 | 0 | 0
2021 | US | NPCC | - | NPCC-New York | MW | Additions - Tier 1 |  | 16.4 | 86.4 | 138.4 | 185.8 | 185.8 | 185.8 | 185.8 | 185.8 | 185.8 | 185.8 | 185.8
2021 | US | NPCC | - | NPCC-New York | MW | Additions - Tier 2 |  | 19 | 129 | 891.1 | 2049.6 | 2049.6 | 2049.6 | 2049.6 | 2049.6 | 2049.6 | 2049.6 | 2049.6
2021 | US | NPCC | - | NPCC-New York | MW | Additions - Tier 3 |  | 883.4 | 2386.9 | 5218.3 | 8165.3 | 8978.6 | 9633.6 | 9633.6 | 9633.6 | 9633.6 | 9633.6 | 9633.6
2021 | US | NPCC | - | NPCC-New York | MW | Firm Imports |  | 2086.5 | 1810.7 | 1795.18 | 1617.5 | 1952.3 | 1952.3 | 1952.3 | 1952.3 | 1952.3 | 1952.3 | 1952.3
2021 | US | NPCC | - | NPCC-New York | MW | Firm Exports |  | 0 | 0 | 0 | 0 | 0 | 0 | 0 | 0 | 0 | 0 | 0
2021 | US | NPCC | - | NPCC-New York | MW | Net Firm Capacity Transfers |  | 2086.5 | 1810.7 | 1795.18 | 1617.5 | 1952.3 | 1952.3 | 1952.3 | 1952.3 | 1952.3 | 1952.3 | 1952.3
2021 | US | NPCC | - | NPCC-New York | MW | Expected Imports |  | 0 | 0 | 0 | 0 | 0 | 0 | 0 | 0 | 0 | 0 | 0
2021 | US | NPCC | - | NPCC-New York | MW | Expected Exports |  | 0 | 0 | 0 | 0 | 0 | 0 | 0 | 0 | 0 | 0 | 0
2021 | US | NPCC | - | NPCC-New York | MW | Net Expected Transfers |  | 0 | 0 | 0 | 0 | 0 | 0 | 0 | 0 | 0 | 0 | 0
2021 | US | NPCC | - | NPCC-New York | MW | Existing-Certain & Net Firm Transfers |  | 37600.4 | 37324.6 | 36341.78 | 36164.1 | 35885.4 | 35885.4 | 35885.4 | 35885.4 | 35885.4 | 35885.4 | 35885.4
2021 | US | NPCC | - | NPCC-New York | MW | Anticipated Resources |  | 37616.8 | 37411 | 36480.18 | 36349.9 | 36071.2 | 36071.2 | 36071.2 | 36071.2 | 36071.2 | 36071.2 | 36071.2
2021 | US | NPCC | - | NPCC-New York | MW | Prospective Resources |  | 37635.8 | 37540 | 37371.28 | 38399.5 | 38120.8 | 38120.8 | 38120.8 | 38120.8 | 38120.8 | 38120.8 | 38120.8
2021 | US | NPCC | - | NPCC-New York | MW | Existing-Certain and Net Firm Transfers Excess/Shortfall |  | 1369.765 | 1265.315 | 590.695 | 722.365 | 640.315 | 805.915 | 861.115 | 854.215 | 780.615 | 659.865 | 531.065
2021 | US | NPCC | - | NPCC-New York | MW | Anticipated Excess/Shortfall |  | 1386.165 | 1351.715 | 729.095 | 908.165 | 826.115 | 991.715 | 1046.915 | 1040.015 | 966.415 | 845.665 | 716.865
2021 | US | NPCC | - | NPCC-New York | MW | Prospective Excess/Shortfall |  | 1405.165 | 1480.715 | 1620.195 | 2957.765 | 2875.715 | 3041.315 | 3096.515 | 3089.615 | 3016.015 | 2895.265 | 2766.465
2021 | US | NPCC | - | NPCC-New York | % | Existing-Certain and Net Firm Transfers Reserve Margin |  | 19.35% | 19.04% | 16.9% | 17.34% | 17.09% | 17.64% | 17.83% | 17.8% | 17.56% | 17.15% | 16.73%
2021 | US | NPCC | - | NPCC-New York | % | Anticipated Reserve Margin |  | 19.4% | 19.31% | 17.35% | 17.95% | 17.7% | 18.25% | 18.44% | 18.41% | 18.17% | 17.76% | 17.33%
2021 | US | NPCC | - | NPCC-New York | % | Prospective Reserve Margin |  | 19.46% | 19.72% | 20.21% | 24.6% | 24.38% | 24.97% | 25.17% | 25.14% | 24.88% | 24.45% | 24%
2021 | US | NPCC | - | NPCC-New York | % | Reference Margin Level |  | 15% | 15% | 15% | 15% | 15% | 15% | 15% | 15% | 15% | 15% | 15%
2021 | CA | NPCC | - | NPCC-Ontario | MW | Energy Efficiency and Conservation |  | 3386.4292 | 3276.2844 | 3149.9605 | 3538.8664 | 2987.5798 | 3270.1807 | 3737.8379 | 3358.4826 | 3866.929 | 3796.3195 | 2792.9654
2021 | CA | NPCC | - | NPCC-Ontario | MW | Total Installed Photovoltaic |  | 2195.4106 | 2195.4106 | 2195.4106 | 2195.4106 | 2195.4106 | 2195.4106 | 2195.4106 | 2195.4106 | 2195.4106 | 2195.4106 | 2195.4106
2021 | CA | NPCC | - | NPCC-Ontario | MW | Photovoltaic On-Peak |  | 608.8939 | 608.8939 | 608.8939 | 608.8939 | 608.8939 | 608.8939 | 608.8939 | 608.8939 | 608.8939 | 608.8939 | 608.8939
2021 | CA | NPCC | - | NPCC-Ontario | MW | Total Internal Demand |  | 22500.0009 | 22580.0009 | 22453.644 | 22459.287 | 22686.4272 | 22934.0255 | 23239.0068 | 23421.494 | 23735.9622 | 24059.0623 | 24303.5944
2021 | CA | NPCC | - | NPCC-Ontario | MW | Controllable and Dispatchable Demand Response - Available |  | 621.057 | 621.057 | 511.64 | 511.64 | 511.64 | 511.64 | 511.64 | 511.64 | 511.64 | 511.64 | 511.64
2021 | CA | NPCC | - | NPCC-Ontario | MW | Net Internal Demand |  | 21878.9439 | 21958.9439 | 21942.004 | 21947.647 | 22174.7872 | 22422.3855 | 22727.3668 | 22909.854 | 23224.3222 | 23547.4223 | 23791.9544
2021 | CA | NPCC | - | NPCC-Ontario | MW | Behind the Meter Generation - Capacity |  | 0 | 0 | 0 | 0 | 0 | 0 | 0 | 0 | 0 | 0 | 0
2021 | CA | NPCC | - | NPCC-Ontario | MW | Other Capacity Adjustments - Additions |  | 0 | 0 | 0 | 0 | 0 | 0 | 0 | 0 | 0 | 0 | 0
2021 | CA | NPCC | - | NPCC-Ontario | MW | Other Capacity Adjustments - Reductions |  | 0 | 0 | 0 | 0 | 0 | 0 | 0 | 0 | 0 | 0 | 0
2021 | CA | NPCC | - | NPCC-Ontario | MW | Confirmed Retirements |  | 0 | 0 | 0 | 0 | 515 | 1030 | 3094 | 3094 | 3094 | 3094 | 3094
2021 | CA | NPCC | - | NPCC-Ontario | MW | Unconfirmed Retirements |  | 0 | 0 | 0 | 0 | 0 | 0 | 0 | 0 | 0 | 0 | 0
2021 | CA | NPCC | - | NPCC-Ontario | MW | Scheduled Outages |  | 778 | 0 | 0 | 0 | 0 | 0 | 0 | 0 | 0 | 0 | 0
2021 | CA | NPCC | - | NPCC-Ontario | MW | Transmission Limitations |  | 0 | 0 | 0 | 0 | 0 | 0 | 0 | 0 | 0 | 0 | 0
2021 | CA | NPCC | - | NPCC-Ontario | MW | Existing-Certain |  | 26600.7366 | 26509.9266 | 25725.7366 | 26534.6694 | 25603.4794 | 23505.6694 | 24377.4794 | 24336.6694 | 25148.4794 | 24339.6694 | 25152.6694
2021 | CA | NPCC | - | NPCC-Ontario | MW | Existing-Other |  | 0 | 0 | 0 | 0 | 0 | 0 | 0 | 0 | 0 | 0 | 0
2021 | CA | NPCC | - | NPCC-Ontario | MW | Additions - Tier 1 |  | 22.5318 | 22.5318 | 22.5318 | 22.5318 | 22.5318 | 22.5318 | 22.5318 | 22.5318 | 22.5318 | 22.5318 | 22.5318
2021 | CA | NPCC | - | NPCC-Ontario | MW | Additions - Tier 2 |  | 0 | 0 | 0 | 0 | 0 | 0 | 0 | 0 | 0 | 0 | 0
2021 | CA | NPCC | - | NPCC-Ontario | MW | Additions - Tier 3 |  | 0 | 0 | 0 | 0 | 0 | 0 | 0 | 0 | 0 | 0 | 0
2021 | CA | NPCC | - | NPCC-Ontario | MW | Firm Imports |  | 80 | 0 | 0 | 0 | 0 | 0 | 0 | 0 | 0 | 0 | 0
2021 | CA | NPCC | - | NPCC-Ontario | MW | Firm Exports |  | 0 | 0 | 0 | 0 | 0 | 0 | 0 | 0 | 0 | 0 | 0
2021 | CA | NPCC | - | NPCC-Ontario | MW | Net Firm Capacity Transfers |  | 80 | 0 | 0 | 0 | 0 | 0 | 0 | 0 | 0 | 0 | 0
2021 | CA | NPCC | - | NPCC-Ontario | MW | Expected Imports |  | 250 | 250 | 250 | 250 | 250 | 250 | 250 | 250 | 250 | 250 | 250
2021 | CA | NPCC | - | NPCC-Ontario | MW | Expected Exports |  | 0 | 0 | 0 | 0 | 0 | 0 | 0 | 0 | 0 | 0 | 0
2021 | CA | NPCC | - | NPCC-Ontario | MW | Net Expected Transfers |  | 250 | 250 | 250 | 250 | 250 | 250 | 250 | 250 | 250 | 250 | 250
2021 | CA | NPCC | - | NPCC-Ontario | MW | Existing-Certain & Net Firm Transfers |  | 26680.7366 | 26509.9266 | 25725.7366 | 26534.6694 | 25603.4794 | 23505.6694 | 24377.4794 | 24336.6694 | 25148.4794 | 24339.6694 | 25152.6694
2021 | CA | NPCC | - | NPCC-Ontario | MW | Anticipated Resources |  | 26703.2684 | 26532.4584 | 25748.2684 | 26557.2012 | 25626.0112 | 23528.2012 | 24400.0112 | 24359.2012 | 25171.0112 | 24362.2012 | 25175.2012
2021 | CA | NPCC | - | NPCC-Ontario | MW | Prospective Resources |  | 26953.2684 | 26782.4584 | 25998.2684 | 26807.2012 | 25876.0112 | 23778.2012 | 24650.0112 | 24609.2012 | 25421.0112 | 24612.2012 | 25425.2012
2021 | CA | NPCC | - | NPCC-Ontario | MW | Existing-Certain and Net Firm Transfers Excess/Shortfall |  | 1911.5842 | 353.405 | 299.1982 | 339.2719 | -1689.2222 | -3161.9217 | -2411.5912 | -2585.9764 | -3041.7888 | -3368.2349 | -3382.3408
2021 | CA | NPCC | - | NPCC-Ontario | MW | Anticipated Excess/Shortfall |  | 1934.116 | 375.9368 | 321.73 | 361.8037 | -1666.6904 | -3139.3899 | -2389.0594 | -2563.4446 | -3019.257 | -3345.7031 | -3359.809
2021 | CA | NPCC | - | NPCC-Ontario | MW | Prospective Excess/Shortfall |  | 2184.116 | 625.9368 | 571.73 | 611.8037 | -1416.6904 | -2889.3899 | -2139.0594 | -2313.4446 | -2769.257 | -3095.7031 | -3109.809
2021 | CA | NPCC | - | NPCC-Ontario | % | Existing-Certain and Net Firm Transfers Reserve Margin |  | 21.95% | 20.72% | 17.24% | 20.9% | 15.46% | 4.831% | 7.26% | 6.228% | 8.285% | 3.364% | 5.719%
2021 | CA | NPCC | - | NPCC-Ontario | % | Anticipated Reserve Margin |  | 22.05% | 20.83% | 17.35% | 21% | 15.56% | 4.932% | 7.36% | 6.326% | 8.382% | 3.46% | 5.814%
2021 | CA | NPCC | - | NPCC-Ontario | % | Prospective Reserve Margin |  | 23.19% | 21.97% | 18.49% | 22.14% | 16.69% | 6.047% | 8.46% | 7.418% | 9.459% | 4.522% | 6.865%
2021 | CA | NPCC | - | NPCC-Ontario | % | Reference Margin Level |  | 13.21% | 19.12% | 15.88% | 19.35% | 23.08% | 18.93% | 17.87% | 17.52% | 21.38% | 17.67% | 19.94%
2021 | CA | NPCC | - | NPCC-Quebec | MW | Energy Efficiency and Conservation |  | 0 | 0 | 0 | 0 | 0 | 0 | 0 | 0 | 0 | 0 | 0
2021 | CA | NPCC | - | NPCC-Quebec | MW | Total Installed Photovoltaic |  | 9 | 16 | 42 | 78 | 125 | 181 | 244 | 313 | 386 | 473 | 576
2021 | CA | NPCC | - | NPCC-Quebec | MW | Photovoltaic On-Peak |  | 2 | 4 | 11 | 21 | 34 | 49 | 66 | 85 | 104 | 128 | 156
2021 | CA | NPCC | - | NPCC-Quebec | MW | Total Internal Demand |  | 21550.5023 | 22385.7993 | 22537.0884 | 22711.1466 | 22883.4813 | 22990.8085 | 23144.4482 | 23328.8968 | 23489.3323 | 23576.5916 | 23659.6126
2021 | CA | NPCC | - | NPCC-Quebec | MW | Controllable and Dispatchable Demand Response - Available |  | 0 | 0 | 0 | 0 | 0 | 0 | 0 | 0 | 0 | 0 | 0
2021 | CA | NPCC | - | NPCC-Quebec | MW | Net Internal Demand |  | 21550.5023 | 22385.7993 | 22537.0884 | 22711.1466 | 22883.4813 | 22990.8085 | 23144.4482 | 23328.8968 | 23489.3323 | 23576.5916 | 23659.6126
2021 | CA | NPCC | - | NPCC-Quebec | MW | Behind the Meter Generation - Capacity |  | 0 | 0 | 0 | 0 | 0 | 0 | 0 | 0 | 0 | 0 | 0
2021 | CA | NPCC | - | NPCC-Quebec | MW | Other Capacity Adjustments - Additions |  | 0 | 0 | 0 | 0 | 0 | 0 | 0 | 0 | 0 | 0 | 0
2021 | CA | NPCC | - | NPCC-Quebec | MW | Other Capacity Adjustments - Reductions |  | 0 | 0 | 0 | 0 | 0 | 0 | 0 | 0 | 0 | 0 | 0
2021 | CA | NPCC | - | NPCC-Quebec | MW | Confirmed Retirements |  | 0 | 0 | 0 | 0 | 0 | 0 | 0 | 0 | 0 | 0 | 0
2021 | CA | NPCC | - | NPCC-Quebec | MW | Unconfirmed Retirements |  | 0 | 0 | 0 | 0 | 0 | 0 | 0 | 0 | 0 | 0 | 0
2021 | CA | NPCC | - | NPCC-Quebec | MW | Scheduled Outages |  | 0 | 0 | 0 | 0 | 0 | 0 | 0 | 0 | 0 | 0 | 0
2021 | CA | NPCC | - | NPCC-Quebec | MW | Transmission Limitations |  | 0 | 0 | 0 | 0 | 0 | 0 | 0 | 0 | 0 | 0 | 0
2021 | CA | NPCC | - | NPCC-Quebec | MW | Existing-Certain |  | 39764.8905 | 39764.8905 | 39764.8905 | 39756.7905 | 39756.7905 | 39807.9078 | 39756.921 | 39690.4669 | 39643.4905 | 39639.7405 | 39616.5225
2021 | CA | NPCC | - | NPCC-Quebec | MW | Existing-Other |  | 0 | 0 | 0 | 0 | 0 | 0 | 0 | 0 | 0 | 0 | 0
2021 | CA | NPCC | - | NPCC-Quebec | MW | Additions - Tier 1 |  | 9.5 | 9.9 | 254.9 | 264.4 | 305.1 | 305.1 | 305.1 | 305.1 | 305.1 | 305.1 | 305.1
2021 | CA | NPCC | - | NPCC-Quebec | MW | Additions - Tier 2 |  | 0 | 0 | 0 | 0 | 0 | 0 | 0 | 0 | 0 | 0 | 0
2021 | CA | NPCC | - | NPCC-Quebec | MW | Additions - Tier 3 |  | 0 | 0 | 0 | 0 | 0 | 0 | 0 | 0 | 0 | 0 | 0
2021 | CA | NPCC | - | NPCC-Quebec | MW | Firm Imports |  | 0 | 0 | 0 | 0 | 0 | 0 | 0 | 0 | 0 | 0 | 0
2021 | CA | NPCC | - | NPCC-Quebec | MW | Firm Exports |  | 1924 | 1833 | 1804 | 1995 | 1061 | 145 | 145 | 145 | 145 | 145 | 145
2021 | CA | NPCC | - | NPCC-Quebec | MW | Net Firm Capacity Transfers |  | -1924 | -1833 | -1804 | -1995 | -1061 | -145 | -145 | -145 | -145 | -145 | -145
2021 | CA | NPCC | - | NPCC-Quebec | MW | Expected Imports |  | 0 | 0 | 0 | 0 | 0 | 0 | 0 | 0 | 0 | 0 | 0
2021 | CA | NPCC | - | NPCC-Quebec | MW | Expected Exports |  | 0 | 0 | 0 | 0 | 0 | 0 | 0 | 0 | 0 | 0 | 0
2021 | CA | NPCC | - | NPCC-Quebec | MW | Net Expected Transfers |  | 0 | 0 | 0 | 0 | 0 | 0 | 0 | 0 | 0 | 0 | 0
2021 | CA | NPCC | - | NPCC-Quebec | MW | Existing-Certain & Net Firm Transfers |  | 37840.8905 | 37931.8905 | 37960.8905 | 37761.7905 | 38695.7905 | 39662.9078 | 39611.921 | 39545.4669 | 39498.4905 | 39494.7405 | 39471.5225
2021 | CA | NPCC | - | NPCC-Quebec | MW | Anticipated Resources |  | 37850.3905 | 37941.7905 | 38215.7905 | 38026.1905 | 39000.8905 | 39968.0078 | 39917.021 | 39850.5669 | 39803.5905 | 39799.8405 | 39776.6225
2021 | CA | NPCC | - | NPCC-Quebec | MW | Prospective Resources |  | 37850.3905 | 37941.7905 | 38215.7905 | 38026.1905 | 39000.8905 | 39968.0078 | 39917.021 | 39850.5669 | 39803.5905 | 39799.8405 | 39776.6225
2021 | CA | NPCC | - | NPCC-Quebec | MW | Existing-Certain and Net Firm Transfers Excess/Shortfall |  | 14049.136 | 13128.4249 | 12989.7966 | 12597.8401 | 13340.8932 | 14189.092 | 13967.8724 | 13697.0493 | 13472.3103 | 13371.877 | 13256.6718
2021 | CA | NPCC | - | NPCC-Quebec | MW | Anticipated Excess/Shortfall |  | 14058.636 | 13138.3249 | 13244.6966 | 12862.2401 | 13645.9932 | 14494.192 | 14272.9724 | 14002.1493 | 13777.4103 | 13676.977 | 13561.7718
2021 | CA | NPCC | - | NPCC-Quebec | MW | Prospective Excess/Shortfall |  | 14058.636 | 13138.3249 | 13244.6966 | 12862.2401 | 13645.9932 | 14494.192 | 14272.9724 | 14002.1493 | 13777.4103 | 13676.977 | 13561.7718
2021 | CA | NPCC | - | NPCC-Quebec | % | Existing-Certain and Net Firm Transfers Reserve Margin |  | 75.59% | 69.45% | 68.44% | 66.27% | 69.1% | 72.52% | 71.15% | 69.51% | 68.16% | 67.52% | 66.83%
2021 | CA | NPCC | - | NPCC-Quebec | % | Anticipated Reserve Margin |  | 75.64% | 69.49% | 69.57% | 67.43% | 70.43% | 73.84% | 72.47% | 70.82% | 69.45% | 68.81% | 68.12%
2021 | CA | NPCC | - | NPCC-Quebec | % | Prospective Reserve Margin |  | 75.64% | 69.49% | 69.57% | 67.43% | 70.43% | 73.84% | 72.47% | 70.82% | 69.45% | 68.81% | 68.12%
2021 | CA | NPCC | - | NPCC-Quebec | % | Reference Margin Level |  | 10.4% | 10.8% | 10.8% | 10.8% | 10.8% | 10.8% | 10.8% | 10.8% | 10.8% | 10.8% | 10.8%
2021 | US | RF | - | PJM | MW | Energy Efficiency and Conservation |  | 0 | 0 | 0 | 0 | 0 | 0 | 0 | 0 | 0 | 0 | 0
2021 | US | RF | - | PJM | MW | Total Installed Photovoltaic |  | 3216.78 | 3574.2 | 4054.44 | 4382.88 | 4776.18 | 5402.7 | 6047.16 | 6401.82 | 6960.72 | 7537.56 | 8042.64
2021 | US | RF | - | PJM | MW | Photovoltaic On-Peak |  | 2331 | 2590 | 2938 | 3176 | 3461 | 3915 | 4382 | 4639 | 5044 | 5462 | 5828
2021 | US | RF | - | PJM | MW | Total Internal Demand |  | 149224 | 149966 | 150855 | 151503 | 151928 | 152290 | 152571 | 152971 | 153268 | 153536 | 153759
2021 | US | RF | - | PJM | MW | Controllable and Dispatchable Demand Response - Available |  | 8779 | 8824 | 8861 | 8888 | 8910 | 8927 | 8931 | 8947 | 8961 | 8973 | 8982
2021 | US | RF | - | PJM | MW | Net Internal Demand |  | 140445 | 141142 | 141994 | 142615 | 143018 | 143363 | 143640 | 144024 | 144307 | 144563 | 144777
2021 | US | RF | - | PJM | MW | Behind the Meter Generation - Capacity |  | 0 | 0 | 0 | 0 | 0 | 0 | 0 | 0 | 0 | 0 | 0
2021 | US | RF | - | PJM | MW | Other Capacity Adjustments - Additions |  | 0 | 0 | 0 | 0 | 0 | 0 | 0 | 0 | 0 | 0 | 0
2021 | US | RF | - | PJM | MW | Other Capacity Adjustments - Reductions |  | 0 | 0 | 0 | 0 | 0 | 0 | 0 | 0 | 0 | 0 | 0
2021 | US | RF | - | PJM | MW | Confirmed Retirements |  | 24526.1 | 28840.8 | 40005.8 | 41100.1 | 41100.1 | 41100.1 | 41100.1 | 41100.1 | 41100.1 | 41100.1 | 41100.1
2021 | US | RF | - | PJM | MW | Unconfirmed Retirements |  | 0 | 0 | 0 | 0 | 0 | 0 | 0 | 0 | 0 | 0 | 0
2021 | US | RF | - | PJM | MW | Scheduled Outages |  | 0 | 0 | 0 | 0 | 0 | 0 | 0 | 0 | 0 | 0 | 0
2021 | US | RF | - | PJM | MW | Transmission Limitations |  | 0 | 0 | 0 | 0 | 0 | 0 | 0 | 0 | 0 | 0 | 0
2021 | US | RF | - | PJM | MW | Existing-Certain |  | 184669.3 | 174794.8 | 172423.3 | 172423.3 | 172423.3 | 172423.3 | 172423.3 | 172423.3 | 172423.3 | 172423.3 | 172423.3
2021 | US | RF | - | PJM | MW | Existing-Other |  | 0 | 0 | 0 | 0 | 0 | 0 | 0 | 0 | 0 | 0 | 0
2021 | US | RF | - | PJM | MW | Additions - Tier 1 |  | 0 | 14315.7357 | 21838.0134 | 25356.4234 | 25356.4234 | 25356.4234 | 25356.4234 | 25356.4234 | 25356.4234 | 25356.4234 | 25356.4234
2021 | US | RF | - | PJM | MW | Additions - Tier 2 |  | 0 | 20898.3273 | 44976.1665 | 74286.1602 | 91274.5562 | 97022.7262 | 100106.1862 | 100640.4062 | 100640.4062 | 100788.9062 | 100788.9062
2021 | US | RF | - | PJM | MW | Additions - Tier 3 |  | 0 | 0 | 0 | 0 | 0 | 0 | 0 | 0 | 0 | 0 | 0
2021 | US | RF | - | PJM | MW | Firm Imports |  | 1894.6 | 0 | 0 | 0 | 0 | 0 | 0 | 0 | 0 | 0 | 0
2021 | US | RF | - | PJM | MW | Firm Exports |  | 4831.5 | 4837.2 | 0 | 0 | 0 | 0 | 0 | 0 | 0 | 0 | 0
2021 | US | RF | - | PJM | MW | Net Firm Capacity Transfers |  | -2936.9 | -4837.2 | 0 | 0 | 0 | 0 | 0 | 0 | 0 | 0 | 0
2021 | US | RF | - | PJM | MW | Expected Imports |  | 0 | 1894.6 | 1894.6 | 1894.6 | 1894.6 | 1894.6 | 1894.6 | 1894.6 | 1894.6 | 1894.6 | 1894.6
2021 | US | RF | - | PJM | MW | Expected Exports |  | 0 | 0 | 4837.2 | 4837.2 | 4837.2 | 4837.2 | 4837.2 | 4837.2 | 4837.2 | 4837.2 | 4837.2
2021 | US | RF | - | PJM | MW | Net Expected Transfers |  | 0 | 1894.6 | -2942.6 | -2942.6 | -2942.6 | -2942.6 | -2942.6 | -2942.6 | -2942.6 | -2942.6 | -2942.6
2021 | US | RF | - | PJM | MW | Existing-Certain & Net Firm Transfers |  | 181732.4 | 169957.6 | 172423.3 | 172423.3 | 172423.3 | 172423.3 | 172423.3 | 172423.3 | 172423.3 | 172423.3 | 172423.3
2021 | US | RF | - | PJM | MW | Anticipated Resources |  | 181732.4 | 184273.3357 | 194261.3134 | 197779.7234 | 197779.7234 | 197779.7234 | 197779.7234 | 197779.7234 | 197779.7234 | 197779.7234 | 197779.7234
2021 | US | RF | - | PJM | MW | Prospective Resources |  | 181732.4 | 207066.263 | 236294.8799 | 269123.2836 | 286111.6796 | 291859.8496 | 294943.3096 | 295477.5296 | 295477.5296 | 295626.0296 | 295626.0296
2021 | US | RF | - | PJM | MW | Existing-Certain and Net Firm Transfers Excess/Shortfall |  | 20641.985 | 8350.01 | 9982.164 | 9271.74 | 8810.708 | 8416.028 | 8099.14 | 7659.844 | 7336.092 | 7043.228 | 6798.412
2021 | US | RF | - | PJM | MW | Anticipated Excess/Shortfall |  | 20641.985 | 22665.7457 | 31820.1774 | 34628.1634 | 34167.1314 | 33772.4514 | 33455.5634 | 33016.2674 | 32692.5154 | 32399.6514 | 32154.8354
2021 | US | RF | - | PJM | MW | Prospective Excess/Shortfall |  | 20641.985 | 45458.673 | 73853.7439 | 105971.7236 | 122499.0876 | 127852.5776 | 130619.1496 | 130714.0736 | 130390.3216 | 130245.9576 | 130001.1416
2021 | US | RF | - | PJM | % | Existing-Certain and Net Firm Transfers Reserve Margin |  | 29.4% | 20.42% | 21.43% | 20.9% | 20.56% | 20.27% | 20.04% | 19.72% | 19.48% | 19.27% | 19.1%
2021 | US | RF | - | PJM | % | Anticipated Reserve Margin |  | 29.4% | 30.56% | 36.81% | 38.68% | 38.29% | 37.96% | 37.69% | 37.32% | 37.05% | 36.81% | 36.61%
2021 | US | RF | - | PJM | % | Prospective Reserve Margin |  | 29.4% | 46.71% | 66.41% | 88.71% | 100.1% | 103.6% | 105.3% | 105.2% | 104.8% | 104.5% | 104.2%
2021 | US | RF | - | PJM | % | Reference Margin Level |  | 14.7% | 14.5% | 14.4% | 14.4% | 14.4% | 14.4% | 14.4% | 14.4% | 14.4% | 14.4% | 14.4%
2021 | US | SERC | - | SERC-C | MW | Energy Efficiency and Conservation |  | 412 | 435 | 446 | 463 | 478 | 489 | 499 | 501 | 508 | 518 | 529
2021 | US | SERC | - | SERC-C | MW | Total Installed Photovoltaic |  | 0 | 0 | 0 | 0 | 0 | 0 | 0 | 0 | 0 | 0 | 0
2021 | US | SERC | - | SERC-C | MW | Photovoltaic On-Peak |  | 0 | 0 | 0 | 0 | 0 | 0 | 0 | 0 | 0 | 0 | 0
2021 | US | SERC | - | SERC-C | MW | Total Internal Demand |  | 40341 | 40181 | 40967 | 41086 | 41193 | 41305 | 41349 | 41390 | 41480 | 41581 | 41625
2021 | US | SERC | - | SERC-C | MW | Controllable and Dispatchable Demand Response - Available |  | 1744 | 1691 | 1693 | 1693 | 1691 | 1690 | 1688 | 1687 | 1685 | 1684 | 1678
2021 | US | SERC | - | SERC-C | MW | Net Internal Demand |  | 38597 | 38490 | 39274 | 39393 | 39502 | 39615 | 39661 | 39703 | 39795 | 39897 | 39947
2021 | US | SERC | - | SERC-C | MW | Behind the Meter Generation - Capacity |  | 0 | 0 | 0 | 0 | 0 | 0 | 0 | 0 | 0 | 0 | 0
2021 | US | SERC | - | SERC-C | MW | Other Capacity Adjustments - Additions |  | 0 | 0 | 0 | 0 | 0 | 0 | 0 | 0 | 0 | 0 | 0
2021 | US | SERC | - | SERC-C | MW | Other Capacity Adjustments - Reductions |  | 0 | 0 | 0 | 0 | 0 | 0 | 0 | 0 | 0 | 0 | 0
2021 | US | SERC | - | SERC-C | MW | Confirmed Retirements |  | 1624 | 1636 | 1636 | 1636 | 2506 | 3402 | 3402 | 5174 | 6074 | 7313 | 7801
2021 | US | SERC | - | SERC-C | MW | Unconfirmed Retirements |  | 0 | 0 | 0 | 0 | 0 | 0 | 0 | 0 | 0 | 0 | 0
2021 | US | SERC | - | SERC-C | MW | Scheduled Outages |  | 0 | 0 | 0 | 0 | 0 | 0 | 0 | 0 | 0 | 0 | 0
2021 | US | SERC | - | SERC-C | MW | Transmission Limitations |  | 0 | 0 | 0 | 0 | 0 | 0 | 0 | 0 | 0 | 0 | 0
2021 | US | SERC | - | SERC-C | MW | Existing-Certain |  | 47867.47 | 47894.47 | 47936.97 | 47203.97 | 46403.97 | 46403.97 | 44748.97 | 44010.97 | 42805.97 | 42775.97 | 42775.97
2021 | US | SERC | - | SERC-C | MW | Existing-Other |  | 4042.05 | 4042.05 | 4042.05 | 3932.05 | 3836.05 | 3836.05 | 3719.05 | 3557.05 | 3523.05 | 3202.05 | 3202.05
2021 | US | SERC | - | SERC-C | MW | Additions - Tier 1 |  | 154.36 | 356.32 | 406.32 | 1720.32 | 2268.32 | 2268.32 | 3721.32 | 5174.32 | 6270.32 | 6818.32 | 6818.32
2021 | US | SERC | - | SERC-C | MW | Additions - Tier 2 |  | 21 | 62 | 62 | 1282 | 1282 | 1282 | 1282 | 1282 | 1282 | 1282 | 1282
2021 | US | SERC | - | SERC-C | MW | Additions - Tier 3 |  | 0 | 0 | 502 | 965 | 1485 | 2098 | 2490 | 2626 | 2762 | 2898 | 3034
2021 | US | SERC | - | SERC-C | MW | Firm Imports |  | 1024 | 953 | 953 | 953 | 953 | 953 | 953 | 953 | 778 | 778 | 300
2021 | US | SERC | - | SERC-C | MW | Firm Exports |  | 851.8 | 851.8 | 851.8 | 851.8 | 851.8 | 851.8 | 851.8 | 851.8 | 851.8 | 851.8 | 851.8
2021 | US | SERC | - | SERC-C | MW | Net Firm Capacity Transfers |  | 172.2 | 101.2 | 101.2 | 101.2 | 101.2 | 101.2 | 101.2 | 101.2 | -73.8 | -73.8 | -551.8
2021 | US | SERC | - | SERC-C | MW | Expected Imports |  | 0 | 0 | 0 | 0 | 0 | 0 | 0 | 0 | 0 | 0 | 0
2021 | US | SERC | - | SERC-C | MW | Expected Exports |  | 0 | 0 | 0 | 0 | 0 | 0 | 0 | 0 | 0 | 0 | 0
2021 | US | SERC | - | SERC-C | MW | Net Expected Transfers |  | 0 | 0 | 0 | 0 | 0 | 0 | 0 | 0 | 0 | 0 | 0
2021 | US | SERC | - | SERC-C | MW | Existing-Certain & Net Firm Transfers |  | 48039.67 | 47995.67 | 48038.17 | 47305.17 | 46505.17 | 46505.17 | 44850.17 | 44112.17 | 42732.17 | 42702.17 | 42224.17
2021 | US | SERC | - | SERC-C | MW | Anticipated Resources |  | 48194.03 | 48351.99 | 48444.49 | 49025.49 | 48773.49 | 48773.49 | 48571.49 | 49286.49 | 49002.49 | 49520.49 | 49042.49
2021 | US | SERC | - | SERC-C | MW | Prospective Resources |  | 52257.08 | 52456.04 | 52548.54 | 54239.54 | 53891.54 | 53891.54 | 53572.54 | 54125.54 | 53807.54 | 54004.54 | 53526.54
2021 | US | SERC | - | SERC-C | MW | Existing-Certain and Net Firm Transfers Excess/Shortfall |  | 3653.12 | 3732.17 | 2873.07 | 2003.22 | 1077.87 | 947.92 | -759.98 | -1546.28 | -3032.08 | -3179.38 | -3714.88
2021 | US | SERC | - | SERC-C | MW | Anticipated Excess/Shortfall |  | 3807.48 | 4088.49 | 3279.39 | 3723.54 | 3346.19 | 3216.24 | 2961.34 | 3628.04 | 3238.24 | 3638.94 | 3103.44
2021 | US | SERC | - | SERC-C | MW | Prospective Excess/Shortfall |  | 7870.53 | 8192.54 | 7383.44 | 8937.59 | 8464.24 | 8334.29 | 7962.39 | 8467.09 | 8043.29 | 8122.99 | 7587.49
2021 | US | SERC | - | SERC-C | % | Existing-Certain and Net Firm Transfers Reserve Margin |  | 24.46% | 24.7% | 22.32% | 20.09% | 17.73% | 17.39% | 13.08% | 11.11% | 7.381% | 7.031% | 5.7%
2021 | US | SERC | - | SERC-C | % | Anticipated Reserve Margin |  | 24.86% | 25.62% | 23.35% | 24.45% | 23.47% | 23.12% | 22.47% | 24.14% | 23.14% | 24.12% | 22.77%
2021 | US | SERC | - | SERC-C | % | Prospective Reserve Margin |  | 35.39% | 36.28% | 33.8% | 37.69% | 36.43% | 36.04% | 35.08% | 36.33% | 35.21% | 35.36% | 33.99%
2021 | US | SERC | - | SERC-C | % | Reference Margin Level |  | 15% | 15% | 15% | 15% | 15% | 15% | 15% | 15% | 15% | 15% | 15%
2021 | US | SERC | - | SERC-E | MW | Energy Efficiency and Conservation |  | 244 | 341 | 430 | 500 | 574 | 644 | 703 | 747 | 780 | 767 | 761
2021 | US | SERC | - | SERC-E | MW | Total Installed Photovoltaic |  | 462 | 555 | 647 | 721 | 793 | 868 | 947 | 1027 | 1114 | 1200 | 1285
2021 | US | SERC | - | SERC-E | MW | Photovoltaic On-Peak |  | 173 | 206 | 237 | 266 | 292 | 319 | 348 | 378 | 409 | 441 | 471
2021 | US | SERC | - | SERC-E | MW | Total Internal Demand |  | 42680 | 43058 | 43294 | 43693 | 43979 | 44105 | 44378 | 44599 | 45061 | 45446 | 45921
2021 | US | SERC | - | SERC-E | MW | Controllable and Dispatchable Demand Response - Available |  | 970 | 969 | 976 | 983 | 990 | 994 | 994 | 995 | 996 | 997 | 998
2021 | US | SERC | - | SERC-E | MW | Net Internal Demand |  | 41710 | 42089 | 42318 | 42710 | 42989 | 43111 | 43384 | 43604 | 44065 | 44449 | 44923
2021 | US | SERC | - | SERC-E | MW | Behind the Meter Generation - Capacity |  | 0 | 0 | 0 | 0 | 0 | 0 | 0 | 0 | 0 | 0 | 0
2021 | US | SERC | - | SERC-E | MW | Other Capacity Adjustments - Additions |  | 0 | 0 | 0 | 0 | 0 | 0 | 0 | 0 | 0 | 0 | 0
2021 | US | SERC | - | SERC-E | MW | Other Capacity Adjustments - Reductions |  | 0 | 0 | 0 | 0 | 0 | 0 | 0 | 0 | 0 | 0 | 0
2021 | US | SERC | - | SERC-E | MW | Confirmed Retirements |  | 757 | 887 | 887 | 887 | 887 | 1985 | 1985 | 2161 | 3291 | 3291 | 4050
2021 | US | SERC | - | SERC-E | MW | Unconfirmed Retirements |  | 0 | 0 | 0 | 0 | 0 | 0 | 0 | 0 | 0 | 0 | 0
2021 | US | SERC | - | SERC-E | MW | Scheduled Outages |  | 0 | 0 | 0 | 0 | 0 | 0 | 0 | 0 | 0 | 0 | 0
2021 | US | SERC | - | SERC-E | MW | Transmission Limitations |  | 0 | 0 | 0 | 0 | 0 | 0 | 0 | 0 | 0 | 0 | 0
2021 | US | SERC | - | SERC-E | MW | Existing-Certain |  | 51094.1 | 51274.6 | 51354.6 | 51421.6 | 50323.6 | 50323.6 | 50151.6 | 49021.6 | 49027.6 | 49027.6 | 48287.6
2021 | US | SERC | - | SERC-E | MW | Existing-Other |  | 0 | 0 | 0 | 0 | 0 | 0 | 0 | 0 | 0 | 0 | 0
2021 | US | SERC | - | SERC-E | MW | Additions - Tier 1 |  | 0 | 486 | 560.97 | 615.97 | 980.97 | 1399.97 | 1818.97 | 3075.97 | 5483.97 | 5902.97 | 6321.97
2021 | US | SERC | - | SERC-E | MW | Additions - Tier 2 |  | 0 | 0 | 14.1786 | 369.4609 | 520.0868 | 760.8654 | 1070.2582 | 1361.2018 | 1636.7759 | 1899.4193 | 2154.6868
2021 | US | SERC | - | SERC-E | MW | Additions - Tier 3 |  | 0 | 35.54 | 99.79 | 176.7485 | 5513.4342 | 5644.6812 | 6671.5557 | 6934.4461 | 7248.6256 | 7668.6155 | 8176.1581
2021 | US | SERC | - | SERC-E | MW | Firm Imports |  | 877 | 877 | 877 | 877 | 877 | 877 | 877 | 877 | 877 | 877 | 877
2021 | US | SERC | - | SERC-E | MW | Firm Exports |  | 315 | 315 | 315 | 315 | 315 | 315 | 315 | 315 | 315 | 315 | 315
2021 | US | SERC | - | SERC-E | MW | Net Firm Capacity Transfers |  | 562 | 562 | 562 | 562 | 562 | 562 | 562 | 562 | 562 | 562 | 562
2021 | US | SERC | - | SERC-E | MW | Expected Imports |  | 0 | 0 | 0 | 0 | 0 | 0 | 0 | 0 | 0 | 0 | 0
2021 | US | SERC | - | SERC-E | MW | Expected Exports |  | 0 | 0 | 0 | 0 | 0 | 0 | 0 | 0 | 0 | 0 | 0
2021 | US | SERC | - | SERC-E | MW | Net Expected Transfers |  | 0 | 0 | 0 | 0 | 0 | 0 | 0 | 0 | 0 | 0 | 0
2021 | US | SERC | - | SERC-E | MW | Existing-Certain & Net Firm Transfers |  | 51656.1 | 51836.6 | 51916.6 | 51983.6 | 50885.6 | 50885.6 | 50713.6 | 49583.6 | 49589.6 | 49589.6 | 48849.6
2021 | US | SERC | - | SERC-E | MW | Anticipated Resources |  | 51656.1 | 52322.6 | 52477.57 | 52599.57 | 51866.57 | 52285.57 | 52532.57 | 52659.57 | 55073.57 | 55492.57 | 55171.57
2021 | US | SERC | - | SERC-E | MW | Prospective Resources |  | 51656.1 | 52322.6 | 52491.7486 | 52969.0309 | 52386.6568 | 53046.4354 | 53602.8282 | 54020.7718 | 56710.3459 | 57391.9893 | 57326.2568
2021 | US | SERC | - | SERC-E | MW | Existing-Certain and Net Firm Transfers Excess/Shortfall |  | 3689.6 | 3434.25 | 3250.9 | 2867.1 | 1448.25 | 1307.95 | 822 | -561 | -1085.15 | -1526.75 | -2811.85
2021 | US | SERC | - | SERC-E | MW | Anticipated Excess/Shortfall |  | 3689.6 | 3920.25 | 3811.87 | 3483.07 | 2429.22 | 2707.92 | 2640.97 | 2514.97 | 4398.82 | 4376.22 | 3510.12
2021 | US | SERC | - | SERC-E | MW | Prospective Excess/Shortfall |  | 3689.6 | 3920.25 | 3826.0486 | 3852.5309 | 2949.3068 | 3468.7854 | 3711.2282 | 3876.1718 | 6035.5959 | 6275.6393 | 5664.8068
2021 | US | SERC | - | SERC-E | % | Existing-Certain and Net Firm Transfers Reserve Margin |  | 23.85% | 23.16% | 22.68% | 21.71% | 18.37% | 18.03% | 16.89% | 13.71% | 12.54% | 11.57% | 8.741%
2021 | US | SERC | - | SERC-E | % | Anticipated Reserve Margin |  | 23.85% | 24.31% | 24.01% | 23.16% | 20.65% | 21.28% | 21.09% | 20.77% | 24.98% | 24.85% | 22.81%
2021 | US | SERC | - | SERC-E | % | Prospective Reserve Margin |  | 23.85% | 24.31% | 24.04% | 24.02% | 21.86% | 23.05% | 23.55% | 23.89% | 28.7% | 29.12% | 27.61%
2021 | US | SERC | - | SERC-E | % | Reference Margin Level |  | 15% | 15% | 15% | 15% | 15% | 15% | 15% | 15% | 15% | 15% | 15%
2021 | US | SERC | - | SERC-SE | MW | Energy Efficiency and Conservation |  | 0 | 0 | 0 | 0 | 0 | 0 | 0 | 0 | 0 | 0 | 0
2021 | US | SERC | - | SERC-SE | MW | Total Installed Photovoltaic |  | 56 | 68 | 81 | 96 | 113 | 131 | 150 | 171 | 194 | 221 | 244
2021 | US | SERC | - | SERC-SE | MW | Photovoltaic On-Peak |  | 16 | 21 | 25 | 30 | 35 | 41 | 47 | 53 | 60 | 68 | 76
2021 | US | SERC | - | SERC-SE | MW | Total Internal Demand |  | 46631 | 47352 | 47420 | 47549 | 47735 | 47544 | 47706 | 46266 | 46526 | 46749 | 47065
2021 | US | SERC | - | SERC-SE | MW | Controllable and Dispatchable Demand Response - Available |  | 1671 | 1707 | 1708 | 1792 | 1797 | 1793 | 1798 | 1805 | 1811 | 1811 | 1803
2021 | US | SERC | - | SERC-SE | MW | Net Internal Demand |  | 44960 | 45645 | 45712 | 45757 | 45938 | 45751 | 45908 | 44461 | 44715 | 44938 | 45262
2021 | US | SERC | - | SERC-SE | MW | Behind the Meter Generation - Capacity |  | 0 | 0 | 0 | 0 | 0 | 0 | 0 | 0 | 0 | 0 | 0
2021 | US | SERC | - | SERC-SE | MW | Other Capacity Adjustments - Additions |  | 0 | 0 | 0 | 0 | 0 | 0 | 0 | 0 | 0 | 0 | 0
2021 | US | SERC | - | SERC-SE | MW | Other Capacity Adjustments - Reductions |  | 0 | 0 | 0 | 0 | 0 | 0 | 0 | 0 | 0 | 0 | 0
2021 | US | SERC | - | SERC-SE | MW | Confirmed Retirements |  | 2018.3 | 2543.3 | 2543.3 | 2543.3 | 2543.3 | 2555.3 | 2555.3 | 2555.3 | 2555.3 | 2555.3 | 2555.3
2021 | US | SERC | - | SERC-SE | MW | Unconfirmed Retirements |  | 0 | 0 | 0 | 0 | 0 | 0 | 0 | 0 | 0 | 0 | 0
2021 | US | SERC | - | SERC-SE | MW | Scheduled Outages |  | 0 | 0 | 0 | 0 | 0 | 0 | 0 | 0 | 0 | 0 | 0
2021 | US | SERC | - | SERC-SE | MW | Transmission Limitations |  | 0 | 0 | 0 | 0 | 0 | 0 | 0 | 0 | 0 | 0 | 0
2021 | US | SERC | - | SERC-SE | MW | Existing-Certain |  | 61282.9 | 61282.9 | 61282.9 | 61282.9 | 61270.9 | 61329.9 | 61329.9 | 61329.9 | 61329.9 | 61329.9 | 61329.9
2021 | US | SERC | - | SERC-SE | MW | Existing-Other |  | 731.07 | 731.07 | 731.07 | 731.07 | 731.07 | 731.07 | 731.07 | 731.07 | 731.07 | 731.07 | 731.07
2021 | US | SERC | - | SERC-SE | MW | Additions - Tier 1 |  | 0 | 1857.61 | 3152.71 | 4311.91 | 4311.91 | 4311.91 | 4311.91 | 4311.91 | 4311.91 | 4311.91 | 4311.91
2021 | US | SERC | - | SERC-SE | MW | Additions - Tier 2 |  | 0 | 0 | 472.5 | 592.5 | 592.5 | 592.5 | 592.5 | 592.5 | 592.5 | 592.5 | 592.5
2021 | US | SERC | - | SERC-SE | MW | Additions - Tier 3 |  | 360 | 2813.21 | 3668.36 | 3818.36 | 3818.36 | 3818.36 | 3818.36 | 3818.36 | 3818.36 | 3818.36 | 3818.36
2021 | US | SERC | - | SERC-SE | MW | Firm Imports |  | 60 | 81 | 103 | 125 | 148 | 152 | 154 | 155 | 158 | 160 | 162
2021 | US | SERC | - | SERC-SE | MW | Firm Exports |  | 1175 | 629 | 682 | 682 | 682 | 582 | 537 | 537 | 537 | 537 | 537
2021 | US | SERC | - | SERC-SE | MW | Net Firm Capacity Transfers |  | -1115 | -548 | -579 | -557 | -534 | -430 | -383 | -382 | -379 | -377 | -375
2021 | US | SERC | - | SERC-SE | MW | Expected Imports |  | 0 | 0 | 0 | 0 | 0 | 0 | 0 | 0 | 0 | 0 | 0
2021 | US | SERC | - | SERC-SE | MW | Expected Exports |  | 0 | 0 | 0 | 0 | 0 | 0 | 0 | 0 | 0 | 0 | 0
2021 | US | SERC | - | SERC-SE | MW | Net Expected Transfers |  | 0 | 0 | 0 | 0 | 0 | 0 | 0 | 0 | 0 | 0 | 0
2021 | US | SERC | - | SERC-SE | MW | Existing-Certain & Net Firm Transfers |  | 60167.9 | 60734.9 | 60703.9 | 60725.9 | 60736.9 | 60899.9 | 60946.9 | 60947.9 | 60950.9 | 60952.9 | 60954.9
2021 | US | SERC | - | SERC-SE | MW | Anticipated Resources |  | 60167.9 | 62592.51 | 63856.61 | 65037.81 | 65048.81 | 65211.81 | 65258.81 | 65259.81 | 65262.81 | 65264.81 | 65266.81
2021 | US | SERC | - | SERC-SE | MW | Prospective Resources |  | 60898.97 | 63323.58 | 65060.18 | 66361.38 | 66372.38 | 66535.38 | 66582.38 | 66583.38 | 66586.38 | 66588.38 | 66590.38
2021 | US | SERC | - | SERC-SE | MW | Existing-Certain and Net Firm Transfers Excess/Shortfall |  | 8463.9 | 8243.15 | 8135.1 | 8105.35 | 7908.2 | 8286.25 | 8152.7 | 9817.75 | 9528.65 | 9274.2 | 8903.6
2021 | US | SERC | - | SERC-SE | MW | Anticipated Excess/Shortfall |  | 8463.9 | 10100.76 | 11287.81 | 12417.26 | 12220.11 | 12598.16 | 12464.61 | 14129.66 | 13840.56 | 13586.11 | 13215.51
2021 | US | SERC | - | SERC-SE | MW | Prospective Excess/Shortfall |  | 9194.97 | 10831.83 | 12491.38 | 13740.83 | 13543.68 | 13921.73 | 13788.18 | 15453.23 | 15164.13 | 14909.68 | 14539.08
2021 | US | SERC | - | SERC-SE | % | Existing-Certain and Net Firm Transfers Reserve Margin |  | 33.83% | 33.06% | 32.8% | 32.71% | 32.21% | 33.11% | 32.76% | 37.08% | 36.31% | 35.64% | 34.67%
2021 | US | SERC | - | SERC-SE | % | Anticipated Reserve Margin |  | 33.83% | 37.13% | 39.69% | 42.14% | 41.6% | 42.54% | 42.15% | 46.78% | 45.95% | 45.23% | 44.2%
2021 | US | SERC | - | SERC-SE | % | Prospective Reserve Margin |  | 35.45% | 38.73% | 42.33% | 45.03% | 44.48% | 45.43% | 45.03% | 49.76% | 48.91% | 48.18% | 47.12%
2021 | US | SERC | - | SERC-SE | % | Reference Margin Level |  | 15% | 15% | 15% | 15% | 15% | 15% | 15% | 15% | 15% | 15% | 15%
2021 | CA | WECC | - | WECC-AB | MW | Energy Efficiency and Conservation |  | 0 | 0 | 0 | 0 | 0 | 0 | 0 | 0 | 0 | 0 | 0
2021 | CA | WECC | - | WECC-AB | MW | Total Installed Photovoltaic |  | 101 | 115 | 128 | 142 | 155 | 192 | 228 | 264 | 300 | 336 | 396
2021 | CA | WECC | - | WECC-AB | MW | Photovoltaic On-Peak |  | 101 | 115 | 128 | 142 | 155 | 192 | 228 | 264 | 300 | 336 | 396
2021 | CA | WECC | - | WECC-AB | MW | Total Internal Demand |  | 10430 | 11085.3355 | 11206.0545 | 11233.3331 | 11421.7095 | 11510.0926 | 11733.7742 | 11525.2417 | 11673.1561 | 11634.918 | 11819.0973
2021 | CA | WECC | - | WECC-AB | MW | Controllable and Dispatchable Demand Response - Available |  | 0 | 0 | 0 | 0 | 0 | 0 | 0 | 0 | 0 | 0 | 0
2021 | CA | WECC | - | WECC-AB | MW | Net Internal Demand |  | 10430 | 11085.3355 | 11206.0545 | 11233.3331 | 11421.7095 | 11510.0926 | 11733.7742 | 11525.2417 | 11673.1561 | 11634.918 | 11819.0973
2021 | CA | WECC | - | WECC-AB | MW | Behind the Meter Generation - Capacity |  | 0 | 0 | 0 | 0 | 0 | 0 | 0 | 0 | 0 | 0 | 0
2021 | CA | WECC | - | WECC-AB | MW | Other Capacity Adjustments - Additions |  | 0 | 0 | 0 | 0 | 0 | 0 | 0 | 0 | 0 | 0 | 0
2021 | CA | WECC | - | WECC-AB | MW | Other Capacity Adjustments - Reductions |  | 0 | 0 | 0 | 0 | 0 | 0 | 0 | 0 | 0 | 0 | 0
2021 | CA | WECC | - | WECC-AB | MW | Confirmed Retirements |  | 0 | 796 | 2060 | 2060 | 2060 | 2060 | 2060 | 2060 | 2060 | 2060 | 2060
2021 | CA | WECC | - | WECC-AB | MW | Unconfirmed Retirements |  | 0 | 0 | 0 | 0 | 0 | 0 | 0 | 0 | 0 | 0 | 0
2021 | CA | WECC | - | WECC-AB | MW | Scheduled Outages |  | 0 | 0 | 0 | 0 | 0 | 0 | 0 | 0 | 0 | 0 | 0
2021 | CA | WECC | - | WECC-AB | MW | Transmission Limitations |  | 0 | 0 | 0 | 0 | 0 | 0 | 0 | 0 | 0 | 0 | 0
2021 | CA | WECC | - | WECC-AB | MW | Existing-Certain |  | 12590.7192 | 10964.8504 | 11046.7419 | 11056.5058 | 11048.945 | 10942.5001 | 10942.5001 | 11048.945 | 11052.0634 | 11051.1843 | 11052.1379
2021 | CA | WECC | - | WECC-AB | MW | Existing-Other |  | 0 | 0 | 0 | 0 | 0 | 0 | 0 | 0 | 0 | 0 | 0
2021 | CA | WECC | - | WECC-AB | MW | Additions - Tier 1 |  | 1830.8308 | 2981.2551 | 3765.1895 | 3750.5836 | 3739.6082 | 3684.9588 | 3684.9588 | 3739.6082 | 3766.83 | 3748.9431 | 3740.5925
2021 | CA | WECC | - | WECC-AB | MW | Additions - Tier 2 |  | 0 | 396.5402 | 786.7366 | 787.5426 | 787.3008 | 785.5276 | 785.5276 | 1568.7408 | 2023.5152 | 2023.5152 | 2024.5512
2021 | CA | WECC | - | WECC-AB | MW | Additions - Tier 3 |  | 0 | 314.9857 | 314.7923 | 414.0537 | 727.632 | 960.7635 | 1036.6355 | 1078.834 | 1315.12 | 1908.7554 | 3105.7162
2021 | CA | WECC | - | WECC-AB | MW | Firm Imports |  | 0 | 0 | 0 | 0 | 0 | 0 | 0 | 0 | 0 | 0 | 0
2021 | CA | WECC | - | WECC-AB | MW | Firm Exports |  | 0 | 0 | 0 | 0 | 0 | 0 | 0 | 0 | 0 | 0 | 0
2021 | CA | WECC | - | WECC-AB | MW | Net Firm Capacity Transfers |  | 0 | 0 | 0 | 0 | 0 | 0 | 0 | 0 | 0 | 0 | 0
2021 | CA | WECC | - | WECC-AB | MW | Expected Imports |  | 0 | 0 | 0 | 0 | 0 | 0 | 0 | 0 | 0 | 0 | 0
2021 | CA | WECC | - | WECC-AB | MW | Expected Exports |  | 0 | 0 | 0 | 0 | 0 | 0 | 0 | 0 | 0 | 0 | 0
2021 | CA | WECC | - | WECC-AB | MW | Net Expected Transfers |  | 0 | 0 | 0 | 0 | 0 | 0 | 0 | 0 | 0 | 0 | 0
2021 | CA | WECC | - | WECC-AB | MW | Existing-Certain & Net Firm Transfers |  | 12590.7192 | 10964.8504 | 11046.7419 | 11056.5058 | 11048.945 | 10942.5001 | 10942.5001 | 11048.945 | 11052.0634 | 11051.1843 | 11052.1379
2021 | CA | WECC | - | WECC-AB | MW | Anticipated Resources |  | 14421.55 | 13946.1055 | 14811.9314 | 14807.0894 | 14788.5532 | 14627.4589 | 14627.4589 | 14788.5532 | 14818.8934 | 14800.1274 | 14792.7304
2021 | CA | WECC | - | WECC-AB | MW | Prospective Resources |  | 14421.55 | 14342.6457 | 15598.668 | 15594.632 | 15575.854 | 15412.9865 | 15412.9865 | 16357.294 | 16842.4086 | 16823.6426 | 16817.2816
2021 | CA | WECC | - | WECC-AB | MW | Existing-Certain and Net Firm Transfers Excess/Shortfall |  | 1138.3931 | -1206.8013 | -1314.9491 | -1456.464 | -1504.7361 | -1699.6718 | -1931.7871 | -1640.9104 | -1853.8373 | -1899.0366 | -1914.7448
2021 | CA | WECC | - | WECC-AB | MW | Anticipated Excess/Shortfall |  | 2969.2239 | 1774.4538 | 2450.2403 | 2294.1196 | 2234.8721 | 1985.287 | 1753.1717 | 2098.6978 | 1912.9927 | 1849.9065 | 1825.8477
2021 | CA | WECC | - | WECC-AB | MW | Prospective Excess/Shortfall |  | 2969.2239 | 2170.994 | 3236.9769 | 3081.6622 | 3022.1729 | 2770.8146 | 2538.6993 | 3667.4386 | 3936.5079 | 3873.4217 | 3850.3989
2021 | CA | WECC | - | WECC-AB | % | Existing-Certain and Net Firm Transfers Reserve Margin |  | 20.72% | -1.087% | -1.422% | -1.574% | -3.264% | -4.931% | -6.744% | -4.133% | -5.321% | -5.017% | -6.489%
2021 | CA | WECC | - | WECC-AB | % | Anticipated Reserve Margin |  | 38.27% | 25.81% | 32.18% | 31.81% | 29.48% | 27.08% | 24.66% | 28.31% | 26.95% | 27.2% | 25.16%
2021 | CA | WECC | - | WECC-AB | % | Prospective Reserve Margin |  | 38.27% | 29.38% | 39.2% | 38.82% | 36.37% | 33.91% | 31.36% | 41.93% | 44.28% | 44.6% | 42.29%
2021 | CA | WECC | - | WECC-AB | % | Reference Margin Level |  | 9.802% | 9.8% | 10.31% | 11.39% | 9.911% | 9.836% | 9.72% | 10.1% | 10.56% | 11.3% | 9.711%
2021 | CA | WECC | - | WECC-BC | MW | Energy Efficiency and Conservation |  | 0 | 0 | 0 | 0 | 0 | 0 | 0 | 0 | 0 | 0 | 0
2021 | CA | WECC | - | WECC-BC | MW | Total Installed Photovoltaic |  | 0 | 0 | 0 | 0 | 0 | 0 | 0 | 0 | 0 | 0 | 0
2021 | CA | WECC | - | WECC-BC | MW | Photovoltaic On-Peak |  | 0 | 0 | 0 | 0 | 0 | 0 | 0 | 0 | 0 | 0 | 0
2021 | CA | WECC | - | WECC-BC | MW | Total Internal Demand |  | 8312.9642 | 8464.2064 | 8464.2064 | 8574.6455 | 8670.5814 | 8776.9749 | 8879.2421 | 8972.4446 | 9053.4335 | 9139.296 | 9228.053
2021 | CA | WECC | - | WECC-BC | MW | Controllable and Dispatchable Demand Response - Available |  | 0 | 0 | 0 | 0 | 0 | 0 | 0 | 0 | 0 | 0 | 0
2021 | CA | WECC | - | WECC-BC | MW | Net Internal Demand |  | 8312.9642 | 8464.2064 | 8464.2064 | 8574.6455 | 8670.5814 | 8776.9749 | 8879.2421 | 8972.4446 | 9053.4335 | 9139.296 | 9228.053
2021 | CA | WECC | - | WECC-BC | MW | Behind the Meter Generation - Capacity |  | 0 | 0 | 0 | 0 | 0 | 0 | 0 | 0 | 0 | 0 | 0
2021 | CA | WECC | - | WECC-BC | MW | Other Capacity Adjustments - Additions |  | 0 | 0 | 0 | 0 | 0 | 0 | 0 | 0 | 0 | 0 | 0
2021 | CA | WECC | - | WECC-BC | MW | Other Capacity Adjustments - Reductions |  | 0 | 0 | 0 | 0 | 0 | 0 | 0 | 0 | 0 | 0 | 0
2021 | CA | WECC | - | WECC-BC | MW | Confirmed Retirements |  | 0 | 0 | 0 | 0 | 0 | 0 | 0 | 0 | 0 | 0 | 0
2021 | CA | WECC | - | WECC-BC | MW | Unconfirmed Retirements |  | 0 | 0 | 0 | 0 | 0 | 0 | 0 | 0 | 0 | 0 | 0
2021 | CA | WECC | - | WECC-BC | MW | Scheduled Outages |  | 0 | 0 | 0 | 0 | 0 | 0 | 0 | 0 | 0 | 0 | 0
2021 | CA | WECC | - | WECC-BC | MW | Transmission Limitations |  | 0 | 0 | 0 | 0 | 0 | 0 | 0 | 0 | 0 | 0 | 0
2021 | CA | WECC | - | WECC-BC | MW | Existing-Certain |  | 11669.1282 | 11671.5258 | 11721.3409 | 11665.4568 | 11659.5617 | 11672.4015 | 11672.1856 | 11659.3468 | 11715.1403 | 11668.599 | 11662.266
2021 | CA | WECC | - | WECC-BC | MW | Existing-Other |  | 0 | 0 | 0 | 0 | 0 | 0 | 0 | 0 | 0 | 0 | 0
2021 | CA | WECC | - | WECC-BC | MW | Additions - Tier 1 |  | 111.0935 | 141.7553 | 143.9899 | 729.1384 | 845.9561 | 882.1115 | 915.9862 | 947.0902 | 986.7598 | 981.1631 | 980.8016
2021 | CA | WECC | - | WECC-BC | MW | Additions - Tier 2 |  | 0 | 0 | 26.296 | 25.997 | 25.8815 | 25.8323 | 25.8323 | 25.8815 | 26.296 | 25.997 | 25.8815
2021 | CA | WECC | - | WECC-BC | MW | Additions - Tier 3 |  | 0 | 0 | 0 | 0 | 4.5246 | 3.725 | 34.5763 | 35.2271 | 35.4398 | 62.9823 | 79.4387
2021 | CA | WECC | - | WECC-BC | MW | Firm Imports |  | 0 | 0 | 0 | 0 | 0 | 0 | 0 | 0 | 0 | 0 | 0
2021 | CA | WECC | - | WECC-BC | MW | Firm Exports |  | 0 | 0 | 0 | 0 | 0 | 0 | 0 | 0 | 0 | 0 | 0
2021 | CA | WECC | - | WECC-BC | MW | Net Firm Capacity Transfers |  | 0 | 0 | 0 | 0 | 0 | 0 | 0 | 0 | 0 | 0 | 0
2021 | CA | WECC | - | WECC-BC | MW | Expected Imports |  | 0 | 0 | 0 | 0 | 0 | 0 | 0 | 0 | 0 | 0 | 0
2021 | CA | WECC | - | WECC-BC | MW | Expected Exports |  | 0 | 0 | 0 | 0 | 0 | 0 | 0 | 0 | 0 | 0 | 0
2021 | CA | WECC | - | WECC-BC | MW | Net Expected Transfers |  | 0 | 0 | 0 | 0 | 0 | 0 | 0 | 0 | 0 | 0 | 0
2021 | CA | WECC | - | WECC-BC | MW | Existing-Certain & Net Firm Transfers |  | 11669.1282 | 11671.5258 | 11721.3409 | 11665.4568 | 11659.5617 | 11672.4015 | 11672.1856 | 11659.3468 | 11715.1403 | 11668.599 | 11662.266
2021 | CA | WECC | - | WECC-BC | MW | Anticipated Resources |  | 11780.2218 | 11813.2811 | 11865.3308 | 12394.5951 | 12505.5178 | 12554.513 | 12588.1718 | 12606.4369 | 12701.9001 | 12649.762 | 12643.0675
2021 | CA | WECC | - | WECC-BC | MW | Prospective Resources |  | 11780.2218 | 11813.2811 | 11891.6268 | 12420.5922 | 12531.3993 | 12580.3453 | 12614.004 | 12632.3185 | 12728.1961 | 12675.7591 | 12668.9491
2021 | CA | WECC | - | WECC-BC | MW | Existing-Certain and Net Firm Transfers Excess/Shortfall |  | 2541.3452 | 2377.8628 | 2384.254 | 2114.0371 | 2129.6649 | 2032.1641 | 1929.8887 | 1780.246 | 1705.6182 | 1496.1248 | 1538.0511
2021 | CA | WECC | - | WECC-BC | MW | Anticipated Excess/Shortfall |  | 2652.4388 | 2519.6181 | 2528.2439 | 2843.1754 | 2975.621 | 2914.2756 | 2845.8749 | 2727.3362 | 2692.378 | 2477.2879 | 2518.8527
2021 | CA | WECC | - | WECC-BC | MW | Prospective Excess/Shortfall |  | 2652.4388 | 2519.6181 | 2554.5399 | 2869.1725 | 3001.5025 | 2940.1079 | 2871.7071 | 2753.2177 | 2718.674 | 2503.2849 | 2544.7342
2021 | CA | WECC | - | WECC-BC | % | Existing-Certain and Net Firm Transfers Reserve Margin |  | 40.37% | 37.89% | 38.48% | 36.05% | 34.47% | 32.99% | 31.45% | 29.95% | 29.4% | 27.68% | 26.38%
2021 | CA | WECC | - | WECC-BC | % | Anticipated Reserve Margin |  | 41.71% | 39.57% | 40.18% | 44.55% | 44.23% | 43.04% | 41.77% | 40.5% | 40.3% | 38.41% | 37.01%
2021 | CA | WECC | - | WECC-BC | % | Prospective Reserve Margin |  | 41.71% | 39.57% | 40.49% | 44.85% | 44.53% | 43.33% | 42.06% | 40.79% | 40.59% | 38.7% | 37.29%
2021 | CA | WECC | - | WECC-BC | % | Reference Margin Level |  | 9.802% | 9.8% | 10.31% | 11.39% | 9.911% | 9.836% | 9.72% | 10.1% | 10.56% | 11.3% | 9.711%
2021 | US/MX | WECC | - | WECC-CAMX | MW | Energy Efficiency and Conservation |  | 408.226 | 453.7466 | 539.6342 | 552.8027 | 576.0875 | 593.8683 | 604.6174 | 617.862 | 630.1416 | 650.3907 | 654.6072
2021 | US/MX | WECC | - | WECC-CAMX | MW | Total Installed Photovoltaic |  | 6533.7765 | 7789.2576 | 8945.8692 | 10045.4216 | 11054.9215 | 12104.2029 | 13178.6371 | 14241.1983 | 15402.7338 | 16608.4295 | 17800.3516
2021 | US/MX | WECC | - | WECC-CAMX | MW | Photovoltaic On-Peak |  | 2125.6584 | 2375.4552 | 2582.644 | 2770.2558 | 2977.6759 | 3148.0991 | 3309.6571 | 3469.6409 | 3629.8491 | 3788.9378 | 3982.8511
2021 | US/MX | WECC | - | WECC-CAMX | MW | Total Internal Demand |  | 55409 | 55790 | 56186 | 57123 | 57693 | 58278 | 58591 | 59115 | 59271 | 59833 | 60405
2021 | US/MX | WECC | - | WECC-CAMX | MW | Controllable and Dispatchable Demand Response - Available |  | 926.7465 | 928.1631 | 928.1631 | 928.1631 | 928.1631 | 928.1631 | 928.1631 | 928.1631 | 928.1631 | 928.1631 | 928.1631
2021 | US/MX | WECC | - | WECC-CAMX | MW | Net Internal Demand |  | 54482.2535 | 54861.8369 | 55257.8369 | 56194.8369 | 56764.8369 | 57349.8369 | 57662.8369 | 58186.8369 | 58342.8369 | 58904.8369 | 59476.8369
2021 | US/MX | WECC | - | WECC-CAMX | MW | Behind the Meter Generation - Capacity |  | 0 | 0 | 0 | 0 | 0 | 0 | 0 | 0 | 0 | 0 | 0
2021 | US/MX | WECC | - | WECC-CAMX | MW | Other Capacity Adjustments - Additions |  | 0 | 0 | 0 | 0 | 0 | 0 | 0 | 0 | 0 | 0 | 0
2021 | US/MX | WECC | - | WECC-CAMX | MW | Other Capacity Adjustments - Reductions |  | 0 | 0 | 0 | 0 | 0 | 0 | 0 | 0 | 0 | 0 | 0
2021 | US/MX | WECC | - | WECC-CAMX | MW | Confirmed Retirements |  | 0 | 89.5 | 1018.7296 | 1018.7296 | 4641.4196 | 8291.4196 | 8291.4196 | 8356.4196 | 8356.4196 | 8356.4196 | 9087.4196
2021 | US/MX | WECC | - | WECC-CAMX | MW | Unconfirmed Retirements |  | 0 | 0 | 0 | 0 | 0 | 0 | 0 | 0 | 0 | 0 | 0
2021 | US/MX | WECC | - | WECC-CAMX | MW | Scheduled Outages |  | 0 | 0 | 0 | 0 | 0 | 0 | 0 | 0 | 0 | 0 | 0
2021 | US/MX | WECC | - | WECC-CAMX | MW | Transmission Limitations |  | 0 | 0 | 0 | 0 | 0 | 0 | 0 | 0 | 0 | 0 | 0
2021 | US/MX | WECC | - | WECC-CAMX | MW | Existing-Certain |  | 64768.3106 | 63883.4462 | 62827.9801 | 60660.0152 | 59261.2196 | 57050.0696 | 56982.6446 | 56982.6446 | 56084.8039 | 56303.2193 | 56303.2193
2021 | US/MX | WECC | - | WECC-CAMX | MW | Existing-Other |  | 0 | 0 | 0 | 0 | 0 | 0 | 0 | 0 | 0 | 0 | 0
2021 | US/MX | WECC | - | WECC-CAMX | MW | Additions - Tier 1 |  | 2339.5187 | 3806.0843 | 4774.8488 | 5824.7061 | 6594.337 | 6604.5722 | 6803.6145 | 6810.0115 | 6822.6611 | 7352.8604 | 7352.8604
2021 | US/MX | WECC | - | WECC-CAMX | MW | Additions - Tier 2 |  | 62.7368 | 994.3628 | 1500.8602 | 2223.7392 | 2223.7392 | 2223.7392 | 2223.7392 | 2223.7392 | 2223.8997 | 2223.8997 | 2223.8997
2021 | US/MX | WECC | - | WECC-CAMX | MW | Additions - Tier 3 |  | 0 | 0 | 0 | 0 | 0 | 0 | 0 | 0 | 0 | 0 | 18568.9021
2021 | US/MX | WECC | - | WECC-CAMX | MW | Firm Imports |  | 3585 | 2444 | 2148 | 3652 | 1633 | 1108 | 1092 | 948 | 837 | 682 | 524
2021 | US/MX | WECC | - | WECC-CAMX | MW | Firm Exports |  | 0 | 0 | 0 | 0 | 0 | 0 | 0 | 0 | 0 | 0 | 0
2021 | US/MX | WECC | - | WECC-CAMX | MW | Net Firm Capacity Transfers |  | 3585 | 2444 | 2148 | 3652 | 1633 | 1108 | 1092 | 948 | 837 | 682 | 524
2021 | US/MX | WECC | - | WECC-CAMX | MW | Expected Imports |  | 0 | 0 | 0 | 0 | 0 | 0 | 0 | 0 | 0 | 0 | 0
2021 | US/MX | WECC | - | WECC-CAMX | MW | Expected Exports |  | 0 | 0 | 0 | 0 | 0 | 0 | 0 | 0 | 0 | 0 | 0
2021 | US/MX | WECC | - | WECC-CAMX | MW | Net Expected Transfers |  | 0 | 0 | 0 | 0 | 0 | 0 | 0 | 0 | 0 | 0 | 0
2021 | US/MX | WECC | - | WECC-CAMX | MW | Existing-Certain & Net Firm Transfers |  | 68353.3106 | 66327.4462 | 64975.9801 | 64312.0152 | 60894.2196 | 58158.0696 | 58074.6446 | 57930.6446 | 56921.8039 | 56985.2193 | 56827.2193
2021 | US/MX | WECC | - | WECC-CAMX | MW | Anticipated Resources |  | 70692.8293 | 70133.5306 | 69750.8289 | 70136.7213 | 67488.5566 | 64762.6418 | 64878.2591 | 64740.6561 | 63744.465 | 64338.0797 | 64180.0797
2021 | US/MX | WECC | - | WECC-CAMX | MW | Prospective Resources |  | 70755.5661 | 71127.8934 | 71251.6891 | 72360.4604 | 69712.2957 | 66986.3809 | 67101.9982 | 66964.3952 | 65968.3647 | 66561.9793 | 66403.9793
2021 | US/MX | WECC | - | WECC-CAMX | MW | Existing-Certain and Net Firm Transfers Excess/Shortfall |  | 3875.0132 | 1362.5484 | 84.7785 | -2574.2871 | -6504.8185 | -9868.0821 | -10291.991 | -10728.2722 | -11161.0785 | -12662.3856 | -13432.2526
2021 | US/MX | WECC | - | WECC-CAMX | MW | Anticipated Excess/Shortfall |  | 6214.5319 | 5168.6327 | 4859.6274 | 3250.419 | 89.5185 | -3263.51 | -3488.3765 | -3918.2607 | -4338.4174 | -5309.5252 | -6079.3922
2021 | US/MX | WECC | - | WECC-CAMX | MW | Prospective Excess/Shortfall |  | 6277.2687 | 6162.9955 | 6360.4875 | 5474.1581 | 2313.2576 | -1039.7708 | -1264.6373 | -1694.5215 | -2114.5177 | -3085.6255 | -3855.4925
2021 | US/MX | WECC | - | WECC-CAMX | % | Existing-Certain and Net Firm Transfers Reserve Margin |  | 25.46% | 20.9% | 17.59% | 14.44% | 7.275% | 1.409% | 0.7142% | -0.4403% | -2.436% | -3.259% | -4.455%
2021 | US/MX | WECC | - | WECC-CAMX | % | Anticipated Reserve Margin |  | 29.75% | 27.84% | 26.23% | 24.81% | 18.89% | 12.93% | 12.51% | 11.26% | 9.258% | 9.224% | 7.908%
2021 | US/MX | WECC | - | WECC-CAMX | % | Prospective Reserve Margin |  | 29.87% | 29.65% | 28.94% | 28.77% | 22.81% | 16.8% | 16.37% | 15.09% | 13.07% | 13% | 11.65%
2021 | US/MX | WECC | - | WECC-CAMX | % | Reference Margin Level |  | 18.35% | 18.42% | 17.43% | 19.03% | 18.73% | 18.62% | 18.56% | 18% | 16.69% | 18.24% | 18.13%
2021 | US | WECC | - | WECC-NWPP-US and RMRG | MW | Energy Efficiency and Conservation |  | 414.19 | 657.1189 | 888.5574 | 1084.6205 | 1336.5394 | 1516.2279 | 1693.6738 | 1927.8809 | 2072.3788 | 2203.7009 | 2343.6263
2021 | US | WECC | - | WECC-NWPP-US and RMRG | MW | Total Installed Photovoltaic |  | 1755.401 | 1966.1647 | 2136.6814 | 2293.2867 | 2450.6548 | 2609.8744 | 2780.786 | 2958.3339 | 3143.5579 | 3342.1183 | 3572.8539
2021 | US | WECC | - | WECC-NWPP-US and RMRG | MW | Photovoltaic On-Peak |  | 606.1474 | 658.5788 | 711.7436 | 777.5813 | 826.2316 | 886.4645 | 939.9165 | 1019.4632 | 1071.8426 | 1163.0213 | 1246.5092
2021 | US | WECC | - | WECC-NWPP-US and RMRG | MW | Total Internal Demand |  | 69448.4973 | 70393.3029 | 71775.4533 | 72954.8661 | 73410.2059 | 73843.4834 | 74475.8213 | 75136.4277 | 75670.5585 | 76190.5943 | 76802.8806
2021 | US | WECC | - | WECC-NWPP-US and RMRG | MW | Controllable and Dispatchable Demand Response - Available |  | 1319.1744 | 1335.6003 | 1339.9992 | 1343.8284 | 1351.7407 | 1353.6311 | 1354.9904 | 1352.2523 | 1353.2641 | 1359.38 | 1360.1561
2021 | US | WECC | - | WECC-NWPP-US and RMRG | MW | Net Internal Demand |  | 68129.3229 | 69057.7027 | 70435.4541 | 71611.0377 | 72058.4652 | 72489.8523 | 73120.8309 | 73784.1754 | 74317.2945 | 74831.2143 | 75442.7245
2021 | US | WECC | - | WECC-NWPP-US and RMRG | MW | Behind the Meter Generation - Capacity |  | 0 | 0 | 0 | 0 | 0 | 0 | 0 | 0 | 0 | 0 | 0
2021 | US | WECC | - | WECC-NWPP-US and RMRG | MW | Other Capacity Adjustments - Additions |  | 0 | 0 | 0 | 0 | 0 | 0 | 0 | 0 | 0 | 0 | 0
2021 | US | WECC | - | WECC-NWPP-US and RMRG | MW | Other Capacity Adjustments - Reductions |  | 0 | 0 | 0 | 0 | 0 | 0 | 0 | 0 | 0 | 0 | 0
2021 | US | WECC | - | WECC-NWPP-US and RMRG | MW | Confirmed Retirements |  | 0 | 827.64 | 1584.2817 | 1910.8817 | 2433.8817 | 3095.8817 | 3953.8817 | 4134.0817 | 5320.6617 | 6038.6617 | 6615.6617
2021 | US | WECC | - | WECC-NWPP-US and RMRG | MW | Unconfirmed Retirements |  | 0 | 0 | 0 | 0 | 0 | 0 | 0 | 0 | 0 | 0 | 0
2021 | US | WECC | - | WECC-NWPP-US and RMRG | MW | Scheduled Outages |  | 0 | 0 | 0 | 0 | 0 | 0 | 0 | 0 | 0 | 0 | 0
2021 | US | WECC | - | WECC-NWPP-US and RMRG | MW | Transmission Limitations |  | 0 | 0 | 0 | 0 | 0 | 0 | 0 | 0 | 0 | 0 | 0
2021 | US | WECC | - | WECC-NWPP-US and RMRG | MW | Existing-Certain |  | 74841.112 | 74003.6067 | 76172.2737 | 75770.5336 | 72861.6583 | 71443.1714 | 71239.0238 | 70048.6593 | 71478.061 | 71513.3529 | 68471.223
2021 | US | WECC | - | WECC-NWPP-US and RMRG | MW | Existing-Other |  | 0 | 0 | 0 | 0 | 0 | 0 | 0 | 0 | 0 | 0 | 0
2021 | US | WECC | - | WECC-NWPP-US and RMRG | MW | Additions - Tier 1 |  | 1372.4196 | 2335.397 | 4530.6198 | 6094.7147 | 5991.5767 | 5992.6198 | 6635.9279 | 6700.1249 | 6843.6504 | 6872.6884 | 6698.037
2021 | US | WECC | - | WECC-NWPP-US and RMRG | MW | Additions - Tier 2 |  | 0 | 253.75 | 1177.359 | 1349.8913 | 1323.7887 | 1323.7887 | 1323.7887 | 1323.7887 | 1344.9876 | 1348.9566 | 1324.7437
2021 | US | WECC | - | WECC-NWPP-US and RMRG | MW | Additions - Tier 3 |  | 3.1128 | 179.6306 | 305.6573 | 2619.8292 | 2574.9 | 2738.7584 | 2738.7584 | 2917.6064 | 3680.3904 | 5438.8355 | 5398.8897
2021 | US | WECC | - | WECC-NWPP-US and RMRG | MW | Firm Imports |  | 7127 | 7556 | 7008 | 6096 | 7655 | 7317 | 6425 | 6447 | 9180 | 8701 | 6280
2021 | US | WECC | - | WECC-NWPP-US and RMRG | MW | Firm Exports |  | 0 | 0 | 0 | 0 | 0 | 0 | 0 | 0 | 0 | 0 | 0
2021 | US | WECC | - | WECC-NWPP-US and RMRG | MW | Net Firm Capacity Transfers |  | 7127 | 7556 | 7008 | 6096 | 7655 | 7317 | 6425 | 6447 | 9180 | 8701 | 6280
2021 | US | WECC | - | WECC-NWPP-US and RMRG | MW | Expected Imports |  | 0 | 0 | 0 | 0 | 0 | 0 | 0 | 0 | 0 | 0 | 0
2021 | US | WECC | - | WECC-NWPP-US and RMRG | MW | Expected Exports |  | 0 | 0 | 0 | 0 | 0 | 0 | 0 | 0 | 0 | 0 | 0
2021 | US | WECC | - | WECC-NWPP-US and RMRG | MW | Net Expected Transfers |  | 0 | 0 | 0 | 0 | 0 | 0 | 0 | 0 | 0 | 0 | 0
2021 | US | WECC | - | WECC-NWPP-US and RMRG | MW | Existing-Certain & Net Firm Transfers |  | 81968.112 | 81559.6067 | 83180.2737 | 81866.5336 | 80516.6583 | 78760.1714 | 77664.0238 | 76495.6593 | 80658.061 | 80214.3529 | 74751.223
2021 | US | WECC | - | WECC-NWPP-US and RMRG | MW | Anticipated Resources |  | 83340.5316 | 83895.0037 | 87710.8935 | 87961.2484 | 86508.235 | 84752.7913 | 84299.9517 | 83195.7843 | 87501.7115 | 87087.0414 | 81449.26
2021 | US | WECC | - | WECC-NWPP-US and RMRG | MW | Prospective Resources |  | 83340.5316 | 84148.7536 | 88888.2525 | 89311.1397 | 87832.0237 | 86076.58 | 85623.7404 | 84519.573 | 88846.699 | 88435.998 | 82774.0038
2021 | US | WECC | - | WECC-NWPP-US and RMRG | MW | Existing-Certain and Net Firm Transfers Excess/Shortfall |  | 4097.1161 | 3091.4016 | 2013.8994 | 211.8075 | -1406.5762 | -3540.3976 | -5270.2901 | -7187.9982 | -3947.0722 | -4642.8115 | -10500.6694
2021 | US | WECC | - | WECC-NWPP-US and RMRG | MW | Anticipated Excess/Shortfall |  | 5469.5357 | 5426.7986 | 6544.5191 | 6306.5222 | 4585.0005 | 2452.2222 | 1365.6379 | -487.8732 | 2896.5782 | 2229.8769 | -3802.6324
2021 | US | WECC | - | WECC-NWPP-US and RMRG | MW | Prospective Excess/Shortfall |  | 5469.5357 | 5680.5486 | 7721.8781 | 7656.4136 | 5908.7892 | 3776.0109 | 2689.4266 | 835.9155 | 4241.5658 | 3578.8335 | -2477.8886
2021 | US | WECC | - | WECC-NWPP-US and RMRG | % | Existing-Certain and Net Firm Transfers Reserve Margin |  | 20.31% | 18.1% | 18.09% | 14.32% | 11.74% | 8.65% | 6.213% | 3.675% | 8.532% | 7.194% | -0.9166%
2021 | US | WECC | - | WECC-NWPP-US and RMRG | % | Anticipated Reserve Margin |  | 22.33% | 21.49% | 24.53% | 22.83% | 20.05% | 16.92% | 15.29% | 12.76% | 17.74% | 16.38% | 7.962%
2021 | US | WECC | - | WECC-NWPP-US and RMRG | % | Prospective Reserve Margin |  | 22.33% | 21.85% | 26.2% | 24.72% | 21.89% | 18.74% | 17.1% | 14.55% | 19.55% | 18.18% | 9.718%
2021 | US | WECC | - | WECC-NWPP-US and RMRG | % | Reference Margin Level |  | 14.3% | 13.63% | 15.24% | 14.03% | 13.69% | 13.53% | 13.42% | 13.42% | 13.84% | 13.4% | 13%
2021 | US | WECC | - | WECC-SRSG | MW | Energy Efficiency and Conservation |  | 303.4862 | 409.9815 | 514.3552 | 618.0346 | 722.9074 | 834.1534 | 934.3613 | 1022.7343 | 1124.8022 | 1232.7344 | 1339.5302
2021 | US | WECC | - | WECC-SRSG | MW | Total Installed Photovoltaic |  | 1972.4426 | 2157.7617 | 2378.7181 | 2648.2025 | 2961.9611 | 3329.4959 | 3747.8475 | 4222.3764 | 4754.111 | 5342.7286 | 5978.7464
2021 | US | WECC | - | WECC-SRSG | MW | Photovoltaic On-Peak |  | 751.0005 | 492.0569 | 441.8538 | 419.4422 | 430.719 | 440.7897 | 458.4686 | 468.6769 | 379.2515 | 452.0132 | 422.0676
2021 | US | WECC | - | WECC-SRSG | MW | Total Internal Demand |  | 24751 | 25203 | 25445 | 25742 | 26113 | 26690 | 27155 | 27512 | 27920 | 28340 | 28684
2021 | US | WECC | - | WECC-SRSG | MW | Controllable and Dispatchable Demand Response - Available |  | 332.2861 | 392.2861 | 395.2861 | 388.2861 | 407.2861 | 317.2861 | 365.2861 | 368.2861 | 361.2861 | 347.2861 | 317.2861
2021 | US | WECC | - | WECC-SRSG | MW | Net Internal Demand |  | 24418.7139 | 24810.7139 | 25049.7139 | 25353.7139 | 25705.7139 | 26372.7139 | 26789.7139 | 27143.7139 | 27558.7139 | 27992.7139 | 28366.7139
2021 | US | WECC | - | WECC-SRSG | MW | Behind the Meter Generation - Capacity |  | 0 | 0 | 0 | 0 | 0 | 0 | 0 | 0 | 0 | 0 | 0
2021 | US | WECC | - | WECC-SRSG | MW | Other Capacity Adjustments - Additions |  | 0 | 0 | 0 | 0 | 0 | 0 | 0 | 0 | 0 | 0 | 0
2021 | US | WECC | - | WECC-SRSG | MW | Other Capacity Adjustments - Reductions |  | 0 | 0 | 0 | 0 | 0 | 0 | 0 | 0 | 0 | 0 | 0
2021 | US | WECC | - | WECC-SRSG | MW | Confirmed Retirements |  | 0 | 0 | 614.4587 | 806.4587 | 806.4587 | 806.4587 | 806.4587 | 1123.4587 | 1708.4587 | 1708.4587 | 1708.4587
2021 | US | WECC | - | WECC-SRSG | MW | Unconfirmed Retirements |  | 0 | 0 | 0 | 0 | 0 | 0 | 0 | 0 | 0 | 0 | 0
2021 | US | WECC | - | WECC-SRSG | MW | Scheduled Outages |  | 0 | 0 | 0 | 0 | 0 | 0 | 0 | 0 | 0 | 0 | 0
2021 | US | WECC | - | WECC-SRSG | MW | Transmission Limitations |  | 0 | 0 | 0 | 0 | 0 | 0 | 0 | 0 | 0 | 0 | 0
2021 | US | WECC | - | WECC-SRSG | MW | Existing-Certain |  | 29879.0447 | 29911.0759 | 29215.4163 | 29209.1678 | 29209.1678 | 29073.6951 | 28683.0396 | 28113.9648 | 28221.5755 | 28215.327 | 28130.457
2021 | US | WECC | - | WECC-SRSG | MW | Existing-Other |  | 0 | 0 | 0 | 0 | 0 | 0 | 0 | 0 | 0 | 0 | 0
2021 | US | WECC | - | WECC-SRSG | MW | Additions - Tier 1 |  | 467.8506 | 1470.9227 | 1857.9788 | 2156.2388 | 2156.2388 | 2130.6997 | 2130.6997 | 2114.9892 | 2156.3368 | 2156.3368 | 2156.3368
2021 | US | WECC | - | WECC-SRSG | MW | Additions - Tier 2 |  | 4.842 | 214.394 | 215.1535 | 215.1535 | 215.1535 | 214.3275 | 214.3275 | 209.769 | 215.269 | 215.269 | 215.269
2021 | US | WECC | - | WECC-SRSG | MW | Additions - Tier 3 |  | 0 | 201.3748 | 1977.4769 | 2561.5034 | 3159.0603 | 3560.3481 | 3864.5081 | 4213.3114 | 4865.5578 | 5300.8578 | 5967.1578
2021 | US | WECC | - | WECC-SRSG | MW | Firm Imports |  | 278 | 1128 | 800 | 857 | 1201 | 2289 | 2101 | 3261 | 2259 | 2501 | 2194
2021 | US | WECC | - | WECC-SRSG | MW | Firm Exports |  | 0 | 0 | 0 | 0 | 0 | 0 | 0 | 0 | 0 | 0 | 0
2021 | US | WECC | - | WECC-SRSG | MW | Net Firm Capacity Transfers |  | 278 | 1128 | 800 | 857 | 1201 | 2289 | 2101 | 3261 | 2259 | 2501 | 2194
2021 | US | WECC | - | WECC-SRSG | MW | Expected Imports |  | 0 | 0 | 0 | 0 | 0 | 0 | 0 | 0 | 0 | 0 | 0
2021 | US | WECC | - | WECC-SRSG | MW | Expected Exports |  | 0 | 0 | 0 | 0 | 0 | 0 | 0 | 0 | 0 | 0 | 0
2021 | US | WECC | - | WECC-SRSG | MW | Net Expected Transfers |  | 0 | 0 | 0 | 0 | 0 | 0 | 0 | 0 | 0 | 0 | 0
2021 | US | WECC | - | WECC-SRSG | MW | Existing-Certain & Net Firm Transfers |  | 30157.0447 | 31039.0759 | 30015.4163 | 30066.1678 | 30410.1678 | 31362.6951 | 30784.0396 | 31374.9648 | 30480.5755 | 30716.327 | 30324.457
2021 | US | WECC | - | WECC-SRSG | MW | Anticipated Resources |  | 30624.8953 | 32509.9986 | 31873.395 | 32222.4065 | 32566.4065 | 33493.3948 | 32914.7393 | 33489.954 | 32636.9123 | 32872.6638 | 32480.7938
2021 | US | WECC | - | WECC-SRSG | MW | Prospective Resources |  | 30629.7373 | 32724.3926 | 32088.5485 | 32437.56 | 32781.56 | 33707.7223 | 33129.0668 | 33699.723 | 32852.1813 | 33087.9328 | 32696.0628
2021 | US | WECC | - | WECC-SRSG | MW | Existing-Certain and Net Firm Transfers Excess/Shortfall |  | 3265.9234 | 3144.2076 | 2179.6432 | 1981.2592 | 1960.9025 | 1776.5639 | 773.189 | 1408.5268 | 85.0466 | -27.1465 | -807.287
2021 | US | WECC | - | WECC-SRSG | MW | Anticipated Excess/Shortfall |  | 3733.774 | 4615.1303 | 4037.6219 | 4137.498 | 4117.1413 | 3907.2635 | 2903.8887 | 3523.516 | 2241.3834 | 2129.1902 | 1349.0498
2021 | US | WECC | - | WECC-SRSG | MW | Prospective Excess/Shortfall |  | 3738.616 | 4829.5243 | 4252.7754 | 4352.6515 | 4332.2948 | 4121.591 | 3118.2162 | 3733.285 | 2456.6524 | 2344.4592 | 1564.3188
2021 | US | WECC | - | WECC-SRSG | % | Existing-Certain and Net Firm Transfers Reserve Margin |  | 23.5% | 25.1% | 19.82% | 18.59% | 18.3% | 18.92% | 14.91% | 15.59% | 10.6% | 9.73% | 6.902%
2021 | US | WECC | - | WECC-SRSG | % | Anticipated Reserve Margin |  | 25.42% | 31.03% | 27.24% | 27.09% | 26.69% | 27% | 22.86% | 23.38% | 18.43% | 17.43% | 14.5%
2021 | US | WECC | - | WECC-SRSG | % | Prospective Reserve Margin |  | 25.44% | 31.9% | 28.1% | 27.94% | 27.53% | 27.81% | 23.66% | 24.15% | 19.21% | 18.2% | 15.26%
2021 | US | WECC | - | WECC-SRSG | % | Reference Margin Level |  | 10.13% | 12.43% | 11.12% | 10.77% | 10.67% | 12.18% | 12.02% | 10.4% | 10.29% | 9.827% | 9.747%
2021 | US | SERC | - | SERC-FP | MW | Energy Efficiency and Conservation |  | 117 | 170 | 226 | 280 | 331 | 382 | 432 | 477 | 526 | 573 | 548
2021 | US | SERC | - | SERC-FP | MW | Total Installed Photovoltaic |  | 490 | 593 | 694 | 806 | 930 | 1054 | 1186 | 1339 | 1505 | 1705 | 1870
2021 | US | SERC | - | SERC-FP | MW | Photovoltaic On-Peak |  | 171 | 212 | 249 | 289 | 332 | 378 | 426 | 480 | 539 | 560 | 562
2021 | US | SERC | - | SERC-FP | MW | Total Internal Demand |  | 51822 | 49817 | 50274 | 50840 | 51225 | 51668 | 52122 | 52606 | 53310 | 54085 | 51879
2021 | US | SERC | - | SERC-FP | MW | Controllable and Dispatchable Demand Response - Available |  | 1253 | 1258 | 1268 | 1272 | 1281 | 1289 | 1296 | 1301 | 1306 | 1310 | 1160
2021 | US | SERC | - | SERC-FP | MW | Net Internal Demand |  | 50569 | 48559 | 49006 | 49568 | 49944 | 50379 | 50826 | 51305 | 52004 | 52775 | 50719
2021 | US | SERC | - | SERC-FP | MW | Behind the Meter Generation - Capacity |  | 0 | 0 | 0 | 0 | 0 | 0 | 0 | 0 | 0 | 0 | 0
2021 | US | SERC | - | SERC-FP | MW | Other Capacity Adjustments - Additions |  | 0 | 0 | 0 | 0 | 0 | 0 | 0 | 0 | 0 | 0 | 0
2021 | US | SERC | - | SERC-FP | MW | Other Capacity Adjustments - Reductions |  | 0 | 0 | 0 | 0 | 0 | 0 | 0 | 0 | 0 | 0 | 0
2021 | US | SERC | - | SERC-FP | MW | Confirmed Retirements |  | 106 | 496 | 2960 | 3355 | 4079 | 4117 | 4447 | 5411 | 5411 | 5411 | 5411
2021 | US | SERC | - | SERC-FP | MW | Unconfirmed Retirements |  | 0 | 0 | 0 | 0 | 0 | 0 | 0 | 0 | 0 | 0 | 0
2021 | US | SERC | - | SERC-FP | MW | Scheduled Outages |  | 0 | 0 | 0 | 0 | 0 | 0 | 0 | 0 | 0 | 0 | 0
2021 | US | SERC | - | SERC-FP | MW | Transmission Limitations |  | 0 | 0 | 0 | 0 | 0 | 0 | 0 | 0 | 0 | 0 | 0
2021 | US | SERC | - | SERC-FP | MW | Existing-Certain |  | 55785.16 | 53453.76 | 53030.76 | 52838.76 | 52685.76 | 52408.26 | 51406.76 | 51406.76 | 51406.76 | 51406.76 | 51406.76
2021 | US | SERC | - | SERC-FP | MW | Existing-Other |  | 737.6 | 737.6 | 737.6 | 737.6 | 727.3 | 727.3 | 727.3 | 727.3 | 727.3 | 727.3 | 727.3
2021 | US | SERC | - | SERC-FP | MW | Additions - Tier 1 |  | 247.7 | 3073.7 | 4980 | 5452.9 | 5978.8 | 8262 | 8717.3 | 8767.3 | 8901.2 | 8951.2 | 9085.1
2021 | US | SERC | - | SERC-FP | MW | Additions - Tier 2 |  | 0 | 0 | 374.1 | 673.7 | 973.3 | 973.3 | 1123.1 | 1487.2 | 1562.1 | 1851.3 | 2225.8
2021 | US | SERC | - | SERC-FP | MW | Additions - Tier 3 |  | 0 | 0 | 0 | 0 | 0 | 0 | 0 | 0 | 0 | 0 | 0
2021 | US | SERC | - | SERC-FP | MW | Firm Imports |  | 982 | 1414 | 579 | 579 | 579 | 479 | 479 | 479 | 479 | 479 | 479
2021 | US | SERC | - | SERC-FP | MW | Firm Exports |  | 0 | 0 | 0 | 0 | 0 | 0 | 0 | 0 | 0 | 0 | 0
2021 | US | SERC | - | SERC-FP | MW | Net Firm Capacity Transfers |  | 982 | 1414 | 579 | 579 | 579 | 479 | 479 | 479 | 479 | 479 | 479
2021 | US | SERC | - | SERC-FP | MW | Expected Imports |  | 0 | 0 | 0 | 0 | 0 | 0 | 0 | 0 | 0 | 0 | 0
2021 | US | SERC | - | SERC-FP | MW | Expected Exports |  | 0 | 0 | 0 | 0 | 0 | 0 | 0 | 0 | 0 | 0 | 0
2021 | US | SERC | - | SERC-FP | MW | Net Expected Transfers |  | 0 | 0 | 0 | 0 | 0 | 0 | 0 | 0 | 0 | 0 | 0
2021 | US | SERC | - | SERC-FP | MW | Existing-Certain & Net Firm Transfers |  | 56767.16 | 54867.76 | 53609.76 | 53417.76 | 53264.76 | 52887.26 | 51885.76 | 51885.76 | 51885.76 | 51885.76 | 51885.76
2021 | US | SERC | - | SERC-FP | MW | Anticipated Resources |  | 57014.86 | 57941.46 | 58589.76 | 58870.66 | 59243.56 | 61149.26 | 60603.06 | 60653.06 | 60786.96 | 60836.96 | 60970.86
2021 | US | SERC | - | SERC-FP | MW | Prospective Resources |  | 57752.46 | 58679.06 | 59701.46 | 60281.96 | 60944.16 | 62849.86 | 62453.46 | 62867.56 | 63076.36 | 63415.56 | 63923.96
2021 | US | SERC | - | SERC-FP | MW | Existing-Certain and Net Firm Transfers Excess/Shortfall |  | -1387.19 | -975.09 | -2747.14 | -3585.44 | -4170.84 | -5048.59 | -6564.14 | -7114.99 | -7918.84 | -8805.49 | -6441.09
2021 | US | SERC | - | SERC-FP | MW | Anticipated Excess/Shortfall |  | -1139.49 | 2098.61 | 2232.86 | 1867.46 | 1807.96 | 3213.41 | 2153.16 | 1652.31 | 982.36 | 145.71 | 2644.01
2021 | US | SERC | - | SERC-FP | MW | Prospective Excess/Shortfall |  | -401.89 | 2836.21 | 3344.56 | 3278.76 | 3508.56 | 4914.01 | 4003.56 | 3866.81 | 3271.76 | 2724.31 | 5597.11
2021 | US | SERC | - | SERC-FP | % | Existing-Certain and Net Firm Transfers Reserve Margin |  | 12.26% | 12.99% | 9.394% | 7.767% | 6.649% | 4.979% | 2.085% | 1.132% | -0.2274% | -1.685% | 2.3%
2021 | US | SERC | - | SERC-FP | % | Anticipated Reserve Margin |  | 12.75% | 19.32% | 19.56% | 18.77% | 18.62% | 21.38% | 19.24% | 18.22% | 16.89% | 15.28% | 20.21%
2021 | US | SERC | - | SERC-FP | % | Prospective Reserve Margin |  | 14.21% | 20.84% | 21.82% | 21.61% | 22.02% | 24.75% | 22.88% | 22.54% | 21.29% | 20.16% | 26.04%
2021 | US | SERC | - | SERC-FP | % | Reference Margin Level |  | 15% | 15% | 15% | 15% | 15% | 15% | 15% | 15% | 15% | 15% | 15%
2022 | US | MRO | - | SPP | MW | Energy Efficiency and Conservation |  | 144.442 | 224.728 | 304.906 | 376.485 | 434.967 | 487.45 | 526.036 | 562.124 | 589.615 | 613.919 | 634.527
2022 | US | MRO | - | SPP | MW | Total Installed Photovoltaic |  | 62.5 | 62.5 | 62.5 | 62.5 | 62.5 | 62.5 | 62.5 | 62.5 | 62.5 | 62.5 | 62.5
2022 | US | MRO | - | SPP | MW | Photovoltaic On-Peak |  | 30.24 | 30.26 | 30.28 | 30.3 | 30.32 | 30.34 | 30.36 | 30.38 | 30.4 | 30.42 | 30.42
2022 | US | MRO | - | SPP | MW | Total Internal Demand |  | 51495.32 | 52397.93 | 52999.15 | 53383.24 | 53997.55 | 54219.68 | 54451.61 | 54697.11 | 55640.77 | 55872.77 | 56160.74
2022 | US | MRO | - | SPP | MW | Controllable and Dispatchable Demand Response - Available |  | 437.7 | 730 | 775.5 | 822.7 | 901 | 943.1 | 989.6 | 1029.1 | 1039.6 | 1253.5 | 1262.5
2022 | US | MRO | - | SPP | MW | Net Internal Demand |  | 51057.62 | 51667.93 | 52223.65 | 52560.54 | 53096.55 | 53276.58 | 53462.01 | 53668.01 | 54601.17 | 54619.27 | 54898.24
2022 | US | MRO | - | SPP | MW | Behind the Meter Generation - Capacity |  | 0 | 0 | 0 | 0 | 0 | 0 | 0 | 0 | 0 | 0 | 0
2022 | US | MRO | - | SPP | MW | Other Capacity Adjustments - Additions |  | 0 | 14.2 | 69.9 | 207.2 | 439 | 444.2 | 443.8 | 445.4 | 440.4 | 434.6 | 428.5
2022 | US | MRO | - | SPP | MW | Other Capacity Adjustments - Reductions |  | 174.439 | 174.439 | 174.439 | 174.439 | 174.439 | 174.439 | 174.439 | 174.439 | 174.439 | 174.439 | 174.439
2022 | US | MRO | - | SPP | MW | Confirmed Retirements |  | 13 | 13 | 164 | 164 | 164 | 164 | 164 | 164 | 164 | 164.801 | 212.601
2022 | US | MRO | - | SPP | MW | Unconfirmed Retirements |  | 0 | 730.888 | 1759.488 | 1855.488 | 2208.488 | 2833.488 | 3022.488 | 3022.488 | 3022.488 | 3022.488 | 3022.488
2022 | US | MRO | - | SPP | MW | Scheduled Outages |  | 0 | 0 | 0 | 0 | 0 | 0 | 0 | 0 | 0 | 0 | 0
2022 | US | MRO | - | SPP | MW | Transmission Limitations |  | 0 | 0 | 0 | 0 | 0 | 0 | 0 | 0 | 0 | 0 | 0
2022 | US | MRO | - | SPP | MW | Existing-Certain |  | 70825.7916 | 70764.9916 | 70878.3916 | 71015.1916 | 71229.9916 | 71229.3916 | 71224.2916 | 71222.1916 | 71211.5916 | 71200.9916 | 71192.1916
2022 | US | MRO | - | SPP | MW | Existing-Other |  | 0 | 0 | 0 | 0 | 0 | 0 | 0 | 0 | 0 | 0 | 0
2022 | US | MRO | - | SPP | MW | Additions - Tier 1 |  | 2850 | 4902 | 7630 | 10880 | 10880 | 10880 | 10880 | 10880 | 10880 | 10880 | 10880
2022 | US | MRO | - | SPP | MW | Additions - Tier 2 |  | 200 | 575 | 1175 | 1175 | 1175 | 1175 | 1175 | 1175 | 1175 | 1175 | 1175
2022 | US | MRO | - | SPP | MW | Additions - Tier 3 |  | 2937 | 17985 | 25658 | 44484 | 48088 | 50588 | 50588 | 50588 | 50588 | 50588 | 50588
2022 | US | MRO | - | SPP | MW | Firm Imports |  | 1249.4866 | 1345.1866 | 1345.1866 | 1364.8866 | 1384.7866 | 1328.7866 | 1333.5866 | 1333.3866 | 1333.2866 | 1333.1866 | 1333.0866
2022 | US | MRO | - | SPP | MW | Firm Exports |  | 1654.113 | 1583.113 | 1558.113 | 1558.113 | 1558.113 | 1559.905 | 1489.905 | 1489.905 | 1489.905 | 1489.905 | 1489.905
2022 | US | MRO | - | SPP | MW | Net Firm Capacity Transfers |  | -404.6264 | -237.9264 | -212.9264 | -193.2264 | -173.3264 | -231.1184 | -156.3184 | -156.5184 | -156.6184 | -156.7184 | -156.8184
2022 | US | MRO | - | SPP | MW | Expected Imports |  | 0 | 0 | 0 | 0 | 0 | 0 | 0 | 0 | 0 | 0 | 0
2022 | US | MRO | - | SPP | MW | Expected Exports |  | 547 | 547 | 547 | 547 | 547 | 547 | 547 | 547 | 547 | 547 | 547
2022 | US | MRO | - | SPP | MW | Net Expected Transfers |  | -547 | -547 | -547 | -547 | -547 | -547 | -547 | -547 | -547 | -547 | -547
2022 | US | MRO | - | SPP | MW | Existing-Certain & Net Firm Transfers |  | 70421.1652 | 70527.0652 | 70665.4652 | 70821.9652 | 71056.6652 | 70998.2732 | 71067.9732 | 71065.6732 | 71054.9732 | 71044.2732 | 71035.3732
2022 | US | MRO | - | SPP | MW | Anticipated Resources |  | 73271.1652 | 75429.0652 | 78295.4652 | 81701.9652 | 81936.6652 | 81878.2732 | 81947.9732 | 81945.6732 | 81934.9732 | 81924.2732 | 81915.3732
2022 | US | MRO | - | SPP | MW | Prospective Resources |  | 72924.1652 | 74726.1772 | 77163.9772 | 80474.4772 | 80356.1772 | 79672.7852 | 79553.4852 | 79551.1852 | 79540.4852 | 79529.7852 | 79520.8852
2022 | US | MRO | - | SPP | MW | Existing-Certain and Net Firm Transfers Excess/Shortfall |  | 11194.326 | 10592.2664 | 10086.0312 | 9851.7388 | 9464.6672 | 9197.4404 | 9052.0416 | 8810.7816 | 7717.616 | 7685.92 | 7353.4148
2022 | US | MRO | - | SPP | MW | Anticipated Excess/Shortfall |  | 14044.326 | 15494.2664 | 17716.0312 | 20731.7388 | 20344.6672 | 20077.4404 | 19932.0416 | 19690.7816 | 18597.616 | 18565.92 | 18233.4148
2022 | US | MRO | - | SPP | MW | Prospective Excess/Shortfall |  | 13697.326 | 14791.3784 | 16584.5432 | 19504.2508 | 18764.1792 | 17871.9524 | 17537.5536 | 17296.2936 | 16203.128 | 16171.432 | 15838.9268
2022 | US | MRO | - | SPP | % | Existing-Certain and Net Firm Transfers Reserve Margin |  | 37.92% | 36.5% | 35.31% | 34.74% | 33.83% | 33.26% | 32.93% | 32.42% | 30.13% | 30.07% | 29.39%
2022 | US | MRO | - | SPP | % | Anticipated Reserve Margin |  | 43.51% | 45.99% | 49.92% | 55.44% | 54.32% | 53.69% | 53.28% | 52.69% | 50.06% | 49.99% | 49.21%
2022 | US | MRO | - | SPP | % | Prospective Reserve Margin |  | 42.83% | 44.63% | 47.76% | 53.11% | 51.34% | 49.55% | 48.8% | 48.23% | 45.68% | 45.61% | 44.85%
2022 | US | MRO | - | SPP | % | Reference Margin Level |  | 16% | 16% | 16% | 16% | 16% | 16% | 16% | 16% | 16% | 16% | 16%
2022 | US | TRE-ERCOT | - | TRE-ERCOT | MW | Energy Efficiency and Conservation |  | 2800.7 | 3262.3502 | 3681.1416 | 4098.8616 | 4516.5817 | 4934.3017 | 5352.0218 | 5769.7419 | 6187.4619 | 6605.182 | 7022.902
2022 | US | TRE-ERCOT | - | TRE-ERCOT | MW | Total Installed Photovoltaic |  | 1531.2369 | 2031.2369 | 2531.2369 | 3031.2369 | 3531.2369 | 4031.2369 | 4531.2369 | 5031.2369 | 5531.2369 | 6031.2369 | 6531.2369
2022 | US | TRE-ERCOT | - | TRE-ERCOT | MW | Photovoltaic On-Peak |  | 1382.1553 | 1560.0572 | 1716.8077 | 1858.2915 | 1999.0117 | 2139.1114 | 2276.0696 | 2407.3736 | 2530.2891 | 2651.171 | 2772.0529
2022 | US | TRE-ERCOT | - | TRE-ERCOT | MW | Total Internal Demand |  | 77732.7575 | 79328.6254 | 80553.6185 | 81581.3409 | 82605.7585 | 83398.0649 | 84146.1036 | 84878.1297 | 85569.3326 | 86233.2128 | 86863.3857
2022 | US | TRE-ERCOT | - | TRE-ERCOT | MW | Controllable and Dispatchable Demand Response - Available |  | 2749.7752 | 2749.7752 | 2749.7752 | 2749.7752 | 2749.7752 | 2749.7752 | 2749.7752 | 2749.7752 | 2749.7752 | 2749.7752 | 2749.7752
2022 | US | TRE-ERCOT | - | TRE-ERCOT | MW | Net Internal Demand |  | 74982.9823 | 76578.8502 | 77803.8434 | 78831.5658 | 79855.9833 | 80648.2898 | 81396.3284 | 82128.3546 | 82819.5574 | 83483.4376 | 84113.6105
2022 | US | TRE-ERCOT | - | TRE-ERCOT | MW | Behind the Meter Generation - Capacity |  | 4262 | 4262 | 4262 | 4262 | 4262 | 4257 | 4257 | 4257 | 4257 | 4257 | 4257
2022 | US | TRE-ERCOT | - | TRE-ERCOT | MW | Other Capacity Adjustments - Additions |  | 0 | 0 | 0 | 0 | 0 | 0 | 0 | 0 | 0 | 0 | 0
2022 | US | TRE-ERCOT | - | TRE-ERCOT | MW | Other Capacity Adjustments - Reductions |  | 0 | 0 | 0 | 0 | 0 | 0 | 0 | 0 | 0 | 0 | 0
2022 | US | TRE-ERCOT | - | TRE-ERCOT | MW | Confirmed Retirements |  | 16740.84 | 17896.21 | 18316.21 | 18316.21 | 18316.21 | 18316.21 | 18316.21 | 18316.21 | 18316.21 | 18316.21 | 18316.21
2022 | US | TRE-ERCOT | - | TRE-ERCOT | MW | Unconfirmed Retirements |  | 0 | 0 | 0 | 859 | 859 | 3039 | 3039 | 3039 | 3039 | 3039 | 3039
2022 | US | TRE-ERCOT | - | TRE-ERCOT | MW | Scheduled Outages |  | 0 | 0 | 0 | 0 | 0 | 0 | 0 | 0 | 0 | 0 | 0
2022 | US | TRE-ERCOT | - | TRE-ERCOT | MW | Transmission Limitations |  | 0 | 0 | 0 | 0 | 0 | 0 | 0 | 0 | 0 | 0 | 0
2022 | US | TRE-ERCOT | - | TRE-ERCOT | MW | Existing-Certain |  | 89789.8902 | 90538.8865 | 90538.8865 | 90538.8865 | 90538.8865 | 90533.8865 | 90533.8865 | 90533.8865 | 90533.8865 | 90533.8865 | 90533.8865
2022 | US | TRE-ERCOT | - | TRE-ERCOT | MW | Existing-Other |  | 0 | 0 | 0 | 0 | 0 | 0 | 0 | 0 | 0 | 0 | 0
2022 | US | TRE-ERCOT | - | TRE-ERCOT | MW | Additions - Tier 1 |  | 0 | 10730.2269 | 22306.6338 | 24322.7768 | 24484.7768 | 24484.7768 | 24484.7768 | 24484.7768 | 24484.7768 | 24484.7768 | 24484.7768
2022 | US | TRE-ERCOT | - | TRE-ERCOT | MW | Additions - Tier 2 |  | 0 | 7703.1116 | 31832.815 | 48480.2382 | 52080.5872 | 52080.5872 | 52080.5872 | 52080.5872 | 52080.5872 | 52080.5872 | 52080.5872
2022 | US | TRE-ERCOT | - | TRE-ERCOT | MW | Additions - Tier 3 |  | 0 | 1348 | 11760.4605 | 17778.5756 | 21499.2701 | 22519.6478 | 23191.2755 | 23191.2755 | 23191.2755 | 23191.2755 | 23191.2755
2022 | US | TRE-ERCOT | - | TRE-ERCOT | MW | Firm Imports |  | 50 | 50 | 50 | 50 | 50 | 50 | 50 | 50 | 50 | 50 | 50
2022 | US | TRE-ERCOT | - | TRE-ERCOT | MW | Firm Exports |  | 30 | 30 | 30 | 30 | 30 | 30 | 30 | 30 | 30 | 30 | 30
2022 | US | TRE-ERCOT | - | TRE-ERCOT | MW | Net Firm Capacity Transfers |  | 20 | 20 | 20 | 20 | 20 | 20 | 20 | 20 | 20 | 20 | 20
2022 | US | TRE-ERCOT | - | TRE-ERCOT | MW | Expected Imports |  | 575 | 575 | 575 | 575 | 575 | 575 | 575 | 575 | 575 | 575 | 575
2022 | US | TRE-ERCOT | - | TRE-ERCOT | MW | Expected Exports |  | 0 | 0 | 0 | 0 | 0 | 0 | 0 | 0 | 0 | 0 | 0
2022 | US | TRE-ERCOT | - | TRE-ERCOT | MW | Net Expected Transfers |  | 575 | 575 | 575 | 575 | 575 | 575 | 575 | 575 | 575 | 575 | 575
2022 | US | TRE-ERCOT | - | TRE-ERCOT | MW | Existing-Certain & Net Firm Transfers |  | 89809.8902 | 90558.8865 | 90558.8865 | 90558.8865 | 90558.8865 | 90553.8865 | 90553.8865 | 90553.8865 | 90553.8865 | 90553.8865 | 90553.8865
2022 | US | TRE-ERCOT | - | TRE-ERCOT | MW | Anticipated Resources |  | 89809.8902 | 101289.1134 | 112865.5203 | 114881.6633 | 115043.6633 | 115038.6633 | 115038.6633 | 115038.6633 | 115038.6633 | 115038.6633 | 115038.6633
2022 | US | TRE-ERCOT | - | TRE-ERCOT | MW | Prospective Resources |  | 90384.8902 | 109567.225 | 145273.3353 | 163077.9015 | 166840.2505 | 164655.2505 | 164655.2505 | 164655.2505 | 164655.2505 | 164655.2505 | 164655.2505
2022 | US | TRE-ERCOT | - | TRE-ERCOT | MW | Existing-Certain and Net Firm Transfers Excess/Shortfall |  | 4516.7478 | 3450.4444 | 2057.0147 | 887.9805 | -277.2945 | -1183.5431 | -2034.437 | -2867.1168 | -3653.36 | -4408.5238 | -5125.3455
2022 | US | TRE-ERCOT | - | TRE-ERCOT | MW | Anticipated Excess/Shortfall |  | 4516.7478 | 14180.6713 | 24363.6485 | 25210.7573 | 24207.4823 | 23301.2337 | 22450.3398 | 21617.66 | 20831.4168 | 20076.253 | 19359.4313
2022 | US | TRE-ERCOT | - | TRE-ERCOT | MW | Prospective Excess/Shortfall |  | 5091.7478 | 22458.7829 | 56771.4635 | 73406.9955 | 76004.0695 | 72917.8209 | 72066.927 | 71234.2472 | 70448.004 | 69692.8402 | 68976.0185
2022 | US | TRE-ERCOT | - | TRE-ERCOT | % | Existing-Certain and Net Firm Transfers Reserve Margin |  | 19.77% | 18.26% | 16.39% | 14.88% | 13.4% | 12.28% | 11.25% | 10.26% | 9.339% | 8.469% | 7.657%
2022 | US | TRE-ERCOT | - | TRE-ERCOT | % | Anticipated Reserve Margin |  | 19.77% | 32.27% | 45.06% | 45.73% | 44.06% | 42.64% | 41.33% | 40.07% | 38.9% | 37.8% | 36.77%
2022 | US | TRE-ERCOT | - | TRE-ERCOT | % | Prospective Reserve Margin |  | 20.54% | 43.08% | 86.72% | 106.9% | 108.9% | 104.2% | 102.3% | 100.5% | 98.81% | 97.23% | 95.75%
2022 | US | TRE-ERCOT | - | TRE-ERCOT | % | Reference Margin Level |  | 13.75% | 13.75% | 13.75% | 13.75% | 13.75% | 13.75% | 13.75% | 13.75% | 13.75% | 13.75% | 13.75%
2022 | CA | MRO | - | MRO-Manitoba Hydro | MW | Energy Efficiency and Conservation |  | 258.0457 | 293.8773 | 333.3465 | 373.4956 | 413.768 | 292.6283 | 334.1015 | 374.4 | 414.0562 | 452.4907 | 493.361
2022 | CA | MRO | - | MRO-Manitoba Hydro | MW | Total Installed Photovoltaic |  | 37.6 | 39.8 | 42 | 44.2878 | 47.048 | 50.3762 | 54.3871 | 59.2172 | 65.0288 | 72.0141 | 80.4
2022 | CA | MRO | - | MRO-Manitoba Hydro | MW | Photovoltaic On-Peak |  | 11.468 | 11.94 | 12.39 | 12.8435 | 13.4087 | 14.1053 | 14.9565 | 15.9887 | 17.2326 | 18.7237 | 20.5
2022 | CA | MRO | - | MRO-Manitoba Hydro | MW | Total Internal Demand |  | 3059 | 3058 | 3050.3948 | 2969.947 | 2973.8326 | 3132.3156 | 3131.5193 | 3144.5583 | 3138.089 | 3169.8334 | 3216.165
2022 | CA | MRO | - | MRO-Manitoba Hydro | MW | Controllable and Dispatchable Demand Response - Available |  | 0 | 0 | 0 | 0 | 0 | 0 | 0 | 0 | 0 | 0 | 0
2022 | CA | MRO | - | MRO-Manitoba Hydro | MW | Net Internal Demand |  | 3059 | 3058 | 3050.3948 | 2969.947 | 2973.8326 | 3132.3156 | 3131.5193 | 3144.5583 | 3138.089 | 3169.8334 | 3216.165
2022 | CA | MRO | - | MRO-Manitoba Hydro | MW | Behind the Meter Generation - Capacity |  | 0 | 0 | 0 | 0 | 0 | 0 | 0 | 0 | 0 | 0 | 0
2022 | CA | MRO | - | MRO-Manitoba Hydro | MW | Other Capacity Adjustments - Additions |  | 0 | 0 | 0 | 0 | 0 | 0 | 0 | 0 | 0 | 0 | 0
2022 | CA | MRO | - | MRO-Manitoba Hydro | MW | Other Capacity Adjustments - Reductions |  | 0 | 0 | 0 | 0 | 0 | 0 | 0 | 0 | 0 | 0 | 0
2022 | CA | MRO | - | MRO-Manitoba Hydro | MW | Confirmed Retirements |  | 0 | 0 | 0 | 0 | 0 | 0 | 0 | 0 | 0 | 0 | 0
2022 | CA | MRO | - | MRO-Manitoba Hydro | MW | Unconfirmed Retirements |  | 0 | 0 | 0 | 0 | 0 | 0 | 0 | 0 | 0 | 0 | 0
2022 | CA | MRO | - | MRO-Manitoba Hydro | MW | Scheduled Outages |  | 285 | 285 | 285 | 400 | 600 | 400 | 400 | 400 | 400 | 400 | 400
2022 | CA | MRO | - | MRO-Manitoba Hydro | MW | Transmission Limitations |  | 0 | 0 | 0 | 0 | 0 | 0 | 0 | 0 | 0 | 0 | 0
2022 | CA | MRO | - | MRO-Manitoba Hydro | MW | Existing-Certain |  | 5522.6688 | 5522.6688 | 5522.6688 | 5407.6688 | 5191.3204 | 5391.3204 | 5391.3204 | 5372.9103 | 5372.9103 | 5372.9103 | 5372.9103
2022 | CA | MRO | - | MRO-Manitoba Hydro | MW | Existing-Other |  | 30.2473 | 30.2473 | 30.2473 | 30.2473 | 30.2473 | 30.2473 | 30.2473 | 30.2473 | 30.2473 | 30.2473 | 30.2473
2022 | CA | MRO | - | MRO-Manitoba Hydro | MW | Additions - Tier 1 |  | 206 | 286.2839 | 286.2839 | 286.2839 | 286.2839 | 348.2839 | 348.2839 | 344.6814 | 344.6814 | 344.6814 | 344.6814
2022 | CA | MRO | - | MRO-Manitoba Hydro | MW | Additions - Tier 2 |  | 0 | 0 | 0 | 0 | 0 | 0 | 0 | 0 | 0 | 0 | 0
2022 | CA | MRO | - | MRO-Manitoba Hydro | MW | Additions - Tier 3 |  | 0 | 0 | 0 | 0 | 0 | 0 | 0 | 0 | 0 | 0 | 0
2022 | CA | MRO | - | MRO-Manitoba Hydro | MW | Firm Imports |  | 0 | 0 | 0 | 0 | 0 | 0 | 0 | 0 | 0 | 0 | 0
2022 | CA | MRO | - | MRO-Manitoba Hydro | MW | Firm Exports |  | 1816.0626 | 1871.8418 | 1876.9127 | 1087.4085 | 1087.4085 | 942.4794 | 866.4168 | 871.4876 | 565 | 565 | 565
2022 | CA | MRO | - | MRO-Manitoba Hydro | MW | Net Firm Capacity Transfers |  | -1816.0626 | -1871.8418 | -1876.9127 | -1087.4085 | -1087.4085 | -942.4794 | -866.4168 | -871.4876 | -565 | -565 | -565
2022 | CA | MRO | - | MRO-Manitoba Hydro | MW | Expected Imports |  | 0 | 0 | 0 | 0 | 0 | 0 | 0 | 0 | 0 | 0 | 0
2022 | CA | MRO | - | MRO-Manitoba Hydro | MW | Expected Exports |  | 0 | 0 | 0 | 0 | 0 | 0 | 0 | 0 | 0 | 0 | 0
2022 | CA | MRO | - | MRO-Manitoba Hydro | MW | Net Expected Transfers |  | 0 | 0 | 0 | 0 | 0 | 0 | 0 | 0 | 0 | 0 | 0
2022 | CA | MRO | - | MRO-Manitoba Hydro | MW | Existing-Certain & Net Firm Transfers |  | 3706.6062 | 3650.827 | 3645.7562 | 4320.2603 | 4103.9119 | 4448.841 | 4524.9036 | 4501.4227 | 4807.9103 | 4807.9103 | 4807.9103
2022 | CA | MRO | - | MRO-Manitoba Hydro | MW | Anticipated Resources |  | 3912.6062 | 3937.1109 | 3932.0401 | 4606.5442 | 4390.1958 | 4797.125 | 4873.1876 | 4846.1041 | 5152.5917 | 5152.5917 | 5152.5917
2022 | CA | MRO | - | MRO-Manitoba Hydro | MW | Prospective Resources |  | 3942.8535 | 3967.3582 | 3962.2873 | 4636.7915 | 4420.4431 | 4827.3722 | 4903.4348 | 4876.3514 | 5182.839 | 5182.839 | 5182.839
2022 | CA | MRO | - | MRO-Manitoba Hydro | MW | Existing-Certain and Net Firm Transfers Excess/Shortfall |  | 280.5262 | 225.867 | 229.3139 | 993.9196 | 773.2194 | 940.6476 | 1017.602 | 979.5174 | 1293.2506 | 1257.6969 | 1205.8055
2022 | CA | MRO | - | MRO-Manitoba Hydro | MW | Anticipated Excess/Shortfall |  | 486.5262 | 512.1509 | 515.5979 | 1280.2035 | 1059.5033 | 1288.9316 | 1365.886 | 1324.1988 | 1637.932 | 1602.3783 | 1550.4869
2022 | CA | MRO | - | MRO-Manitoba Hydro | MW | Prospective Excess/Shortfall |  | 516.7735 | 542.3982 | 545.8451 | 1310.4508 | 1089.7506 | 1319.1788 | 1396.1332 | 1354.4461 | 1668.1793 | 1632.6255 | 1580.7342
2022 | CA | MRO | - | MRO-Manitoba Hydro | % | Existing-Certain and Net Firm Transfers Reserve Margin |  | 21.17% | 19.39% | 19.52% | 45.47% | 38% | 42.03% | 44.5% | 43.15% | 53.21% | 51.68% | 49.49%
2022 | CA | MRO | - | MRO-Manitoba Hydro | % | Anticipated Reserve Margin |  | 27.9% | 28.75% | 28.9% | 55.11% | 47.63% | 53.15% | 55.62% | 54.11% | 64.2% | 62.55% | 60.21%
2022 | CA | MRO | - | MRO-Manitoba Hydro | % | Prospective Reserve Margin |  | 28.89% | 29.74% | 29.89% | 56.12% | 48.64% | 54.12% | 56.58% | 55.07% | 65.16% | 63.51% | 61.15%
2022 | CA | MRO | - | MRO-Manitoba Hydro | % | Reference Margin Level |  | 12% | 12% | 12% | 12% | 12% | 12% | 12% | 12% | 12% | 12% | 12%
2022 | CA | NPCC | - | NPCC-Maritimes | MW | Energy Efficiency and Conservation |  | 22.9602 | 40.1902 | 57.157 | 74.3907 | 90.7173 | 107.1735 | 124.4325 | 140.3259 | 155.7895 | 171.0414 | 186.0467
2022 | CA | NPCC | - | NPCC-Maritimes | MW | Total Installed Photovoltaic |  | 69.7667 | 90.6725 | 109.1648 | 126.1034 | 145.834 | 169.9836 | 198.1331 | 231.0043 | 268.8934 | 302.9176 | 326.9927
2022 | CA | NPCC | - | NPCC-Maritimes | MW | Photovoltaic On-Peak |  | 8.33 | 10.8765 | 13.0653 | 15.0962 | 17.4577 | 20.4039 | 23.7569 | 27.765 | 32.2202 | 36.3555 | 39.2155
2022 | CA | NPCC | - | NPCC-Maritimes | MW | Total Internal Demand |  | 3361.5383 | 3361.5383 | 3499.935 | 3518.4978 | 3547.9036 | 3566.4135 | 3584.3887 | 3602.8749 | 3629.0726 | 3655.0412 | 3686.0506
2022 | CA | NPCC | - | NPCC-Maritimes | MW | Controllable and Dispatchable Demand Response - Available |  | 368.1623 | 368.8988 | 375.3548 | 376.2218 | 377.119 | 377.119 | 376.7884 | 376.5952 | 376.4009 | 376.2173 | 376.0411
2022 | CA | NPCC | - | NPCC-Maritimes | MW | Net Internal Demand |  | 2993.376 | 2992.6395 | 3124.5802 | 3142.2761 | 3170.7846 | 3189.2944 | 3207.6003 | 3226.2798 | 3252.6717 | 3278.8239 | 3310.0095
2022 | CA | NPCC | - | NPCC-Maritimes | MW | Behind the Meter Generation - Capacity |  | 0 | 0 | 0 | 0 | 0 | 0 | 0 | 0 | 0 | 0 | 0
2022 | CA | NPCC | - | NPCC-Maritimes | MW | Other Capacity Adjustments - Additions |  | 0 | 0 | 0 | 0 | 0 | 0 | 0 | 0 | 0 | 0 | 0
2022 | CA | NPCC | - | NPCC-Maritimes | MW | Other Capacity Adjustments - Reductions |  | 0 | 0 | 0 | 0 | 0 | 0 | 0 | 0 | 0 | 0 | 0
2022 | CA | NPCC | - | NPCC-Maritimes | MW | Confirmed Retirements |  | 84.3 | 84.3 | 122.3 | 122.3 | 125.636 | 125.636 | 125.636 | 125.636 | 125.636 | 125.636 | 125.636
2022 | CA | NPCC | - | NPCC-Maritimes | MW | Unconfirmed Retirements |  | 0 | 141 | 141 | 375 | 375 | 375 | 375 | 375 | 375 | 375 | 375
2022 | CA | NPCC | - | NPCC-Maritimes | MW | Scheduled Outages |  | 750 | 750 | 750 | 750 | 750 | 750 | 750 | 750 | 750 | 750 | 750
2022 | CA | NPCC | - | NPCC-Maritimes | MW | Transmission Limitations |  | 0 | 0 | 0 | 0 | 0 | 0 | 0 | 0 | 0 | 0 | 0
2022 | CA | NPCC | - | NPCC-Maritimes | MW | Existing-Certain |  | 5478.27 | 5523.7584 | 5534.4224 | 5534.4224 | 5542.4224 | 5432.4224 | 5432.4224 | 5432.4224 | 5432.4224 | 5432.4224 | 5435.5224
2022 | CA | NPCC | - | NPCC-Maritimes | MW | Existing-Other |  | 0 | 0 | 0 | 0 | 0 | 0 | 0 | 0 | 0 | 0 | 0
2022 | CA | NPCC | - | NPCC-Maritimes | MW | Additions - Tier 1 |  | 6.5 | 17.127 | 27.127 | 52.127 | 52.127 | 52.127 | 52.127 | 52.127 | 52.127 | 52.127 | 52.127
2022 | CA | NPCC | - | NPCC-Maritimes | MW | Additions - Tier 2 |  | 0 | 4.03 | 4.03 | 253.03 | 253.03 | 253.03 | 253.03 | 253.03 | 253.03 | 253.03 | 253.03
2022 | CA | NPCC | - | NPCC-Maritimes | MW | Additions - Tier 3 |  | 0 | 0 | 4.5 | 20.5 | 216.5 | 276.5 | 476.5 | 544 | 744 | 794 | 794
2022 | CA | NPCC | - | NPCC-Maritimes | MW | Firm Imports |  | 153 | 153 | 153 | 153 | 153 | 153 | 153 | 153 | 153 | 153 | 153
2022 | CA | NPCC | - | NPCC-Maritimes | MW | Firm Exports |  | 149 | 72 | 90 | 122 | 0 | 0 | 0 | 0 | 0 | 0 | 0
2022 | CA | NPCC | - | NPCC-Maritimes | MW | Net Firm Capacity Transfers |  | 4 | 81 | 63 | 31 | 153 | 153 | 153 | 153 | 153 | 153 | 153
2022 | CA | NPCC | - | NPCC-Maritimes | MW | Expected Imports |  | 0 | 0 | 85 | 85 | 85 | 85 | 85 | 85 | 85 | 85 | 85
2022 | CA | NPCC | - | NPCC-Maritimes | MW | Expected Exports |  | 0 | 0 | 0 | 0 | 0 | 0 | 0 | 0 | 0 | 0 | 0
2022 | CA | NPCC | - | NPCC-Maritimes | MW | Net Expected Transfers |  | 0 | 0 | 85 | 85 | 85 | 85 | 85 | 85 | 85 | 85 | 85
2022 | CA | NPCC | - | NPCC-Maritimes | MW | Existing-Certain & Net Firm Transfers |  | 5482.27 | 5604.7584 | 5597.4224 | 5565.4224 | 5695.4224 | 5585.4224 | 5585.4224 | 5585.4224 | 5585.4224 | 5585.4224 | 5588.5224
2022 | CA | NPCC | - | NPCC-Maritimes | MW | Anticipated Resources |  | 5488.77 | 5621.8854 | 5624.5494 | 5617.5494 | 5747.5494 | 5637.5494 | 5637.5494 | 5637.5494 | 5637.5494 | 5637.5494 | 5640.6494
2022 | CA | NPCC | - | NPCC-Maritimes | MW | Prospective Resources |  | 5488.77 | 5484.9154 | 5572.5794 | 5580.5794 | 5710.5794 | 5600.5794 | 5600.5794 | 5600.5794 | 5600.5794 | 5600.5794 | 5603.6794
2022 | CA | NPCC | - | NPCC-Maritimes | MW | Existing-Certain and Net Firm Transfers Excess/Shortfall |  | 1890.2188 | 2013.5911 | 1847.9262 | 1794.6912 | 1890.4809 | 1758.2691 | 1736.302 | 1713.8867 | 1682.2164 | 1650.8338 | 1616.511
2022 | CA | NPCC | - | NPCC-Maritimes | MW | Anticipated Excess/Shortfall |  | 1896.7188 | 2030.7181 | 1875.0532 | 1846.8182 | 1942.6079 | 1810.3961 | 1788.429 | 1766.0137 | 1734.3434 | 1702.9608 | 1668.638
2022 | CA | NPCC | - | NPCC-Maritimes | MW | Prospective Excess/Shortfall |  | 1896.7188 | 1893.7481 | 1823.0832 | 1809.8482 | 1905.6379 | 1773.4261 | 1751.459 | 1729.0437 | 1697.3734 | 1665.9908 | 1631.668
2022 | CA | NPCC | - | NPCC-Maritimes | % | Existing-Certain and Net Firm Transfers Reserve Margin |  | 83.15% | 87.28% | 79.14% | 77.11% | 79.62% | 75.13% | 74.13% | 73.12% | 71.72% | 70.35% | 68.84%
2022 | CA | NPCC | - | NPCC-Maritimes | % | Anticipated Reserve Margin |  | 83.36% | 87.86% | 80.01% | 78.77% | 81.27% | 76.76% | 75.76% | 74.74% | 73.32% | 71.94% | 70.41%
2022 | CA | NPCC | - | NPCC-Maritimes | % | Prospective Reserve Margin |  | 83.36% | 83.28% | 78.35% | 77.6% | 80.1% | 75.61% | 74.6% | 73.59% | 72.18% | 70.81% | 69.29%
2022 | CA | NPCC | - | NPCC-Maritimes | % | Reference Margin Level |  | 20% | 20% | 20% | 20% | 20% | 20% | 20% | 20% | 20% | 20% | 20%
2022 | US | MRO | - | MRO-MISO | MW | Energy Efficiency and Conservation |  | 0 | 0 | 0 | 0 | 0 | 0 | 0 | 0 | 0 | 0 | 0
2022 | US | MRO | - | MRO-MISO | MW | Total Installed Photovoltaic |  | 861 | 861 | 861 | 861 | 861 | 861 | 861 | 861 | 861 | 861 | 861
2022 | US | MRO | - | MRO-MISO | MW | Photovoltaic On-Peak |  | 430.5 | 430.5 | 430.5 | 430.5 | 430.5 | 430.5 | 430.5 | 430.5 | 430.5 | 430.5 | 430.5
2022 | US | MRO | - | MRO-MISO | MW | Total Internal Demand |  | 124019.1634 | 124950.0893 | 126090.8305 | 126211.5764 | 126297.8097 | 126630.8223 | 126964.9885 | 127239.9354 | 127652.4518 | 128319.7267 | 128317.1174
2022 | US | MRO | - | MRO-MISO | MW | Controllable and Dispatchable Demand Response - Available |  | 6158.3148 | 6158.3148 | 6188.6252 | 6115.623 | 6129.532 | 6131.0596 | 6051.1431 | 6052.3491 | 6053.8766 | 6050.2587 | 6016.6363
2022 | US | MRO | - | MRO-MISO | MW | Net Internal Demand |  | 117860.8486 | 118791.7745 | 119902.2053 | 120095.9534 | 120168.2777 | 120499.7627 | 120913.8454 | 121187.5863 | 121598.5752 | 122269.4681 | 122300.481
2022 | US | MRO | - | MRO-MISO | MW | Behind the Meter Generation - Capacity |  | 4266 | 4446.6 | 4609.6 | 4806.7 | 4808 | 4793.9 | 4793.1 | 4793.1 | 4793.1 | 4793.1 | 4895.3333
2022 | US | MRO | - | MRO-MISO | MW | Other Capacity Adjustments - Additions |  | 0 | 0 | 0 | 0 | 0 | 0 | 0 | 0 | 0 | 0 | 0
2022 | US | MRO | - | MRO-MISO | MW | Other Capacity Adjustments - Reductions |  | 0 | 0 | 0 | 0 | 0 | 0 | 0 | 0 | 0 | 0 | 0
2022 | US | MRO | - | MRO-MISO | MW | Confirmed Retirements |  | 0 | 0 | 0 | 0 | 2522.4 | 5841.7 | 9184.4 | 12949.5 | 15525.1 | 18995.3 | 21616.6
2022 | US | MRO | - | MRO-MISO | MW | Unconfirmed Retirements |  | 0 | 0 | 1372.1 | 3359.8 | 4352.7 | 4352.7 | 4960 | 4960 | 4786.4 | 4786.4 | 4786.4
2022 | US | MRO | - | MRO-MISO | MW | Scheduled Outages |  | 0 | 0 | 0 | 0 | 0 | 0 | 0 | 0 | 0 | 0 | 0
2022 | US | MRO | - | MRO-MISO | MW | Transmission Limitations |  | 4266 | 3701.9274 | 4672.3665 | 3836.4614 | 2999.8709 | 1704.0582 | 0 | 0 | 0 | 0 | 0
2022 | US | MRO | - | MRO-MISO | MW | Existing-Certain |  | 129199.9684 | 129944.641 | 125908.4019 | 123586.407 | 121805.0975 | 119322.8102 | 118440.8684 | 114994.9684 | 112372.6684 | 110946.9684 | 111049.2017
2022 | US | MRO | - | MRO-MISO | MW | Existing-Other |  | 0 | 0 | 0 | 0 | 0 | 0 | 0 | 0 | 0 | 0 | 0
2022 | US | MRO | - | MRO-MISO | MW | Additions - Tier 1 |  | 0 | 6604.8282 | 8252.9773 | 8311.0093 | 8311.0093 | 8311.0093 | 8311.0093 | 8311.0093 | 8311.0093 | 8311.0093 | 8311.0093
2022 | US | MRO | - | MRO-MISO | MW | Additions - Tier 2 |  | 0 | 2322.0597 | 30795.8059 | 35517.0559 | 76576.1249 | 78070.5749 | 78095.5749 | 78095.5749 | 78095.5749 | 78095.5749 | 78095.5749
2022 | US | MRO | - | MRO-MISO | MW | Additions - Tier 3 |  | 0 | 2193.4 | 3503.608 | 5501.108 | 6055.108 | 8581.408 | 9331.008 | 10538.208 | 11620.808 | 12225.908 | 12409.108
2022 | US | MRO | - | MRO-MISO | MW | Firm Imports |  | 3625 | 3690.8 | 3695.8 | 2864.8 | 2864.8 | 2761.1 | 2690.6 | 2695.6 | 2590.6 | 2590.6 | 2252.55
2022 | US | MRO | - | MRO-MISO | MW | Firm Exports |  | 2097.9 | 2097.9 | 2097.9 | 2097.9 | 2097.9 | 2097.9 | 2097.9 | 2097.9 | 2097.9 | 2097.9 | 2097.9
2022 | US | MRO | - | MRO-MISO | MW | Net Firm Capacity Transfers |  | 1527.1 | 1592.9 | 1597.9 | 766.9 | 766.9 | 663.2 | 592.7 | 597.7 | 492.7 | 492.7 | 154.65
2022 | US | MRO | - | MRO-MISO | MW | Expected Imports |  | 0 | 0 | 0 | 0 | 0 | 0 | 0 | 0 | 0 | 0 | 0
2022 | US | MRO | - | MRO-MISO | MW | Expected Exports |  | 0 | 0 | 0 | 0 | 0 | 0 | 0 | 0 | 0 | 0 | 0
2022 | US | MRO | - | MRO-MISO | MW | Net Expected Transfers |  | 0 | 0 | 0 | 0 | 0 | 0 | 0 | 0 | 0 | 0 | 0
2022 | US | MRO | - | MRO-MISO | MW | Existing-Certain & Net Firm Transfers |  | 130727.0684 | 131537.541 | 127506.3019 | 124353.307 | 122571.9975 | 119986.0102 | 119033.5684 | 115592.6684 | 112865.3684 | 111439.6684 | 111203.8517
2022 | US | MRO | - | MRO-MISO | MW | Anticipated Resources |  | 130727.0684 | 138142.3692 | 135759.2792 | 132664.3163 | 130883.0068 | 128297.0195 | 127344.5777 | 123903.6777 | 121176.3777 | 119750.6777 | 119514.861
2022 | US | MRO | - | MRO-MISO | MW | Prospective Resources |  | 130727.0684 | 140464.4289 | 165182.9851 | 164821.5722 | 203106.4318 | 202014.8945 | 200480.1527 | 197039.2527 | 194485.5527 | 193059.8527 | 192824.036
2022 | US | MRO | - | MRO-MISO | MW | Existing-Certain and Net Firm Transfers Excess/Shortfall |  | -8230.8721 | -7924.0023 | -12779.2782 | -15558.4787 | -17784.5508 | -20998.7122 | -21831.0615 | -25348.4945 | -28310.5774 | -30270.6451 | -31765.4106
2022 | US | MRO | - | MRO-MISO | MW | Anticipated Excess/Shortfall |  | -8230.8721 | -1319.1741 | -4526.3009 | -7247.4694 | -9473.5415 | -12687.7029 | -13520.0522 | -17037.4852 | -19999.5681 | -21959.6358 | -23454.4013
2022 | US | MRO | - | MRO-MISO | MW | Prospective Excess/Shortfall |  | -8230.8721 | 1002.8856 | 24897.4049 | 24909.7865 | 62749.8834 | 61030.1721 | 59615.5227 | 56098.0898 | 53309.6069 | 51349.5392 | 49854.7736
2022 | US | MRO | - | MRO-MISO | % | Existing-Certain and Net Firm Transfers Reserve Margin |  | 10.92% | 10.73% | 6.342% | 3.545% | 2% | -0.4264% | -1.555% | -4.617% | -7.182% | -8.857% | -9.073%
2022 | US | MRO | - | MRO-MISO | % | Anticipated Reserve Margin |  | 10.92% | 16.29% | 13.23% | 10.47% | 8.916% | 6.471% | 5.318% | 2.241% | -0.3472% | -2.06% | -2.278%
2022 | US | MRO | - | MRO-MISO | % | Prospective Reserve Margin |  | 10.92% | 18.24% | 37.76% | 37.24% | 69.02% | 67.65% | 65.8% | 62.59% | 59.94% | 57.9% | 57.66%
2022 | US | MRO | - | MRO-MISO | % | Reference Margin Level |  | 17.9% | 17.4% | 17% | 16.5% | 16.8% | 17% | 16.5% | 16.3% | 16.1% | 15.9% | 16.9%
2022 | CA | MRO | - | MRO-SaskPower | MW | Energy Efficiency and Conservation |  | 0 | 0 | 0 | 0 | 0 | 0 | 0 | 0 | 0 | 0 | 0
2022 | CA | MRO | - | MRO-SaskPower | MW | Total Installed Photovoltaic |  | 36 | 39 | 42 | 45 | 48 | 51 | 51 | 51 | 51 | 51 | 51
2022 | CA | MRO | - | MRO-SaskPower | MW | Photovoltaic On-Peak |  | 0 | 0 | 0 | 0 | 0 | 0 | 0 | 0 | 0 | 0 | 0
2022 | CA | MRO | - | MRO-SaskPower | MW | Total Internal Demand |  | 3500 | 3521 | 3543 | 3626 | 3648 | 3703 | 3755 | 3797 | 3822 | 3848 | 3868
2022 | CA | MRO | - | MRO-SaskPower | MW | Controllable and Dispatchable Demand Response - Available |  | 67 | 67 | 67 | 67 | 67 | 67 | 67 | 67 | 67 | 67 | 67
2022 | CA | MRO | - | MRO-SaskPower | MW | Net Internal Demand |  | 3433 | 3454 | 3476 | 3559 | 3581 | 3636 | 3688 | 3730 | 3755 | 3781 | 3801
2022 | CA | MRO | - | MRO-SaskPower | MW | Behind the Meter Generation - Capacity |  | 0 | 0 | 0 | 0 | 0 | 0 | 0 | 0 | 0 | 0 | 0
2022 | CA | MRO | - | MRO-SaskPower | MW | Other Capacity Adjustments - Additions |  | 0 | 0 | 0 | 0 | 0 | 0 | 0 | 0 | 0 | 0 | 0
2022 | CA | MRO | - | MRO-SaskPower | MW | Other Capacity Adjustments - Reductions |  | 0 | 0 | 0 | 0 | 0 | 0 | 0 | 0 | 0 | 0 | 0
2022 | CA | MRO | - | MRO-SaskPower | MW | Confirmed Retirements |  | 0 | 0 | 1.12 | 96.12 | 96.12 | 267.32 | 267.32 | 271.22 | 280.08 | 283.98 | 283.98
2022 | CA | MRO | - | MRO-SaskPower | MW | Unconfirmed Retirements |  | 0 | 0 | 0 | 0 | 0 | 0 | 300 | 360 | 1260 | 1260 | 1274.94
2022 | CA | MRO | - | MRO-SaskPower | MW | Scheduled Outages |  | 60.4941 | 19.7445 | 19.1556 | 13.3516 | 12.1887 | 12.7677 | 45.9506 | 15.0839 | 11.8027 | 0 | 33.7619
2022 | CA | MRO | - | MRO-SaskPower | MW | Transmission Limitations |  | 0 | 0 | 0 | 0 | 0 | 0 | 0 | 0 | 0 | 0 | 0
2022 | CA | MRO | - | MRO-SaskPower | MW | Existing-Certain |  | 4101.4659 | 4046.0955 | 4046.6844 | 3819.3884 | 3882.4513 | 3877.9723 | 3843.7294 | 3862.8961 | 3866.1773 | 3877.98 | 3844.2181
2022 | CA | MRO | - | MRO-SaskPower | MW | Existing-Other |  | 0 | 0 | 0 | 0 | 0 | 0 | 0 | 0 | 0 | 0 | 0
2022 | CA | MRO | - | MRO-SaskPower | MW | Additions - Tier 1 |  | 0 | 0 | 367 | 400.2 | 433.4 | 433.4 | 433.4 | 433.4 | 433.4 | 433.4 | 433.4
2022 | CA | MRO | - | MRO-SaskPower | MW | Additions - Tier 2 |  | 0 | 0 | 0 | 0 | 0 | 191 | 224.2 | 415.2 | 1144.2 | 1144.2 | 1144.2
2022 | CA | MRO | - | MRO-SaskPower | MW | Additions - Tier 3 |  | 0 | 0 | 0 | 0 | 0 | 0 | 0 | 0 | 0 | 0 | 0
2022 | CA | MRO | - | MRO-SaskPower | MW | Firm Imports |  | 290 | 290 | 290 | 290 | 290 | 290 | 290 | 290 | 290 | 290 | 290
2022 | CA | MRO | - | MRO-SaskPower | MW | Firm Exports |  | 0 | 0 | 0 | 0 | 0 | 0 | 0 | 0 | 0 | 0 | 0
2022 | CA | MRO | - | MRO-SaskPower | MW | Net Firm Capacity Transfers |  | 290 | 290 | 290 | 290 | 290 | 290 | 290 | 290 | 290 | 290 | 290
2022 | CA | MRO | - | MRO-SaskPower | MW | Expected Imports |  | 0 | 0 | 0 | 0 | 0 | 0 | 0 | 0 | 0 | 0 | 0
2022 | CA | MRO | - | MRO-SaskPower | MW | Expected Exports |  | 0 | 0 | 0 | 0 | 0 | 0 | 0 | 0 | 0 | 0 | 0
2022 | CA | MRO | - | MRO-SaskPower | MW | Net Expected Transfers |  | 0 | 0 | 0 | 0 | 0 | 0 | 0 | 0 | 0 | 0 | 0
2022 | CA | MRO | - | MRO-SaskPower | MW | Existing-Certain & Net Firm Transfers |  | 4391.4659 | 4336.0955 | 4336.6844 | 4109.3884 | 4172.4513 | 4167.9723 | 4133.7294 | 4152.8961 | 4156.1773 | 4167.98 | 4134.2181
2022 | CA | MRO | - | MRO-SaskPower | MW | Anticipated Resources |  | 4391.4659 | 4336.0955 | 4703.6844 | 4509.5884 | 4605.8513 | 4601.3723 | 4567.1294 | 4586.2961 | 4589.5773 | 4601.38 | 4567.6181
2022 | CA | MRO | - | MRO-SaskPower | MW | Prospective Resources |  | 4391.4659 | 4336.0955 | 4703.6844 | 4509.5884 | 4605.8513 | 4792.3723 | 4491.3294 | 4641.4961 | 4473.7773 | 4485.58 | 4436.8781
2022 | CA | MRO | - | MRO-SaskPower | MW | Existing-Certain and Net Firm Transfers Excess/Shortfall |  | 443.5159 | 363.9955 | 339.2844 | 16.5384 | 54.3013 | -13.4277 | -107.4706 | -136.6039 | -162.0727 | -180.17 | -236.9319
2022 | CA | MRO | - | MRO-SaskPower | MW | Anticipated Excess/Shortfall |  | 443.5159 | 363.9955 | 706.2844 | 416.7384 | 487.7013 | 419.9723 | 325.9294 | 296.7961 | 271.3273 | 253.23 | 196.4681
2022 | CA | MRO | - | MRO-SaskPower | MW | Prospective Excess/Shortfall |  | 443.5159 | 363.9955 | 706.2844 | 416.7384 | 487.7013 | 610.9723 | 250.1294 | 351.9961 | 155.5273 | 137.43 | 65.7281
2022 | CA | MRO | - | MRO-SaskPower | % | Existing-Certain and Net Firm Transfers Reserve Margin |  | 27.92% | 25.54% | 24.76% | 15.46% | 16.52% | 14.63% | 12.09% | 11.34% | 10.68% | 10.23% | 8.767%
2022 | CA | MRO | - | MRO-SaskPower | % | Anticipated Reserve Margin |  | 27.92% | 25.54% | 35.32% | 26.71% | 28.62% | 26.55% | 23.84% | 22.96% | 22.23% | 21.7% | 20.17%
2022 | CA | MRO | - | MRO-SaskPower | % | Prospective Reserve Margin |  | 27.92% | 25.54% | 35.32% | 26.71% | 28.62% | 31.8% | 21.78% | 24.44% | 19.14% | 18.63% | 16.73%
2022 | CA | MRO | - | MRO-SaskPower | % | Reference Margin Level |  | 15% | 15% | 15% | 15% | 15% | 15% | 15% | 15% | 15% | 15% | 15%
2022 | US | NPCC | - | NPCC-New England | MW | Energy Efficiency and Conservation |  | 2153 | 2288 | 2423 | 2557 | 2706 | 2833 | 2935 | 3010 | 3058 | 3082 | 3106
2022 | US | NPCC | - | NPCC-New England | MW | Total Installed Photovoltaic |  | 3146 | 3500 | 3870 | 4239 | 4669 | 5009 | 5333 | 5648 | 5948 | 6244 | 6555
2022 | US | NPCC | - | NPCC-New England | MW | Photovoltaic On-Peak |  | 903 | 935 | 961 | 994 | 1031 | 1060 | 1084 | 1100 | 1110 | 1115 | 1120
2022 | US | NPCC | - | NPCC-New England | MW | Total Internal Demand |  | 24686 | 24633 | 24600 | 24579 | 24592 | 24631 | 24722 | 24869 | 25071 | 25322 | 25576
2022 | US | NPCC | - | NPCC-New England | MW | Controllable and Dispatchable Demand Response - Available |  | 609.826 | 592.043 | 677.673 | 765.35 | 765.35 | 765.35 | 765.35 | 765.35 | 765.35 | 765.35 | 765.35
2022 | US | NPCC | - | NPCC-New England | MW | Net Internal Demand |  | 24076.174 | 24040.957 | 23922.327 | 23813.65 | 23826.65 | 23865.65 | 23956.65 | 24103.65 | 24305.65 | 24556.65 | 24810.65
2022 | US | NPCC | - | NPCC-New England | MW | Behind the Meter Generation - Capacity |  | 0 | 0 | 33.7313 | 98.4755 | 155.9938 | 194.7491 | 212.9262 | 226.5012 | 236.6233 | 243.4222 | 250.2931
2022 | US | NPCC | - | NPCC-New England | MW | Other Capacity Adjustments - Additions |  | 0 | 0 | 0 | 0 | 0 | 0 | 0 | 0 | 0 | 0 | 0
2022 | US | NPCC | - | NPCC-New England | MW | Other Capacity Adjustments - Reductions |  | 0 | 0 | 0 | 0 | 0 | 0 | 0 | 0 | 0 | 0 | 0
2022 | US | NPCC | - | NPCC-New England | MW | Confirmed Retirements |  | 0 | 160.433 | 1627.602 | 1867.06 | 1867.06 | 1867.06 | 1867.06 | 1867.06 | 1867.06 | 1867.06 | 1867.06
2022 | US | NPCC | - | NPCC-New England | MW | Unconfirmed Retirements |  | 0 | 0 | 0 | 0 | 0 | 0 | 0 | 0 | 0 | 0 | 0
2022 | US | NPCC | - | NPCC-New England | MW | Scheduled Outages |  | 293 | 0 | 0 | 0 | 0 | 0 | 0 | 0 | 0 | 0 | 0
2022 | US | NPCC | - | NPCC-New England | MW | Transmission Limitations |  | 0 | 0 | 0 | 0 | 0 | 0 | 0 | 0 | 0 | 0 | 0
2022 | US | NPCC | - | NPCC-New England | MW | Existing-Certain |  | 30057.2193 | 30189.9273 | 28757.6266 | 28582.9128 | 28640.4311 | 28679.1864 | 28697.3635 | 28710.9385 | 28721.0606 | 28727.8595 | 28734.7304
2022 | US | NPCC | - | NPCC-New England | MW | Existing-Other |  | 859.37 | 859.229 | 858.131 | 858.131 | 858.131 | 858.131 | 858.131 | 858.131 | 858.131 | 858.131 | 858.131
2022 | US | NPCC | - | NPCC-New England | MW | Additions - Tier 1 |  | 98.049 | 246.716 | 1519.982 | 1738.222 | 1954.222 | 1954.222 | 1954.222 | 1954.222 | 1954.222 | 1954.222 | 1954.222
2022 | US | NPCC | - | NPCC-New England | MW | Additions - Tier 2 |  | 378.4836 | 1665.8492 | 2940.5502 | 4600.8383 | 6451.0183 | 6719.9583 | 7633.7983 | 7633.7983 | 7633.7983 | 7633.7983 | 7633.7983
2022 | US | NPCC | - | NPCC-New England | MW | Additions - Tier 3 |  | 0 | 775.9651 | 1975.6513 | 3468.2479 | 4527.8108 | 5239.8108 | 5611.8108 | 5983.8108 | 5983.8108 | 5983.8108 | 5983.8108
2022 | US | NPCC | - | NPCC-New England | MW | Firm Imports |  | 1115.22 | 1058.72 | 1487.059 | 1504 | 0 | 0 | 0 | 0 | 0 | 0 | 0
2022 | US | NPCC | - | NPCC-New England | MW | Firm Exports |  | 0 | 0 | 0 | 0 | 0 | 0 | 0 | 0 | 0 | 0 | 0
2022 | US | NPCC | - | NPCC-New England | MW | Net Firm Capacity Transfers |  | 1115.22 | 1058.72 | 1487.059 | 1504 | 0 | 0 | 0 | 0 | 0 | 0 | 0
2022 | US | NPCC | - | NPCC-New England | MW | Expected Imports |  | 0 | 0 | 0 | 0 | 0 | 0 | 0 | 0 | 0 | 0 | 0
2022 | US | NPCC | - | NPCC-New England | MW | Expected Exports |  | 0 | 0 | 0 | 0 | 0 | 0 | 0 | 0 | 0 | 0 | 0
2022 | US | NPCC | - | NPCC-New England | MW | Net Expected Transfers |  | 0 | 0 | 0 | 0 | 0 | 0 | 0 | 0 | 0 | 0 | 0
2022 | US | NPCC | - | NPCC-New England | MW | Existing-Certain & Net Firm Transfers |  | 31172.4393 | 31248.6473 | 30244.6856 | 30086.9128 | 28640.4311 | 28679.1864 | 28697.3635 | 28710.9385 | 28721.0606 | 28727.8595 | 28734.7304
2022 | US | NPCC | - | NPCC-New England | MW | Anticipated Resources |  | 31270.4883 | 31495.3633 | 31764.6676 | 31825.1348 | 30594.6531 | 30633.4084 | 30651.5855 | 30665.1605 | 30675.2826 | 30682.0815 | 30688.9524
2022 | US | NPCC | - | NPCC-New England | MW | Prospective Resources |  | 32508.3419 | 34020.4415 | 35563.3488 | 37284.1041 | 37903.8024 | 38211.4977 | 39143.5148 | 39157.0898 | 39167.2119 | 39174.0108 | 39180.8817
2022 | US | NPCC | - | NPCC-New England | MW | Existing-Certain and Net Firm Transfers Excess/Shortfall |  | 3660.5953 | 3974.1816 | 2985.194 | 3196.5392 | 1835.4499 | 2068.9866 | 2057.5687 | 1955.887 | 1741.7891 | 1420.8647 | 1145.2876
2022 | US | NPCC | - | NPCC-New England | MW | Anticipated Excess/Shortfall |  | 3758.6443 | 4220.8976 | 4505.176 | 4934.7612 | 3789.6719 | 4023.2086 | 4011.7907 | 3910.109 | 3696.0111 | 3375.0867 | 3099.5096
2022 | US | NPCC | - | NPCC-New England | MW | Prospective Excess/Shortfall |  | 4996.4979 | 6745.9758 | 8303.8572 | 10393.7305 | 11098.8212 | 11601.2979 | 12503.72 | 12402.0383 | 12187.9404 | 11867.016 | 11591.4389
2022 | US | NPCC | - | NPCC-New England | % | Existing-Certain and Net Firm Transfers Reserve Margin |  | 29.47% | 29.98% | 26.43% | 26.34% | 20.2% | 20.17% | 19.79% | 19.11% | 18.17% | 16.99% | 15.82%
2022 | US | NPCC | - | NPCC-New England | % | Anticipated Reserve Margin |  | 29.88% | 31.01% | 32.78% | 33.64% | 28.41% | 28.36% | 27.95% | 27.22% | 26.21% | 24.94% | 23.69%
2022 | US | NPCC | - | NPCC-New England | % | Prospective Reserve Margin |  | 35.02% | 41.51% | 48.66% | 56.57% | 59.08% | 60.11% | 63.39% | 62.45% | 61.14% | 59.53% | 57.92%
2022 | US | NPCC | - | NPCC-New England | % | Reference Margin Level |  | 14.27% | 13.45% | 13.95% | 12.92% | 12.5% | 11.5% | 11.2% | 11% | 11% | 11.2% | 11.2%
2022 | US | NPCC | - | NPCC-New York | MW | Energy Efficiency and Conservation |  | 365 | 769 | 1213 | 1696 | 2197 | 2687 | 3160 | 3610 | 4044 | 4451 | 4786
2022 | US | NPCC | - | NPCC-New York | MW | Total Installed Photovoltaic |  | 3896 | 4710.5 | 5611.5 | 6498.5 | 7333 | 8120 | 8831 | 9433.5 | 9886.5 | 10185 | 10393
2022 | US | NPCC | - | NPCC-New York | MW | Photovoltaic On-Peak |  | 985 | 1113 | 1216 | 1314 | 1386 | 1421 | 1423 | 1416 | 1379 | 1315 | 1261
2022 | US | NPCC | - | NPCC-New York | MW | Total Internal Demand |  | 31765 | 32018 | 31778 | 31505 | 31339 | 31292 | 31317 | 31468 | 31684 | 31946 | 32214
2022 | US | NPCC | - | NPCC-New York | MW | Controllable and Dispatchable Demand Response - Available |  | 812.5 | 812.5 | 812.5 | 812.5 | 812.5 | 812.5 | 812.5 | 812.5 | 812.5 | 812.5 | 812.5
2022 | US | NPCC | - | NPCC-New York | MW | Net Internal Demand |  | 30952.5 | 31205.5 | 30965.5 | 30692.5 | 30526.5 | 30479.5 | 30504.5 | 30655.5 | 30871.5 | 31133.5 | 31401.5
2022 | US | NPCC | - | NPCC-New York | MW | Behind the Meter Generation - Capacity |  | 0 | 0 | 0 | 0 | 0 | 0 | 0 | 0 | 0 | 0 | 0
2022 | US | NPCC | - | NPCC-New York | MW | Other Capacity Adjustments - Additions |  | 0 | 0 | 0 | 0 | 0 | 0 | 0 | 0 | 0 | 0 | 0
2022 | US | NPCC | - | NPCC-New York | MW | Other Capacity Adjustments - Reductions |  | 0 | 0 | 0 | 0 | 0 | 0 | 0 | 0 | 0 | 0 | 0
2022 | US | NPCC | - | NPCC-New York | MW | Confirmed Retirements |  | 0 | 0 | 38.5 | 1002.9 | 1002.9 | 1028.1 | 1028.1 | 1028.1 | 1028.1 | 1028.1 | 1028.1
2022 | US | NPCC | - | NPCC-New York | MW | Unconfirmed Retirements |  | 0 | 134.4 | 134.4 | 134.4 | 134.4 | 134.4 | 134.4 | 134.4 | 134.4 | 134.4 | 134.4
2022 | US | NPCC | - | NPCC-New York | MW | Scheduled Outages |  | 0 | 0 | 0 | 0 | 0 | 0 | 0 | 0 | 0 | 0 | 0
2022 | US | NPCC | - | NPCC-New York | MW | Transmission Limitations |  | 0 | 0 | 0 | 0 | 0 | 0 | 0 | 0 | 0 | 0 | 0
2022 | US | NPCC | - | NPCC-New York | MW | Existing-Certain |  | 35388.5 | 34435.77 | 34435.77 | 33836.17 | 33836.17 | 33836.17 | 33836.17 | 33836.17 | 33836.17 | 33836.17 | 33836.17
2022 | US | NPCC | - | NPCC-New York | MW | Existing-Other |  | 0 | 0 | 0 | 0 | 0 | 0 | 0 | 0 | 0 | 0 | 0
2022 | US | NPCC | - | NPCC-New York | MW | Additions - Tier 1 |  | 8.3 | 162.8 | 647.6 | 685.2 | 685.2 | 685.2 | 685.2 | 685.2 | 685.2 | 685.2 | 685.2
2022 | US | NPCC | - | NPCC-New York | MW | Additions - Tier 2 |  | 8.3 | 1915.7 | 4995.9 | 5841.3 | 6538.3 | 6657.8 | 6657.8 | 6657.8 | 6657.8 | 6657.8 | 6657.8
2022 | US | NPCC | - | NPCC-New York | MW | Additions - Tier 3 |  | 907 | 1369.1 | 3060.1 | 3967.5 | 4870.4 | 5046.1 | 5046.1 | 5046.1 | 5046.1 | 5046.1 | 5046.1
2022 | US | NPCC | - | NPCC-New York | MW | Firm Imports |  | 2465.2 | 1776.18 | 1601.8 | 1484.5 | 3187.9 | 3187.9 | 3187.9 | 3187.9 | 3187.9 | 3187.9 | 3187.9
2022 | US | NPCC | - | NPCC-New York | MW | Firm Exports |  | 0 | 0 | 0 | 0 | 0 | 0 | 0 | 0 | 0 | 0 | 0
2022 | US | NPCC | - | NPCC-New York | MW | Net Firm Capacity Transfers |  | 2465.2 | 1776.18 | 1601.8 | 1484.5 | 3187.9 | 3187.9 | 3187.9 | 3187.9 | 3187.9 | 3187.9 | 3187.9
2022 | US | NPCC | - | NPCC-New York | MW | Expected Imports |  | 0 | 0 | 0 | 0 | 0 | 0 | 0 | 0 | 0 | 0 | 0
2022 | US | NPCC | - | NPCC-New York | MW | Expected Exports |  | 0 | 0 | 0 | 0 | 0 | 0 | 0 | 0 | 0 | 0 | 0
2022 | US | NPCC | - | NPCC-New York | MW | Net Expected Transfers |  | 0 | 0 | 0 | 0 | 0 | 0 | 0 | 0 | 0 | 0 | 0
2022 | US | NPCC | - | NPCC-New York | MW | Existing-Certain & Net Firm Transfers |  | 37853.7 | 36211.95 | 36037.57 | 35320.67 | 37024.07 | 37024.07 | 37024.07 | 37024.07 | 37024.07 | 37024.07 | 37024.07
2022 | US | NPCC | - | NPCC-New York | MW | Anticipated Resources |  | 37862 | 36374.75 | 36685.17 | 36005.87 | 37709.27 | 37709.27 | 37709.27 | 37709.27 | 37709.27 | 37709.27 | 37709.27
2022 | US | NPCC | - | NPCC-New York | MW | Prospective Resources |  | 37870.3 | 38156.05 | 41546.67 | 41712.77 | 44113.17 | 44232.67 | 44232.67 | 44232.67 | 44232.67 | 44232.67 | 44232.67
2022 | US | NPCC | - | NPCC-New York | MW | Existing-Certain and Net Firm Transfers Excess/Shortfall |  | 2258.325 | 325.625 | 427.245 | 24.295 | 1918.595 | 1972.645 | 1943.895 | 1770.245 | 1521.845 | 1220.545 | 912.345
2022 | US | NPCC | - | NPCC-New York | MW | Anticipated Excess/Shortfall |  | 2266.625 | 488.425 | 1074.845 | 709.495 | 2603.795 | 2657.845 | 2629.095 | 2455.445 | 2207.045 | 1905.745 | 1597.545
2022 | US | NPCC | - | NPCC-New York | MW | Prospective Excess/Shortfall |  | 2274.925 | 2269.725 | 5936.345 | 6416.395 | 9007.695 | 9181.245 | 9152.495 | 8978.845 | 8730.445 | 8429.145 | 8120.945
2022 | US | NPCC | - | NPCC-New York | % | Existing-Certain and Net Firm Transfers Reserve Margin |  | 22.3% | 16.04% | 16.38% | 15.08% | 21.29% | 21.47% | 21.37% | 20.77% | 19.93% | 18.92% | 17.91%
2022 | US | NPCC | - | NPCC-New York | % | Anticipated Reserve Margin |  | 22.32% | 16.57% | 18.47% | 17.31% | 23.53% | 23.72% | 23.62% | 23.01% | 22.15% | 21.12% | 20.09%
2022 | US | NPCC | - | NPCC-New York | % | Prospective Reserve Margin |  | 22.35% | 22.27% | 34.17% | 35.91% | 44.51% | 45.12% | 45% | 44.29% | 43.28% | 42.07% | 40.86%
2022 | US | NPCC | - | NPCC-New York | % | Reference Margin Level |  | 15% | 15% | 15% | 15% | 15% | 15% | 15% | 15% | 15% | 15% | 15%
2022 | CA | NPCC | - | NPCC-Ontario | MW | Energy Efficiency and Conservation |  | 3179.9088 | 3327.5021 | 3357.7692 | 3286.5906 | 3404.6191 | 3397.7736 | 3602.3533 | 3321.7902 | 3266.3756 | 3100.8945 | 3315.2262
2022 | CA | NPCC | - | NPCC-Ontario | MW | Total Installed Photovoltaic |  | 2189.6217 | 2189.6217 | 2189.6217 | 2189.6217 | 2189.6217 | 2189.6217 | 2189.6217 | 2189.6217 | 2189.6217 | 2189.6217 | 2189.6217
2022 | CA | NPCC | - | NPCC-Ontario | MW | Photovoltaic On-Peak |  | 620.7367 | 637.55 | 490.4176 | 626.9269 | 546.9897 | 561.3912 | 224.5384 | 490.4176 | 671.3485 | 626.9269 | 546.9897
2022 | CA | NPCC | - | NPCC-Ontario | MW | Total Internal Demand |  | 22470.3953 | 22930.4729 | 23489.6595 | 23855.6833 | 24104.445 | 24288.2906 | 24477.0541 | 25166.2161 | 25081.4362 | 25678.1739 | 25693.5652
2022 | CA | NPCC | - | NPCC-Ontario | MW | Controllable and Dispatchable Demand Response - Available |  | 665.763 | 850.2 | 712.2 | 367.2 | 367.2 | 367.2 | 367.2 | 367.2 | 367.2 | 367.2 | 367.2
2022 | CA | NPCC | - | NPCC-Ontario | MW | Net Internal Demand |  | 21804.6323 | 22080.2729 | 22777.4595 | 23488.4833 | 23737.245 | 23921.0906 | 24109.8541 | 24799.0161 | 24714.2362 | 25310.9739 | 25326.3652
2022 | CA | NPCC | - | NPCC-Ontario | MW | Behind the Meter Generation - Capacity |  | 0 | 0 | 0 | 0 | 0 | 0 | 0 | 0 | 0 | 0 | 0
2022 | CA | NPCC | - | NPCC-Ontario | MW | Other Capacity Adjustments - Additions |  | 0 | 0 | 0 | 0 | 0 | 0 | 0 | 0 | 0 | 0 | 0
2022 | CA | NPCC | - | NPCC-Ontario | MW | Other Capacity Adjustments - Reductions |  | 0 | 0 | 0 | 0 | 0 | 0 | 0 | 0 | 0 | 0 | 0
2022 | CA | NPCC | - | NPCC-Ontario | MW | Confirmed Retirements |  | 0 | 0 | 0 | 0 | 0 | 0 | 0 | 0 | 0 | 0 | 0
2022 | CA | NPCC | - | NPCC-Ontario | MW | Unconfirmed Retirements |  | 0 | 0 | 0 | 0 | 2064 | 0 | 0 | 0 | 0 | 0 | 0
2022 | CA | NPCC | - | NPCC-Ontario | MW | Scheduled Outages |  | 0 | 0 | 0 | 0 | 0 | 0 | 0 | 0 | 0 | 0 | 0
2022 | CA | NPCC | - | NPCC-Ontario | MW | Transmission Limitations |  | 0 | 0 | 0 | 0 | 0 | 0 | 0 | 0 | 0 | 0 | 0
2022 | CA | NPCC | - | NPCC-Ontario | MW | Existing-Certain |  | 26615.4467 | 24959.4467 | 26640.1895 | 25715.1895 | 25715.1895 | 24489.1895 | 24442.1895 | 24442.1895 | 25260.1895 | 25262.1895 | 25262.1895
2022 | CA | NPCC | - | NPCC-Ontario | MW | Existing-Other |  | 0 | 0 | 0 | 0 | 0 | 0 | 0 | 0 | 0 | 0 | 0
2022 | CA | NPCC | - | NPCC-Ontario | MW | Additions - Tier 1 |  | 0 | 98.5242 | 98.5242 | 98.5242 | 98.5242 | 98.5242 | 98.5242 | 98.5242 | 98.5242 | 98.5242 | 98.5242
2022 | CA | NPCC | - | NPCC-Ontario | MW | Additions - Tier 2 |  | 0 | 0 | 0 | 223.25 | 223.25 | 223.25 | 223.25 | 508.25 | 508.25 | 508.25 | 508.25
2022 | CA | NPCC | - | NPCC-Ontario | MW | Additions - Tier 3 |  | 0 | 0 | 0 | 0 | 0 | 0 | 0 | 0 | 0 | 0 | 0
2022 | CA | NPCC | - | NPCC-Ontario | MW | Firm Imports |  | 150 | 0 | 0 | 0 | 0 | 0 | 0 | 0 | 0 | 0 | 0
2022 | CA | NPCC | - | NPCC-Ontario | MW | Firm Exports |  | 0 | 0 | 0 | 0 | 0 | 0 | 0 | 0 | 0 | 0 | 0
2022 | CA | NPCC | - | NPCC-Ontario | MW | Net Firm Capacity Transfers |  | 150 | 0 | 0 | 0 | 0 | 0 | 0 | 0 | 0 | 0 | 0
2022 | CA | NPCC | - | NPCC-Ontario | MW | Expected Imports |  | 250 | 250 | 250 | 250 | 250 | 250 | 250 | 250 | 250 | 250 | 250
2022 | CA | NPCC | - | NPCC-Ontario | MW | Expected Exports |  | 0 | 0 | 0 | 0 | 0 | 0 | 0 | 0 | 0 | 0 | 0
2022 | CA | NPCC | - | NPCC-Ontario | MW | Net Expected Transfers |  | 250 | 250 | 250 | 250 | 250 | 250 | 250 | 250 | 250 | 250 | 250
2022 | CA | NPCC | - | NPCC-Ontario | MW | Existing-Certain & Net Firm Transfers |  | 26765.4467 | 24959.4467 | 26640.1895 | 25715.1895 | 25715.1895 | 24489.1895 | 24442.1895 | 24442.1895 | 25260.1895 | 25262.1895 | 25262.1895
2022 | CA | NPCC | - | NPCC-Ontario | MW | Anticipated Resources |  | 26765.4467 | 25057.9709 | 26738.7137 | 25813.7137 | 25813.7137 | 24587.7137 | 24540.7137 | 24540.7137 | 25358.7137 | 25360.7137 | 25360.7137
2022 | CA | NPCC | - | NPCC-Ontario | MW | Prospective Resources |  | 27015.4467 | 25307.9709 | 26988.7137 | 26286.9637 | 24222.9637 | 25060.9637 | 25013.9637 | 25298.9637 | 26116.9637 | 26118.9637 | 26118.9637
2022 | CA | NPCC | - | NPCC-Ontario | MW | Existing-Certain and Net Firm Transfers Excess/Shortfall |  | 2185.0847 | 44.0668 | 143.7267 | -1813.305 | -1808.146 | -2577.1813 | -2883.0293 | -3924.2464 | -3106.5086 | -3918.1491 | -3452.8805
2022 | CA | NPCC | - | NPCC-Ontario | MW | Anticipated Excess/Shortfall |  | 2185.0847 | 142.5909 | 242.2509 | -1714.7808 | -1709.6219 | -2478.6571 | -2784.5051 | -3825.7223 | -3007.9844 | -3819.6249 | -3354.3563
2022 | CA | NPCC | - | NPCC-Ontario | MW | Prospective Excess/Shortfall |  | 2435.0847 | 392.5909 | 492.2509 | -1241.5308 | -3300.3719 | -2005.4071 | -2311.2551 | -3067.4723 | -2249.7344 | -3061.3749 | -2596.1063
2022 | CA | NPCC | - | NPCC-Ontario | % | Existing-Certain and Net Firm Transfers Reserve Margin |  | 22.75% | 13.04% | 16.96% | 9.48% | 8.333% | 2.375% | 1.378% | -1.439% | 2.209% | -0.1927% | -0.2534%
2022 | CA | NPCC | - | NPCC-Ontario | % | Anticipated Reserve Margin |  | 22.75% | 13.49% | 17.39% | 9.899% | 8.748% | 2.787% | 1.787% | -1.042% | 2.608% | 0.1965% | 0.1356%
2022 | CA | NPCC | - | NPCC-Ontario | % | Prospective Reserve Margin |  | 23.9% | 14.62% | 18.49% | 11.91% | 2.046% | 4.765% | 3.75% | 2.016% | 5.676% | 3.192% | 3.13%
2022 | CA | NPCC | - | NPCC-Ontario | % | Reference Margin Level |  | 12.73% | 12.84% | 16.33% | 17.2% | 15.95% | 13.15% | 13.34% | 14.39% | 14.78% | 15.29% | 13.38%
2022 | CA | NPCC | - | NPCC-Quebec | MW | Energy Efficiency and Conservation |  | 0 | 0 | 0 | 0 | 0 | 0 | 0 | 0 | 0 | 0 | 0
2022 | CA | NPCC | - | NPCC-Quebec | MW | Total Installed Photovoltaic |  | 16 | 42 | 78 | 125 | 181 | 244 | 313 | 386 | 473 | 576 | 576
2022 | CA | NPCC | - | NPCC-Quebec | MW | Photovoltaic On-Peak |  | 4 | 11 | 21 | 34 | 49 | 66 | 85 | 104 | 128 | 156 | 156
2022 | CA | NPCC | - | NPCC-Quebec | MW | Total Internal Demand |  | 22542.1888 | 22793.8053 | 23555.0777 | 23882.0416 | 24223.8484 | 24605.6554 | 25001.4568 | 25397.8997 | 25830.9341 | 26288.1034 | 26760.2045
2022 | CA | NPCC | - | NPCC-Quebec | MW | Controllable and Dispatchable Demand Response - Available |  | 0 | 0 | 0 | 0 | 0 | 0 | 0 | 0 | 0 | 0 | 0
2022 | CA | NPCC | - | NPCC-Quebec | MW | Net Internal Demand |  | 22542.1888 | 22793.8053 | 23555.0777 | 23882.0416 | 24223.8484 | 24605.6554 | 25001.4568 | 25397.8997 | 25830.9341 | 26288.1034 | 26760.2045
2022 | CA | NPCC | - | NPCC-Quebec | MW | Behind the Meter Generation - Capacity |  | 0 | 0 | 0 | 0 | 0 | 0 | 0 | 0 | 0 | 0 | 0
2022 | CA | NPCC | - | NPCC-Quebec | MW | Other Capacity Adjustments - Additions |  | 0 | 0 | 0 | 0 | 0 | 0 | 0 | 0 | 0 | 0 | 0
2022 | CA | NPCC | - | NPCC-Quebec | MW | Other Capacity Adjustments - Reductions |  | 0 | 0 | 0 | 0 | 0 | 0 | 0 | 0 | 0 | 0 | 0
2022 | CA | NPCC | - | NPCC-Quebec | MW | Confirmed Retirements |  | 0 | 0 | 0 | 0 | 0 | 0 | 0 | 0 | 0 | 0 | 0
2022 | CA | NPCC | - | NPCC-Quebec | MW | Unconfirmed Retirements |  | 0 | 0 | 0 | 0 | 0 | 0 | 0 | 0 | 0 | 0 | 0
2022 | CA | NPCC | - | NPCC-Quebec | MW | Scheduled Outages |  | 0 | 0 | 0 | 0 | 0 | 0 | 0 | 0 | 0 | 0 | 0
2022 | CA | NPCC | - | NPCC-Quebec | MW | Transmission Limitations |  | 0 | 0 | 0 | 0 | 0 | 0 | 0 | 0 | 0 | 0 | 0
2022 | CA | NPCC | - | NPCC-Quebec | MW | Existing-Certain |  | 39722.2705 | 39722.2705 | 39714.1705 | 39714.1705 | 39714.1705 | 39714.1705 | 39710.1705 | 39661.3705 | 39657.6205 | 39642.4025 | 39634.4025
2022 | CA | NPCC | - | NPCC-Quebec | MW | Existing-Other |  | 0 | 0 | 0 | 0 | 0 | 0 | 0 | 0 | 0 | 0 | 0
2022 | CA | NPCC | - | NPCC-Quebec | MW | Additions - Tier 1 |  | 0 | 245.655 | 245.655 | 286.355 | 286.355 | 286.355 | 286.355 | 286.355 | 286.355 | 286.355 | 286.355
2022 | CA | NPCC | - | NPCC-Quebec | MW | Additions - Tier 2 |  | 0 | 0 | 0 | 0 | 0 | 0 | 0 | 0 | 0 | 0 | 0
2022 | CA | NPCC | - | NPCC-Quebec | MW | Additions - Tier 3 |  | 0 | 0 | 0 | 0 | 0 | 0 | 0 | 0 | 0 | 0 | 0
2022 | CA | NPCC | - | NPCC-Quebec | MW | Firm Imports |  | 0 | 0 | 0 | 0 | 0 | 0 | 0 | 0 | 0 | 0 | 0
2022 | CA | NPCC | - | NPCC-Quebec | MW | Firm Exports |  | 2072 | 1804 | 1995 | 1905.8 | 1061 | 145 | 145 | 145 | 145 | 145 | 145
2022 | CA | NPCC | - | NPCC-Quebec | MW | Net Firm Capacity Transfers |  | -2072 | -1804 | -1995 | -1905.8 | -1061 | -145 | -145 | -145 | -145 | -145 | -145
2022 | CA | NPCC | - | NPCC-Quebec | MW | Expected Imports |  | 0 | 0 | 0 | 0 | 0 | 0 | 0 | 0 | 0 | 0 | 0
2022 | CA | NPCC | - | NPCC-Quebec | MW | Expected Exports |  | 0 | 0 | 0 | 0 | 0 | 0 | 0 | 0 | 0 | 0 | 0
2022 | CA | NPCC | - | NPCC-Quebec | MW | Net Expected Transfers |  | 0 | 0 | 0 | 0 | 0 | 0 | 0 | 0 | 0 | 0 | 0
2022 | CA | NPCC | - | NPCC-Quebec | MW | Existing-Certain & Net Firm Transfers |  | 37650.2705 | 37918.2705 | 37719.1705 | 37808.3705 | 38653.1705 | 39569.1705 | 39565.1705 | 39516.3705 | 39512.6205 | 39497.4025 | 39489.4025
2022 | CA | NPCC | - | NPCC-Quebec | MW | Anticipated Resources |  | 37650.2705 | 38163.9255 | 37964.8255 | 38094.7255 | 38939.5255 | 39855.5255 | 39851.5255 | 39802.7255 | 39798.9755 | 39783.7575 | 39775.7575
2022 | CA | NPCC | - | NPCC-Quebec | MW | Prospective Resources |  | 37650.2705 | 38163.9255 | 37964.8255 | 38094.7255 | 38939.5255 | 39855.5255 | 39851.5255 | 39802.7255 | 39798.9755 | 39783.7575 | 39775.7575
2022 | CA | NPCC | - | NPCC-Quebec | MW | Existing-Certain and Net Firm Transfers Excess/Shortfall |  | 12786.2363 | 12548.7652 | 11502.369 | 11227.6582 | 11692.0273 | 12183.0761 | 11738.5491 | 11248.5082 | 10762.7909 | 10238.7434 | 9705.2948
2022 | CA | NPCC | - | NPCC-Quebec | MW | Anticipated Excess/Shortfall |  | 12786.2363 | 12794.4202 | 11748.024 | 11514.0132 | 11978.3823 | 12469.4311 | 12024.9041 | 11534.8632 | 11049.1459 | 10525.0984 | 9991.6498
2022 | CA | NPCC | - | NPCC-Quebec | MW | Prospective Excess/Shortfall |  | 12786.2363 | 12794.4202 | 11748.024 | 11514.0132 | 11978.3823 | 12469.4311 | 12024.9041 | 11534.8632 | 11049.1459 | 10525.0984 | 9991.6498
2022 | CA | NPCC | - | NPCC-Quebec | % | Existing-Certain and Net Firm Transfers Reserve Margin |  | 67.02% | 66.35% | 60.13% | 58.31% | 59.57% | 60.81% | 58.25% | 55.59% | 52.97% | 50.25% | 47.57%
2022 | CA | NPCC | - | NPCC-Quebec | % | Anticipated Reserve Margin |  | 67.02% | 67.43% | 61.17% | 59.51% | 60.75% | 61.98% | 59.4% | 56.72% | 54.07% | 51.34% | 48.64%
2022 | CA | NPCC | - | NPCC-Quebec | % | Prospective Reserve Margin |  | 67.02% | 67.43% | 61.17% | 59.51% | 60.75% | 61.98% | 59.4% | 56.72% | 54.07% | 51.34% | 48.64%
2022 | CA | NPCC | - | NPCC-Quebec | % | Reference Margin Level |  | 10.3% | 11.3% | 11.3% | 11.3% | 11.3% | 11.3% | 11.3% | 11.3% | 11.3% | 11.3% | 11.3%
2022 | US | RF | - | PJM | MW | Energy Efficiency and Conservation |  | 0 | 0 | 0 | 0 | 0 | 0 | 0 | 0 | 0 | 0 | 0
2022 | US | RF | - | PJM | MW | Total Installed Photovoltaic |  | 8289.4737 | 9205.2632 | 10055.2632 | 10615.7895 | 11115.7895 | 12228.9474 | 12802.6316 | 13547.3684 | 14847.3684 | 15721.0526 | 17639.4737
2022 | US | RF | - | PJM | MW | Photovoltaic On-Peak |  | 3150 | 3498 | 3821 | 4034 | 4224 | 4647 | 4865 | 5148 | 5642 | 5974 | 6703
2022 | US | RF | - | PJM | MW | Total Internal Demand |  | 148938 | 149351 | 150309 | 151165 | 152259 | 152322 | 152689 | 153334 | 153775 | 154275 | 154381
2022 | US | RF | - | PJM | MW | Controllable and Dispatchable Demand Response - Available |  | 6917 | 7065 | 7104 | 7133 | 7161 | 7167 | 7176 | 7200 | 7219 | 7235 | 7240
2022 | US | RF | - | PJM | MW | Net Internal Demand |  | 142021 | 142286 | 143205 | 144032 | 145098 | 145155 | 145513 | 146134 | 146556 | 147040 | 147141
2022 | US | RF | - | PJM | MW | Behind the Meter Generation - Capacity |  | 0 | 0 | 0 | 0 | 0 | 0 | 0 | 0 | 0 | 0 | 0
2022 | US | RF | - | PJM | MW | Other Capacity Adjustments - Additions |  | 0 | 0 | 0 | 0 | 0 | 0 | 0 | 0 | 0 | 0 | 0
2022 | US | RF | - | PJM | MW | Other Capacity Adjustments - Reductions |  | 0 | 0 | 0 | 0 | 0 | 0 | 0 | 0 | 0 | 0 | 0
2022 | US | RF | - | PJM | MW | Confirmed Retirements |  | 24416.1 | 26387.8 | 29779 | 33797.1 | 33797.1 | 33797.1 | 33797.1 | 34239.1 | 34239.1 | 34239.1 | 34239.1
2022 | US | RF | - | PJM | MW | Unconfirmed Retirements |  | 0 | 2671.1 | 4175.1 | 4175.1 | 6971.2 | 8083.2 | 8728 | 8728 | 8728 | 8728 | 8728
2022 | US | RF | - | PJM | MW | Scheduled Outages |  | 0 | 0 | 0 | 0 | 0 | 0 | 0 | 0 | 0 | 0 | 0
2022 | US | RF | - | PJM | MW | Transmission Limitations |  | 0 | 0 | 0 | 0 | 0 | 0 | 0 | 0 | 0 | 0 | 0
2022 | US | RF | - | PJM | MW | Existing-Certain |  | 185691.49 | 180899.48 | 180902.08 | 180902.08 | 180902.08 | 180490.18 | 180490.18 | 180490.18 | 180490.18 | 180490.18 | 180490.18
2022 | US | RF | - | PJM | MW | Existing-Other |  | 0 | 0 | 0 | 0 | 0 | 0 | 0 | 0 | 0 | 0 | 0
2022 | US | RF | - | PJM | MW | Additions - Tier 1 |  | 0 | 12170.9615 | 16780.3737 | 18329.8837 | 19227.3837 | 19494.8837 | 19494.8837 | 19494.8837 | 19494.8837 | 19494.8837 | 19494.8837
2022 | US | RF | - | PJM | MW | Additions - Tier 2 |  | 0 | 37416.2631 | 70336.9904 | 97046.2849 | 109748.3349 | 113941.8949 | 116122.6149 | 116447.6149 | 116824.9149 | 116824.9149 | 116824.9149
2022 | US | RF | - | PJM | MW | Additions - Tier 3 |  | 0 | 0 | 0 | 0 | 0 | 0 | 0 | 0 | 0 | 0 | 0
2022 | US | RF | - | PJM | MW | Firm Imports |  | 1671.1 | 1623.2 | 1623.2 | 0 | 0 | 0 | 0 | 0 | 0 | 0 | 0
2022 | US | RF | - | PJM | MW | Firm Exports |  | 2396.9 | 1540.9 | 321 | 321 | 95 | 299.3 | 299.3 | 299.3 | 299.3 | 299.3 | 299.3
2022 | US | RF | - | PJM | MW | Net Firm Capacity Transfers |  | -725.8 | 82.3 | 1302.2 | -321 | -95 | -299.3 | -299.3 | -299.3 | -299.3 | -299.3 | -299.3
2022 | US | RF | - | PJM | MW | Expected Imports |  | 0 | 0 | 0 | 1623.2 | 1623.2 | 1623.2 | 1623.2 | 1623.2 | 1623.2 | 1623.2 | 1623.2
2022 | US | RF | - | PJM | MW | Expected Exports |  | 0 | 0 | 1219 | 1219 | 1219 | 1219 | 1219 | 1219 | 1219 | 1219 | 1219
2022 | US | RF | - | PJM | MW | Net Expected Transfers |  | 0 | 0 | -1219 | 404.2 | 404.2 | 404.2 | 404.2 | 404.2 | 404.2 | 404.2 | 404.2
2022 | US | RF | - | PJM | MW | Existing-Certain & Net Firm Transfers |  | 184965.69 | 180981.78 | 182204.28 | 180581.08 | 180807.08 | 180190.88 | 180190.88 | 180190.88 | 180190.88 | 180190.88 | 180190.88
2022 | US | RF | - | PJM | MW | Anticipated Resources |  | 184965.69 | 193152.7415 | 198984.6537 | 198910.9637 | 200034.4637 | 199685.7637 | 199685.7637 | 199685.7637 | 199685.7637 | 199685.7637 | 199685.7637
2022 | US | RF | - | PJM | MW | Prospective Resources |  | 184965.69 | 227897.9046 | 263927.5441 | 292186.3486 | 303215.7986 | 305948.6586 | 307484.5786 | 307809.5786 | 308186.8786 | 308186.8786 | 308186.8786
2022 | US | RF | - | PJM | MW | Existing-Certain and Net Firm Transfers Excess/Shortfall |  | 21783.561 | 17637.452 | 17948.145 | 15376.376 | 14379.674 | 13698.095 | 13287.469 | 12575.182 | 12091.148 | 11536 | 11420.153
2022 | US | RF | - | PJM | MW | Anticipated Excess/Shortfall |  | 21783.561 | 29808.4135 | 34728.5187 | 33706.2597 | 33607.0577 | 33192.9787 | 32782.3527 | 32070.0657 | 31586.0317 | 31030.8837 | 30915.0367
2022 | US | RF | - | PJM | MW | Prospective Excess/Shortfall |  | 21783.561 | 64553.5766 | 99671.4091 | 126981.6446 | 136788.3926 | 139455.8736 | 140581.1676 | 140193.8806 | 140087.1466 | 139531.9986 | 139416.1516
2022 | US | RF | - | PJM | % | Existing-Certain and Net Firm Transfers Reserve Margin |  | 30.24% | 27.2% | 27.23% | 25.38% | 24.61% | 24.14% | 23.83% | 23.31% | 22.95% | 22.55% | 22.46%
2022 | US | RF | - | PJM | % | Anticipated Reserve Margin |  | 30.24% | 35.75% | 38.95% | 38.1% | 37.86% | 37.57% | 37.23% | 36.65% | 36.25% | 35.8% | 35.71%
2022 | US | RF | - | PJM | % | Prospective Reserve Margin |  | 30.24% | 60.17% | 84.3% | 102.9% | 109% | 110.8% | 111.3% | 110.6% | 110.3% | 109.6% | 109.5%
2022 | US | RF | - | PJM | % | Reference Margin Level |  | 14.9% | 14.8% | 14.7% | 14.7% | 14.7% | 14.7% | 14.7% | 14.7% | 14.7% | 14.7% | 14.7%
2022 | US | SERC | - | SERC-C | MW | Energy Efficiency and Conservation |  | 416 | 445 | 473 | 501 | 523 | 541 | 544 | 557 | 580 | 586 | 594
2022 | US | SERC | - | SERC-C | MW | Total Installed Photovoltaic |  | 49 | 49 | 49 | 49 | 49 | 49 | 49 | 49 | 49 | 49 | 49
2022 | US | SERC | - | SERC-C | MW | Photovoltaic On-Peak |  | 0 | 0 | 0 | 0 | 0 | 0 | 0 | 0 | 0 | 0 | 0
2022 | US | SERC | - | SERC-C | MW | Total Internal Demand |  | 41267 | 41343 | 41791 | 41787 | 41794 | 41825 | 41978 | 42052 | 42145 | 42235 | 42452
2022 | US | SERC | - | SERC-C | MW | Controllable and Dispatchable Demand Response - Available |  | 1841 | 1786 | 1751 | 1754 | 1758 | 1762 | 1761 | 1759 | 1758 | 1757 | 1756
2022 | US | SERC | - | SERC-C | MW | Net Internal Demand |  | 39426 | 39557 | 40040 | 40033 | 40036 | 40063 | 40217 | 40293 | 40387 | 40478 | 40696
2022 | US | SERC | - | SERC-C | MW | Behind the Meter Generation - Capacity |  | 0 | 0 | 0 | 0 | 0 | 0 | 0 | 0 | 0 | 0 | 0
2022 | US | SERC | - | SERC-C | MW | Other Capacity Adjustments - Additions |  | 0 | 0 | 0 | 0 | 0 | 0 | 0 | 0 | 0 | 0 | 0
2022 | US | SERC | - | SERC-C | MW | Other Capacity Adjustments - Reductions |  | 0 | 0 | 0 | 0 | 0 | 0 | 0 | 0 | 0 | 0 | 0
2022 | US | SERC | - | SERC-C | MW | Confirmed Retirements |  | 1226 | 1238 | 1266 | 1266 | 2136 | 3032 | 3032 | 4804 | 5704 | 6943 | 7431
2022 | US | SERC | - | SERC-C | MW | Unconfirmed Retirements |  | 0 | 0 | 300 | 300 | 300 | 300 | 300 | 300 | 300 | 300 | 300
2022 | US | SERC | - | SERC-C | MW | Scheduled Outages |  | 0 | 0 | 0 | 0 | 0 | 0 | 0 | 0 | 0 | 0 | 0
2022 | US | SERC | - | SERC-C | MW | Transmission Limitations |  | 0 | 0 | 0 | 0 | 0 | 0 | 0 | 0 | 0 | 0 | 0
2022 | US | SERC | - | SERC-C | MW | Existing-Certain |  | 47458.52 | 47554.02 | 46814.02 | 46014.02 | 46014.02 | 44434.02 | 43706.02 | 42576.02 | 42546.02 | 42546.02 | 41578.02
2022 | US | SERC | - | SERC-C | MW | Existing-Other |  | 4591.88 | 4591.88 | 4481.88 | 4385.88 | 4385.88 | 4193.88 | 4021.88 | 3912.88 | 3591.88 | 3591.88 | 3583.88
2022 | US | SERC | - | SERC-C | MW | Additions - Tier 1 |  | 0 | 445.76 | 2690.29 | 3304.29 | 3304.29 | 4757.29 | 6210.29 | 7306.29 | 7306.29 | 7306.29 | 9604.29
2022 | US | SERC | - | SERC-C | MW | Additions - Tier 2 |  | 0 | 90 | 244 | 1310 | 1310 | 1310 | 1310 | 1310 | 1310 | 1310 | 1310
2022 | US | SERC | - | SERC-C | MW | Additions - Tier 3 |  | 0 | 50 | 100 | 930 | 1640 | 2505 | 3215 | 3925 | 4111 | 4297 | 4755
2022 | US | SERC | - | SERC-C | MW | Firm Imports |  | 296 | 375 | 375 | 175 | 175 | 0 | 0 | 0 | 0 | 0 | 0
2022 | US | SERC | - | SERC-C | MW | Firm Exports |  | 1090.8 | 865.8 | 865.8 | 865.8 | 865.8 | 865.8 | 865.8 | 865.8 | 865.8 | 865.8 | 865.8
2022 | US | SERC | - | SERC-C | MW | Net Firm Capacity Transfers |  | -794.8 | -490.8 | -490.8 | -690.8 | -690.8 | -865.8 | -865.8 | -865.8 | -865.8 | -865.8 | -865.8
2022 | US | SERC | - | SERC-C | MW | Expected Imports |  | 0 | 0 | 0 | 0 | 0 | 0 | 0 | 0 | 0 | 0 | 0
2022 | US | SERC | - | SERC-C | MW | Expected Exports |  | 0 | 0 | 0 | 0 | 0 | 0 | 0 | 0 | 0 | 0 | 0
2022 | US | SERC | - | SERC-C | MW | Net Expected Transfers |  | 0 | 0 | 0 | 0 | 0 | 0 | 0 | 0 | 0 | 0 | 0
2022 | US | SERC | - | SERC-C | MW | Existing-Certain & Net Firm Transfers |  | 46663.72 | 47063.22 | 46323.22 | 45323.22 | 45323.22 | 43568.22 | 42840.22 | 41710.22 | 41680.22 | 41680.22 | 40712.22
2022 | US | SERC | - | SERC-C | MW | Anticipated Resources |  | 46663.72 | 47508.98 | 49013.51 | 48627.51 | 48627.51 | 48325.51 | 49050.51 | 49016.51 | 48986.51 | 48986.51 | 50316.51
2022 | US | SERC | - | SERC-C | MW | Prospective Resources |  | 51255.6 | 52190.86 | 53439.39 | 54023.39 | 54023.39 | 53529.39 | 54082.39 | 53939.39 | 53588.39 | 53588.39 | 54910.39
2022 | US | SERC | - | SERC-C | MW | Existing-Certain and Net Firm Transfers Excess/Shortfall |  | 1323.82 | 1572.67 | 277.22 | -714.73 | -718.18 | -2504.23 | -3409.33 | -4626.73 | -4764.83 | -4869.48 | -6088.18
2022 | US | SERC | - | SERC-C | MW | Anticipated Excess/Shortfall |  | 1323.82 | 2018.43 | 2967.51 | 2589.56 | 2586.11 | 2253.06 | 2800.96 | 2679.56 | 2541.46 | 2436.81 | 3516.11
2022 | US | SERC | - | SERC-C | MW | Prospective Excess/Shortfall |  | 5915.7 | 6700.31 | 7393.39 | 7985.44 | 7981.99 | 7456.94 | 7832.84 | 7602.44 | 7143.34 | 7038.69 | 8109.99
2022 | US | SERC | - | SERC-C | % | Existing-Certain and Net Firm Transfers Reserve Margin |  | 18.36% | 18.98% | 15.69% | 13.21% | 13.21% | 8.749% | 6.523% | 3.517% | 3.202% | 2.97% | 0.03986%
2022 | US | SERC | - | SERC-C | % | Anticipated Reserve Margin |  | 18.36% | 20.1% | 22.41% | 21.47% | 21.46% | 20.62% | 21.96% | 21.65% | 21.29% | 21.02% | 23.64%
2022 | US | SERC | - | SERC-C | % | Prospective Reserve Margin |  | 30% | 31.94% | 33.47% | 34.95% | 34.94% | 33.61% | 34.48% | 33.87% | 32.69% | 32.39% | 34.93%
2022 | US | SERC | - | SERC-C | % | Reference Margin Level |  | 15% | 15% | 15% | 15% | 15% | 15% | 15% | 15% | 15% | 15% | 15%
2022 | US | SERC | - | SERC-E | MW | Energy Efficiency and Conservation |  | 275 | 375 | 485 | 576 | 690 | 779 | 822 | 878 | 906 | 910 | 925
2022 | US | SERC | - | SERC-E | MW | Total Installed Photovoltaic |  | 549 | 636 | 710 | 774 | 840 | 907 | 975 | 1045 | 1116 | 1187 | 1258
2022 | US | SERC | - | SERC-E | MW | Photovoltaic On-Peak |  | 206 | 236 | 263 | 285 | 309 | 331 | 355 | 379 | 403 | 428 | 453
2022 | US | SERC | - | SERC-E | MW | Total Internal Demand |  | 42883 | 43123 | 43372 | 43549 | 43761 | 44070 | 44265 | 44654 | 45092 | 45607 | 46111
2022 | US | SERC | - | SERC-E | MW | Controllable and Dispatchable Demand Response - Available |  | 1298 | 1284 | 1256 | 1262 | 1269 | 1272 | 1273 | 1274 | 1275 | 1276 | 1277
2022 | US | SERC | - | SERC-E | MW | Net Internal Demand |  | 41585 | 41839 | 42116 | 42287 | 42492 | 42798 | 42992 | 43380 | 43817 | 44331 | 44834
2022 | US | SERC | - | SERC-E | MW | Behind the Meter Generation - Capacity |  | 0 | 0 | 0 | 0 | 0 | 0 | 0 | 0 | 0 | 0 | 0
2022 | US | SERC | - | SERC-E | MW | Other Capacity Adjustments - Additions |  | 0 | 0 | 0 | 0 | 0 | 0 | 0 | 0 | 0 | 0 | 0
2022 | US | SERC | - | SERC-E | MW | Other Capacity Adjustments - Reductions |  | 0 | 0 | 0 | 0 | 0 | 0 | 0 | 0 | 0 | 0 | 0
2022 | US | SERC | - | SERC-E | MW | Confirmed Retirements |  | 757 | 1145 | 1564 | 1564 | 1823 | 1985 | 1985 | 2161 | 3291 | 3291 | 4050
2022 | US | SERC | - | SERC-E | MW | Unconfirmed Retirements |  | 0 | 0 | 0 | 0 | 0 | 544 | 544 | 544 | 544 | 544 | 544
2022 | US | SERC | - | SERC-E | MW | Scheduled Outages |  | 0 | 0 | 0 | 0 | 0 | 0 | 0 | 0 | 0 | 0 | 0
2022 | US | SERC | - | SERC-E | MW | Transmission Limitations |  | 0 | 0 | 0 | 0 | 0 | 0 | 0 | 0 | 0 | 0 | 0
2022 | US | SERC | - | SERC-E | MW | Existing-Certain |  | 50470.47 | 50665.97 | 50421.97 | 50259.97 | 50259.97 | 50083.97 | 48953.97 | 48953.97 | 48953.97 | 48213.97 | 47166.97
2022 | US | SERC | - | SERC-E | MW | Existing-Other |  | 2.6 | 2.6 | 2.6 | 2.6 | 2.6 | 2.6 | 2.6 | 2.6 | 2.6 | 2.6 | 2.6
2022 | US | SERC | - | SERC-E | MW | Additions - Tier 1 |  | 486 | 560.97 | 615.97 | 980.97 | 1399.97 | 1818.97 | 3075.97 | 5483.97 | 5902.97 | 6321.97 | 6321.97
2022 | US | SERC | - | SERC-E | MW | Additions - Tier 2 |  | 0 | 0 | 14.1786 | 369.4609 | 520.0868 | 760.8654 | 1070.2582 | 1361.2018 | 1636.7759 | 1899.4193 | 2154.6868
2022 | US | SERC | - | SERC-E | MW | Additions - Tier 3 |  | 0 | 35.54 | 99.79 | 176.7485 | 5513.4342 | 5644.6812 | 6671.5557 | 6934.4461 | 7248.6256 | 7668.6155 | 8176.1581
2022 | US | SERC | - | SERC-E | MW | Firm Imports |  | 778 | 778 | 778 | 778 | 778 | 778 | 778 | 778 | 778 | 778 | 778
2022 | US | SERC | - | SERC-E | MW | Firm Exports |  | 265 | 265 | 265 | 265 | 265 | 265 | 265 | 265 | 265 | 265 | 265
2022 | US | SERC | - | SERC-E | MW | Net Firm Capacity Transfers |  | 513 | 513 | 513 | 513 | 513 | 513 | 513 | 513 | 513 | 513 | 513
2022 | US | SERC | - | SERC-E | MW | Expected Imports |  | 0 | 0 | 0 | 0 | 0 | 0 | 0 | 0 | 0 | 0 | 0
2022 | US | SERC | - | SERC-E | MW | Expected Exports |  | 0 | 0 | 0 | 0 | 0 | 0 | 0 | 0 | 0 | 0 | 0
2022 | US | SERC | - | SERC-E | MW | Net Expected Transfers |  | 0 | 0 | 0 | 0 | 0 | 0 | 0 | 0 | 0 | 0 | 0
2022 | US | SERC | - | SERC-E | MW | Existing-Certain & Net Firm Transfers |  | 50983.47 | 51178.97 | 50934.97 | 50772.97 | 50772.97 | 50596.97 | 49466.97 | 49466.97 | 49466.97 | 48726.97 | 47679.97
2022 | US | SERC | - | SERC-E | MW | Anticipated Resources |  | 51469.47 | 51739.94 | 51550.94 | 51753.94 | 52172.94 | 52415.94 | 52542.94 | 54950.94 | 55369.94 | 55048.94 | 54001.94
2022 | US | SERC | - | SERC-E | MW | Prospective Resources |  | 51472.07 | 51742.54 | 51567.7186 | 52126.0009 | 52695.6268 | 52635.4054 | 53071.7982 | 55770.7418 | 56465.3159 | 56406.9593 | 55615.2268
2022 | US | SERC | - | SERC-E | MW | Existing-Certain and Net Firm Transfers Excess/Shortfall |  | 3160.72 | 3064.12 | 2501.57 | 2142.92 | 1907.17 | 1379.27 | 26.17 | -420.03 | -922.58 | -2253.68 | -3879.13
2022 | US | SERC | - | SERC-E | MW | Anticipated Excess/Shortfall |  | 3646.72 | 3625.09 | 3117.54 | 3123.89 | 3307.14 | 3198.24 | 3102.14 | 5063.94 | 4980.39 | 4068.29 | 2442.84
2022 | US | SERC | - | SERC-E | MW | Prospective Excess/Shortfall |  | 3649.32 | 3627.69 | 3134.3186 | 3495.9509 | 3829.8268 | 3417.7054 | 3630.9982 | 5883.7418 | 6075.7659 | 5426.3093 | 4056.1268
2022 | US | SERC | - | SERC-E | % | Existing-Certain and Net Firm Transfers Reserve Margin |  | 22.6% | 22.32% | 20.94% | 20.07% | 19.49% | 18.22% | 15.06% | 14.03% | 12.89% | 9.916% | 6.348%
2022 | US | SERC | - | SERC-E | % | Anticipated Reserve Margin |  | 23.77% | 23.66% | 22.4% | 22.39% | 22.78% | 22.47% | 22.22% | 26.67% | 26.37% | 24.18% | 20.45%
2022 | US | SERC | - | SERC-E | % | Prospective Reserve Margin |  | 23.78% | 23.67% | 22.44% | 23.27% | 24.01% | 22.99% | 23.45% | 28.56% | 28.87% | 27.24% | 24.05%
2022 | US | SERC | - | SERC-E | % | Reference Margin Level |  | 15% | 15% | 15% | 15% | 15% | 15% | 15% | 15% | 15% | 15% | 15%
2022 | US | SERC | - | SERC-SE | MW | Energy Efficiency and Conservation |  | 0 | 0 | 0 | 0 | 0 | 0 | 0 | 0 | 0 | 0 | 0
2022 | US | SERC | - | SERC-SE | MW | Total Installed Photovoltaic |  | 0 | 0 | 0 | 0 | 0 | 0 | 0 | 0 | 0 | 0 | 0
2022 | US | SERC | - | SERC-SE | MW | Photovoltaic On-Peak |  | 0 | 0 | 0 | 0 | 0 | 0 | 0 | 0 | 0 | 0 | 0
2022 | US | SERC | - | SERC-SE | MW | Total Internal Demand |  | 47258 | 46082 | 45630 | 45826 | 45814 | 46022 | 44638 | 44826 | 44938 | 45290 | 45586
2022 | US | SERC | - | SERC-SE | MW | Controllable and Dispatchable Demand Response - Available |  | 1946 | 1197 | 2118 | 2129 | 2223 | 2222 | 2222 | 2213 | 2090 | 2091 | 2091
2022 | US | SERC | - | SERC-SE | MW | Net Internal Demand |  | 45312 | 44885 | 43512 | 43697 | 43591 | 43800 | 42416 | 42613 | 42848 | 43199 | 43495
2022 | US | SERC | - | SERC-SE | MW | Behind the Meter Generation - Capacity |  | 0 | 0 | 0 | 0 | 0 | 0 | 0 | 0 | 0 | 0 | 0
2022 | US | SERC | - | SERC-SE | MW | Other Capacity Adjustments - Additions |  | 0 | 0 | 0 | 0 | 0 | 0 | 0 | 0 | 0 | 0 | 0
2022 | US | SERC | - | SERC-SE | MW | Other Capacity Adjustments - Reductions |  | 0 | 0 | 0 | 0 | 0 | 0 | 0 | 0 | 0 | 0 | 0
2022 | US | SERC | - | SERC-SE | MW | Confirmed Retirements |  | 0 | 525 | 1369 | 1369 | 1369 | 1369 | 1369 | 1369 | 1369 | 1369 | 1369
2022 | US | SERC | - | SERC-SE | MW | Unconfirmed Retirements |  | 0 | 0 | 0 | 0 | 0 | 0 | 0 | 0 | 0 | 0 | 0
2022 | US | SERC | - | SERC-SE | MW | Scheduled Outages |  | 0 | 0 | 0 | 0 | 0 | 0 | 0 | 0 | 0 | 0 | 0
2022 | US | SERC | - | SERC-SE | MW | Transmission Limitations |  | 0 | 0 | 0 | 0 | 0 | 0 | 0 | 0 | 0 | 0 | 0
2022 | US | SERC | - | SERC-SE | MW | Existing-Certain |  | 59842.66 | 59925.66 | 60629.66 | 60629.66 | 60688.66 | 60688.66 | 60688.66 | 60688.66 | 60688.66 | 60688.66 | 60688.66
2022 | US | SERC | - | SERC-SE | MW | Existing-Other |  | 799.99 | 799.99 | 799.99 | 799.99 | 799.99 | 799.99 | 799.99 | 799.99 | 799.99 | 799.99 | 799.99
2022 | US | SERC | - | SERC-SE | MW | Additions - Tier 1 |  | 146.63 | 3843.23 | 5171.98 | 5313.68 | 5313.68 | 5313.68 | 5313.68 | 5313.68 | 5313.68 | 5313.68 | 5313.68
2022 | US | SERC | - | SERC-SE | MW | Additions - Tier 2 |  | 0 | 472.5 | 592.5 | 592.5 | 592.5 | 592.5 | 592.5 | 592.5 | 592.5 | 592.5 | 592.5
2022 | US | SERC | - | SERC-SE | MW | Additions - Tier 3 |  | 542.25 | 2741.87 | 3010.37 | 3010.37 | 3010.37 | 3010.37 | 3010.37 | 3010.37 | 3010.37 | 3010.37 | 3010.37
2022 | US | SERC | - | SERC-SE | MW | Firm Imports |  | 321 | 341 | 312 | 335 | 333 | 335 | 336 | 339 | 342 | 340 | 342
2022 | US | SERC | - | SERC-SE | MW | Firm Exports |  | 2845 | 1649 | 1204 | 1206 | 1154 | 1156 | 1157 | 1159 | 1204 | 1206 | 1208
2022 | US | SERC | - | SERC-SE | MW | Net Firm Capacity Transfers |  | -2524 | -1308 | -892 | -871 | -821 | -821 | -821 | -820 | -862 | -866 | -866
2022 | US | SERC | - | SERC-SE | MW | Expected Imports |  | 0 | 0 | 0 | 0 | 0 | 0 | 0 | 0 | 0 | 0 | 0
2022 | US | SERC | - | SERC-SE | MW | Expected Exports |  | 0 | 0 | 0 | 0 | 0 | 0 | 0 | 0 | 0 | 0 | 0
2022 | US | SERC | - | SERC-SE | MW | Net Expected Transfers |  | 0 | 0 | 0 | 0 | 0 | 0 | 0 | 0 | 0 | 0 | 0
2022 | US | SERC | - | SERC-SE | MW | Existing-Certain & Net Firm Transfers |  | 57318.66 | 58617.66 | 59737.66 | 59758.66 | 59867.66 | 59867.66 | 59867.66 | 59868.66 | 59826.66 | 59822.66 | 59822.66
2022 | US | SERC | - | SERC-SE | MW | Anticipated Resources |  | 57465.29 | 62460.89 | 64909.64 | 65072.34 | 65181.34 | 65181.34 | 65181.34 | 65182.34 | 65140.34 | 65136.34 | 65136.34
2022 | US | SERC | - | SERC-SE | MW | Prospective Resources |  | 58265.28 | 63733.38 | 66302.13 | 66464.83 | 66573.83 | 66573.83 | 66573.83 | 66574.83 | 66532.83 | 66528.83 | 66528.83
2022 | US | SERC | - | SERC-SE | MW | Existing-Certain and Net Firm Transfers Excess/Shortfall |  | 5209.86 | 6999.91 | 9698.86 | 9507.11 | 9738.01 | 9497.66 | 11089.26 | 10863.71 | 10551.46 | 10143.81 | 9803.41
2022 | US | SERC | - | SERC-SE | MW | Anticipated Excess/Shortfall |  | 5356.49 | 10843.14 | 14870.84 | 14820.79 | 15051.69 | 14811.34 | 16402.94 | 16177.39 | 15865.14 | 15457.49 | 15117.09
2022 | US | SERC | - | SERC-SE | MW | Prospective Excess/Shortfall |  | 6156.48 | 12115.63 | 16263.33 | 16213.28 | 16444.18 | 16203.83 | 17795.43 | 17569.88 | 17257.63 | 16849.98 | 16509.58
2022 | US | SERC | - | SERC-SE | % | Existing-Certain and Net Firm Transfers Reserve Margin |  | 26.5% | 30.6% | 37.29% | 36.76% | 37.34% | 36.68% | 41.14% | 40.49% | 39.63% | 38.48% | 37.54%
2022 | US | SERC | - | SERC-SE | % | Anticipated Reserve Margin |  | 26.82% | 39.16% | 49.18% | 48.92% | 49.53% | 48.82% | 53.67% | 52.96% | 52.03% | 50.78% | 49.76%
2022 | US | SERC | - | SERC-SE | % | Prospective Reserve Margin |  | 28.59% | 41.99% | 52.38% | 52.1% | 52.72% | 52% | 56.95% | 56.23% | 55.28% | 54.01% | 52.96%
2022 | US | SERC | - | SERC-SE | % | Reference Margin Level |  | 15% | 15% | 15% | 15% | 15% | 15% | 15% | 15% | 15% | 15% | 15%
2022 | CA | WECC | - | WECC-AB | MW | Energy Efficiency and Conservation |  | 0 | 0 | 0 | 0 | 0 | 0 | 0 | 0 | 0 | 0 | 0
2022 | CA | WECC | - | WECC-AB | MW | Total Installed Photovoltaic |  | 115 | 128 | 142 | 155 | 192 | 228 | 264 | 300 | 336 | 396 | 456
2022 | CA | WECC | - | WECC-AB | MW | Photovoltaic On-Peak |  | 115 | 128 | 142 | 155 | 192 | 228 | 264 | 300 | 336 | 396 | 456
2022 | CA | WECC | - | WECC-AB | MW | Total Internal Demand |  | 11253.8304 | 11206.0545 | 11233.333 | 11421.7095 | 11510.0926 | 11733.7743 | 11525.2418 | 11673.156 | 11634.918 | 11819.0973 | 11839.0706
2022 | CA | WECC | - | WECC-AB | MW | Controllable and Dispatchable Demand Response - Available |  | 0 | 0 | 0 | 0 | 0 | 0 | 0 | 0 | 0 | 0 | 0
2022 | CA | WECC | - | WECC-AB | MW | Net Internal Demand |  | 11253.8304 | 11206.0545 | 11233.333 | 11421.7095 | 11510.0926 | 11733.7743 | 11525.2418 | 11673.156 | 11634.918 | 11819.0973 | 11839.0706
2022 | CA | WECC | - | WECC-AB | MW | Behind the Meter Generation - Capacity |  | 0 | 0 | 0 | 0 | 0 | 0 | 0 | 0 | 0 | 0 | 0
2022 | CA | WECC | - | WECC-AB | MW | Other Capacity Adjustments - Additions |  | 0 | 0 | 0 | 0 | 0 | 0 | 0 | 0 | 0 | 0 | 0
2022 | CA | WECC | - | WECC-AB | MW | Other Capacity Adjustments - Reductions |  | 0 | 0 | 0 | 0 | 0 | 0 | 0 | 0 | 0 | 0 | 0
2022 | CA | WECC | - | WECC-AB | MW | Confirmed Retirements |  | 0 | 0 | 262.8 | 262.8 | 262.8 | 262.8 | 262.8 | 262.8 | 262.8 | 262.8 | 262.8
2022 | CA | WECC | - | WECC-AB | MW | Unconfirmed Retirements |  | 0 | 0 | 0 | 0 | 0 | 0 | 0 | 0 | 0 | 0 | 0
2022 | CA | WECC | - | WECC-AB | MW | Scheduled Outages |  | 0 | 0 | 0 | 0 | 0 | 0 | 0 | 0 | 0 | 0 | 0
2022 | CA | WECC | - | WECC-AB | MW | Transmission Limitations |  | 0 | 0 | 0 | 0 | 0 | 0 | 0 | 0 | 0 | 0 | 0
2022 | CA | WECC | - | WECC-AB | MW | Existing-Certain |  | 12505.0026 | 12455.6496 | 12633.3489 | 12572.7715 | 12558.6918 | 12439.5997 | 12629.4893 | 12635.7287 | 12469.9287 | 12469.9287 | 12449.1191
2022 | CA | WECC | - | WECC-AB | MW | Existing-Other |  | 0 | 0 | 0 | 0 | 0 | 0 | 0 | 0 | 0 | 0 | 0
2022 | CA | WECC | - | WECC-AB | MW | Additions - Tier 1 |  | 1148.118 | 2139.5344 | 2146.6927 | 2979.1767 | 2987.0315 | 2843.2933 | 3019.7863 | 2934.4469 | 2929.3944 | 2929.3944 | 2845.1069
2022 | CA | WECC | - | WECC-AB | MW | Additions - Tier 2 |  | 0 | 0 | 0 | 0 | 0 | 0 | 0 | 0 | 0 | 0 | 0
2022 | CA | WECC | - | WECC-AB | MW | Additions - Tier 3 |  | 0 | 0 | 938.9944 | 2089.9497 | 2338.5082 | 2450.0165 | 2517.0415 | 2743.7 | 3380.8016 | 3714.6603 | 3754.8029
2022 | CA | WECC | - | WECC-AB | MW | Firm Imports |  | 0 | 0 | 0 | 0 | 0 | 0 | 0 | 0 | 0 | 0 | 0
2022 | CA | WECC | - | WECC-AB | MW | Firm Exports |  | 0 | 0 | 0 | 0 | 0 | 0 | 0 | 0 | 0 | 0 | 0
2022 | CA | WECC | - | WECC-AB | MW | Net Firm Capacity Transfers |  | 0 | 0 | 0 | 0 | 0 | 0 | 0 | 0 | 0 | 0 | 0
2022 | CA | WECC | - | WECC-AB | MW | Expected Imports |  | 0 | 0 | 0 | 0 | 0 | 0 | 0 | 0 | 0 | 0 | 0
2022 | CA | WECC | - | WECC-AB | MW | Expected Exports |  | 0 | 0 | 0 | 0 | 0 | 0 | 0 | 0 | 0 | 0 | 0
2022 | CA | WECC | - | WECC-AB | MW | Net Expected Transfers |  | 0 | 0 | 0 | 0 | 0 | 0 | 0 | 0 | 0 | 0 | 0
2022 | CA | WECC | - | WECC-AB | MW | Existing-Certain & Net Firm Transfers |  | 12505.0026 | 12455.6496 | 12633.3489 | 12572.7715 | 12558.6918 | 12439.5997 | 12629.4893 | 12635.7287 | 12469.9287 | 12469.9287 | 12449.1191
2022 | CA | WECC | - | WECC-AB | MW | Anticipated Resources |  | 13653.1206 | 14595.184 | 14780.0416 | 15551.9481 | 15545.7233 | 15282.893 | 15649.2756 | 15570.1756 | 15399.323 | 15399.323 | 15294.226
2022 | CA | WECC | - | WECC-AB | MW | Prospective Resources |  | 13653.1206 | 14595.184 | 14780.0416 | 15551.9481 | 15545.7233 | 15282.893 | 15649.2756 | 15570.1756 | 15399.323 | 15399.323 | 15294.226
2022 | CA | WECC | - | WECC-AB | MW | Existing-Certain and Net Firm Transfers Excess/Shortfall |  | 104.0381 | 138.4395 | 254.1895 | -274.4939 | -232.1706 | -482.5286 | -74.0855 | -111.7341 | -353.6942 | -537.6283 | -565.0044
2022 | CA | WECC | - | WECC-AB | MW | Anticipated Excess/Shortfall |  | 1252.1561 | 2277.9739 | 2400.8822 | 2704.6827 | 2754.8609 | 2360.7647 | 2945.7008 | 2822.7129 | 2575.7002 | 2391.7661 | 2280.1025
2022 | CA | WECC | - | WECC-AB | MW | Prospective Excess/Shortfall |  | 1252.1561 | 2277.9739 | 2400.8822 | 2704.6827 | 2754.8609 | 2360.7647 | 2945.7008 | 2822.7129 | 2575.7002 | 2391.7661 | 2280.1025
2022 | CA | WECC | - | WECC-AB | % | Existing-Certain and Net Firm Transfers Reserve Margin |  | 11.12% | 11.15% | 12.46% | 10.08% | 9.11% | 6.015% | 9.581% | 8.246% | 7.177% | 5.507% | 5.153%
2022 | CA | WECC | - | WECC-AB | % | Anticipated Reserve Margin |  | 21.32% | 30.24% | 31.57% | 36.16% | 35.06% | 30.25% | 35.78% | 33.38% | 32.35% | 30.29% | 29.18%
2022 | CA | WECC | - | WECC-AB | % | Prospective Reserve Margin |  | 21.32% | 30.24% | 31.57% | 36.16% | 35.06% | 30.25% | 35.78% | 33.38% | 32.35% | 30.29% | 29.18%
2022 | CA | WECC | - | WECC-AB | % | Reference Margin Level |  | 10.19% | 9.916% | 10.2% | 12.48% | 11.13% | 10.13% | 10.22% | 9.203% | 10.22% | 10.06% | 9.925%
2022 | CA | WECC | - | WECC-BC | MW | Energy Efficiency and Conservation |  | 0 | 0 | 0 | 0 | 0 | 0 | 0 | 0 | 0 | 0 | 0
2022 | CA | WECC | - | WECC-BC | MW | Total Installed Photovoltaic |  | 0 | 0 | 0 | 0 | 0 | 0 | 0 | 0 | 0 | 0 | 0
2022 | CA | WECC | - | WECC-BC | MW | Photovoltaic On-Peak |  | 0 | 0 | 0 | 0 | 0 | 0 | 0 | 0 | 0 | 0 | 0
2022 | CA | WECC | - | WECC-BC | MW | Total Internal Demand |  | 8454.8314 | 8568.5641 | 8568.5641 | 8671.1149 | 8772.4432 | 8877.1863 | 8973.7468 | 9058.784 | 9149.3945 | 9243.6126 | 9356.582
2022 | CA | WECC | - | WECC-BC | MW | Controllable and Dispatchable Demand Response - Available |  | 0 | 0 | 0 | 0 | 0 | 0 | 0 | 0 | 0 | 0 | 0
2022 | CA | WECC | - | WECC-BC | MW | Net Internal Demand |  | 8454.8314 | 8568.5641 | 8568.5641 | 8671.1149 | 8772.4432 | 8877.1863 | 8973.7468 | 9058.784 | 9149.3945 | 9243.6126 | 9356.582
2022 | CA | WECC | - | WECC-BC | MW | Behind the Meter Generation - Capacity |  | 0 | 0 | 0 | 0 | 0 | 0 | 0 | 0 | 0 | 0 | 0
2022 | CA | WECC | - | WECC-BC | MW | Other Capacity Adjustments - Additions |  | 0 | 0 | 0 | 0 | 0 | 0 | 0 | 0 | 0 | 0 | 0
2022 | CA | WECC | - | WECC-BC | MW | Other Capacity Adjustments - Reductions |  | 0 | 0 | 0 | 0 | 0 | 0 | 0 | 0 | 0 | 0 | 0
2022 | CA | WECC | - | WECC-BC | MW | Confirmed Retirements |  | 0 | 0 | 0 | 0 | 0 | 0 | 0 | 275 | 275 | 380 | 380
2022 | CA | WECC | - | WECC-BC | MW | Unconfirmed Retirements |  | 0 | 0 | 0 | 0 | 0 | 0 | 0 | 0 | 0 | 0 | 0
2022 | CA | WECC | - | WECC-BC | MW | Scheduled Outages |  | 0 | 0 | 0 | 0 | 0 | 0 | 0 | 0 | 0 | 0 | 0
2022 | CA | WECC | - | WECC-BC | MW | Transmission Limitations |  | 0 | 0 | 0 | 0 | 0 | 0 | 0 | 0 | 0 | 0 | 0
2022 | CA | WECC | - | WECC-BC | MW | Existing-Certain |  | 11648.5692 | 11376.8421 | 10588.2909 | 10730.1947 | 10587.8175 | 11142.6636 | 10664.9859 | 10186.4848 | 10978.632 | 10978.632 | 11034.0305
2022 | CA | WECC | - | WECC-BC | MW | Existing-Other |  | 0 | 0 | 0 | 0 | 0 | 0 | 0 | 0 | 0 | 0 | 0
2022 | CA | WECC | - | WECC-BC | MW | Additions - Tier 1 |  | 3.3127 | 29.3761 | 549.7503 | 666.5966 | 688.8299 | 782.5578 | 782.8847 | 775.1823 | 851.2824 | 851.2824 | 848.6919
2022 | CA | WECC | - | WECC-BC | MW | Additions - Tier 2 |  | 0 | 12.5715 | 10.3515 | 15.6449 | 15.9582 | 13.1733 | 15.7762 | 13.2626 | 15.7638 | 15.7638 | 13.1733
2022 | CA | WECC | - | WECC-BC | MW | Additions - Tier 3 |  | 0 | 0 | 0 | 0 | 3.3599 | 33.283 | 31.0106 | 31.1532 | 59.2652 | 75.5277 | 76.6497
2022 | CA | WECC | - | WECC-BC | MW | Firm Imports |  | 0 | 0 | 0 | 0 | 0 | 0 | 0 | 0 | 0 | 0 | 0
2022 | CA | WECC | - | WECC-BC | MW | Firm Exports |  | 0 | 0 | 0 | 0 | 0 | 0 | 0 | 0 | 0 | 0 | 0
2022 | CA | WECC | - | WECC-BC | MW | Net Firm Capacity Transfers |  | 0 | 0 | 0 | 0 | 0 | 0 | 0 | 0 | 0 | 0 | 0
2022 | CA | WECC | - | WECC-BC | MW | Expected Imports |  | 0 | 0 | 0 | 0 | 0 | 0 | 0 | 0 | 0 | 0 | 0
2022 | CA | WECC | - | WECC-BC | MW | Expected Exports |  | 0 | 0 | 0 | 0 | 0 | 0 | 0 | 0 | 0 | 0 | 0
2022 | CA | WECC | - | WECC-BC | MW | Net Expected Transfers |  | 0 | 0 | 0 | 0 | 0 | 0 | 0 | 0 | 0 | 0 | 0
2022 | CA | WECC | - | WECC-BC | MW | Existing-Certain & Net Firm Transfers |  | 11648.5692 | 11376.8421 | 10588.2909 | 10730.1947 | 10587.8175 | 11142.6636 | 10664.9859 | 10186.4848 | 10978.632 | 10978.632 | 11034.0305
2022 | CA | WECC | - | WECC-BC | MW | Anticipated Resources |  | 11651.882 | 11406.2181 | 11138.0412 | 11396.7913 | 11276.6473 | 11925.2214 | 11447.8706 | 10961.6671 | 11829.9144 | 11829.9144 | 11882.7224
2022 | CA | WECC | - | WECC-BC | MW | Prospective Resources |  | 11651.882 | 11418.7896 | 11148.3927 | 11412.4361 | 11292.6055 | 11938.3947 | 11463.6468 | 10974.9297 | 11845.6782 | 11845.6782 | 11895.8957
2022 | CA | WECC | - | WECC-BC | MW | Existing-Certain and Net Firm Transfers Excess/Shortfall |  | 2331.9134 | 1958.6472 | 1145.7131 | 976.8286 | 839.2327 | 1366.4282 | 773.7692 | 294.0007 | 894.4713 | 805.5355 | 748.7879
2022 | CA | WECC | - | WECC-BC | MW | Anticipated Excess/Shortfall |  | 2335.2261 | 1988.0233 | 1695.4635 | 1643.4252 | 1528.0625 | 2148.986 | 1556.6539 | 1069.183 | 1745.7537 | 1656.8179 | 1597.4798
2022 | CA | WECC | - | WECC-BC | MW | Prospective Excess/Shortfall |  | 2335.2261 | 2000.5948 | 1705.815 | 1659.07 | 1544.0207 | 2162.1592 | 1572.4301 | 1082.4455 | 1761.5175 | 1672.5817 | 1610.6531
2022 | CA | WECC | - | WECC-BC | % | Existing-Certain and Net Firm Transfers Reserve Margin |  | 37.77% | 32.77% | 23.57% | 23.75% | 20.69% | 25.52% | 18.85% | 12.45% | 19.99% | 18.77% | 17.93%
2022 | CA | WECC | - | WECC-BC | % | Anticipated Reserve Margin |  | 37.81% | 33.12% | 29.99% | 31.43% | 28.55% | 34.34% | 27.57% | 21.01% | 29.3% | 27.98% | 27%
2022 | CA | WECC | - | WECC-BC | % | Prospective Reserve Margin |  | 37.81% | 33.26% | 30.11% | 31.61% | 28.73% | 34.48% | 27.75% | 21.15% | 29.47% | 28.15% | 27.14%
2022 | CA | WECC | - | WECC-BC | % | Reference Margin Level |  | 10.19% | 9.916% | 10.2% | 12.48% | 11.13% | 10.13% | 10.22% | 9.203% | 10.22% | 10.06% | 9.925%
2022 | US/MX | WECC | - | WECC-CAMX | MW | Energy Efficiency and Conservation |  | 998.8918 | 1523.6782 | 2065.5261 | 2540.0879 | 3139.851 | 3592.7294 | 3896.7361 | 4284.3602 | 4732.5996 | 4956.3795 | 5539.6322
2022 | US/MX | WECC | - | WECC-CAMX | MW | Total Installed Photovoltaic |  | 7785.7276 | 8940.9092 | 10038.8816 | 11048.3515 | 12096.9029 | 13170.5671 | 14232.3283 | 15393.0438 | 16597.8395 | 17788.8316 | 18929.8737
2022 | US/MX | WECC | - | WECC-CAMX | MW | Photovoltaic On-Peak |  | 5288.95 | 2845.95 | 3074.14 | 3335.37 | 3541.27 | 3767.64 | 3004.14 | 3187.66 | 3340.97 | 1293.17 | 1358.15
2022 | US/MX | WECC | - | WECC-CAMX | MW | Total Internal Demand |  | 56377.3567 | 57090.9703 | 57759.3006 | 58609.038 | 59184.3483 | 60027.8458 | 60652.2454 | 61423.295 | 62163.5222 | 62967.3189 | 63526.125
2022 | US/MX | WECC | - | WECC-CAMX | MW | Controllable and Dispatchable Demand Response - Available |  | 851.8853 | 861.7591 | 880.7733 | 897.2305 | 912.9872 | 928.3117 | 943.4886 | 958.6127 | 973.7327 | 988.9015 | 988.9015
2022 | US/MX | WECC | - | WECC-CAMX | MW | Net Internal Demand |  | 55525.4714 | 56229.2112 | 56878.5273 | 57711.8075 | 58271.3612 | 59099.5341 | 59708.7568 | 60464.6823 | 61189.7895 | 61978.4174 | 62537.2235
2022 | US/MX | WECC | - | WECC-CAMX | MW | Behind the Meter Generation - Capacity |  | 0 | 0 | 0 | 0 | 0 | 0 | 0 | 0 | 0 | 0 | 0
2022 | US/MX | WECC | - | WECC-CAMX | MW | Other Capacity Adjustments - Additions |  | 0 | 0 | 0 | 0 | 0 | 0 | 0 | 0 | 0 | 0 | 0
2022 | US/MX | WECC | - | WECC-CAMX | MW | Other Capacity Adjustments - Reductions |  | 0 | 0 | 0 | 0 | 0 | 0 | 0 | 0 | 0 | 0 | 0
2022 | US/MX | WECC | - | WECC-CAMX | MW | Confirmed Retirements |  | 0 | 0 | 50.8996 | 900.6696 | 3783.5596 | 7433.5596 | 7433.5596 | 7433.5596 | 7433.5596 | 7433.5596 | 7433.5596
2022 | US/MX | WECC | - | WECC-CAMX | MW | Unconfirmed Retirements |  | 0 | 0 | 0 | 294.9 | 294.9 | 757.6 | 757.6 | 756.8 | 756.8 | 756.8 | 756.8
2022 | US/MX | WECC | - | WECC-CAMX | MW | Scheduled Outages |  | 0 | 0 | 0 | 0 | 0 | 0 | 0 | 0 | 0 | 0 | 0
2022 | US/MX | WECC | - | WECC-CAMX | MW | Transmission Limitations |  | 0 | 0 | 0 | 0 | 0 | 0 | 0 | 0 | 0 | 0 | 0
2022 | US/MX | WECC | - | WECC-CAMX | MW | Existing-Certain |  | 72214.8423 | 70632.7232 | 64252.1007 | 63146.8357 | 60930.0197 | 60930.0197 | 62197.0669 | 60899.0395 | 60899.0395 | 60899.0395 | 60899.0395
2022 | US/MX | WECC | - | WECC-CAMX | MW | Existing-Other |  | 0 | 0 | 0 | 0 | 0 | 0 | 0 | 0 | 0 | 0 | 0
2022 | US/MX | WECC | - | WECC-CAMX | MW | Additions - Tier 1 |  | 3605.7591 | 5672.9028 | 6202.5755 | 7839.1038 | 7850.0654 | 8050.5268 | 7889.5398 | 8056.465 | 8333.346 | 8333.346 | 8333.346
2022 | US/MX | WECC | - | WECC-CAMX | MW | Additions - Tier 2 |  | 0 | 639.2564 | 595.1905 | 646.643 | 646.643 | 646.643 | 648.8057 | 647.0713 | 647.0713 | 647.0713 | 647.0713
2022 | US/MX | WECC | - | WECC-CAMX | MW | Additions - Tier 3 |  | 0 | 867.5738 | 1574.8625 | 1574.8625 | 1574.8625 | 1574.8625 | 1576.5375 | 1560.5336 | 1862.7872 | 20539.9092 | 20539.9092
2022 | US/MX | WECC | - | WECC-CAMX | MW | Firm Imports |  | 967 | 1559 | 2019 | 1925 | 2585 | 2191 | 1130 | 1252 | 753 | 0 | 0
2022 | US/MX | WECC | - | WECC-CAMX | MW | Firm Exports |  | 0 | 0 | 0 | 0 | 0 | 0 | 0 | 0 | 0 | 0 | 0
2022 | US/MX | WECC | - | WECC-CAMX | MW | Net Firm Capacity Transfers |  | 967 | 1559 | 2019 | 1925 | 2585 | 2191 | 1130 | 1252 | 753 | 0 | 0
2022 | US/MX | WECC | - | WECC-CAMX | MW | Expected Imports |  | 0 | 0 | 0 | 0 | 0 | 0 | 0 | 0 | 0 | 0 | 0
2022 | US/MX | WECC | - | WECC-CAMX | MW | Expected Exports |  | 0 | 0 | 0 | 0 | 0 | 0 | 0 | 0 | 0 | 0 | 0
2022 | US/MX | WECC | - | WECC-CAMX | MW | Net Expected Transfers |  | 0 | 0 | 0 | 0 | 0 | 0 | 0 | 0 | 0 | 0 | 0
2022 | US/MX | WECC | - | WECC-CAMX | MW | Existing-Certain & Net Firm Transfers |  | 73181.8423 | 72191.7232 | 66271.1007 | 65071.8357 | 63515.0197 | 63121.0197 | 63327.0669 | 62151.0395 | 61652.0395 | 60899.0395 | 60899.0395
2022 | US/MX | WECC | - | WECC-CAMX | MW | Anticipated Resources |  | 76787.6014 | 77864.626 | 72473.6761 | 72910.9395 | 71365.0851 | 71171.5465 | 71216.6067 | 70207.5045 | 69985.3855 | 69232.3855 | 69232.3855
2022 | US/MX | WECC | - | WECC-CAMX | MW | Prospective Resources |  | 76787.6014 | 78503.8824 | 73068.8667 | 73262.6825 | 71716.8281 | 71060.5895 | 71107.8124 | 70097.7758 | 69875.6568 | 69122.6568 | 69122.6568
2022 | US/MX | WECC | - | WECC-CAMX | MW | Existing-Certain and Net Firm Transfers Excess/Shortfall |  | 8502.7971 | 5151.8396 | -663.5156 | -3658.2042 | -5755.1631 | -7050.874 | -7075.9154 | -9199.4935 | -9902.8513 | -12380.6472 | -12957.1244
2022 | US/MX | WECC | - | WECC-CAMX | MW | Anticipated Excess/Shortfall |  | 12108.5562 | 10824.7424 | 5539.0599 | 4180.8996 | 2094.9024 | 999.6528 | 813.6244 | -1143.0285 | -1569.5054 | -4047.3012 | -4623.7784
2022 | US/MX | WECC | - | WECC-CAMX | MW | Prospective Excess/Shortfall |  | 12108.5562 | 11463.9989 | 6134.2504 | 4532.6427 | 2446.6454 | 888.6958 | 704.8302 | -1252.7572 | -1679.234 | -4157.0299 | -4733.5071
2022 | US/MX | WECC | - | WECC-CAMX | % | Existing-Certain and Net Firm Transfers Reserve Margin |  | 31.8% | 28.39% | 16.51% | 12.75% | 8.999% | 6.805% | 6.06% | 2.789% | 0.7554% | -1.742% | -2.62%
2022 | US/MX | WECC | - | WECC-CAMX | % | Anticipated Reserve Margin |  | 38.29% | 38.48% | 27.42% | 26.34% | 22.47% | 20.43% | 19.27% | 16.11% | 14.37% | 11.7% | 10.71%
2022 | US/MX | WECC | - | WECC-CAMX | % | Prospective Reserve Margin |  | 38.29% | 39.61% | 28.46% | 26.95% | 23.07% | 20.24% | 19.09% | 15.93% | 14.19% | 11.53% | 10.53%
2022 | US/MX | WECC | - | WECC-CAMX | % | Reference Margin Level |  | 16.49% | 19.23% | 17.68% | 19.09% | 18.88% | 18.74% | 17.91% | 18% | 16.94% | 18.23% | 18.1%
2022 | US | WECC | - | WECC-WPP | MW | Energy Efficiency and Conservation |  | 540.6493 | 744.0281 | 991.27 | 1175.1529 | 1354.3519 | 1536.6529 | 1717.2932 | 1891.1368 | 2065.8286 | 2217.6808 | 2288.0585
2022 | US | WECC | - | WECC-WPP | MW | Total Installed Photovoltaic |  | 2775.5878 | 3057.1534 | 3297.8327 | 3524.7009 | 3758.1386 | 4006.9149 | 4275.5496 | 4570.1889 | 4885.5804 | 5196.1302 | 3975.4295
2022 | US | WECC | - | WECC-WPP | MW | Photovoltaic On-Peak |  | 726.9601 | 853.206 | 944.9028 | 1050.4728 | 1090.9969 | 1187.1345 | 1292.2711 | 1361.8175 | 1487.9929 | 1657.1111 | 1537.2756
2022 | US | WECC | - | WECC-WPP | MW | Total Internal Demand |  | 66400.8469 | 67257.98 | 68558.5424 | 69474.5002 | 69635.5145 | 70388.5379 | 71095.2431 | 71714.8833 | 72228.594 | 72827.4737 | 73612.9503
2022 | US | WECC | - | WECC-WPP | MW | Controllable and Dispatchable Demand Response - Available |  | 1557.4776 | 1602.7652 | 1617.8107 | 1657.9165 | 1670.2072 | 1685.1061 | 1689.0999 | 1705.4854 | 1712.2269 | 1724.2499 | 1474.6156
2022 | US | WECC | - | WECC-WPP | MW | Net Internal Demand |  | 64843.3693 | 65655.2148 | 66940.7316 | 67816.5836 | 67965.3073 | 68703.4317 | 69406.1432 | 70009.3979 | 70516.367 | 71103.2238 | 72138.3347
2022 | US | WECC | - | WECC-WPP | MW | Behind the Meter Generation - Capacity |  | 0 | 0 | 0 | 0 | 0 | 0 | 0 | 0 | 0 | 0 | 0
2022 | US | WECC | - | WECC-WPP | MW | Other Capacity Adjustments - Additions |  | 0 | 0 | 0 | 0 | 0 | 0 | 0 | 0 | 0 | 0 | 0
2022 | US | WECC | - | WECC-WPP | MW | Other Capacity Adjustments - Reductions |  | 0 | 0 | 0 | 0 | 0 | 0 | 0 | 0 | 0 | 0 | 0
2022 | US | WECC | - | WECC-WPP | MW | Confirmed Retirements |  | 8 | 8 | 1136.5417 | 2049.9917 | 3598.6917 | 4768.3217 | 6910.5617 | 7710.7617 | 9667.2925 | 10546.0425 | 11584.0425
2022 | US | WECC | - | WECC-WPP | MW | Unconfirmed Retirements |  | 0 | 0 | 0 | 0 | 337.4 | 337.4 | 337.4 | 337.4 | 0 | 0 | 0
2022 | US | WECC | - | WECC-WPP | MW | Scheduled Outages |  | 0 | 0 | 0 | 0 | 0 | 0 | 0 | 0 | 0 | 0 | 0
2022 | US | WECC | - | WECC-WPP | MW | Transmission Limitations |  | 0 | 0 | 0 | 0 | 0 | 0 | 0 | 0 | 0 | 0 | 0
2022 | US | WECC | - | WECC-WPP | MW | Existing-Certain |  | 77793.5137 | 76656.1415 | 75344.1984 | 73734.9738 | 71282.5948 | 70462.9632 | 70011.9653 | 69285.4902 | 68328.2564 | 67017.2671 | 65916.919
2022 | US | WECC | - | WECC-WPP | MW | Existing-Other |  | 0 | 0 | 0 | 0 | 0 | 0 | 0 | 0 | 0 | 0 | 0
2022 | US | WECC | - | WECC-WPP | MW | Additions - Tier 1 |  | 832.9015 | 3905.7066 | 7228.2601 | 7421.9364 | 7565.3534 | 8085.3934 | 8694.9115 | 9207.461 | 9207.461 | 8694.1746 | 8694.1746
2022 | US | WECC | - | WECC-WPP | MW | Additions - Tier 2 |  | 0 | 1468.6937 | 1562.4137 | 1431.397 | 1627.7245 | 1784.0995 | 1815.017 | 1992.9958 | 2012.5208 | 1799.1431 | 1815.2381
2022 | US | WECC | - | WECC-WPP | MW | Additions - Tier 3 |  | 30.1158 | 41.8624 | 1113.0536 | 2284.1134 | 2942.6424 | 2942.6424 | 3511.5198 | 4181.8622 | 5925.3182 | 6926.4239 | 6950.5889
2022 | US | WECC | - | WECC-WPP | MW | Firm Imports |  | 0 | 0 | 0 | 0 | 0 | 800 | 957 | 0 | 450 | 800 | 800
2022 | US | WECC | - | WECC-WPP | MW | Firm Exports |  | 0 | 0 | 0 | 0 | 0 | 0 | 0 | 0 | 0 | 0 | 0
2022 | US | WECC | - | WECC-WPP | MW | Net Firm Capacity Transfers |  | 0 | 0 | 0 | 0 | 0 | 800 | 957 | 0 | 450 | 800 | 800
2022 | US | WECC | - | WECC-WPP | MW | Expected Imports |  | 0 | 0 | 0 | 0 | 0 | 0 | 0 | 0 | 0 | 0 | 0
2022 | US | WECC | - | WECC-WPP | MW | Expected Exports |  | 0 | 0 | 0 | 0 | 0 | 0 | 0 | 0 | 0 | 0 | 0
2022 | US | WECC | - | WECC-WPP | MW | Net Expected Transfers |  | 0 | 0 | 0 | 0 | 0 | 0 | 0 | 0 | 0 | 0 | 0
2022 | US | WECC | - | WECC-WPP | MW | Existing-Certain & Net Firm Transfers |  | 77793.5137 | 76656.1415 | 75344.1984 | 73734.9738 | 71282.5948 | 71262.9632 | 70968.9653 | 69285.4902 | 68778.2564 | 67817.2671 | 66716.919
2022 | US | WECC | - | WECC-WPP | MW | Anticipated Resources |  | 78626.4153 | 80561.8481 | 82572.4585 | 81156.9102 | 78847.9482 | 79348.3566 | 79663.8769 | 78492.9512 | 77985.7174 | 76511.4418 | 75411.0936
2022 | US | WECC | - | WECC-WPP | MW | Prospective Resources |  | 78626.4153 | 82030.5418 | 84134.8723 | 82588.3073 | 80138.2727 | 80795.0561 | 81141.4939 | 80148.547 | 79998.2382 | 78310.5849 | 77226.3317
2022 | US | WECC | - | WECC-WPP | MW | Existing-Certain and Net Firm Transfers Excess/Shortfall |  | 3731.3992 | 2815.082 | -236.842 | -3415.0591 | -5972.5671 | -6722.026 | -8155.8497 | -9319.2354 | -10471.4327 | -12582.8411 | -14761.1446
2022 | US | WECC | - | WECC-WPP | MW | Anticipated Excess/Shortfall |  | 4564.3008 | 6720.7887 | 6991.4181 | 4006.8774 | 1592.7863 | 1363.3675 | 539.0619 | -111.7744 | -1263.9717 | -3888.6665 | -6066.9699
2022 | US | WECC | - | WECC-WPP | MW | Prospective Excess/Shortfall |  | 4564.3008 | 8189.4824 | 8553.8318 | 5438.2744 | 2883.1108 | 2810.067 | 2016.6788 | 1543.8214 | 748.5491 | -2089.5233 | -4251.7318
2022 | US | WECC | - | WECC-WPP | % | Existing-Certain and Net Firm Transfers Reserve Margin |  | 19.97% | 16.76% | 12.55% | 8.727% | 4.881% | 3.725% | 2.252% | -1.034% | -2.465% | -4.621% | -7.515%
2022 | US | WECC | - | WECC-WPP | % | Anticipated Reserve Margin |  | 21.26% | 22.7% | 23.35% | 19.67% | 16.01% | 15.49% | 14.78% | 12.12% | 10.59% | 7.606% | 4.537%
2022 | US | WECC | - | WECC-WPP | % | Prospective Reserve Margin |  | 21.26% | 24.94% | 25.69% | 21.78% | 17.91% | 17.6% | 16.91% | 14.48% | 13.45% | 10.14% | 7.053%
2022 | US | WECC | - | WECC-WPP | % | Reference Margin Level |  | 14.22% | 12.47% | 12.91% | 13.76% | 13.67% | 13.51% | 14% | 12.28% | 12.38% | 13.08% | 12.95%
2022 | US | WECC | - | WECC-SRSG | MW | Energy Efficiency and Conservation |  | 249.8881 | 316.2091 | 381.3491 | 518.2922 | 638.8312 | 763.9072 | 843.7853 | 936.4303 | 1008.3643 | 1172.0944 | 1315.8464
2022 | US | WECC | - | WECC-SRSG | MW | Total Installed Photovoltaic |  | 1971.2936 | 2160.4249 | 2404.8009 | 2701.9201 | 3059.0647 | 3479.0413 | 3965.4779 | 4516.2003 | 5135.9266 | 5825.0391 | 6586.9728
2022 | US | WECC | - | WECC-SRSG | MW | Photovoltaic On-Peak |  | 829.8278 | 873.1716 | 781.7521 | 663.5022 | 394.7863 | 438.8554 | 428.7306 | 410.0396 | 481.7185 | 342.4842 | 177.154
2022 | US | WECC | - | WECC-SRSG | MW | Total Internal Demand |  | 26411.4167 | 27038.8919 | 27154.1495 | 27863.5563 | 28516.3181 | 29185.6649 | 29633.896 | 30048.737 | 30512.6781 | 30935.4732 | 31440.9163
2022 | US | WECC | - | WECC-SRSG | MW | Controllable and Dispatchable Demand Response - Available |  | 414.0875 | 421.0875 | 399.0875 | 437.0875 | 402.0875 | 409.0875 | 416.0875 | 394.0875 | 399.0875 | 402.0875 | 409.0875
2022 | US | WECC | - | WECC-SRSG | MW | Net Internal Demand |  | 25997.3292 | 26617.8043 | 26755.062 | 27426.4688 | 28114.2306 | 28776.5773 | 29217.8084 | 29654.6495 | 30113.5906 | 30533.3856 | 31031.8287
2022 | US | WECC | - | WECC-SRSG | MW | Behind the Meter Generation - Capacity |  | 0 | 0 | 0 | 0 | 0 | 0 | 0 | 0 | 0 | 0 | 0
2022 | US | WECC | - | WECC-SRSG | MW | Other Capacity Adjustments - Additions |  | 0 | 0 | 0 | 0 | 0 | 0 | 0 | 0 | 0 | 0 | 0
2022 | US | WECC | - | WECC-SRSG | MW | Other Capacity Adjustments - Reductions |  | 0 | 0 | 0 | 0 | 0 | 0 | 0 | 0 | 0 | 0 | 0
2022 | US | WECC | - | WECC-SRSG | MW | Confirmed Retirements |  | 0 | 0 | 614.4587 | 806.4587 | 806.4587 | 1193.4587 | 1193.4587 | 1510.4587 | 2101.4587 | 2164.4587 | 2164.4587
2022 | US | WECC | - | WECC-SRSG | MW | Unconfirmed Retirements |  | 0 | 0 | 0 | 0 | 0 | 0 | 0 | 0 | 0 | 0 | 0
2022 | US | WECC | - | WECC-SRSG | MW | Scheduled Outages |  | 0 | 0 | 0 | 0 | 0 | 0 | 0 | 0 | 0 | 0 | 0
2022 | US | WECC | - | WECC-SRSG | MW | Transmission Limitations |  | 0 | 0 | 0 | 0 | 0 | 0 | 0 | 0 | 0 | 0 | 0
2022 | US | WECC | - | WECC-SRSG | MW | Existing-Certain |  | 32291.468 | 31693.6132 | 31693.6132 | 31323.1741 | 31323.1741 | 30932.5186 | 30259.7104 | 30377.3803 | 30376.3912 | 30291.2779 | 29101.7054
2022 | US | WECC | - | WECC-SRSG | MW | Existing-Other |  | 0 | 0 | 0 | 0 | 0 | 0 | 0 | 0 | 0 | 0 | 0
2022 | US | WECC | - | WECC-SRSG | MW | Additions - Tier 1 |  | 1350.5482 | 2834.2333 | 3832.981 | 3953.6945 | 3953.6945 | 3953.6945 | 3938.5888 | 3955.0693 | 4224.0608 | 4224.0608 | 4586.2013
2022 | US | WECC | - | WECC-SRSG | MW | Additions - Tier 2 |  | 0 | 670.193 | 811.693 | 846.5887 | 846.5887 | 846.5887 | 841.0717 | 848.7827 | 848.7827 | 848.7827 | 848.7827
2022 | US | WECC | - | WECC-SRSG | MW | Additions - Tier 3 |  | 6.987 | 537.7242 | 683.4582 | 1276.7812 | 1902.2376 | 1902.2376 | 2031.3502 | 2327.7094 | 2859.0419 | 3351.8119 | 4377.8459
2022 | US | WECC | - | WECC-SRSG | MW | Firm Imports |  | 0 | 0 | 0 | 573 | 1142 | 1658 | 2652 | 3016 | 3437 | 3348 | 3561
2022 | US | WECC | - | WECC-SRSG | MW | Firm Exports |  | 0 | 0 | 0 | 0 | 0 | 0 | 0 | 0 | 0 | 0 | 0
2022 | US | WECC | - | WECC-SRSG | MW | Net Firm Capacity Transfers |  | 0 | 0 | 0 | 573 | 1142 | 1658 | 2652 | 3016 | 3437 | 3348 | 3561
2022 | US | WECC | - | WECC-SRSG | MW | Expected Imports |  | 0 | 0 | 0 | 0 | 0 | 0 | 0 | 0 | 0 | 0 | 0
2022 | US | WECC | - | WECC-SRSG | MW | Expected Exports |  | 0 | 0 | 0 | 0 | 0 | 0 | 0 | 0 | 0 | 0 | 0
2022 | US | WECC | - | WECC-SRSG | MW | Net Expected Transfers |  | 0 | 0 | 0 | 0 | 0 | 0 | 0 | 0 | 0 | 0 | 0
2022 | US | WECC | - | WECC-SRSG | MW | Existing-Certain & Net Firm Transfers |  | 32291.468 | 31693.6132 | 31693.6132 | 31896.1741 | 32465.1741 | 32590.5186 | 32911.7104 | 33393.3803 | 33813.3912 | 33639.2779 | 32662.7054
2022 | US | WECC | - | WECC-SRSG | MW | Anticipated Resources |  | 33642.0162 | 34527.8465 | 35526.5942 | 35849.8686 | 36418.8686 | 36544.2131 | 36850.2991 | 37348.4496 | 38037.452 | 37863.3387 | 37248.9067
2022 | US | WECC | - | WECC-SRSG | MW | Prospective Resources |  | 33642.0162 | 35198.0395 | 36338.2872 | 36696.4573 | 37265.4573 | 37390.8018 | 37691.3708 | 38197.2323 | 38886.2347 | 38712.1214 | 38097.6894
2022 | US | WECC | - | WECC-SRSG | MW | Existing-Certain and Net Firm Transfers Excess/Shortfall |  | 3197.2873 | 1582.5787 | 1388.668 | 1116.6702 | 958.4974 | 388.567 | 213.6158 | 13.3522 | -19.0009 | -408.2444 | -1857.0075
2022 | US | WECC | - | WECC-SRSG | MW | Anticipated Excess/Shortfall |  | 4547.8356 | 4416.812 | 5221.649 | 5070.3647 | 4912.1919 | 4342.2615 | 4152.2045 | 3968.4215 | 4205.0599 | 3815.8164 | 2729.1938
2022 | US | WECC | - | WECC-SRSG | MW | Prospective Excess/Shortfall |  | 4547.8356 | 5087.005 | 6033.342 | 5916.9534 | 5758.7806 | 5188.8502 | 4993.2762 | 4817.2042 | 5053.8426 | 4664.5991 | 3577.9765
2022 | US | WECC | - | WECC-SRSG | % | Existing-Certain and Net Firm Transfers Reserve Margin |  | 24.21% | 19.07% | 18.46% | 16.3% | 15.48% | 13.25% | 12.64% | 12.61% | 12.29% | 10.17% | 5.255%
2022 | US | WECC | - | WECC-SRSG | % | Anticipated Reserve Margin |  | 29.41% | 29.72% | 32.78% | 30.71% | 29.54% | 26.99% | 26.12% | 25.94% | 26.31% | 24.01% | 20.03%
2022 | US | WECC | - | WECC-SRSG | % | Prospective Reserve Margin |  | 29.41% | 32.23% | 35.82% | 33.8% | 32.55% | 29.93% | 29% | 28.81% | 29.13% | 26.79% | 22.77%
2022 | US | WECC | - | WECC-SRSG | % | Reference Margin Level |  | 11.91% | 13.12% | 13.27% | 12.23% | 12.07% | 11.9% | 11.91% | 12.56% | 12.35% | 11.51% | 11.24%
2022 | US | SERC | - | SERC-FP | MW | Energy Efficiency and Conservation |  | 120 | 173 | 229 | 248 | 267 | 285 | 306 | 324 | 343 | 359 | 378
2022 | US | SERC | - | SERC-FP | MW | Total Installed Photovoltaic |  | 1125 | 1492 | 1806 | 2066 | 2328 | 2601 | 2921 | 3276 | 3695 | 4051 | 4365
2022 | US | SERC | - | SERC-FP | MW | Photovoltaic On-Peak |  | 481 | 640 | 785 | 901 | 1014 | 1134 | 1271 | 1425 | 1603 | 1769 | 1813
2022 | US | SERC | - | SERC-FP | MW | Total Internal Demand |  | 52172 | 52427 | 52857 | 53140 | 53654 | 54128 | 54605 | 55322 | 56010 | 56600 | 57313
2022 | US | SERC | - | SERC-FP | MW | Controllable and Dispatchable Demand Response - Available |  | 2932 | 2949 | 2965 | 2990 | 3024 | 3064 | 3107 | 3154 | 3197 | 3205 | 3214
2022 | US | SERC | - | SERC-FP | MW | Net Internal Demand |  | 49240 | 49478 | 49892 | 50150 | 50630 | 51064 | 51498 | 52168 | 52813 | 53395 | 54099
2022 | US | SERC | - | SERC-FP | MW | Behind the Meter Generation - Capacity |  | 0 | 0 | 0 | 0 | 0 | 0 | 0 | 0 | 0 | 0 | 0
2022 | US | SERC | - | SERC-FP | MW | Other Capacity Adjustments - Additions |  | 0 | 0 | 0 | 0 | 0 | 0 | 0 | 0 | 0 | 0 | 0
2022 | US | SERC | - | SERC-FP | MW | Other Capacity Adjustments - Reductions |  | 0 | 0 | 0 | 0 | 0 | 0 | 0 | 0 | 0 | 0 | 0
2022 | US | SERC | - | SERC-FP | MW | Confirmed Retirements |  | 106 | 496 | 881 | 1276 | 2000 | 2050 | 2380 | 3781.9 | 5475.9 | 5475.9 | 5475.9
2022 | US | SERC | - | SERC-FP | MW | Unconfirmed Retirements |  | 0 | 626 | 626 | 626 | 626 | 626 | 1092.3 | 1092.3 | 1092.3 | 1092.3 | 1092.3
2022 | US | SERC | - | SERC-FP | MW | Scheduled Outages |  | 0 | 0 | 0 | 0 | 0 | 0 | 0 | 0 | 0 | 0 | 0
2022 | US | SERC | - | SERC-FP | MW | Transmission Limitations |  | 0 | 0 | 0 | 0 | 0 | 0 | 0 | 0 | 0 | 0 | 0
2022 | US | SERC | - | SERC-FP | MW | Existing-Certain |  | 59569.75 | 59400.8 | 59039.89 | 59320.57 | 59070.09 | 57609.89 | 55915.89 | 55915.89 | 55915.89 | 55915.89 | 55915.89
2022 | US | SERC | - | SERC-FP | MW | Existing-Other |  | 1143.28 | 1143.28 | 1143.28 | 1132.98 | 1132.98 | 1132.98 | 1132.98 | 1132.98 | 1132.98 | 1132.98 | 1132.98
2022 | US | SERC | - | SERC-FP | MW | Additions - Tier 1 |  | 1511.2 | 4295.3 | 5527.7 | 6126.31 | 6512.21 | 7059.96 | 7693.75 | 8612.77 | 9084.48 | 9739.07 | 9780.67
2022 | US | SERC | - | SERC-FP | MW | Additions - Tier 2 |  | 0 | 0 | 374.1 | 673.7 | 973.3 | 973.3 | 1123.1 | 1487.2 | 1562.1 | 1851.3 | 2225.8
2022 | US | SERC | - | SERC-FP | MW | Additions - Tier 3 |  | 0 | 0 | 0 | 0 | 0 | 0 | 0 | 0 | 0 | 0 | 0
2022 | US | SERC | - | SERC-FP | MW | Firm Imports |  | 300 | 303 | 406 | 406 | 306 | 306 | 306 | 306 | 306 | 306 | 306
2022 | US | SERC | - | SERC-FP | MW | Firm Exports |  | 0 | 0 | 0 | 0 | 0 | 0 | 0 | 0 | 0 | 0 | 0
2022 | US | SERC | - | SERC-FP | MW | Net Firm Capacity Transfers |  | 300 | 303 | 406 | 406 | 306 | 306 | 306 | 306 | 306 | 306 | 306
2022 | US | SERC | - | SERC-FP | MW | Expected Imports |  | 0 | 0 | 0 | 0 | 0 | 0 | 0 | 0 | 0 | 0 | 0
2022 | US | SERC | - | SERC-FP | MW | Expected Exports |  | 0 | 0 | 0 | 0 | 0 | 0 | 0 | 0 | 0 | 0 | 0
2022 | US | SERC | - | SERC-FP | MW | Net Expected Transfers |  | 0 | 0 | 0 | 0 | 0 | 0 | 0 | 0 | 0 | 0 | 0
2022 | US | SERC | - | SERC-FP | MW | Existing-Certain & Net Firm Transfers |  | 59869.75 | 59703.8 | 59445.89 | 59726.57 | 59376.09 | 57915.89 | 56221.89 | 56221.89 | 56221.89 | 56221.89 | 56221.89
2022 | US | SERC | - | SERC-FP | MW | Anticipated Resources |  | 61380.95 | 63999.1 | 64973.59 | 65852.88 | 65888.3 | 64975.85 | 63915.64 | 64834.66 | 65306.37 | 65960.96 | 66002.56
2022 | US | SERC | - | SERC-FP | MW | Prospective Resources |  | 62524.23 | 64516.38 | 65864.97 | 67033.56 | 67368.58 | 66456.13 | 65079.42 | 66362.54 | 66909.15 | 67852.94 | 68269.04
2022 | US | SERC | - | SERC-FP | MW | Existing-Certain and Net Firm Transfers Excess/Shortfall |  | 3243.75 | 2804.1 | 2070.09 | 2054.07 | 1151.59 | -807.71 | -3000.81 | -3771.31 | -4513.06 | -5182.36 | -5991.96
2022 | US | SERC | - | SERC-FP | MW | Anticipated Excess/Shortfall |  | 4754.95 | 7099.4 | 7597.79 | 8180.38 | 7663.8 | 6252.25 | 4692.94 | 4841.46 | 4571.42 | 4556.71 | 3788.71
2022 | US | SERC | - | SERC-FP | MW | Prospective Excess/Shortfall |  | 5898.23 | 7616.68 | 8489.17 | 9361.06 | 9144.08 | 7732.53 | 5856.72 | 6369.34 | 6174.2 | 6448.69 | 6055.19
2022 | US | SERC | - | SERC-FP | % | Existing-Certain and Net Firm Transfers Reserve Margin |  | 21.59% | 20.67% | 19.15% | 19.1% | 17.27% | 13.42% | 9.173% | 7.771% | 6.455% | 5.294% | 3.924%
2022 | US | SERC | - | SERC-FP | % | Anticipated Reserve Margin |  | 24.66% | 29.35% | 30.23% | 31.31% | 30.14% | 27.24% | 24.11% | 24.28% | 23.66% | 23.53% | 22%
2022 | US | SERC | - | SERC-FP | % | Prospective Reserve Margin |  | 26.98% | 30.39% | 32.02% | 33.67% | 33.06% | 30.14% | 26.37% | 27.21% | 26.69% | 27.08% | 26.19%
2022 | US | SERC | - | SERC-FP | % | Reference Margin Level |  | 15% | 15% | 15% | 15% | 15% | 15% | 15% | 15% | 15% | 15% | 15%
2023 | US | MRO | - | MRO-MISO | MW | Energy Efficiency and Conservation |  | 5 | 5 | 5 | 5 | 5 | 5 | 5 | 5 | 5 | 5 | 5
2023 | US | MRO | - | MRO-MISO | MW | Total Installed Photovoltaic |  | 0 | 0 | 0 | 0 | 0 | 0 | 0 | 0 | 0 | 0 | 0
2023 | US | MRO | - | MRO-MISO | MW | Photovoltaic On-Peak |  | 0 | 0 | 0 | 0 | 0 | 0 | 0 | 0 | 0 | 0 | 0
2023 | US | MRO | - | MRO-MISO | MW | Total Internal Demand |  | 123732.5415 | 121932.5931 | 122725.7441 | 123315.3349 | 123888.4209 | 124658.6485 | 125140.0407 | 125591.174 | 126134.9179 | 126593.3867 | 126593.3867
2023 | US | MRO | - | MRO-MISO | MW | Controllable and Dispatchable Demand Response - Available |  | 7694 | 7776 | 7741 | 7798 | 7812 | 7726 | 7728 | 7729 | 7731 | 7728 | 7728
2023 | US | MRO | - | MRO-MISO | MW | Net Internal Demand |  | 116038.5415 | 114156.5931 | 114984.7441 | 115517.3349 | 116076.4209 | 116932.6485 | 117412.0407 | 117862.174 | 118403.9179 | 118865.3867 | 118865.3867
2023 | US | MRO | - | MRO-MISO | MW | Behind the Meter Generation - Capacity |  | 4129 | 4345.3 | 4354.5 | 4348.6 | 4333.3 | 4332.1 | 4322.4 | 4288.1 | 4265 | 4185.6 | 4185.6
2023 | US | MRO | - | MRO-MISO | MW | Other Capacity Adjustments - Additions |  | 0 | 0 | 0 | 0 | 0 | 0 | 0 | 0 | 0 | 0 | 0
2023 | US | MRO | - | MRO-MISO | MW | Other Capacity Adjustments - Reductions |  | 0 | 0 | 0 | 0 | 0 | 0 | 0 | 0 | 0 | 0 | 0
2023 | US | MRO | - | MRO-MISO | MW | Confirmed Retirements |  | 0 | 0 | 0 | 0 | 0 | 0 | 0 | 0 | 0 | 0 | 0
2023 | US | MRO | - | MRO-MISO | MW | Unconfirmed Retirements |  | 0 | 3322.8 | 8148.8 | 13246.9 | 15658.4 | 21124.7 | 23402.7 | 25634.7 | 28915.7 | 29758.5 | 29758.5
2023 | US | MRO | - | MRO-MISO | MW | Scheduled Outages |  | 0 | 0 | 0 | 0 | 0 | 0 | 0 | 0 | 0 | 0 | 0
2023 | US | MRO | - | MRO-MISO | MW | Transmission Limitations |  | 0 | 0 | 0 | 0 | 0 | 0 | 0 | 0 | 0 | 0 | 0
2023 | US | MRO | - | MRO-MISO | MW | Existing-Certain |  | 141276.3 | 138706.4 | 133869.6 | 128764.8 | 126337.2 | 120869.4 | 118581.9 | 116316.2 | 113006.4 | 112084.2 | 112084.2
2023 | US | MRO | - | MRO-MISO | MW | Existing-Other |  | 0 | 0 | 0 | 0 | 0 | 0 | 0 | 0 | 0 | 0 | 0
2023 | US | MRO | - | MRO-MISO | MW | Additions - Tier 1 |  | 0 | 3135.0672 | 6972.1809 | 10935.9178 | 11744.1288 | 11943.9575 | 11944.7638 | 11944.7638 | 11944.7638 | 11944.7638 | 11944.7638
2023 | US | MRO | - | MRO-MISO | MW | Additions - Tier 2 |  | 0 | 2693.554 | 5771.017 | 9835.6363 | 10494.8967 | 10672.0469 | 10749.4829 | 10749.4829 | 10749.4829 | 10749.4829 | 10749.4829
2023 | US | MRO | - | MRO-MISO | MW | Additions - Tier 3 |  | 0 | 162.5609 | 1096.1032 | 3166.2747 | 6615.1382 | 9989.0341 | 12454.1357 | 13332.0405 | 13449.7916 | 13449.7916 | 13449.7916
2023 | US | MRO | - | MRO-MISO | MW | Firm Imports |  | 4072 | 4343.9 | 3347.9 | 3377.9 | 3275.6 | 3125.1 | 3130.1 | 3025.1 | 3024 | 3000 | 3000
2023 | US | MRO | - | MRO-MISO | MW | Firm Exports |  | 2219 | 2219 | 2219 | 2219 | 2219 | 2219 | 2219 | 2219 | 2219 | 2219 | 2219
2023 | US | MRO | - | MRO-MISO | MW | Net Firm Capacity Transfers |  | 1853 | 2124.9 | 1128.9 | 1158.9 | 1056.6 | 906.1 | 911.1 | 806.1 | 805 | 781 | 781
2023 | US | MRO | - | MRO-MISO | MW | Expected Imports |  | 0 | 0 | 0 | 0 | 0 | 0 | 0 | 0 | 0 | 0 | 0
2023 | US | MRO | - | MRO-MISO | MW | Expected Exports |  | 0 | 0 | 0 | 0 | 0 | 0 | 0 | 0 | 0 | 0 | 0
2023 | US | MRO | - | MRO-MISO | MW | Net Expected Transfers |  | 0 | 0 | 0 | 0 | 0 | 0 | 0 | 0 | 0 | 0 | 0
2023 | US | MRO | - | MRO-MISO | MW | Existing-Certain & Net Firm Transfers |  | 143129.3 | 140831.3 | 134998.5 | 129923.7 | 127393.8 | 121775.5 | 119493 | 117122.3 | 113811.4 | 112865.2 | 112865.2
2023 | US | MRO | - | MRO-MISO | MW | Anticipated Resources |  | 143129.3 | 143966.3672 | 141970.6809 | 140859.6178 | 139137.9288 | 133719.4575 | 131437.7638 | 129067.0638 | 125756.1638 | 124809.9638 | 124809.9638
2023 | US | MRO | - | MRO-MISO | MW | Prospective Resources |  | 143129.3 | 146659.9212 | 147741.6979 | 150695.254 | 149632.8256 | 144391.5044 | 142187.2468 | 139816.5468 | 136505.6468 | 135559.4468 | 135559.4468
2023 | US | MRO | - | MRO-MISO | MW | Existing-Certain and Net Firm Transfers Excess/Shortfall |  | 8640.6304 | 7724.7124 | 236.3799 | -6271.2379 | -9808.5295 | -16672.7558 | -20931.8007 | -24430.1709 | -29102.129 | -31199.6487 | -31199.6487
2023 | US | MRO | - | MRO-MISO | MW | Anticipated Excess/Shortfall |  | 8640.6304 | 10859.7796 | 7208.5608 | 4664.6799 | 1935.5993 | -4728.7983 | -8987.0368 | -12485.4071 | -17157.3651 | -19254.8849 | -19254.8849
2023 | US | MRO | - | MRO-MISO | MW | Prospective Excess/Shortfall |  | 8640.6304 | 13553.3337 | 12979.5778 | 14500.3161 | 12430.496 | 5943.2486 | 1762.4461 | -1735.9242 | -6407.8822 | -8505.4019 | -8505.4019
2023 | US | MRO | - | MRO-MISO | % | Existing-Certain and Net Firm Transfers Reserve Margin |  | 23.35% | 23.37% | 17.41% | 12.47% | 9.75% | 4.142% | 1.772% | -0.6277% | -3.879% | -5.048% | -5.048%
2023 | US | MRO | - | MRO-MISO | % | Anticipated Reserve Margin |  | 23.35% | 26.11% | 23.47% | 21.94% | 19.87% | 14.36% | 11.95% | 9.507% | 6.209% | 5.001% | 5.001%
2023 | US | MRO | - | MRO-MISO | % | Prospective Reserve Margin |  | 23.35% | 28.47% | 28.49% | 30.45% | 28.91% | 23.48% | 21.1% | 18.63% | 15.29% | 14.04% | 14.04%
2023 | US | MRO | - | MRO-MISO | % | Reference Margin Level |  | 15.9% | 16.6% | 17.2% | 17.9% | 18.2% | 18.4% | 19.6% | 20.1% | 20.7% | 21.2% | 21.2%
2023 | CA | NPCC | - | NPCC-Maritimes | MW | Energy Efficiency and Conservation |  | 17.1527 | 33.1937 | 49.5306 | 65.372 | 81.0904 | 97.2414 | 111.918 | 125.7848 | 138.7644 | 151.0225 | 162.1865
2023 | CA | NPCC | - | NPCC-Maritimes | MW | Total Installed Photovoltaic |  | 99.2108 | 131.5819 | 169.714 | 205.3148 | 248.9094 | 299.8627 | 359.4411 | 428.4978 | 506.075 | 593.2975 | 669.1876
2023 | CA | NPCC | - | NPCC-Maritimes | MW | Photovoltaic On-Peak |  | 12.5361 | 16.5957 | 21.3342 | 25.6169 | 30.8617 | 37.0432 | 44.2156 | 52.5701 | 61.9441 | 72.3778 | 81.5597
2023 | CA | NPCC | - | NPCC-Maritimes | MW | Total Internal Demand |  | 3406.8868 | 3441.2364 | 3517.9114 | 3553.0509 | 3597.5011 | 3629.2123 | 3666.2025 | 3700.0622 | 3733.3289 | 3767.4846 | 3791.8333
2023 | CA | NPCC | - | NPCC-Maritimes | MW | Controllable and Dispatchable Demand Response - Available |  | 300.3349 | 301.2962 | 303.2764 | 308.518 | 309.6134 | 309.4415 | 309.3086 | 309.1795 | 309.0626 | 308.9539 | 308.8578
2023 | CA | NPCC | - | NPCC-Maritimes | MW | Net Internal Demand |  | 3106.552 | 3139.9402 | 3214.635 | 3244.5329 | 3287.8876 | 3319.7707 | 3356.8939 | 3390.8827 | 3424.2663 | 3458.5306 | 3482.9755
2023 | CA | NPCC | - | NPCC-Maritimes | MW | Behind the Meter Generation - Capacity |  | 0 | 0 | 0 | 0 | 0 | 0 | 0 | 0 | 0 | 0 | 0
2023 | CA | NPCC | - | NPCC-Maritimes | MW | Other Capacity Adjustments - Additions |  | 0 | 0 | 0 | 0 | 0 | 0 | 0 | 0 | 0 | 0 | 0
2023 | CA | NPCC | - | NPCC-Maritimes | MW | Other Capacity Adjustments - Reductions |  | 0 | 0 | 0 | 0 | 0 | 0 | 0 | 0 | 0 | 0 | 0
2023 | CA | NPCC | - | NPCC-Maritimes | MW | Confirmed Retirements |  | 5.5 | 5.5 | 5.5 | 11.086 | 11.086 | 11.086 | 11.086 | 11.086 | 11.086 | 11.086 | 11.086
2023 | CA | NPCC | - | NPCC-Maritimes | MW | Unconfirmed Retirements |  | 0 | 141 | 225 | 225 | 225 | 225 | 370 | 808 | 808 | 808 | 808
2023 | CA | NPCC | - | NPCC-Maritimes | MW | Scheduled Outages |  | 750 | 750 | 750 | 750 | 750 | 750 | 750 | 750 | 750 | 750 | 750
2023 | CA | NPCC | - | NPCC-Maritimes | MW | Transmission Limitations |  | 0 | 0 | 0 | 0 | 0 | 0 | 0 | 0 | 0 | 0 | 0
2023 | CA | NPCC | - | NPCC-Maritimes | MW | Existing-Certain |  | 5602.2723 | 5599.0523 | 5599.0523 | 5584.2527 | 5474.2527 | 5474.2527 | 5474.2527 | 5383.2527 | 5383.2527 | 5383.2527 | 5493.2527
2023 | CA | NPCC | - | NPCC-Maritimes | MW | Existing-Other |  | 0 | 0 | 0 | 0 | 0 | 0 | 0 | 0 | 0 | 0 | 0
2023 | CA | NPCC | - | NPCC-Maritimes | MW | Additions - Tier 1 |  | 0 | 24.819 | 50.619 | 50.719 | 68.419 | 68.419 | 68.419 | 68.419 | 68.419 | 68.419 | 68.419
2023 | CA | NPCC | - | NPCC-Maritimes | MW | Additions - Tier 2 |  | 0 | 16.21 | 16.21 | 41.81 | 99.41 | 282.41 | 452.51 | 940.51 | 1063.41 | 1083.41 | 1233.41
2023 | CA | NPCC | - | NPCC-Maritimes | MW | Additions - Tier 3 |  | 0 | 0 | 0 | 35.3 | 95.3 | 115.3 | 485.3 | 505.3 | 525.3 | 545.3 | 565.3
2023 | CA | NPCC | - | NPCC-Maritimes | MW | Firm Imports |  | 145.4 | 145.4 | 145.4 | 145.4 | 145.4 | 145.4 | 145.4 | 145.4 | 145.4 | 145.4 | 145.4
2023 | CA | NPCC | - | NPCC-Maritimes | MW | Firm Exports |  | 72 | 90 | 122 | 177 | 0 | 0 | 0 | 0 | 0 | 0 | 0
2023 | CA | NPCC | - | NPCC-Maritimes | MW | Net Firm Capacity Transfers |  | 73.4 | 55.4 | 23.4 | -31.6 | 145.4 | 145.4 | 145.4 | 145.4 | 145.4 | 145.4 | 145.4
2023 | CA | NPCC | - | NPCC-Maritimes | MW | Expected Imports |  | 0 | 0 | 0 | 0 | 0 | 0 | 0 | 0 | 0 | 0 | 0
2023 | CA | NPCC | - | NPCC-Maritimes | MW | Expected Exports |  | 0 | 0 | 0 | 0 | 0 | 0 | 0 | 0 | 0 | 0 | 0
2023 | CA | NPCC | - | NPCC-Maritimes | MW | Net Expected Transfers |  | 0 | 0 | 0 | 0 | 0 | 0 | 0 | 0 | 0 | 0 | 0
2023 | CA | NPCC | - | NPCC-Maritimes | MW | Existing-Certain & Net Firm Transfers |  | 5675.6723 | 5654.4523 | 5622.4523 | 5552.6527 | 5619.6527 | 5619.6527 | 5619.6527 | 5528.6527 | 5528.6527 | 5528.6527 | 5638.6527
2023 | CA | NPCC | - | NPCC-Maritimes | MW | Anticipated Resources |  | 5675.6723 | 5679.2713 | 5673.0713 | 5603.3717 | 5688.0717 | 5688.0717 | 5688.0717 | 5597.0717 | 5597.0717 | 5597.0717 | 5707.0717
2023 | CA | NPCC | - | NPCC-Maritimes | MW | Prospective Resources |  | 5675.6723 | 5554.4813 | 5464.2813 | 5420.1817 | 5562.4817 | 5745.4817 | 5770.5817 | 5729.5817 | 5852.4817 | 5872.4817 | 6132.4817
2023 | CA | NPCC | - | NPCC-Maritimes | MW | Existing-Certain and Net Firm Transfers Excess/Shortfall |  | 1947.8099 | 1886.524 | 1764.8903 | 1659.2133 | 1674.1875 | 1635.9278 | 1591.38 | 1459.5934 | 1419.5331 | 1378.416 | 1459.0821
2023 | CA | NPCC | - | NPCC-Maritimes | MW | Anticipated Excess/Shortfall |  | 1947.8099 | 1911.343 | 1815.5093 | 1709.9323 | 1742.6065 | 1704.3468 | 1659.799 | 1528.0124 | 1487.9521 | 1446.835 | 1527.5011
2023 | CA | NPCC | - | NPCC-Maritimes | MW | Prospective Excess/Shortfall |  | 1947.8099 | 1786.553 | 1606.7193 | 1526.7423 | 1617.0165 | 1761.7568 | 1742.309 | 1660.5224 | 1743.3621 | 1722.245 | 1952.9111
2023 | CA | NPCC | - | NPCC-Maritimes | % | Existing-Certain and Net Firm Transfers Reserve Margin |  | 82.7% | 80.08% | 74.9% | 71.14% | 70.92% | 69.28% | 67.41% | 63.04% | 61.46% | 59.86% | 61.89%
2023 | CA | NPCC | - | NPCC-Maritimes | % | Anticipated Reserve Margin |  | 82.7% | 80.87% | 76.48% | 72.7% | 73% | 71.34% | 69.44% | 65.06% | 63.45% | 61.83% | 63.86%
2023 | CA | NPCC | - | NPCC-Maritimes | % | Prospective Reserve Margin |  | 82.7% | 76.9% | 69.98% | 67.06% | 69.18% | 73.07% | 71.9% | 68.97% | 70.91% | 69.8% | 76.07%
2023 | CA | NPCC | - | NPCC-Maritimes | % | Reference Margin Level |  | 20% | 20% | 20% | 20% | 20% | 20% | 20% | 20% | 20% | 20% | 20%
2023 | CA | MRO | - | MRO-Manitoba Hydro | MW | Energy Efficiency and Conservation |  | 293.8773 | 333.3465 | 373.4956 | 413.768 | 454.6283 | 334.1015 | 374.4 | 414.0562 | 452.4907 | 493.361 | 535.9039
2023 | CA | MRO | - | MRO-Manitoba Hydro | MW | Total Installed Photovoltaic |  | 39.8 | 42 | 44.2878 | 47.048 | 50.3762 | 54.3871 | 59.2172 | 65.0288 | 72.0141 | 80.4 | 90.45
2023 | CA | MRO | - | MRO-Manitoba Hydro | MW | Photovoltaic On-Peak |  | 11.94 | 12.39 | 12.8435 | 13.4087 | 14.1053 | 14.9565 | 15.9887 | 17.2326 | 18.7237 | 20.5 | 22.61
2023 | CA | MRO | - | MRO-Manitoba Hydro | MW | Total Internal Demand |  | 3058.8052 | 3049.8702 | 2968.3981 | 2974.5992 | 2963.4118 | 3132.9308 | 3146.0513 | 3139.3653 | 3171.1097 | 3217.4794 | 3270.6346
2023 | CA | MRO | - | MRO-Manitoba Hydro | MW | Controllable and Dispatchable Demand Response - Available |  | 0 | 0 | 0 | 0 | 0 | 0 | 0 | 0 | 0 | 0 | 0
2023 | CA | MRO | - | MRO-Manitoba Hydro | MW | Net Internal Demand |  | 3058.8052 | 3049.8702 | 2968.3981 | 2974.5992 | 2963.4118 | 3132.9308 | 3146.0513 | 3139.3653 | 3171.1097 | 3217.4794 | 3270.6346
2023 | CA | MRO | - | MRO-Manitoba Hydro | MW | Behind the Meter Generation - Capacity |  | 0 | 0 | 0 | 0 | 0 | 0 | 0 | 0 | 0 | 0 | 0
2023 | CA | MRO | - | MRO-Manitoba Hydro | MW | Other Capacity Adjustments - Additions |  | 0 | 0 | 0 | 0 | 0 | 0 | 0 | 0 | 0 | 0 | 0
2023 | CA | MRO | - | MRO-Manitoba Hydro | MW | Other Capacity Adjustments - Reductions |  | 0 | 0 | 0 | 0 | 0 | 0 | 0 | 0 | 0 | 0 | 0
2023 | CA | MRO | - | MRO-Manitoba Hydro | MW | Confirmed Retirements |  | 0 | 0 | 0 | 0 | 0 | 0 | 0 | 0 | 0 | 0 | 0
2023 | CA | MRO | - | MRO-Manitoba Hydro | MW | Unconfirmed Retirements |  | 0 | 0 | 0 | 0 | 0 | 0 | 22.6215 | 22.6215 | 22.6215 | 22.6215 | 22.6215
2023 | CA | MRO | - | MRO-Manitoba Hydro | MW | Scheduled Outages |  | 252 | 285 | 400 | 600 | 400 | 400 | 400 | 400 | 400 | 400 | 300
2023 | CA | MRO | - | MRO-Manitoba Hydro | MW | Transmission Limitations |  | 0 | 0 | 7 | 27 | 53 | 0 | 0 | 0 | 0 | 0 | 0
2023 | CA | MRO | - | MRO-Manitoba Hydro | MW | Existing-Certain |  | 5747.0559 | 5706.1864 | 5584.1864 | 5345.027 | 5523.817 | 5576.817 | 5576.817 | 5576.817 | 5576.817 | 5576.817 | 5676.817
2023 | CA | MRO | - | MRO-Manitoba Hydro | MW | Existing-Other |  | 33.8 | 33.8 | 33.8 | 33.8 | 33.8 | 33.8 | 33.8 | 33.8 | 33.8 | 33.8 | 33.8
2023 | CA | MRO | - | MRO-Manitoba Hydro | MW | Additions - Tier 1 |  | 0 | 91.4157 | 110.3757 | 130.7157 | 151.0557 | 151.0557 | 151.0557 | 151.0557 | 151.0557 | 151.0557 | 151.0557
2023 | CA | MRO | - | MRO-Manitoba Hydro | MW | Additions - Tier 2 |  | 0 | 0 | 0 | 0 | 0 | 0 | 0 | 0 | 0 | 0 | 0
2023 | CA | MRO | - | MRO-Manitoba Hydro | MW | Additions - Tier 3 |  | 0 | 0 | 0 | 0 | 0 | 0 | 0 | 0 | 0 | 0 | 0
2023 | CA | MRO | - | MRO-Manitoba Hydro | MW | Firm Imports |  | 0 | 0 | 0 | 0 | 0 | 0 | 0 | 0 | 0 | 0 | 0
2023 | CA | MRO | - | MRO-Manitoba Hydro | MW | Firm Exports |  | 1872.3167 | 1877.4058 | 1063.0295 | 1088.0295 | 943.1186 | 866.7821 | 871.8712 | 565 | 565 | 565 | 565
2023 | CA | MRO | - | MRO-Manitoba Hydro | MW | Net Firm Capacity Transfers |  | -1872.3167 | -1877.4058 | -1063.0295 | -1088.0295 | -943.1186 | -866.7821 | -871.8712 | -565 | -565 | -565 | -565
2023 | CA | MRO | - | MRO-Manitoba Hydro | MW | Expected Imports |  | 0 | 0 | 0 | 0 | 0 | 0 | 0 | 0 | 0 | 0 | 0
2023 | CA | MRO | - | MRO-Manitoba Hydro | MW | Expected Exports |  | 0 | 0 | 0 | 0 | 0 | 0 | 0 | 0 | 0 | 0 | 0
2023 | CA | MRO | - | MRO-Manitoba Hydro | MW | Net Expected Transfers |  | 0 | 0 | 0 | 0 | 0 | 0 | 0 | 0 | 0 | 0 | 0
2023 | CA | MRO | - | MRO-Manitoba Hydro | MW | Existing-Certain & Net Firm Transfers |  | 3874.7392 | 3828.7806 | 4521.1569 | 4256.9974 | 4580.6983 | 4710.0349 | 4704.9458 | 5011.817 | 5011.817 | 5011.817 | 5111.817
2023 | CA | MRO | - | MRO-Manitoba Hydro | MW | Anticipated Resources |  | 3874.7392 | 3920.1963 | 4631.5326 | 4387.7131 | 4731.754 | 4861.0906 | 4856.0015 | 5162.8727 | 5162.8727 | 5162.8727 | 5262.8727
2023 | CA | MRO | - | MRO-Manitoba Hydro | MW | Prospective Resources |  | 3908.5392 | 3953.9963 | 4665.3326 | 4421.5131 | 4765.554 | 4894.8906 | 4867.18 | 5174.0512 | 5174.0512 | 5174.0512 | 5274.0512
2023 | CA | MRO | - | MRO-Manitoba Hydro | MW | Existing-Certain and Net Firm Transfers Excess/Shortfall |  | 448.8773 | 412.926 | 1196.5511 | 925.4464 | 1261.6772 | 1201.1524 | 1181.3683 | 1495.7278 | 1460.1741 | 1408.24 | 1448.7062
2023 | CA | MRO | - | MRO-Manitoba Hydro | MW | Anticipated Excess/Shortfall |  | 448.8773 | 504.3417 | 1306.9268 | 1056.1621 | 1412.7329 | 1352.2081 | 1332.424 | 1646.7835 | 1611.2298 | 1559.2957 | 1599.7619
2023 | CA | MRO | - | MRO-Manitoba Hydro | MW | Prospective Excess/Shortfall |  | 482.6773 | 538.1417 | 1340.7268 | 1089.9621 | 1446.5329 | 1386.0081 | 1343.6025 | 1657.962 | 1622.4083 | 1570.4742 | 1610.9404
2023 | CA | MRO | - | MRO-Manitoba Hydro | % | Existing-Certain and Net Firm Transfers Reserve Margin |  | 26.67% | 25.54% | 52.31% | 43.11% | 54.58% | 50.34% | 49.55% | 59.64% | 58.05% | 55.77% | 56.29%
2023 | CA | MRO | - | MRO-Manitoba Hydro | % | Anticipated Reserve Margin |  | 26.67% | 28.54% | 56.03% | 47.51% | 59.67% | 55.16% | 54.35% | 64.46% | 62.81% | 60.46% | 60.91%
2023 | CA | MRO | - | MRO-Manitoba Hydro | % | Prospective Reserve Margin |  | 27.78% | 29.64% | 57.17% | 48.64% | 60.81% | 56.24% | 54.71% | 64.81% | 63.16% | 60.81% | 61.25%
2023 | CA | MRO | - | MRO-Manitoba Hydro | % | Reference Margin Level |  | 12% | 12% | 12% | 12% | 12% | 12% | 12% | 12% | 12% | 12% | 12%
2023 | CA | MRO | - | MRO-SaskPower | MW | Energy Efficiency and Conservation |  | 0 | 0 | 0 | 0 | 0 | 0 | 0 | 0 | 0 | 0 | 0
2023 | CA | MRO | - | MRO-SaskPower | MW | Total Installed Photovoltaic |  | 40 | 45 | 50 | 55 | 60 | 65 | 70 | 75 | 80 | 85 | 90
2023 | CA | MRO | - | MRO-SaskPower | MW | Photovoltaic On-Peak |  | 0 | 0 | 0 | 0 | 0 | 0 | 0 | 0 | 0 | 0 | 0
2023 | CA | MRO | - | MRO-SaskPower | MW | Total Internal Demand |  | 3601 | 3556.5 | 3646.9 | 3704.2 | 3777.4 | 3820.4 | 3849.5 | 3882.8 | 3903 | 3937 | 4004.6
2023 | CA | MRO | - | MRO-SaskPower | MW | Controllable and Dispatchable Demand Response - Available |  | 67 | 67 | 67 | 67 | 67 | 67 | 67 | 67 | 67 | 67 | 67
2023 | CA | MRO | - | MRO-SaskPower | MW | Net Internal Demand |  | 3534 | 3489.5 | 3579.9 | 3637.2 | 3710.4 | 3753.4 | 3782.5 | 3815.8 | 3836 | 3870 | 3937.6
2023 | CA | MRO | - | MRO-SaskPower | MW | Behind the Meter Generation - Capacity |  | 0 | 0 | 0 | 0 | 0 | 0 | 0 | 0 | 0 | 0 | 0
2023 | CA | MRO | - | MRO-SaskPower | MW | Other Capacity Adjustments - Additions |  | 0 | 0 | 0 | 0 | 0 | 0 | 0 | 0 | 0 | 0 | 0
2023 | CA | MRO | - | MRO-SaskPower | MW | Other Capacity Adjustments - Reductions |  | 0 | 0 | 0 | 0 | 0 | 0 | 0 | 0 | 0 | 0 | 0
2023 | CA | MRO | - | MRO-SaskPower | MW | Confirmed Retirements |  | 0 | 0 | 171.2 | 171.2 | 175.1 | 183.96 | 187.86 | 187.86 | 187.86 | 187.86 | 187.86
2023 | CA | MRO | - | MRO-SaskPower | MW | Unconfirmed Retirements |  | 0 | 0 | 0 | 0 | 0 | 300 | 300 | 1200 | 1200 | 1214.94 | 1214.94
2023 | CA | MRO | - | MRO-SaskPower | MW | Scheduled Outages |  | 24.2 | 73.6833 | 13.5398 | 22.2379 | 13.3468 | 81.041 | 16.2419 | 10.4516 | 35.0903 | 33.7619 | 0
2023 | CA | MRO | - | MRO-SaskPower | MW | Transmission Limitations |  | 0 | 0 | 0 | 0 | 0 | 0 | 0 | 0 | 0 | 0 | 0
2023 | CA | MRO | - | MRO-SaskPower | MW | Existing-Certain |  | 4042.04 | 4015.2567 | 3843.5002 | 3896.7021 | 3901.6932 | 3832.939 | 3886.0381 | 3891.8284 | 3867.1897 | 3868.5181 | 3900.28
2023 | CA | MRO | - | MRO-SaskPower | MW | Existing-Other |  | 0 | 0 | 0 | 0 | 0 | 0 | 0 | 0 | 0 | 0 | 0
2023 | CA | MRO | - | MRO-SaskPower | MW | Additions - Tier 1 |  | 0 | 347 | 400.2 | 433.4 | 433.4 | 433.4 | 433.4 | 433.4 | 433.4 | 433.4 | 433.4
2023 | CA | MRO | - | MRO-SaskPower | MW | Additions - Tier 2 |  | 0 | 0 | 0 | 0 | 0 | 380.2 | 380.2 | 1074.2 | 1074.2 | 1074.2 | 1074.2
2023 | CA | MRO | - | MRO-SaskPower | MW | Additions - Tier 3 |  | 0 | 0 | 0 | 0 | 0 | 40 | 40 | 40 | 40 | 40 | 40
2023 | CA | MRO | - | MRO-SaskPower | MW | Firm Imports |  | 290 | 290 | 290 | 315 | 315 | 315 | 315 | 315 | 315 | 315 | 315
2023 | CA | MRO | - | MRO-SaskPower | MW | Firm Exports |  | 0 | 0 | 0 | 0 | 0 | 0 | 0 | 0 | 0 | 0 | 0
2023 | CA | MRO | - | MRO-SaskPower | MW | Net Firm Capacity Transfers |  | 290 | 290 | 290 | 315 | 315 | 315 | 315 | 315 | 315 | 315 | 315
2023 | CA | MRO | - | MRO-SaskPower | MW | Expected Imports |  | 0 | 0 | 0 | 0 | 0 | 0 | 0 | 0 | 0 | 0 | 0
2023 | CA | MRO | - | MRO-SaskPower | MW | Expected Exports |  | 0 | 0 | 0 | 0 | 0 | 0 | 0 | 0 | 0 | 0 | 0
2023 | CA | MRO | - | MRO-SaskPower | MW | Net Expected Transfers |  | 0 | 0 | 0 | 0 | 0 | 0 | 0 | 0 | 0 | 0 | 0
2023 | CA | MRO | - | MRO-SaskPower | MW | Existing-Certain & Net Firm Transfers |  | 4332.04 | 4305.2567 | 4133.5002 | 4211.7021 | 4216.6932 | 4147.939 | 4201.0381 | 4206.8284 | 4182.1897 | 4183.5181 | 4215.28
2023 | CA | MRO | - | MRO-SaskPower | MW | Anticipated Resources |  | 4332.04 | 4652.2567 | 4533.7002 | 4645.1021 | 4650.0932 | 4581.339 | 4634.4381 | 4640.2284 | 4615.5897 | 4616.9181 | 4648.68
2023 | CA | MRO | - | MRO-SaskPower | MW | Prospective Resources |  | 4332.04 | 4652.2567 | 4533.7002 | 4645.1021 | 4650.0932 | 4661.539 | 4714.6381 | 4514.4284 | 4489.7897 | 4476.1781 | 4507.94
2023 | CA | MRO | - | MRO-SaskPower | MW | Existing-Certain and Net Firm Transfers Excess/Shortfall |  | 267.94 | 292.3317 | 16.6152 | 28.9221 | -50.2668 | -168.471 | -148.8369 | -181.3416 | -229.2103 | -266.9819 | -312.96
2023 | CA | MRO | - | MRO-SaskPower | MW | Anticipated Excess/Shortfall |  | 267.94 | 639.3317 | 416.8152 | 462.3221 | 383.1332 | 264.929 | 284.5631 | 252.0584 | 204.1897 | 166.4181 | 120.44
2023 | CA | MRO | - | MRO-SaskPower | MW | Prospective Excess/Shortfall |  | 267.94 | 639.3317 | 416.8152 | 462.3221 | 383.1332 | 345.129 | 364.7631 | 126.2584 | 78.3897 | 25.6781 | -20.3
2023 | CA | MRO | - | MRO-SaskPower | % | Existing-Certain and Net Firm Transfers Reserve Margin |  | 22.58% | 23.38% | 15.46% | 15.8% | 13.65% | 10.51% | 11.07% | 10.25% | 9.025% | 8.101% | 7.052%
2023 | CA | MRO | - | MRO-SaskPower | % | Anticipated Reserve Margin |  | 22.58% | 33.32% | 26.64% | 27.71% | 25.33% | 22.06% | 22.52% | 21.61% | 20.32% | 19.3% | 18.06%
2023 | CA | MRO | - | MRO-SaskPower | % | Prospective Reserve Margin |  | 22.58% | 33.32% | 26.64% | 27.71% | 25.33% | 24.2% | 24.64% | 18.31% | 17.04% | 15.66% | 14.48%
2023 | CA | MRO | - | MRO-SaskPower | % | Reference Margin Level |  | 15% | 15% | 15% | 15% | 15% | 15% | 15% | 15% | 15% | 15% | 15%
2023 | US | NPCC | - | NPCC-New England | MW | Energy Efficiency and Conservation |  | 1969 | 2085 | 2201 | 2317 | 2389 | 2441 | 2471 | 2480 | 2467 | 2436 | 2405.3895
2023 | US | NPCC | - | NPCC-New England | MW | Total Installed Photovoltaic |  | 3366.1541 | 3712.5853 | 3996.511 | 4295.0081 | 4672.1809 | 5049.9224 | 5404.4428 | 5719.4734 | 6027.1321 | 6325.8163 | 6552.5445
2023 | US | NPCC | - | NPCC-New England | MW | Photovoltaic On-Peak |  | 981 | 999 | 1005 | 1023 | 1057 | 1084 | 1102 | 1112 | 1118 | 1117 | 1116.0009
2023 | US | NPCC | - | NPCC-New England | MW | Total Internal Demand |  | 24605 | 24633 | 24708 | 24866 | 25052 | 25307 | 25636 | 26036 | 26505 | 27046 | 27598.0425
2023 | US | NPCC | - | NPCC-New England | MW | Controllable and Dispatchable Demand Response - Available |  | 564 | 661 | 669 | 623 | 623 | 623 | 623 | 623 | 623 | 623 | 623
2023 | US | NPCC | - | NPCC-New England | MW | Net Internal Demand |  | 24041 | 23972 | 24039 | 24243 | 24429 | 24684 | 25013 | 25413 | 25882 | 26423 | 26975.0425
2023 | US | NPCC | - | NPCC-New England | MW | Behind the Meter Generation - Capacity |  | 0 | 0 | 0 | 0 | 0 | 0 | 0 | 0 | 0 | 0 | 0
2023 | US | NPCC | - | NPCC-New England | MW | Other Capacity Adjustments - Additions |  | 0 | 0 | 0 | 0 | 0 | 0 | 0 | 0 | 0 | 0 | 0
2023 | US | NPCC | - | NPCC-New England | MW | Other Capacity Adjustments - Reductions |  | 0 | 0 | 0 | 0 | 0 | 0 | 0 | 0 | 0 | 0 | 0
2023 | US | NPCC | - | NPCC-New England | MW | Confirmed Retirements |  | 0 | 1420.358 | 1530.558 | 1547.054 | 1547.054 | 1547.054 | 1547.054 | 1547.054 | 1547.054 | 1547.054 | 1547.054
2023 | US | NPCC | - | NPCC-New England | MW | Unconfirmed Retirements |  | 0 | 0 | 0 | 0 | 0 | 0 | 0 | 0 | 0 | 0 | 0
2023 | US | NPCC | - | NPCC-New England | MW | Scheduled Outages |  | 488 | 0 | 0 | 0 | 0 | 0 | 0 | 0 | 0 | 0 | 0
2023 | US | NPCC | - | NPCC-New England | MW | Transmission Limitations |  | 0 | 0 | 0 | 0 | 0 | 0 | 0 | 0 | 0 | 0 | 0
2023 | US | NPCC | - | NPCC-New England | MW | Existing-Certain |  | 29042.869 | 28111.361 | 28001.161 | 27984.757 | 27984.757 | 27984.757 | 27984.757 | 27984.757 | 27984.757 | 27984.757 | 27984.757
2023 | US | NPCC | - | NPCC-New England | MW | Existing-Other |  | 1154.189 | 1153.36 | 1153.36 | 1153.268 | 1153.268 | 1153.268 | 1153.268 | 1153.268 | 1153.268 | 1153.268 | 1153.268
2023 | US | NPCC | - | NPCC-New England | MW | Additions - Tier 1 |  | 4.6 | 708.477 | 1084.4348 | 1110.7028 | 1379.6428 | 1379.6428 | 1379.6428 | 1379.6428 | 1379.6428 | 1379.6428 | 1379.6428
2023 | US | NPCC | - | NPCC-New England | MW | Additions - Tier 2 |  | 0 | 1376.0098 | 1836.0522 | 6337.5043 | 7181.1543 | 8391.7943 | 8391.7943 | 8391.7943 | 8391.7943 | 8391.7943 | 8391.7943
2023 | US | NPCC | - | NPCC-New England | MW | Additions - Tier 3 |  | 270.7384 | 1129.7031 | 2199.1765 | 3624.6065 | 9513.541 | 11306.061 | 11835.5946 | 12524.6346 | 12524.6346 | 12524.6346 | 12524.6346
2023 | US | NPCC | - | NPCC-New England | MW | Firm Imports |  | 958.38 | 1297.132 | 1503.842 | 566.998 | 83.6 | 83.6 | 83.6 | 83.6 | 83.6 | 83.6 | 83.6
2023 | US | NPCC | - | NPCC-New England | MW | Firm Exports |  | 0 | 0 | 0 | 0 | 0 | 0 | 0 | 0 | 0 | 0 | 0
2023 | US | NPCC | - | NPCC-New England | MW | Net Firm Capacity Transfers |  | 958.38 | 1297.132 | 1503.842 | 566.998 | 83.6 | 83.6 | 83.6 | 83.6 | 83.6 | 83.6 | 83.6
2023 | US | NPCC | - | NPCC-New England | MW | Expected Imports |  | 0 | 0 | 1090 | 1090 | 1090 | 1090 | 1090 | 1090 | 1090 | 1090 | 1090
2023 | US | NPCC | - | NPCC-New England | MW | Expected Exports |  | 0 | 0 | 0 | 0 | 0 | 0 | 0 | 0 | 0 | 0 | 0
2023 | US | NPCC | - | NPCC-New England | MW | Net Expected Transfers |  | 0 | 0 | 1090 | 1090 | 1090 | 1090 | 1090 | 1090 | 1090 | 1090 | 1090
2023 | US | NPCC | - | NPCC-New England | MW | Existing-Certain & Net Firm Transfers |  | 30001.249 | 29408.493 | 29505.003 | 28551.755 | 28068.357 | 28068.357 | 28068.357 | 28068.357 | 28068.357 | 28068.357 | 28068.357
2023 | US | NPCC | - | NPCC-New England | MW | Anticipated Resources |  | 30005.849 | 30116.97 | 30589.4378 | 29662.4578 | 29447.9998 | 29447.9998 | 29447.9998 | 29447.9998 | 29447.9998 | 29447.9998 | 29447.9998
2023 | US | NPCC | - | NPCC-New England | MW | Prospective Resources |  | 31160.038 | 32646.3398 | 34668.85 | 38243.2301 | 38872.4221 | 40083.0621 | 40083.0621 | 40083.0621 | 40083.0621 | 40083.0621 | 40083.0621
2023 | US | NPCC | - | NPCC-New England | MW | Existing-Certain and Net Firm Transfers Excess/Shortfall |  | 2996.4535 | 2338.6258 | 2437.5651 | 1638.2773 | 948.3905 | 669.117 | 303.927 | 114.057 | -401.843 | -1261.173 | -1873.9402
2023 | US | NPCC | - | NPCC-New England | MW | Anticipated Excess/Shortfall |  | 3001.0535 | 3047.1028 | 3521.9999 | 2748.9801 | 2328.0333 | 2048.7598 | 1683.5698 | 1493.6998 | 977.7998 | 118.4698 | -494.2974
2023 | US | NPCC | - | NPCC-New England | MW | Prospective Excess/Shortfall |  | 4155.2425 | 5576.4726 | 7601.4121 | 11329.7524 | 11752.4556 | 12683.8221 | 12318.6321 | 12128.7621 | 11612.8621 | 10753.5321 | 10140.7649
2023 | US | NPCC | - | NPCC-New England | % | Existing-Certain and Net Firm Transfers Reserve Margin |  | 24.79% | 22.68% | 22.74% | 17.77% | 14.9% | 13.71% | 12.22% | 10.45% | 8.447% | 6.227% | 4.053%
2023 | US | NPCC | - | NPCC-New England | % | Anticipated Reserve Margin |  | 24.81% | 25.63% | 27.25% | 22.35% | 20.55% | 19.3% | 17.73% | 15.88% | 13.78% | 11.45% | 9.168%
2023 | US | NPCC | - | NPCC-New England | % | Prospective Reserve Margin |  | 29.61% | 36.19% | 44.22% | 57.75% | 59.12% | 62.38% | 60.25% | 57.73% | 54.87% | 51.7% | 48.59%
2023 | US | NPCC | - | NPCC-New England | % | Reference Margin Level |  | 12.33% | 12.92% | 12.6% | 11.02% | 11.02% | 11% | 11% | 10% | 10% | 11% | 11%
2023 | US | NPCC | - | NPCC-New York | MW | Energy Efficiency and Conservation |  | 366 | 806 | 1279 | 1760 | 2240 | 2713 | 3165 | 3603 | 4015 | 4425 | 4794
2023 | US | NPCC | - | NPCC-New York | MW | Total Installed Photovoltaic |  | 4762 | 5710 | 6641.5 | 7508 | 8272 | 8916.5 | 9439 | 9851 | 10196 | 10510 | 10798
2023 | US | NPCC | - | NPCC-New York | MW | Photovoltaic On-Peak |  | 1113 | 1133 | 1165 | 1190 | 1202 | 1201 | 1185 | 1160 | 1127 | 1090 | 1047
2023 | US | NPCC | - | NPCC-New York | MW | Total Internal Demand |  | 32048 | 32280 | 32390 | 32440 | 32410 | 32310 | 32300 | 32490 | 32750 | 33110 | 33520
2023 | US | NPCC | - | NPCC-New York | MW | Controllable and Dispatchable Demand Response - Available |  | 860.4 | 860.4 | 860.4 | 860.4 | 860.4 | 860.4 | 860.4 | 860.4 | 860.4 | 860.4 | 860.4
2023 | US | NPCC | - | NPCC-New York | MW | Net Internal Demand |  | 31187.6 | 31419.6 | 31529.6 | 31579.6 | 31549.6 | 31449.6 | 31439.6 | 31629.6 | 31889.6 | 32249.6 | 32659.6
2023 | US | NPCC | - | NPCC-New York | MW | Behind the Meter Generation - Capacity |  | 0 | 0 | 0 | 0 | 0 | 0 | 0 | 0 | 0 | 0 | 0
2023 | US | NPCC | - | NPCC-New York | MW | Other Capacity Adjustments - Additions |  | 0 | 0 | 0 | 0 | 0 | 0 | 0 | 0 | 0 | 0 | 0
2023 | US | NPCC | - | NPCC-New York | MW | Other Capacity Adjustments - Reductions |  | 0 | 0 | 0 | 0 | 0 | 0 | 0 | 0 | 0 | 0 | 0
2023 | US | NPCC | - | NPCC-New York | MW | Confirmed Retirements |  | 649.6 | 649.6 | 675 | 675 | 675 | 675 | 675 | 675 | 675 | 675 | 675
2023 | US | NPCC | - | NPCC-New York | MW | Unconfirmed Retirements |  | 0 | 0 | 0 | 0 | 0 | 0 | 0 | 0 | 0 | 0 | 0
2023 | US | NPCC | - | NPCC-New York | MW | Scheduled Outages |  | 0 | 0 | 0 | 0 | 0 | 0 | 0 | 0 | 0 | 0 | 0
2023 | US | NPCC | - | NPCC-New York | MW | Transmission Limitations |  | 0 | 0 | 0 | 0 | 0 | 0 | 0 | 0 | 0 | 0 | 0
2023 | US | NPCC | - | NPCC-New York | MW | Existing-Certain |  | 34220.5 | 34220.5 | 33630.2 | 33630.2 | 33630.2 | 33630.2 | 33630.2 | 33630.2 | 33630.2 | 33630.2 | 33630.2
2023 | US | NPCC | - | NPCC-New York | MW | Existing-Other |  | 0 | 0 | 0 | 0 | 0 | 0 | 0 | 0 | 0 | 0 | 0
2023 | US | NPCC | - | NPCC-New York | MW | Additions - Tier 1 |  | 110.1 | 410.1 | 876.7 | 888.1 | 888.1 | 888.1 | 888.1 | 888.1 | 888.1 | 888.1 | 888.1
2023 | US | NPCC | - | NPCC-New York | MW | Additions - Tier 2 |  | 11.4 | 415.1 | 2123.9 | 3000.1 | 4304.9 | 4304.9 | 4304.9 | 4304.9 | 4304.9 | 4304.9 | 4304.9
2023 | US | NPCC | - | NPCC-New York | MW | Additions - Tier 3 |  | 1767.6 | 3795.6 | 6124 | 10171 | 12203.9 | 12203.9 | 12203.9 | 12203.9 | 12203.9 | 12203.9 | 12203.9
2023 | US | NPCC | - | NPCC-New York | MW | Firm Imports |  | 2141.58 | 1931.9 | 1814.6 | 3211.6 | 3518 | 3518 | 3518 | 3518 | 3518 | 3518 | 3518
2023 | US | NPCC | - | NPCC-New York | MW | Firm Exports |  | 0 | 0 | 0 | 0 | 0 | 0 | 0 | 0 | 0 | 0 | 0
2023 | US | NPCC | - | NPCC-New York | MW | Net Firm Capacity Transfers |  | 2141.58 | 1931.9 | 1814.6 | 3211.6 | 3518 | 3518 | 3518 | 3518 | 3518 | 3518 | 3518
2023 | US | NPCC | - | NPCC-New York | MW | Expected Imports |  | 0 | 0 | 0 | 0 | 0 | 0 | 0 | 0 | 0 | 0 | 0
2023 | US | NPCC | - | NPCC-New York | MW | Expected Exports |  | 0 | 0 | 0 | 0 | 0 | 0 | 0 | 0 | 0 | 0 | 0
2023 | US | NPCC | - | NPCC-New York | MW | Net Expected Transfers |  | 0 | 0 | 0 | 0 | 0 | 0 | 0 | 0 | 0 | 0 | 0
2023 | US | NPCC | - | NPCC-New York | MW | Existing-Certain & Net Firm Transfers |  | 36362.08 | 36152.4 | 35444.8 | 36841.8 | 37148.2 | 37148.2 | 37148.2 | 37148.2 | 37148.2 | 37148.2 | 37148.2
2023 | US | NPCC | - | NPCC-New York | MW | Anticipated Resources |  | 36472.18 | 36562.5 | 36321.5 | 37729.9 | 38036.3 | 38036.3 | 38036.3 | 38036.3 | 38036.3 | 38036.3 | 38036.3
2023 | US | NPCC | - | NPCC-New York | MW | Prospective Resources |  | 36483.58 | 36977.6 | 38445.4 | 40730 | 42341.2 | 42341.2 | 42341.2 | 42341.2 | 42341.2 | 42341.2 | 42341.2
2023 | US | NPCC | - | NPCC-New York | MW | Existing-Certain and Net Firm Transfers Excess/Shortfall |  | 496.34 | 19.86 | -814.24 | 525.26 | 866.16 | 981.16 | 992.66 | 774.16 | 475.16 | 61.16 | -410.34
2023 | US | NPCC | - | NPCC-New York | MW | Anticipated Excess/Shortfall |  | 606.44 | 429.96 | 62.46 | 1413.36 | 1754.26 | 1869.26 | 1880.76 | 1662.26 | 1363.26 | 949.26 | 477.76
2023 | US | NPCC | - | NPCC-New York | MW | Prospective Excess/Shortfall |  | 617.84 | 845.06 | 2186.36 | 4413.46 | 6059.16 | 6174.16 | 6185.66 | 5967.16 | 5668.16 | 5254.16 | 4782.66
2023 | US | NPCC | - | NPCC-New York | % | Existing-Certain and Net Firm Transfers Reserve Margin |  | 16.59% | 15.06% | 12.42% | 16.66% | 17.75% | 18.12% | 18.16% | 17.45% | 16.49% | 15.19% | 13.74%
2023 | US | NPCC | - | NPCC-New York | % | Anticipated Reserve Margin |  | 16.94% | 16.37% | 15.2% | 19.48% | 20.56% | 20.94% | 20.98% | 20.26% | 19.27% | 17.94% | 16.46%
2023 | US | NPCC | - | NPCC-New York | % | Prospective Reserve Margin |  | 16.98% | 17.69% | 21.93% | 28.98% | 34.21% | 34.63% | 34.67% | 33.87% | 32.77% | 31.29% | 29.64%
2023 | US | NPCC | - | NPCC-New York | % | Reference Margin Level |  | 15% | 15% | 15% | 15% | 15% | 15% | 15% | 15% | 15% | 15% | 15%
2023 | CA | NPCC | - | NPCC-Ontario | MW | Energy Efficiency and Conservation |  | 4503.8207 | 4622.9021 | 4717.2734 | 4840.5782 | 4940.3335 | 4981.768 | 4951.0844 | 4854.4179 | 4818.3744 | 4906.3697 | 4848.8114
2023 | CA | NPCC | - | NPCC-Ontario | MW | Total Installed Photovoltaic |  | 2171.5586 | 2171.5586 | 2171.5586 | 2171.5586 | 2171.5586 | 2171.5586 | 2171.5586 | 2171.5586 | 2171.5586 | 2171.5586 | 2171.5586
2023 | CA | NPCC | - | NPCC-Ontario | MW | Photovoltaic On-Peak |  | 547.5194 | 935.0482 | 432.2926 | 588.6638 | 839.7342 | 681.4656 | 495.9808 | 193.2909 | 432.2926 | 205.4444 | 172.1219
2023 | CA | NPCC | - | NPCC-Ontario | MW | Total Internal Demand |  | 22879.8266 | 23236.362 | 24321.4689 | 24217.2189 | 24459.9442 | 24694.9974 | 24952.9546 | 25294.9247 | 25927.9637 | 25928.021 | 26386.9806
2023 | CA | NPCC | - | NPCC-Ontario | MW | Controllable and Dispatchable Demand Response - Available |  | 740.025 | 1022.2 | 544.4 | 544.4 | 544.4 | 544.4 | 544.4 | 544.4 | 544.4 | 544.4 | 544.4
2023 | CA | NPCC | - | NPCC-Ontario | MW | Net Internal Demand |  | 22139.8016 | 22214.162 | 23777.0689 | 23672.8189 | 23915.5442 | 24150.5974 | 24408.5546 | 24750.5247 | 25383.5637 | 25383.621 | 25842.5806
2023 | CA | NPCC | - | NPCC-Ontario | MW | Behind the Meter Generation - Capacity |  | 0 | 0 | 0 | 0 | 0 | 0 | 0 | 0 | 0 | 0 | 0
2023 | CA | NPCC | - | NPCC-Ontario | MW | Other Capacity Adjustments - Additions |  | 0 | 0 | 0 | 0 | 0 | 0 | 0 | 0 | 0 | 0 | 0
2023 | CA | NPCC | - | NPCC-Ontario | MW | Other Capacity Adjustments - Reductions |  | 0 | 0 | 0 | 0 | 0 | 0 | 0 | 0 | 0 | 0 | 0
2023 | CA | NPCC | - | NPCC-Ontario | MW | Confirmed Retirements |  | 0 | 515 | 3094 | 3094 | 3094 | 3094 | 3094 | 3094 | 3094 | 3094 | 3094
2023 | CA | NPCC | - | NPCC-Ontario | MW | Unconfirmed Retirements |  | 0 | 0 | 0 | 2064 | 0 | 0 | 0 | 0 | 0 | 0 | 0
2023 | CA | NPCC | - | NPCC-Ontario | MW | Scheduled Outages |  | 0 | 0 | 0 | 0 | 0 | 0 | 0 | 0 | 0 | 0 | 0
2023 | CA | NPCC | - | NPCC-Ontario | MW | Transmission Limitations |  | 0 | 0 | 0 | 0 | 0 | 0 | 0 | 0 | 0 | 0 | 0
2023 | CA | NPCC | - | NPCC-Ontario | MW | Existing-Certain |  | 26308.2557 | 27123.7557 | 26179.6557 | 26179.6557 | 24986.8057 | 24954.5057 | 24954.5057 | 25763.8557 | 25755.4057 | 25755.4057 | 25755.4057
2023 | CA | NPCC | - | NPCC-Ontario | MW | Existing-Other |  | 0 | 0 | 0 | 0 | 0 | 0 | 0 | 0 | 0 | 0 | 0
2023 | CA | NPCC | - | NPCC-Ontario | MW | Additions - Tier 1 |  | 0 | 9.72 | 512.97 | 1635.4377 | 1635.4377 | 1635.4377 | 1917.4377 | 1917.4377 | 1917.4377 | 1917.4377 | 1917.4377
2023 | CA | NPCC | - | NPCC-Ontario | MW | Additions - Tier 2 |  | 0 | 0 | 0 | 0 | 0 | 0 | 0 | 0 | 0 | 0 | 0
2023 | CA | NPCC | - | NPCC-Ontario | MW | Additions - Tier 3 |  | 0 | 0 | 0 | 0 | 0 | 0 | 0 | 0 | 0 | 0 | 0
2023 | CA | NPCC | - | NPCC-Ontario | MW | Firm Imports |  | 222.8 | 0 | 600 | 600 | 500 | 600 | 600 | 600 | 600 | 0 | 0
2023 | CA | NPCC | - | NPCC-Ontario | MW | Firm Exports |  | 0 | 0 | 0 | 0 | 0 | 0 | 0 | 0 | 0 | 0 | 0
2023 | CA | NPCC | - | NPCC-Ontario | MW | Net Firm Capacity Transfers |  | 222.8 | 0 | 600 | 600 | 500 | 600 | 600 | 600 | 600 | 0 | 0
2023 | CA | NPCC | - | NPCC-Ontario | MW | Expected Imports |  | 250 | 250 | 250 | 250 | 250 | 250 | 250 | 250 | 250 | 250 | 250
2023 | CA | NPCC | - | NPCC-Ontario | MW | Expected Exports |  | 0 | 0 | 0 | 0 | 0 | 0 | 0 | 0 | 0 | 0 | 0
2023 | CA | NPCC | - | NPCC-Ontario | MW | Net Expected Transfers |  | 250 | 250 | 250 | 250 | 250 | 250 | 250 | 250 | 250 | 250 | 250
2023 | CA | NPCC | - | NPCC-Ontario | MW | Existing-Certain & Net Firm Transfers |  | 26531.0557 | 27123.7557 | 26779.6557 | 26779.6557 | 25486.8057 | 25554.5057 | 25554.5057 | 26363.8557 | 26355.4057 | 25755.4057 | 25755.4057
2023 | CA | NPCC | - | NPCC-Ontario | MW | Anticipated Resources |  | 26531.0557 | 27133.4757 | 27292.6257 | 28415.0934 | 27122.2434 | 27189.9434 | 27471.9434 | 28281.2934 | 28272.8434 | 27672.8434 | 27672.8434
2023 | CA | NPCC | - | NPCC-Ontario | MW | Prospective Resources |  | 26781.0557 | 27383.4757 | 27542.6257 | 26601.0934 | 27372.2434 | 27439.9434 | 27721.9434 | 28531.2934 | 28522.8434 | 27922.8434 | 27922.8434
2023 | CA | NPCC | - | NPCC-Ontario | MW | Existing-Certain and Net Firm Transfers Excess/Shortfall |  | 48.8 | 1906.28 | 698.23 | 583.4499 | -1095.5502 | -1325.5502 | -1854.5502 | -1561.5501 | -2642.5501 | -2655.5501 | -2828.3501
2023 | CA | NPCC | - | NPCC-Ontario | MW | Anticipated Excess/Shortfall |  | 48.8 | 1916 | 1211.2 | 2218.8875 | 539.8876 | 309.8875 | 62.8875 | 355.8876 | -725.1124 | -738.1124 | -910.9124
2023 | CA | NPCC | - | NPCC-Ontario | MW | Prospective Excess/Shortfall |  | 298.8 | 2166 | 1461.2 | 404.8875 | 789.8876 | 559.8875 | 312.8875 | 605.8876 | -475.1124 | -488.1124 | -660.9124
2023 | CA | NPCC | - | NPCC-Ontario | % | Existing-Certain and Net Firm Transfers Reserve Margin |  | 19.83% | 22.1% | 12.63% | 13.12% | 6.57% | 5.813% | 4.695% | 6.518% | 3.829% | 1.465% | -0.3373%
2023 | CA | NPCC | - | NPCC-Ontario | % | Anticipated Reserve Margin |  | 19.83% | 22.14% | 14.79% | 20.03% | 13.41% | 12.58% | 12.55% | 14.27% | 11.38% | 9.019% | 7.082%
2023 | CA | NPCC | - | NPCC-Ontario | % | Prospective Reserve Margin |  | 20.96% | 23.27% | 15.84% | 12.37% | 14.45% | 13.62% | 13.57% | 15.28% | 12.37% | 10% | 8.05%
2023 | CA | NPCC | - | NPCC-Ontario | % | Reference Margin Level |  | 19.61% | 13.52% | 9.692% | 10.66% | 11.15% | 11.3% | 12.29% | 12.83% | 14.24% | 11.93% | 10.61%
2023 | CA | NPCC | - | NPCC-Quebec | MW | Energy Efficiency and Conservation |  | 0 | 0 | 0 | 0 | 0 | 0 | 0 | 0 | 0 | 0 | 0
2023 | CA | NPCC | - | NPCC-Quebec | MW | Total Installed Photovoltaic |  | 20 | 44 | 74 | 112 | 157 | 210 | 273 | 344 | 426 | 523 | 638
2023 | CA | NPCC | - | NPCC-Quebec | MW | Photovoltaic On-Peak |  | 4 | 12 | 20 | 28 | 39 | 42 | 53 | 59 | 64 | 70 | 81
2023 | CA | NPCC | - | NPCC-Quebec | MW | Total Internal Demand |  | 22978.1305 | 23212.1966 | 23669.0792 | 24110.8962 | 24604.6113 | 25190.2458 | 25991.5918 | 26687.5539 | 27400.7878 | 28076.4723 | 29134.604
2023 | CA | NPCC | - | NPCC-Quebec | MW | Controllable and Dispatchable Demand Response - Available |  | 0 | 0 | 0 | 0 | 0 | 0 | 0 | 0 | 0 | 0 | 0
2023 | CA | NPCC | - | NPCC-Quebec | MW | Net Internal Demand |  | 22978.1305 | 23212.1966 | 23669.0792 | 24110.8962 | 24604.6113 | 25190.2458 | 25991.5918 | 26687.5539 | 27400.7878 | 28076.4723 | 29134.604
2023 | CA | NPCC | - | NPCC-Quebec | MW | Behind the Meter Generation - Capacity |  | 0 | 0 | 0 | 0 | 0 | 0 | 0 | 0 | 0 | 0 | 0
2023 | CA | NPCC | - | NPCC-Quebec | MW | Other Capacity Adjustments - Additions |  | 0 | 0 | 0 | 0 | 0 | 0 | 0 | 0 | 0 | 0 | 0
2023 | CA | NPCC | - | NPCC-Quebec | MW | Other Capacity Adjustments - Reductions |  | 0 | 0 | 0 | 0 | 0 | 0 | 0 | 0 | 0 | 0 | 0
2023 | CA | NPCC | - | NPCC-Quebec | MW | Confirmed Retirements |  | 0 | 0 | 0 | 0 | 0 | 0 | 0 | 0 | 0 | 0 | 0
2023 | CA | NPCC | - | NPCC-Quebec | MW | Unconfirmed Retirements |  | 0 | 0 | 0 | 0 | 0 | 0 | 0 | 0 | 0 | 0 | 0
2023 | CA | NPCC | - | NPCC-Quebec | MW | Scheduled Outages |  | 0 | 0 | 0 | 0 | 0 | 0 | 0 | 0 | 0 | 0 | 0
2023 | CA | NPCC | - | NPCC-Quebec | MW | Transmission Limitations |  | 0 | 0 | 0 | 0 | 0 | 0 | 0 | 0 | 0 | 0 | 0
2023 | CA | NPCC | - | NPCC-Quebec | MW | Existing-Certain |  | 31287.0665 | 31260.4193 | 31278.9865 | 31269.9193 | 31269.4865 | 31199.9193 | 31169.6865 | 31147.3693 | 31142.7185 | 31133.4385 | 31110.1185
2023 | CA | NPCC | - | NPCC-Quebec | MW | Existing-Other |  | 0 | 0 | 0 | 0 | 0 | 0 | 0 | 0 | 0 | 0 | 0
2023 | CA | NPCC | - | NPCC-Quebec | MW | Additions - Tier 1 |  | 0 | 0 | 0 | 0 | 0 | 0 | 0 | 0 | 0 | 0 | 0
2023 | CA | NPCC | - | NPCC-Quebec | MW | Additions - Tier 2 |  | 0 | 0 | 0 | 0 | 0 | 0 | 0 | 0 | 0 | 0 | 0
2023 | CA | NPCC | - | NPCC-Quebec | MW | Additions - Tier 3 |  | 0 | 0 | 0 | 0 | 0 | 0 | 0 | 0 | 0 | 0 | 0
2023 | CA | NPCC | - | NPCC-Quebec | MW | Firm Imports |  | 0 | 0 | 0 | 0 | 0 | 0 | 0 | 0 | 0 | 0 | 0
2023 | CA | NPCC | - | NPCC-Quebec | MW | Firm Exports |  | 1853 | 2044 | 2554.8 | 1710 | 1610 | 1710 | 1710 | 1710 | 1710 | 1110 | 1110
2023 | CA | NPCC | - | NPCC-Quebec | MW | Net Firm Capacity Transfers |  | -1853 | -2044 | -2554.8 | -1710 | -1610 | -1710 | -1710 | -1710 | -1710 | -1110 | -1110
2023 | CA | NPCC | - | NPCC-Quebec | MW | Expected Imports |  | 0 | 0 | 0 | 0 | 0 | 0 | 0 | 0 | 0 | 0 | 0
2023 | CA | NPCC | - | NPCC-Quebec | MW | Expected Exports |  | 0 | 0 | 0 | 0 | 0 | 0 | 0 | 0 | 0 | 0 | 0
2023 | CA | NPCC | - | NPCC-Quebec | MW | Net Expected Transfers |  | 0 | 0 | 0 | 0 | 0 | 0 | 0 | 0 | 0 | 0 | 0
2023 | CA | NPCC | - | NPCC-Quebec | MW | Existing-Certain & Net Firm Transfers |  | 29434.0665 | 29216.4193 | 28724.1865 | 29559.9193 | 29659.4865 | 29489.9193 | 29459.6865 | 29437.3693 | 29432.7185 | 30023.4385 | 30000.1185
2023 | CA | NPCC | - | NPCC-Quebec | MW | Anticipated Resources |  | 29434.0665 | 29216.4193 | 28724.1865 | 29559.9193 | 29659.4865 | 29489.9193 | 29459.6865 | 29437.3693 | 29432.7185 | 30023.4385 | 30000.1185
2023 | CA | NPCC | - | NPCC-Quebec | MW | Prospective Resources |  | 29434.0665 | 29216.4193 | 28724.1865 | 29559.9193 | 29659.4865 | 29489.9193 | 29459.6865 | 29437.3693 | 29432.7185 | 30023.4385 | 30000.1185
2023 | CA | NPCC | - | NPCC-Quebec | MW | Existing-Certain and Net Firm Transfers Excess/Shortfall |  | 4043.2323 | 3566.9421 | 2569.8539 | 2917.379 | 2471.391 | 1654.6977 | 738.9776 | -52.3777 | -845.152 | -1001.0634 | -2193.619
2023 | CA | NPCC | - | NPCC-Quebec | MW | Anticipated Excess/Shortfall |  | 4043.2323 | 3566.9421 | 2569.8539 | 2917.379 | 2471.391 | 1654.6977 | 738.9776 | -52.3777 | -845.152 | -1001.0634 | -2193.619
2023 | CA | NPCC | - | NPCC-Quebec | MW | Prospective Excess/Shortfall |  | 4043.2323 | 3566.9421 | 2569.8539 | 2917.379 | 2471.391 | 1654.6977 | 738.9776 | -52.3777 | -845.152 | -1001.0634 | -2193.619
2023 | CA | NPCC | - | NPCC-Quebec | % | Existing-Certain and Net Firm Transfers Reserve Margin |  | 28.1% | 25.87% | 21.36% | 22.6% | 20.54% | 17.07% | 13.34% | 10.3% | 7.416% | 6.935% | 2.971%
2023 | CA | NPCC | - | NPCC-Quebec | % | Anticipated Reserve Margin |  | 28.1% | 25.87% | 21.36% | 22.6% | 20.54% | 17.07% | 13.34% | 10.3% | 7.416% | 6.935% | 2.971%
2023 | CA | NPCC | - | NPCC-Quebec | % | Prospective Reserve Margin |  | 28.1% | 25.87% | 21.36% | 22.6% | 20.54% | 17.07% | 13.34% | 10.3% | 7.416% | 6.935% | 2.971%
2023 | CA | NPCC | - | NPCC-Quebec | % | Reference Margin Level |  | 10.5% | 10.5% | 10.5% | 10.5% | 10.5% | 10.5% | 10.5% | 10.5% | 10.5% | 10.5% | 10.5%
2023 | US | RF | - | PJM | MW | Energy Efficiency and Conservation |  | 0 | 0 | 0 | 0 | 0 | 0 | 0 | 0 | 0 | 0 | 0
2023 | US | RF | - | PJM | MW | Total Installed Photovoltaic |  | 7600 | 8602.6316 | 9384.2105 | 10107.8947 | 10618.4211 | 11013.1579 | 11478.9474 | 11755.2632 | 12173.6842 | 12139.4737 | 12131.5789
2023 | US | RF | - | PJM | MW | Photovoltaic On-Peak |  | 2888 | 3269 | 3566 | 3841 | 4035 | 4185 | 4362 | 4467 | 4626 | 4613 | 4610
2023 | US | RF | - | PJM | MW | Total Internal Demand |  | 149059 | 149737 | 150924 | 152736 | 154275 | 155703 | 156923 | 157899 | 158942 | 159917 | 160971
2023 | US | RF | - | PJM | MW | Controllable and Dispatchable Demand Response - Available |  | 7288 | 7397 | 7453 | 7515 | 7573 | 7617 | 7646 | 7679 | 7710 | 7731 | 7758
2023 | US | RF | - | PJM | MW | Net Internal Demand |  | 141771 | 142340 | 143471 | 145221 | 146702 | 148086 | 149277 | 150220 | 151232 | 152186 | 153213
2023 | US | RF | - | PJM | MW | Behind the Meter Generation - Capacity |  | 0 | 0 | 0 | 0 | 0 | 0 | 0 | 0 | 0 | 0 | 0
2023 | US | RF | - | PJM | MW | Other Capacity Adjustments - Additions |  | 0 | 0 | 0 | 0 | 0 | 0 | 0 | 0 | 0 | 0 | 0
2023 | US | RF | - | PJM | MW | Other Capacity Adjustments - Reductions |  | 0 | 0 | 0 | 0 | 0 | 0 | 0 | 0 | 0 | 0 | 0
2023 | US | RF | - | PJM | MW | Confirmed Retirements |  | 6679.4 | 6853.1 | 8293.4 | 8293.4 | 8703.4 | 8703.4 | 8703.4 | 8703.4 | 8703.4 | 8703.4 | 8703.4
2023 | US | RF | - | PJM | MW | Unconfirmed Retirements |  | 0 | 0 | 0 | 0 | 0 | 0 | 0 | 0 | 0 | 0 | 0
2023 | US | RF | - | PJM | MW | Scheduled Outages |  | 0 | 0 | 0 | 0 | 0 | 0 | 0 | 0 | 0 | 0 | 0
2023 | US | RF | - | PJM | MW | Transmission Limitations |  | 0 | 0 | 0 | 0 | 0 | 0 | 0 | 0 | 0 | 0 | 0
2023 | US | RF | - | PJM | MW | Existing-Certain |  | 184059.49 | 183499.32 | 181728.52 | 180615.92 | 180601.82 | 180601.82 | 180601.82 | 180601.82 | 180601.82 | 180601.82 | 180601.82
2023 | US | RF | - | PJM | MW | Existing-Other |  | 8.6 | 0 | 0 | 0 | 0 | 0 | 0 | 0 | 0 | 0 | 0
2023 | US | RF | - | PJM | MW | Additions - Tier 1 |  | 0 | 13089.9734 | 18233.7377 | 19714.5877 | 19705.5877 | 19705.5877 | 19705.5877 | 19705.5877 | 19705.5877 | 19705.5877 | 19705.5877
2023 | US | RF | - | PJM | MW | Additions - Tier 2 |  | 0 | 7981.715 | 88414.1305 | 109209.5722 | 126251.5002 | 135888.2702 | 139176.6502 | 141680.9502 | 141854.9502 | 144219.5502 | 144219.5502
2023 | US | RF | - | PJM | MW | Additions - Tier 3 |  | 0 | 0 | 0 | 0 | 0 | 0 | 0 | 0 | 0 | 0 | 0
2023 | US | RF | - | PJM | MW | Firm Imports |  | 1648 | 1723 | 2021 | 0 | 0 | 0 | 0 | 0 | 0 | 0 | 0
2023 | US | RF | - | PJM | MW | Firm Exports |  | 2520 | 2330 | 2126 | 0 | 0 | 0 | 0 | 0 | 0 | 0 | 0
2023 | US | RF | - | PJM | MW | Net Firm Capacity Transfers |  | -872 | -607 | -105 | 0 | 0 | 0 | 0 | 0 | 0 | 0 | 0
2023 | US | RF | - | PJM | MW | Expected Imports |  | 0 | 0 | 0 | 2021 | 2021 | 2021 | 2021 | 2021 | 2021 | 2021 | 2021
2023 | US | RF | - | PJM | MW | Expected Exports |  | 0 | 0 | 0 | 2126 | 2126 | 2126 | 2126 | 2126 | 2126 | 2126 | 2126
2023 | US | RF | - | PJM | MW | Net Expected Transfers |  | 0 | 0 | 0 | -105 | -105 | -105 | -105 | -105 | -105 | -105 | -105
2023 | US | RF | - | PJM | MW | Existing-Certain & Net Firm Transfers |  | 183187.49 | 182892.32 | 181623.52 | 180615.92 | 180601.82 | 180601.82 | 180601.82 | 180601.82 | 180601.82 | 180601.82 | 180601.82
2023 | US | RF | - | PJM | MW | Anticipated Resources |  | 183187.49 | 195982.2934 | 199857.2577 | 200330.5077 | 200307.4077 | 200307.4077 | 200307.4077 | 200307.4077 | 200307.4077 | 200307.4077 | 200307.4077
2023 | US | RF | - | PJM | MW | Prospective Resources |  | 183196.09 | 203964.0084 | 288271.3882 | 309435.0799 | 326453.9079 | 336090.6779 | 339379.0579 | 341883.3579 | 342057.3579 | 344421.9579 | 344421.9579
2023 | US | RF | - | PJM | MW | Existing-Certain and Net Firm Transfers Excess/Shortfall |  | 20292.611 | 19486 | 17062.283 | 14047.433 | 12334.626 | 10747.178 | 9381.101 | 8299.48 | 7138.716 | 6044.478 | 4866.509
2023 | US | RF | - | PJM | MW | Anticipated Excess/Shortfall |  | 20292.611 | 32575.9734 | 35296.0207 | 33762.0207 | 32040.2137 | 30452.7657 | 29086.6887 | 28005.0677 | 26844.3037 | 25750.0657 | 24572.0967
2023 | US | RF | - | PJM | MW | Prospective Excess/Shortfall |  | 20301.211 | 40557.6884 | 123710.1512 | 142866.5929 | 158186.7139 | 166236.0359 | 168158.3389 | 169581.0179 | 168594.2539 | 169864.6159 | 168686.6469
2023 | US | RF | - | PJM | % | Existing-Certain and Net Firm Transfers Reserve Margin |  | 29.21% | 28.49% | 26.59% | 24.37% | 23.11% | 21.96% | 20.98% | 20.22% | 19.42% | 18.67% | 17.88%
2023 | US | RF | - | PJM | % | Anticipated Reserve Margin |  | 29.21% | 37.69% | 39.3% | 37.95% | 36.54% | 35.26% | 34.19% | 33.34% | 32.45% | 31.62% | 30.74%
2023 | US | RF | - | PJM | % | Prospective Reserve Margin |  | 29.22% | 43.29% | 100.9% | 113.1% | 122.5% | 127% | 127.3% | 127.6% | 126.2% | 126.3% | 124.8%
2023 | US | RF | - | PJM | % | Reference Margin Level |  | 14.9% | 14.8% | 14.7% | 14.7% | 14.7% | 14.7% | 14.7% | 14.7% | 14.7% | 14.7% | 14.7%
2023 | US | SERC | - | SERC-C | MW | Energy Efficiency and Conservation |  | 496 | 596 | 638 | 792 | 880 | 964 | 1050 | 1165 | 1256 | 1336 | 1228
2023 | US | SERC | - | SERC-C | MW | Total Installed Photovoltaic |  | 18 | 20 | 22 | 24 | 26 | 27 | 29 | 30 | 31 | 33 | 34
2023 | US | SERC | - | SERC-C | MW | Photovoltaic On-Peak |  | 0 | 0 | 0 | 0 | 0 | 0 | 0 | 0 | 0 | 0 | 0
2023 | US | SERC | - | SERC-C | MW | Total Internal Demand |  | 42223 | 42259 | 42595 | 42560 | 42737 | 42739 | 42765 | 42764 | 42858 | 42877 | 43109
2023 | US | SERC | - | SERC-C | MW | Controllable and Dispatchable Demand Response - Available |  | 1910 | 1851 | 1835 | 1838 | 1842 | 1840 | 1839 | 1837 | 1836 | 1835 | 1834
2023 | US | SERC | - | SERC-C | MW | Net Internal Demand |  | 40313 | 40408 | 40760 | 40722 | 40895 | 40899 | 40926 | 40927 | 41022 | 41042 | 41275
2023 | US | SERC | - | SERC-C | MW | Behind the Meter Generation - Capacity |  | 0 | 0 | 0 | 0 | 0 | 0 | 0 | 0 | 0 | 0 | 0
2023 | US | SERC | - | SERC-C | MW | Other Capacity Adjustments - Additions |  | 0 | 0 | 0 | 0 | 0 | 0 | 0 | 0 | 0 | 0 | 0
2023 | US | SERC | - | SERC-C | MW | Other Capacity Adjustments - Reductions |  | 0 | 0 | 0 | 0 | 0 | 0 | 0 | 0 | 0 | 0 | 0
2023 | US | SERC | - | SERC-C | MW | Confirmed Retirements |  | 40 | 800 | 1600 | 1600 | 3174 | 3901 | 5031 | 5061 | 5061 | 6029 | 6029
2023 | US | SERC | - | SERC-C | MW | Unconfirmed Retirements |  | 0 | 0 | 0 | 0 | 0 | 0 | 0 | 0 | 0 | 0 | 0
2023 | US | SERC | - | SERC-C | MW | Scheduled Outages |  | 0 | 0 | 0 | 0 | 0 | 0 | 0 | 0 | 0 | 0 | 0
2023 | US | SERC | - | SERC-C | MW | Transmission Limitations |  | 0 | 0 | 0 | 0 | 0 | 0 | 0 | 0 | 0 | 0 | 0
2023 | US | SERC | - | SERC-C | MW | Existing-Certain |  | 46439.88 | 45723.88 | 44923.88 | 44923.88 | 43349.88 | 42622.88 | 41492.88 | 41462.88 | 41462.88 | 40494.88 | 40494.88
2023 | US | SERC | - | SERC-C | MW | Existing-Other |  | 2323.86 | 2323.86 | 2323.86 | 2323.86 | 2323.86 | 2323.86 | 2323.86 | 2323.86 | 2323.86 | 2323.86 | 2323.86
2023 | US | SERC | - | SERC-C | MW | Additions - Tier 1 |  | 0 | 1599.83 | 2526.33 | 2529.83 | 3875.83 | 6085.83 | 6933.83 | 6933.83 | 6933.83 | 8754.83 | 10080.83
2023 | US | SERC | - | SERC-C | MW | Additions - Tier 2 |  | 0 | 20 | 170 | 170 | 170 | 170 | 170 | 170 | 170 | 170 | 170
2023 | US | SERC | - | SERC-C | MW | Additions - Tier 3 |  | 0 | 27.5 | 235 | 462.5 | 1015 | 1567.5 | 2170 | 2622.5 | 3075 | 3527.5 | 3980
2023 | US | SERC | - | SERC-C | MW | Firm Imports |  | 1920 | 1050 | 175 | 175 | 175 | 175 | 175 | 175 | 175 | 175 | 175
2023 | US | SERC | - | SERC-C | MW | Firm Exports |  | 851.8 | 851.8 | 851.8 | 851.8 | 851.8 | 851.8 | 851.8 | 851.8 | 851.8 | 851.8 | 851.8
2023 | US | SERC | - | SERC-C | MW | Net Firm Capacity Transfers |  | 1068.2 | 198.2 | -676.8 | -676.8 | -676.8 | -676.8 | -676.8 | -676.8 | -676.8 | -676.8 | -676.8
2023 | US | SERC | - | SERC-C | MW | Expected Imports |  | 0 | 0 | 0 | 0 | 0 | 0 | 0 | 0 | 0 | 0 | 0
2023 | US | SERC | - | SERC-C | MW | Expected Exports |  | 0 | 0 | 0 | 0 | 0 | 0 | 0 | 0 | 0 | 0 | 0
2023 | US | SERC | - | SERC-C | MW | Net Expected Transfers |  | 0 | 0 | 0 | 0 | 0 | 0 | 0 | 0 | 0 | 0 | 0
2023 | US | SERC | - | SERC-C | MW | Existing-Certain & Net Firm Transfers |  | 47508.08 | 45922.08 | 44247.08 | 44247.08 | 42673.08 | 41946.08 | 40816.08 | 40786.08 | 40786.08 | 39818.08 | 39818.08
2023 | US | SERC | - | SERC-C | MW | Anticipated Resources |  | 47508.08 | 47521.91 | 46773.41 | 46776.91 | 46548.91 | 48031.91 | 47749.91 | 47719.91 | 47719.91 | 48572.91 | 49898.91
2023 | US | SERC | - | SERC-C | MW | Prospective Resources |  | 49831.94 | 49865.77 | 49267.27 | 49270.77 | 49042.77 | 50525.77 | 50243.77 | 50213.77 | 50213.77 | 51066.77 | 52392.77
2023 | US | SERC | - | SERC-C | MW | Existing-Certain and Net Firm Transfers Excess/Shortfall |  | 1148.13 | -547.12 | -2626.92 | -2583.22 | -4356.17 | -5087.77 | -6248.82 | -6279.97 | -6389.22 | -7380.22 | -7648.17
2023 | US | SERC | - | SERC-C | MW | Anticipated Excess/Shortfall |  | 1148.13 | 1052.71 | -100.59 | -53.39 | -480.34 | 998.06 | 685.01 | 653.86 | 544.61 | 1374.61 | 2432.66
2023 | US | SERC | - | SERC-C | MW | Prospective Excess/Shortfall |  | 3471.99 | 3396.57 | 2393.27 | 2440.47 | 2013.52 | 3491.92 | 3178.87 | 3147.72 | 3038.47 | 3868.47 | 4926.52
2023 | US | SERC | - | SERC-C | % | Existing-Certain and Net Firm Transfers Reserve Margin |  | 17.85% | 13.65% | 8.555% | 8.656% | 4.348% | 2.56% | -0.2686% | -0.3443% | -0.5751% | -2.982% | -3.53%
2023 | US | SERC | - | SERC-C | % | Anticipated Reserve Margin |  | 17.85% | 17.61% | 14.75% | 14.87% | 13.83% | 17.44% | 16.67% | 16.6% | 16.33% | 18.35% | 20.89%
2023 | US | SERC | - | SERC-C | % | Prospective Reserve Margin |  | 23.61% | 23.41% | 20.87% | 20.99% | 19.92% | 23.54% | 22.77% | 22.69% | 22.41% | 24.43% | 26.94%
2023 | US | SERC | - | SERC-C | % | Reference Margin Level |  | 15% | 15% | 15% | 15% | 15% | 15% | 15% | 15% | 15% | 15% | 15%
2023 | US | SERC | - | SERC-E | MW | Energy Efficiency and Conservation |  | 252 | 378 | 510 | 626 | 734 | 772 | 857 | 750 | 883 | 841 | 1100
2023 | US | SERC | - | SERC-E | MW | Total Installed Photovoltaic |  | 689 | 833 | 978 | 1128 | 1249 | 1364 | 1485 | 1614 | 1750 | 1890 | 2029
2023 | US | SERC | - | SERC-E | MW | Photovoltaic On-Peak |  | 433 | 527 | 623 | 720 | 801 | 876 | 957 | 1041 | 1132 | 1224 | 1316
2023 | US | SERC | - | SERC-E | MW | Total Internal Demand |  | 43889 | 44014 | 44590 | 44789 | 44993 | 45220 | 45425 | 45831 | 46583 | 46985 | 47580
2023 | US | SERC | - | SERC-E | MW | Controllable and Dispatchable Demand Response - Available |  | 1008 | 983 | 989 | 996 | 1003 | 1006 | 1007 | 1008 | 1009 | 1010 | 1011
2023 | US | SERC | - | SERC-E | MW | Net Internal Demand |  | 42881 | 43031 | 43601 | 43793 | 43990 | 44214 | 44418 | 44823 | 45574 | 45975 | 46569
2023 | US | SERC | - | SERC-E | MW | Behind the Meter Generation - Capacity |  | 0 | 0 | 0 | 0 | 0 | 0 | 0 | 0 | 0 | 0 | 0
2023 | US | SERC | - | SERC-E | MW | Other Capacity Adjustments - Additions |  | 0 | 0 | 0 | 0 | 0 | 0 | 0 | 0 | 0 | 0 | 0
2023 | US | SERC | - | SERC-E | MW | Other Capacity Adjustments - Reductions |  | 0 | 0 | 0 | 0 | 0 | 0 | 0 | 0 | 0 | 0 | 0
2023 | US | SERC | - | SERC-E | MW | Confirmed Retirements |  | 873.5 | 873.5 | 1294.5 | 1294.5 | 1470.5 | 2600.5 | 2600.5 | 2600.5 | 2600.5 | 3647.5 | 3647.5
2023 | US | SERC | - | SERC-E | MW | Unconfirmed Retirements |  | 0 | 0 | 0 | 0 | 0 | 0 | 0 | 0 | 0 | 0 | 0
2023 | US | SERC | - | SERC-E | MW | Scheduled Outages |  | 0 | 0 | 0 | 0 | 0 | 0 | 0 | 0 | 0 | 0 | 0
2023 | US | SERC | - | SERC-E | MW | Transmission Limitations |  | 0 | 0 | 0 | 0 | 0 | 0 | 0 | 0 | 0 | 0 | 0
2023 | US | SERC | - | SERC-E | MW | Existing-Certain |  | 51458.55 | 51665.55 | 51330.05 | 51330.05 | 51154.05 | 50024.05 | 50024.05 | 50024.05 | 50043.05 | 48996.05 | 48996.05
2023 | US | SERC | - | SERC-E | MW | Existing-Other |  | 2.6 | 2.6 | 2.6 | 2.6 | 2.6 | 2.6 | 2.6 | 2.6 | 2.6 | 2.6 | 2.6
2023 | US | SERC | - | SERC-E | MW | Additions - Tier 1 |  | 0 | 55 | 546 | 961 | 2267 | 2267 | 2267 | 2267 | 2267 | 2267 | 2267
2023 | US | SERC | - | SERC-E | MW | Additions - Tier 2 |  | 0 | 0 | 0 | 0 | 0 | 0 | 0 | 0 | 0 | 0 | 0
2023 | US | SERC | - | SERC-E | MW | Additions - Tier 3 |  | 0 | 0 | 0 | 0 | 0 | 0 | 0 | 0 | 0 | 0 | 0
2023 | US | SERC | - | SERC-E | MW | Firm Imports |  | 889 | 889 | 889 | 889 | 889 | 889 | 889 | 889 | 889 | 889 | 889
2023 | US | SERC | - | SERC-E | MW | Firm Exports |  | 265 | 265 | 265 | 265 | 265 | 265 | 265 | 265 | 265 | 265 | 265
2023 | US | SERC | - | SERC-E | MW | Net Firm Capacity Transfers |  | 624 | 624 | 624 | 624 | 624 | 624 | 624 | 624 | 624 | 624 | 624
2023 | US | SERC | - | SERC-E | MW | Expected Imports |  | 0 | 0 | 0 | 0 | 0 | 0 | 0 | 0 | 0 | 0 | 0
2023 | US | SERC | - | SERC-E | MW | Expected Exports |  | 0 | 0 | 0 | 0 | 0 | 0 | 0 | 0 | 0 | 0 | 0
2023 | US | SERC | - | SERC-E | MW | Net Expected Transfers |  | 0 | 0 | 0 | 0 | 0 | 0 | 0 | 0 | 0 | 0 | 0
2023 | US | SERC | - | SERC-E | MW | Existing-Certain & Net Firm Transfers |  | 52082.55 | 52289.55 | 51954.05 | 51954.05 | 51778.05 | 50648.05 | 50648.05 | 50648.05 | 50667.05 | 49620.05 | 49620.05
2023 | US | SERC | - | SERC-E | MW | Anticipated Resources |  | 52082.55 | 52344.55 | 52500.05 | 52915.05 | 54045.05 | 52915.05 | 52915.05 | 52915.05 | 52934.05 | 51887.05 | 51887.05
2023 | US | SERC | - | SERC-E | MW | Prospective Resources |  | 52085.15 | 52347.15 | 52502.65 | 52917.65 | 54047.65 | 52917.65 | 52917.65 | 52917.65 | 52936.65 | 51889.65 | 51889.65
2023 | US | SERC | - | SERC-E | MW | Existing-Certain and Net Firm Transfers Excess/Shortfall |  | 2769.4 | 2803.9 | 1812.9 | 1592.1 | 1189.55 | -198.05 | -432.65 | -898.4 | -1743.05 | -3251.2 | -3934.3
2023 | US | SERC | - | SERC-E | MW | Anticipated Excess/Shortfall |  | 2769.4 | 2858.9 | 2358.9 | 2553.1 | 3456.55 | 2068.95 | 1834.35 | 1368.6 | 523.95 | -984.2 | -1667.3
2023 | US | SERC | - | SERC-E | MW | Prospective Excess/Shortfall |  | 2772 | 2861.5 | 2361.5 | 2555.7 | 3459.15 | 2071.55 | 1836.95 | 1371.2 | 526.55 | -981.6 | -1664.7
2023 | US | SERC | - | SERC-E | % | Existing-Certain and Net Firm Transfers Reserve Margin |  | 21.46% | 21.52% | 19.16% | 18.64% | 17.7% | 14.55% | 14.03% | 13% | 11.18% | 7.928% | 6.552%
2023 | US | SERC | - | SERC-E | % | Anticipated Reserve Margin |  | 21.46% | 21.64% | 20.41% | 20.83% | 22.86% | 19.68% | 19.13% | 18.05% | 16.15% | 12.86% | 11.42%
2023 | US | SERC | - | SERC-E | % | Prospective Reserve Margin |  | 21.46% | 21.65% | 20.42% | 20.84% | 22.86% | 19.69% | 19.14% | 18.06% | 16.16% | 12.86% | 11.43%
2023 | US | SERC | - | SERC-E | % | Reference Margin Level |  | 15% | 15% | 15% | 15% | 15% | 15% | 15% | 15% | 15% | 15% | 15%
2023 | US | SERC | - | SERC-FP | MW | Energy Efficiency and Conservation |  | 137 | 206 | 239 | 275 | 315 | 350 | 387 | 421 | 456 | 492 | 524
2023 | US | SERC | - | SERC-FP | MW | Total Installed Photovoltaic |  | 1574 | 2051 | 2570 | 3130 | 3681 | 4241 | 4848 | 5510 | 6163 | 6800 | 7349
2023 | US | SERC | - | SERC-FP | MW | Photovoltaic On-Peak |  | 612 | 802 | 1003 | 1224 | 1433 | 1641 | 1867 | 2114 | 2363 | 2607 | 2826
2023 | US | SERC | - | SERC-FP | MW | Total Internal Demand |  | 52195 | 53190 | 53591 | 54107 | 54516 | 54977 | 55719 | 56407 | 57036 | 57847 | 58667
2023 | US | SERC | - | SERC-FP | MW | Controllable and Dispatchable Demand Response - Available |  | 2898 | 2924 | 2957 | 2988 | 3022 | 3064 | 3109 | 3155 | 3202 | 3247 | 3288
2023 | US | SERC | - | SERC-FP | MW | Net Internal Demand |  | 49297 | 50266 | 50634 | 51119 | 51494 | 51913 | 52610 | 53252 | 53834 | 54600 | 55379
2023 | US | SERC | - | SERC-FP | MW | Behind the Meter Generation - Capacity |  | 0 | 0 | 0 | 0 | 0 | 0 | 0 | 0 | 0 | 0 | 0
2023 | US | SERC | - | SERC-FP | MW | Other Capacity Adjustments - Additions |  | 0 | 0 | 0 | 0 | 0 | 0 | 0 | 0 | 0 | 0 | 0
2023 | US | SERC | - | SERC-FP | MW | Other Capacity Adjustments - Reductions |  | 0 | 0 | 0 | 0 | 0 | 0 | 0 | 0 | 0 | 0 | 0
2023 | US | SERC | - | SERC-FP | MW | Confirmed Retirements |  | 1122 | 1846 | 1858 | 2168 | 3569.9 | 3645.9 | 3645.9 | 3645.9 | 3645.9 | 3645.9 | 3645.9
2023 | US | SERC | - | SERC-FP | MW | Unconfirmed Retirements |  | 0 | 0 | 0 | 0 | 0 | 0 | 0 | 0 | 0 | 0 | 0
2023 | US | SERC | - | SERC-FP | MW | Scheduled Outages |  | 0 | 0 | 0 | 0 | 0 | 0 | 0 | 0 | 0 | 0 | 0
2023 | US | SERC | - | SERC-FP | MW | Transmission Limitations |  | 0 | 0 | 0 | 0 | 0 | 0 | 0 | 0 | 0 | 0 | 0
2023 | US | SERC | - | SERC-FP | MW | Existing-Certain |  | 60511.65 | 60106.13 | 60362.23 | 60124.83 | 58704.63 | 58628.63 | 58628.63 | 58628.63 | 58628.63 | 58628.63 | 58628.63
2023 | US | SERC | - | SERC-FP | MW | Existing-Other |  | 726.05 | 726.05 | 715.75 | 715.75 | 715.75 | 715.75 | 715.75 | 715.75 | 715.75 | 715.75 | 715.75
2023 | US | SERC | - | SERC-FP | MW | Additions - Tier 1 |  | 340 | 1548.5 | 2393.75 | 3098.65 | 3281.25 | 3463.85 | 3735.45 | 4419.05 | 5003.65 | 5659.65 | 5659.65
2023 | US | SERC | - | SERC-FP | MW | Additions - Tier 2 |  | 0 | 0 | 0 | 0 | 0 | 0 | 0 | 0 | 0 | 0 | 0
2023 | US | SERC | - | SERC-FP | MW | Additions - Tier 3 |  | 0 | 0 | 0 | 0 | 0 | 0 | 0 | 0 | 0 | 0 | 0
2023 | US | SERC | - | SERC-FP | MW | Firm Imports |  | 589 | 594 | 700 | 499 | 499 | 406 | 406 | 406 | 406 | 406 | 406
2023 | US | SERC | - | SERC-FP | MW | Firm Exports |  | 0 | 0 | 0 | 0 | 0 | 0 | 0 | 0 | 0 | 0 | 0
2023 | US | SERC | - | SERC-FP | MW | Net Firm Capacity Transfers |  | 589 | 594 | 700 | 499 | 499 | 406 | 406 | 406 | 406 | 406 | 406
2023 | US | SERC | - | SERC-FP | MW | Expected Imports |  | 0 | 0 | 0 | 0 | 0 | 0 | 0 | 0 | 0 | 0 | 0
2023 | US | SERC | - | SERC-FP | MW | Expected Exports |  | 0 | 0 | 0 | 0 | 0 | 0 | 0 | 0 | 0 | 0 | 0
2023 | US | SERC | - | SERC-FP | MW | Net Expected Transfers |  | 0 | 0 | 0 | 0 | 0 | 0 | 0 | 0 | 0 | 0 | 0
2023 | US | SERC | - | SERC-FP | MW | Existing-Certain & Net Firm Transfers |  | 61100.65 | 60700.13 | 61062.23 | 60623.83 | 59203.63 | 59034.63 | 59034.63 | 59034.63 | 59034.63 | 59034.63 | 59034.63
2023 | US | SERC | - | SERC-FP | MW | Anticipated Resources |  | 61440.65 | 62248.63 | 63455.98 | 63722.48 | 62484.88 | 62498.48 | 62770.08 | 63453.68 | 64038.28 | 64694.28 | 64694.28
2023 | US | SERC | - | SERC-FP | MW | Prospective Resources |  | 62166.7 | 62974.68 | 64171.73 | 64438.23 | 63200.63 | 63214.23 | 63485.83 | 64169.43 | 64754.03 | 65410.03 | 65410.03
2023 | US | SERC | - | SERC-FP | MW | Existing-Certain and Net Firm Transfers Excess/Shortfall |  | 4409.1 | 2894.23 | 2833.13 | 1836.98 | -14.47 | -665.32 | -1466.87 | -2205.17 | -2874.47 | -3755.37 | -4651.22
2023 | US | SERC | - | SERC-FP | MW | Anticipated Excess/Shortfall |  | 4749.1 | 4442.73 | 5226.88 | 4935.63 | 3266.78 | 2798.53 | 2268.58 | 2213.88 | 2129.18 | 1904.28 | 1008.43
2023 | US | SERC | - | SERC-FP | MW | Prospective Excess/Shortfall |  | 5475.15 | 5168.78 | 5942.63 | 5651.38 | 3982.53 | 3514.28 | 2984.33 | 2929.63 | 2844.93 | 2620.03 | 1724.18
2023 | US | SERC | - | SERC-FP | % | Existing-Certain and Net Firm Transfers Reserve Margin |  | 23.94% | 20.76% | 20.6% | 18.59% | 14.97% | 13.72% | 12.21% | 10.86% | 9.66% | 8.122% | 6.601%
2023 | US | SERC | - | SERC-FP | % | Anticipated Reserve Margin |  | 24.63% | 23.84% | 25.32% | 24.66% | 21.34% | 20.39% | 19.31% | 19.16% | 18.96% | 18.49% | 16.82%
2023 | US | SERC | - | SERC-FP | % | Prospective Reserve Margin |  | 26.11% | 25.28% | 26.74% | 26.06% | 22.73% | 21.77% | 20.67% | 20.5% | 20.28% | 19.8% | 18.11%
2023 | US | SERC | - | SERC-FP | % | Reference Margin Level |  | 15% | 15% | 15% | 15% | 15% | 15% | 15% | 15% | 15% | 15% | 15%
2023 | US | SERC | - | SERC-SE | MW | Energy Efficiency and Conservation |  | 0 | 0 | 0 | 0 | 0 | 0 | 0 | 0 | 0 | 0 | 0
2023 | US | SERC | - | SERC-SE | MW | Total Installed Photovoltaic |  | 0 | 0 | 0 | 0 | 0 | 0 | 0 | 0 | 0 | 0 | 0
2023 | US | SERC | - | SERC-SE | MW | Photovoltaic On-Peak |  | 0 | 0 | 0 | 0 | 0 | 0 | 0 | 0 | 0 | 0 | 0
2023 | US | SERC | - | SERC-SE | MW | Total Internal Demand |  | 46127 | 46354 | 45595 | 45831 | 46267 | 46555 | 46753 | 47050 | 47311 | 47570 | 47937
2023 | US | SERC | - | SERC-SE | MW | Controllable and Dispatchable Demand Response - Available |  | 2010 | 2069 | 2246 | 2341 | 2380 | 2282 | 2286 | 2285 | 2285 | 2285 | 2285
2023 | US | SERC | - | SERC-SE | MW | Net Internal Demand |  | 44117 | 44285 | 43349 | 43490 | 43887 | 44273 | 44467 | 44765 | 45026 | 45285 | 45652
2023 | US | SERC | - | SERC-SE | MW | Behind the Meter Generation - Capacity |  | 0 | 0 | 0 | 0 | 0 | 0 | 0 | 0 | 0 | 0 | 0
2023 | US | SERC | - | SERC-SE | MW | Other Capacity Adjustments - Additions |  | 0 | 0 | 0 | 0 | 0 | 0 | 0 | 0 | 0 | 0 | 0
2023 | US | SERC | - | SERC-SE | MW | Other Capacity Adjustments - Reductions |  | 0 | 0 | 0 | 0 | 0 | 0 | 0 | 0 | 0 | 0 | 0
2023 | US | SERC | - | SERC-SE | MW | Confirmed Retirements |  | 1860 | 1860 | 1860 | 1860 | 1860 | 1860 | 1860 | 1860 | 1860 | 1860 | 1860
2023 | US | SERC | - | SERC-SE | MW | Unconfirmed Retirements |  | 0 | 0 | 0 | 0 | 0 | 0 | 0 | 0 | 0 | 0 | 0
2023 | US | SERC | - | SERC-SE | MW | Scheduled Outages |  | 0 | 0 | 0 | 0 | 0 | 0 | 0 | 0 | 0 | 0 | 0
2023 | US | SERC | - | SERC-SE | MW | Transmission Limitations |  | 0 | 0 | 0 | 0 | 0 | 0 | 0 | 0 | 0 | 0 | 0
2023 | US | SERC | - | SERC-SE | MW | Existing-Certain |  | 60537.13 | 61265.13 | 61290.13 | 61349.13 | 61349.13 | 61349.13 | 61349.13 | 61349.13 | 61349.13 | 61349.13 | 61349.13
2023 | US | SERC | - | SERC-SE | MW | Existing-Other |  | 848.86 | 848.86 | 848.86 | 848.86 | 848.86 | 848.86 | 848.86 | 848.86 | 848.86 | 848.86 | 848.86
2023 | US | SERC | - | SERC-SE | MW | Additions - Tier 1 |  | 195.1 | 2678.85 | 2920.55 | 3185.55 | 3185.55 | 3185.55 | 3185.55 | 3185.55 | 3185.55 | 3185.55 | 3185.55
2023 | US | SERC | - | SERC-SE | MW | Additions - Tier 2 |  | 112.5 | 217.5 | 217.5 | 217.5 | 217.5 | 217.5 | 217.5 | 217.5 | 217.5 | 217.5 | 217.5
2023 | US | SERC | - | SERC-SE | MW | Additions - Tier 3 |  | 0 | 298.5 | 426 | 426 | 426 | 426 | 426 | 426 | 426 | 426 | 426
2023 | US | SERC | - | SERC-SE | MW | Firm Imports |  | 572 | 572 | 572 | 572 | 572 | 572 | 572 | 572 | 572 | 572 | 572
2023 | US | SERC | - | SERC-SE | MW | Firm Exports |  | 1387 | 1543 | 1043 | 1043 | 1043 | 1043 | 1043 | 828 | 828 | 828 | 828
2023 | US | SERC | - | SERC-SE | MW | Net Firm Capacity Transfers |  | -815 | -971 | -471 | -471 | -471 | -471 | -471 | -256 | -256 | -256 | -256
2023 | US | SERC | - | SERC-SE | MW | Expected Imports |  | 0 | 0 | 0 | 0 | 0 | 0 | 0 | 0 | 0 | 0 | 0
2023 | US | SERC | - | SERC-SE | MW | Expected Exports |  | 0 | 0 | 0 | 0 | 0 | 0 | 0 | 0 | 0 | 0 | 0
2023 | US | SERC | - | SERC-SE | MW | Net Expected Transfers |  | 0 | 0 | 0 | 0 | 0 | 0 | 0 | 0 | 0 | 0 | 0
2023 | US | SERC | - | SERC-SE | MW | Existing-Certain & Net Firm Transfers |  | 59722.13 | 60294.13 | 60819.13 | 60878.13 | 60878.13 | 60878.13 | 60878.13 | 61093.13 | 61093.13 | 61093.13 | 61093.13
2023 | US | SERC | - | SERC-SE | MW | Anticipated Resources |  | 59917.23 | 62972.98 | 63739.68 | 64063.68 | 64063.68 | 64063.68 | 64063.68 | 64278.68 | 64278.68 | 64278.68 | 64278.68
2023 | US | SERC | - | SERC-SE | MW | Prospective Resources |  | 60878.59 | 64039.34 | 64806.04 | 65130.04 | 65130.04 | 65130.04 | 65130.04 | 65345.04 | 65345.04 | 65345.04 | 65345.04
2023 | US | SERC | - | SERC-SE | MW | Existing-Certain and Net Firm Transfers Excess/Shortfall |  | 8987.58 | 9366.38 | 10967.78 | 10864.63 | 10408.08 | 9964.18 | 9741.08 | 9613.38 | 9313.23 | 9015.38 | 8593.33
2023 | US | SERC | - | SERC-SE | MW | Anticipated Excess/Shortfall |  | 9182.68 | 12045.23 | 13888.33 | 14050.18 | 13593.63 | 13149.73 | 12926.63 | 12798.93 | 12498.78 | 12200.93 | 11778.88
2023 | US | SERC | - | SERC-SE | MW | Prospective Excess/Shortfall |  | 10144.04 | 13111.59 | 14954.69 | 15116.54 | 14659.99 | 14216.09 | 13992.99 | 13865.29 | 13565.14 | 13267.29 | 12845.24
2023 | US | SERC | - | SERC-SE | % | Existing-Certain and Net Firm Transfers Reserve Margin |  | 35.37% | 36.15% | 40.3% | 39.98% | 38.72% | 37.51% | 36.91% | 36.48% | 35.68% | 34.91% | 33.82%
2023 | US | SERC | - | SERC-SE | % | Anticipated Reserve Margin |  | 35.81% | 42.2% | 47.04% | 47.31% | 45.97% | 44.7% | 44.07% | 43.59% | 42.76% | 41.94% | 40.8%
2023 | US | SERC | - | SERC-SE | % | Prospective Reserve Margin |  | 37.99% | 44.61% | 49.5% | 49.76% | 48.4% | 47.11% | 46.47% | 45.97% | 45.13% | 44.3% | 43.14%
2023 | US | SERC | - | SERC-SE | % | Reference Margin Level |  | 15% | 15% | 15% | 15% | 15% | 15% | 15% | 15% | 15% | 15% | 15%
2023 | US | MRO | - | SPP | MW | Energy Efficiency and Conservation |  | 248.602 | 323.962 | 383.952 | 435.102 | 480.129 | 517.048 | 544.834 | 565.153 | 587.206 | 599.777 | 592.79
2023 | US | MRO | - | SPP | MW | Total Installed Photovoltaic |  | 70.48 | 70.48 | 70.48 | 70.48 | 70.48 | 70.48 | 70.48 | 70.48 | 70.48 | 70.48 | 70.48
2023 | US | MRO | - | SPP | MW | Photovoltaic On-Peak |  | 64.66 | 64.58 | 64.5 | 64.52 | 64.44 | 64.36 | 64.28 | 64.3 | 64.22 | 64.12 | 64.02
2023 | US | MRO | - | SPP | MW | Total Internal Demand |  | 52365.3 | 53602.9 | 54845.5021 | 55783.9623 | 56754.4137 | 57047.5951 | 57248.535 | 58252.9172 | 58556.9327 | 58907.9817 | 59242.3646
2023 | US | MRO | - | SPP | MW | Controllable and Dispatchable Demand Response - Available |  | 829.145 | 1353.31 | 1489.26 | 1772.17 | 1797.89 | 1807.34 | 1843.35 | 1850.67 | 1857.3 | 2061.63 | 2046.44
2023 | US | MRO | - | SPP | MW | Net Internal Demand |  | 51536.155 | 52249.59 | 53356.2421 | 54011.7923 | 54956.5237 | 55240.2551 | 55405.185 | 56402.2472 | 56699.6327 | 56846.3517 | 57195.9246
2023 | US | MRO | - | SPP | MW | Behind the Meter Generation - Capacity |  | 0 | 0 | 0 | 0 | 0 | 0 | 0 | 0 | 0 | 0 | 0
2023 | US | MRO | - | SPP | MW | Other Capacity Adjustments - Additions |  | 0 | 0 | 0 | 0 | 0 | 0 | 0 | 0 | 0 | 0 | 0
2023 | US | MRO | - | SPP | MW | Other Capacity Adjustments - Reductions |  | 128.48 | 128.48 | 128.48 | 128.48 | 128.48 | 128.48 | 128.48 | 128.48 | 128.48 | 128.48 | 128.48
2023 | US | MRO | - | SPP | MW | Confirmed Retirements |  | 1410.28 | 1410.28 | 1410.28 | 1410.28 | 1410.28 | 1410.28 | 1410.28 | 1410.28 | 1411.081 | 1458.881 | 1458.881
2023 | US | MRO | - | SPP | MW | Unconfirmed Retirements |  | 595.888 | 765.888 | 971.788 | 1329.868 | 2259.768 | 3312.768 | 3312.768 | 3658.768 | 3671.768 | 3671.768 | 3788.968
2023 | US | MRO | - | SPP | MW | Scheduled Outages |  | 0 | 43 | 43 | 43 | 43 | 43 | 43 | 0 | 0 | 0 | 0
2023 | US | MRO | - | SPP | MW | Transmission Limitations |  | 4.58 | 0 | 0 | 0 | 0 | 0 | 0 | 0 | 0 | 0 | 0
2023 | US | MRO | - | SPP | MW | Existing-Certain |  | 67813.6157 | 67775.1957 | 67775.1957 | 67775.1957 | 67775.1957 | 67775.1957 | 67775.1957 | 67818.1957 | 67818.1957 | 67818.1957 | 67818.1957
2023 | US | MRO | - | SPP | MW | Existing-Other |  | 0 | 0 | 0 | 0 | 0 | 0 | 0 | 0 | 0 | 0 | 0
2023 | US | MRO | - | SPP | MW | Additions - Tier 1 |  | 0 | 717.8 | 1301.8 | 1301.8 | 1301.8 | 1301.8 | 1301.8 | 1301.8 | 1301.8 | 1301.8 | 1301.8
2023 | US | MRO | - | SPP | MW | Additions - Tier 2 |  | 0 | 0 | 0 | 2739 | 2739 | 2739 | 9795 | 9795 | 9795 | 9795 | 9795
2023 | US | MRO | - | SPP | MW | Additions - Tier 3 |  | 0 | 0 | 0 | 4205 | 4205 | 4205 | 4205 | 4205 | 4205 | 4205 | 4205
2023 | US | MRO | - | SPP | MW | Firm Imports |  | 1172.6705 | 1216.9705 | 1237.0565 | 1256.7565 | 1149.0565 | 1153.7565 | 1153.5565 | 1153.2565 | 1153.0565 | 1150.8565 | 1150.5565
2023 | US | MRO | - | SPP | MW | Firm Exports |  | 1646.131 | 1621.131 | 1621.131 | 1621.131 | 1622.971 | 1622.971 | 1622.971 | 1552.971 | 1552.971 | 1552.971 | 1552.971
2023 | US | MRO | - | SPP | MW | Net Firm Capacity Transfers |  | -473.4606 | -404.1606 | -384.0745 | -364.3745 | -473.9145 | -469.2145 | -469.4145 | -399.7145 | -399.9145 | -402.1145 | -402.4145
2023 | US | MRO | - | SPP | MW | Expected Imports |  | 0 | 0 | 0 | 0 | 0 | 0 | 0 | 0 | 0 | 0 | 0
2023 | US | MRO | - | SPP | MW | Expected Exports |  | 547 | 547 | 547 | 547 | 547 | 547 | 547 | 547 | 547 | 547 | 547
2023 | US | MRO | - | SPP | MW | Net Expected Transfers |  | -547 | -547 | -547 | -547 | -547 | -547 | -547 | -547 | -547 | -547 | -547
2023 | US | MRO | - | SPP | MW | Existing-Certain & Net Firm Transfers |  | 67340.1552 | 67371.0352 | 67391.1212 | 67410.8212 | 67301.2812 | 67305.9812 | 67305.7812 | 67418.4812 | 67418.2812 | 67416.0812 | 67415.7812
2023 | US | MRO | - | SPP | MW | Anticipated Resources |  | 67340.1552 | 68088.8352 | 68692.9212 | 68712.6212 | 68603.0812 | 68607.7812 | 68607.5812 | 68720.2812 | 68720.0812 | 68717.8812 | 68717.5812
2023 | US | MRO | - | SPP | MW | Prospective Resources |  | 66197.2672 | 66775.9472 | 67174.1332 | 69574.7532 | 68535.3132 | 67487.0132 | 74542.8132 | 74309.5132 | 74296.3132 | 74294.1132 | 74176.6132
2023 | US | MRO | - | SPP | MW | Existing-Certain and Net Firm Transfers Excess/Shortfall |  | 6012.1307 | 5194.0231 | 3897.1932 | 3136.7884 | 1903.0181 | 1570.0777 | 1373.6111 | 299.8071 | -54.2817 | -231.0773 | -647.369
2023 | US | MRO | - | SPP | MW | Anticipated Excess/Shortfall |  | 6012.1307 | 5911.8231 | 5198.9932 | 4438.5884 | 3204.8181 | 2871.8777 | 2675.4111 | 1601.6071 | 1247.5183 | 1070.7227 | 654.431
2023 | US | MRO | - | SPP | MW | Prospective Excess/Shortfall |  | 4869.2427 | 4598.9351 | 3680.2052 | 5300.7204 | 3137.0501 | 1751.1097 | 8610.6431 | 7190.8391 | 6823.7503 | 6646.9547 | 6113.463
2023 | US | MRO | - | SPP | % | Existing-Certain and Net Firm Transfers Reserve Margin |  | 30.67% | 28.94% | 26.3% | 24.81% | 22.46% | 21.84% | 21.48% | 19.53% | 18.9% | 18.59% | 17.87%
2023 | US | MRO | - | SPP | % | Anticipated Reserve Margin |  | 30.67% | 30.31% | 28.74% | 27.22% | 24.83% | 24.2% | 23.83% | 21.84% | 21.2% | 20.88% | 20.14%
2023 | US | MRO | - | SPP | % | Prospective Reserve Margin |  | 28.45% | 27.8% | 25.9% | 28.81% | 24.71% | 22.17% | 34.54% | 31.75% | 31.03% | 30.69% | 29.69%
2023 | US | MRO | - | SPP | % | Reference Margin Level |  | 19% | 19% | 19% | 19% | 19% | 19% | 19% | 19% | 19% | 19% | 19%
2023 | US | TRE-ERCOT | - | TRE-ERCOT | MW | Energy Efficiency and Conservation |  | 2932.6053 | 3310.5748 | 3687.4731 | 4064.3713 | 4441.2696 | 4818.1679 | 5195.0661 | 5571.9644 | 5948.8626 | 6325.7609 | 6702.6591
2023 | US | TRE-ERCOT | - | TRE-ERCOT | MW | Total Installed Photovoltaic |  | 2031.2369 | 2531.2369 | 3031.2369 | 3531.2369 | 4031.2369 | 4531.2369 | 5031.2369 | 5531.2369 | 6031.2369 | 6531.2369 | 7031.2369
2023 | US | TRE-ERCOT | - | TRE-ERCOT | MW | Photovoltaic On-Peak |  | 1600.2369 | 1827.2369 | 2056.2369 | 2284.2369 | 2513.2369 | 2742.2369 | 2970.2369 | 3377.2369 | 3850.2369 | 4324.2369 | 4797.2169
2023 | US | TRE-ERCOT | - | TRE-ERCOT | MW | Total Internal Demand |  | 82308 | 84325 | 85740 | 87131 | 88518 | 89090 | 89624 | 90298 | 90986 | 91646 | 92296.3056
2023 | US | TRE-ERCOT | - | TRE-ERCOT | MW | Controllable and Dispatchable Demand Response - Available |  | 3473 | 3464 | 3464 | 3464 | 3464 | 3464 | 3464 | 3464 | 3464 | 3464 | 3464
2023 | US | TRE-ERCOT | - | TRE-ERCOT | MW | Net Internal Demand |  | 78835 | 80861 | 82276 | 83667 | 85054 | 85626 | 86160 | 86834 | 87522 | 88182 | 88832.3056
2023 | US | TRE-ERCOT | - | TRE-ERCOT | MW | Behind the Meter Generation - Capacity |  | 2868.925 | 2868.925 | 2868.925 | 2868.925 | 2863.925 | 2863.925 | 2863.925 | 2863.925 | 2863.925 | 2863.925 | 2863.925
2023 | US | TRE-ERCOT | - | TRE-ERCOT | MW | Other Capacity Adjustments - Additions |  | 0 | 0 | 0 | 0 | 0 | 0 | 0 | 0 | 0 | 0 | 0
2023 | US | TRE-ERCOT | - | TRE-ERCOT | MW | Other Capacity Adjustments - Reductions |  | 0 | 0 | 0 | 0 | 0 | 0 | 0 | 0 | 0 | 0 | 0
2023 | US | TRE-ERCOT | - | TRE-ERCOT | MW | Confirmed Retirements |  | 0 | 0 | 0 | 0 | 0 | 0 | 0 | 0 | 0 | 0 | 0
2023 | US | TRE-ERCOT | - | TRE-ERCOT | MW | Unconfirmed Retirements |  | 0 | 0 | 859 | 859 | 1934 | 2719 | 3689 | 3689 | 3689 | 3689 | 3689
2023 | US | TRE-ERCOT | - | TRE-ERCOT | MW | Scheduled Outages |  | 49 | 0 | 0 | 0 | 0 | 0 | 0 | 0 | 0 | 0 | 0
2023 | US | TRE-ERCOT | - | TRE-ERCOT | MW | Transmission Limitations |  | 0 | 0 | 0 | 0 | 0 | 0 | 0 | 0 | 0 | 0 | 0
2023 | US | TRE-ERCOT | - | TRE-ERCOT | MW | Existing-Certain |  | 95315.988 | 95239.988 | 95239.988 | 95239.988 | 95384.988 | 95384.988 | 95384.988 | 95384.988 | 95384.988 | 95384.988 | 95384.988
2023 | US | TRE-ERCOT | - | TRE-ERCOT | MW | Existing-Other |  | 0 | 125 | 125 | 125 | 125 | 125 | 125 | 125 | 125 | 125 | 125
2023 | US | TRE-ERCOT | - | TRE-ERCOT | MW | Additions - Tier 1 |  | 913 | 12519.6878 | 25801.9143 | 27852.3623 | 28010.3623 | 28010.3623 | 28010.3623 | 28010.3623 | 28010.3623 | 28010.3623 | 28010.3623
2023 | US | TRE-ERCOT | - | TRE-ERCOT | MW | Additions - Tier 2 |  | 64873.5245 | 64873.5245 | 64873.5245 | 64873.5245 | 64873.5245 | 64873.5245 | 64873.5245 | 64873.5245 | 64873.5245 | 64873.5245 | 64873.5245
2023 | US | TRE-ERCOT | - | TRE-ERCOT | MW | Additions - Tier 3 |  | 4501.763 | 7589.2987 | 11954.7817 | 23097.0303 | 26028.9154 | 27827.8718 | 28226.174 | 28226.174 | 28226.174 | 28226.174 | 28226.174
2023 | US | TRE-ERCOT | - | TRE-ERCOT | MW | Firm Imports |  | 50 | 50 | 50 | 50 | 50 | 50 | 50 | 50 | 50 | 50 | 50
2023 | US | TRE-ERCOT | - | TRE-ERCOT | MW | Firm Exports |  | 30 | 30 | 30 | 30 | 30 | 30 | 30 | 30 | 30 | 30 | 30
2023 | US | TRE-ERCOT | - | TRE-ERCOT | MW | Net Firm Capacity Transfers |  | 20 | 20 | 20 | 20 | 20 | 20 | 20 | 20 | 20 | 20 | 20
2023 | US | TRE-ERCOT | - | TRE-ERCOT | MW | Expected Imports |  | 575 | 575 | 575 | 575 | 575 | 575 | 575 | 575 | 575 | 575 | 575
2023 | US | TRE-ERCOT | - | TRE-ERCOT | MW | Expected Exports |  | 0 | 0 | 0 | 0 | 0 | 0 | 0 | 0 | 0 | 0 | 0
2023 | US | TRE-ERCOT | - | TRE-ERCOT | MW | Net Expected Transfers |  | 575 | 575 | 575 | 575 | 575 | 575 | 575 | 575 | 575 | 575 | 575
2023 | US | TRE-ERCOT | - | TRE-ERCOT | MW | Existing-Certain & Net Firm Transfers |  | 95335.988 | 95259.988 | 95259.988 | 95259.988 | 95404.988 | 95404.988 | 95404.988 | 95404.988 | 95404.988 | 95404.988 | 95404.988
2023 | US | TRE-ERCOT | - | TRE-ERCOT | MW | Anticipated Resources |  | 96248.988 | 107779.6758 | 121061.9023 | 123112.3503 | 123415.3503 | 123415.3503 | 123415.3503 | 123415.3503 | 123415.3503 | 123415.3503 | 123415.3503
2023 | US | TRE-ERCOT | - | TRE-ERCOT | MW | Prospective Resources |  | 161697.5125 | 173353.2003 | 185776.4268 | 187826.8748 | 187054.8748 | 186269.8748 | 185299.8748 | 185299.8748 | 185299.8748 | 185299.8748 | 185299.8748
2023 | US | TRE-ERCOT | - | TRE-ERCOT | MW | Existing-Certain and Net Firm Transfers Excess/Shortfall |  | 5661.1755 | 3280.6005 | 1671.038 | 88.7755 | -1343.937 | -1994.587 | -2602.012 | -3368.687 | -4151.287 | -4902.037 | -5641.7597
2023 | US | TRE-ERCOT | - | TRE-ERCOT | MW | Anticipated Excess/Shortfall |  | 6574.1755 | 15800.2883 | 27472.9523 | 27941.1378 | 26666.4253 | 26015.7753 | 25408.3503 | 24641.6753 | 23859.0753 | 23108.3253 | 22368.6026
2023 | US | TRE-ERCOT | - | TRE-ERCOT | MW | Prospective Excess/Shortfall |  | 72022.7 | 81373.8128 | 92187.4768 | 92655.6623 | 90305.9498 | 88870.2998 | 87292.8748 | 86526.1998 | 85743.5998 | 84992.8498 | 84253.1271
2023 | US | TRE-ERCOT | - | TRE-ERCOT | % | Existing-Certain and Net Firm Transfers Reserve Margin |  | 20.93% | 17.81% | 15.78% | 13.86% | 12.17% | 11.42% | 10.73% | 9.871% | 9.007% | 8.191% | 7.399%
2023 | US | TRE-ERCOT | - | TRE-ERCOT | % | Anticipated Reserve Margin |  | 22.09% | 33.29% | 47.14% | 47.15% | 45.1% | 44.13% | 43.24% | 42.13% | 41.01% | 39.96% | 38.93%
2023 | US | TRE-ERCOT | - | TRE-ERCOT | % | Prospective Reserve Margin |  | 105.1% | 114.4% | 125.8% | 124.5% | 119.9% | 117.5% | 115.1% | 113.4% | 111.7% | 110.1% | 108.6%
2023 | US | TRE-ERCOT | - | TRE-ERCOT | % | Reference Margin Level |  | 13.75% | 13.75% | 13.75% | 13.75% | 13.75% | 13.75% | 13.75% | 13.75% | 13.75% | 13.75% | 13.75%
2023 | CA | WECC | - | WECC-AB | MW | Energy Efficiency and Conservation |  | 0 | 0 | 0 | 0 | 0 | 0 | 0 | 0 | 0 | 0 | 0
2023 | CA | WECC | - | WECC-AB | MW | Total Installed Photovoltaic |  | 128 | 142 | 155 | 192 | 228 | 264 | 300 | 336 | 396 | 456 | 517
2023 | CA | WECC | - | WECC-AB | MW | Photovoltaic On-Peak |  | 0 | 0 | 0 | 0 | 0 | 0 | 0 | 0 | 0 | 0 | 0
2023 | CA | WECC | - | WECC-AB | MW | Total Internal Demand |  | 11206.0545 | 11233.333 | 11421.7095 | 11510.0926 | 11733.7743 | 11525.2418 | 11673.156 | 11634.918 | 11819.0973 | 11839.0706 | 12104.4908
2023 | CA | WECC | - | WECC-AB | MW | Controllable and Dispatchable Demand Response - Available |  | 0 | 0 | 0 | 0 | 0 | 0 | 0 | 0 | 0 | 0 | 0
2023 | CA | WECC | - | WECC-AB | MW | Net Internal Demand |  | 11206.0545 | 11233.333 | 11421.7095 | 11510.0926 | 11733.7743 | 11525.2418 | 11673.156 | 11634.918 | 11819.0973 | 11839.0706 | 12104.4908
2023 | CA | WECC | - | WECC-AB | MW | Behind the Meter Generation - Capacity |  | 0 | 0 | 0 | 0 | 0 | 0 | 0 | 0 | 0 | 0 | 0
2023 | CA | WECC | - | WECC-AB | MW | Other Capacity Adjustments - Additions |  | 0 | 0 | 0 | 0 | 0 | 0 | 0 | 0 | 0 | 0 | 0
2023 | CA | WECC | - | WECC-AB | MW | Other Capacity Adjustments - Reductions |  | 0 | 0 | 0 | 0 | 0 | 0 | 0 | 0 | 0 | 0 | 0
2023 | CA | WECC | - | WECC-AB | MW | Confirmed Retirements |  | 262.8 | 262.8 | 262.8 | 262.8 | 262.8 | 262.8 | 262.8 | 262.8 | 262.8 | 262.8 | 262.8
2023 | CA | WECC | - | WECC-AB | MW | Unconfirmed Retirements |  | 0 | 0 | 0 | 0 | 0 | 0 | 0 | 0 | 0 | 0 | 0
2023 | CA | WECC | - | WECC-AB | MW | Scheduled Outages |  | 0 | 0 | 0 | 0 | 0 | 0 | 0 | 0 | 0 | 0 | 0
2023 | CA | WECC | - | WECC-AB | MW | Transmission Limitations |  | 0 | 0 | 0 | 0 | 0 | 0 | 0 | 0 | 0 | 0 | 0
2023 | CA | WECC | - | WECC-AB | MW | Existing-Certain |  | 13272.3167 | 13292.7409 | 13368.2412 | 13432.3842 | 13432.3842 | 13565.3686 | 13275.9369 | 13275.9369 | 13391.1689 | 13429.9707 | 13429.9707
2023 | CA | WECC | - | WECC-AB | MW | Existing-Other |  | 0 | 0 | 0 | 0 | 0 | 0 | 0 | 0 | 0 | 0 | 0
2023 | CA | WECC | - | WECC-AB | MW | Additions - Tier 1 |  | 412.8332 | 1836.0894 | 2968.2803 | 2871.9995 | 2871.9995 | 2961.6716 | 2804.3192 | 2804.3192 | 2971.6623 | 2871.6435 | 2871.6435
2023 | CA | WECC | - | WECC-AB | MW | Additions - Tier 2 |  | 0 | 0 | 0 | 0 | 0 | 0 | 0 | 0 | 0 | 0 | 0
2023 | CA | WECC | - | WECC-AB | MW | Additions - Tier 3 |  | 369.2989 | 2168.7429 | 2488.3535 | 2397.2603 | 2587.2345 | 2786.4935 | 2736.2741 | 2840.5307 | 3171.8776 | 3063.3793 | 3146.6669
2023 | CA | WECC | - | WECC-AB | MW | Firm Imports |  | 0 | 0 | 0 | 0 | 0 | 0 | 0 | 0 | 0 | 0 | 0
2023 | CA | WECC | - | WECC-AB | MW | Firm Exports |  | 0 | 0 | 0 | 0 | 0 | 0 | 0 | 0 | 0 | 0 | 0
2023 | CA | WECC | - | WECC-AB | MW | Net Firm Capacity Transfers |  | 0 | 0 | 0 | 0 | 0 | 0 | 0 | 0 | 0 | 0 | 0
2023 | CA | WECC | - | WECC-AB | MW | Expected Imports |  | 0 | 0 | 0 | 0 | 0 | 0 | 0 | 0 | 0 | 0 | 0
2023 | CA | WECC | - | WECC-AB | MW | Expected Exports |  | 0 | 0 | 0 | 0 | 0 | 0 | 0 | 0 | 0 | 0 | 0
2023 | CA | WECC | - | WECC-AB | MW | Net Expected Transfers |  | 0 | 0 | 0 | 0 | 0 | 0 | 0 | 0 | 0 | 0 | 0
2023 | CA | WECC | - | WECC-AB | MW | Existing-Certain & Net Firm Transfers |  | 13272.3167 | 13292.7409 | 13368.2412 | 13432.3842 | 13432.3842 | 13565.3686 | 13275.9369 | 13275.9369 | 13391.1689 | 13429.9707 | 13429.9707
2023 | CA | WECC | - | WECC-AB | MW | Anticipated Resources |  | 13685.15 | 15128.8303 | 16336.5215 | 16304.3836 | 16304.3836 | 16527.0402 | 16080.2561 | 16080.2561 | 16362.8312 | 16301.6142 | 16301.6142
2023 | CA | WECC | - | WECC-AB | MW | Prospective Resources |  | 13685.15 | 15128.8303 | 16336.5215 | 16304.3836 | 16304.3836 | 16527.0402 | 16080.2561 | 16080.2561 | 16362.8312 | 16301.6142 | 16301.6142
2023 | CA | WECC | - | WECC-AB | MW | Existing-Certain and Net Firm Transfers Excess/Shortfall |  | 1016.9004 | 890.0242 | 829.447 | 305.1227 | 93.5549 | 705.7804 | 441.6358 | 483.804 | 455.1349 | 15.048 | -271.9311
2023 | CA | WECC | - | WECC-AB | MW | Anticipated Excess/Shortfall |  | 1429.7336 | 2726.1137 | 3797.7273 | 3177.1222 | 2965.5543 | 3667.452 | 3245.955 | 3288.1233 | 3426.7972 | 2886.6915 | 2599.7124
2023 | CA | WECC | - | WECC-AB | MW | Prospective Excess/Shortfall |  | 1429.7336 | 2726.1137 | 3797.7273 | 3177.1222 | 2965.5543 | 3667.452 | 3245.955 | 3288.1233 | 3426.7972 | 2886.6915 | 2599.7124
2023 | CA | WECC | - | WECC-AB | % | Existing-Certain and Net Firm Transfers Reserve Margin |  | 18.44% | 18.33% | 17.04% | 16.7% | 14.48% | 17.7% | 13.73% | 14.1% | 13.3% | 13.44% | 10.95%
2023 | CA | WECC | - | WECC-AB | % | Anticipated Reserve Margin |  | 22.12% | 34.68% | 43.03% | 41.65% | 38.95% | 43.4% | 37.75% | 38.21% | 38.44% | 37.69% | 34.67%
2023 | CA | WECC | - | WECC-AB | % | Prospective Reserve Margin |  | 22.12% | 34.68% | 43.03% | 41.65% | 38.95% | 43.4% | 37.75% | 38.21% | 38.44% | 37.69% | 34.67%
2023 | CA | WECC | - | WECC-AB | % | Reference Margin Level |  | 9.364% | 10.41% | 9.78% | 14.05% | 13.68% | 11.58% | 9.947% | 9.946% | 9.45% | 13.31% | 13.2%
2023 | CA | WECC | - | WECC-BC | MW | Energy Efficiency and Conservation |  | 0 | 0 | 0 | 0 | 0 | 0 | 0 | 0 | 0 | 0 | 0
2023 | CA | WECC | - | WECC-BC | MW | Total Installed Photovoltaic |  | 0 | 0 | 0 | 0 | 0 | 0 | 0 | 0 | 0 | 0 | 0
2023 | CA | WECC | - | WECC-BC | MW | Photovoltaic On-Peak |  | 0 | 0 | 0 | 0 | 0 | 0 | 0 | 0 | 0 | 0 | 0
2023 | CA | WECC | - | WECC-BC | MW | Total Internal Demand |  | 8663.2621 | 8761.8249 | 8752 | 8904 | 8998 | 9111 | 9199 | 9289 | 9303 | 9467 | 9573
2023 | CA | WECC | - | WECC-BC | MW | Controllable and Dispatchable Demand Response - Available |  | 0 | 0 | 0 | 0 | 0 | 0 | 0 | 0 | 0 | 0 | 0
2023 | CA | WECC | - | WECC-BC | MW | Net Internal Demand |  | 8663.2621 | 8761.8249 | 8752 | 8904 | 8998 | 9111 | 9199 | 9289 | 9303 | 9467 | 9573
2023 | CA | WECC | - | WECC-BC | MW | Behind the Meter Generation - Capacity |  | 0 | 0 | 0 | 0 | 0 | 0 | 0 | 0 | 0 | 0 | 0
2023 | CA | WECC | - | WECC-BC | MW | Other Capacity Adjustments - Additions |  | 0 | 0 | 0 | 0 | 0 | 0 | 0 | 0 | 0 | 0 | 0
2023 | CA | WECC | - | WECC-BC | MW | Other Capacity Adjustments - Reductions |  | 0 | 0 | 0 | 0 | 0 | 0 | 0 | 0 | 0 | 0 | 0
2023 | CA | WECC | - | WECC-BC | MW | Confirmed Retirements |  | 0 | 0 | 0 | 40 | 798 | 1311 | 1467 | 1467 | 1467 | 1902 | 2337
2023 | CA | WECC | - | WECC-BC | MW | Unconfirmed Retirements |  | 0 | 0 | 0 | 0 | 0 | 0 | 0 | 0 | 0 | 0 | 0
2023 | CA | WECC | - | WECC-BC | MW | Scheduled Outages |  | 0 | 0 | 0 | 0 | 0 | 0 | 0 | 0 | 0 | 0 | 0
2023 | CA | WECC | - | WECC-BC | MW | Transmission Limitations |  | 0 | 0 | 0 | 0 | 0 | 0 | 0 | 0 | 0 | 0 | 0
2023 | CA | WECC | - | WECC-BC | MW | Existing-Certain |  | 11670.4293 | 11704.871 | 11651.0133 | 11225.7821 | 10621.1064 | 10352.6586 | 10536.8815 | 10536.8815 | 10513.2094 | 9857.4492 | 9567.1409
2023 | CA | WECC | - | WECC-BC | MW | Existing-Other |  | 0 | 0 | 0 | 0 | 0 | 0 | 0 | 0 | 0 | 0 | 0
2023 | CA | WECC | - | WECC-BC | MW | Additions - Tier 1 |  | 0 | 361.3417 | 714.1234 | 682.3827 | 714.6784 | 1016.7785 | 1370.9272 | 1404.6386 | 1405.2607 | 1345.121 | 1606.8986
2023 | CA | WECC | - | WECC-BC | MW | Additions - Tier 2 |  | 0 | 0 | 0 | 0 | 11.9498 | 13.2267 | 13.0285 | 13.0285 | 14.9619 | 11.9498 | 11.9498
2023 | CA | WECC | - | WECC-BC | MW | Additions - Tier 3 |  | 0 | 0 | 0 | 2.244 | 31.6572 | 38.8105 | 38.9505 | 38.9505 | 66.261 | 79.8949 | 79.8949
2023 | CA | WECC | - | WECC-BC | MW | Firm Imports |  | 0 | 0 | 0 | 0 | 0 | 0 | 0 | 0 | 0 | 0 | 0
2023 | CA | WECC | - | WECC-BC | MW | Firm Exports |  | 0 | 0 | 0 | 0 | 0 | 0 | 0 | 0 | 0 | 0 | 0
2023 | CA | WECC | - | WECC-BC | MW | Net Firm Capacity Transfers |  | 0 | 0 | 0 | 0 | 0 | 0 | 0 | 0 | 0 | 0 | 0
2023 | CA | WECC | - | WECC-BC | MW | Expected Imports |  | 0 | 0 | 0 | 0 | 0 | 0 | 0 | 0 | 0 | 0 | 0
2023 | CA | WECC | - | WECC-BC | MW | Expected Exports |  | 0 | 0 | 0 | 0 | 0 | 0 | 0 | 0 | 0 | 0 | 0
2023 | CA | WECC | - | WECC-BC | MW | Net Expected Transfers |  | 0 | 0 | 0 | 0 | 0 | 0 | 0 | 0 | 0 | 0 | 0
2023 | CA | WECC | - | WECC-BC | MW | Existing-Certain & Net Firm Transfers |  | 11670.4293 | 11704.871 | 11651.0133 | 11225.7821 | 10621.1064 | 10352.6586 | 10536.8815 | 10536.8815 | 10513.2094 | 9857.4492 | 9567.1409
2023 | CA | WECC | - | WECC-BC | MW | Anticipated Resources |  | 11670.4293 | 12066.2127 | 12365.1367 | 11908.1647 | 11335.7848 | 11369.4371 | 11907.8087 | 11941.52 | 11918.47 | 11202.5702 | 11174.0394
2023 | CA | WECC | - | WECC-BC | MW | Prospective Resources |  | 11670.4293 | 12066.2127 | 12365.1367 | 11908.1647 | 11347.7346 | 11382.6638 | 11920.8371 | 11954.5485 | 11933.4319 | 11214.52 | 11185.9892
2023 | CA | WECC | - | WECC-BC | MW | Existing-Certain and Net Firm Transfers Excess/Shortfall |  | 2195.9185 | 2030.9451 | 2043.0358 | 1070.7695 | 392.2762 | 186.8234 | 422.8442 | 323.9929 | 331.0507 | -869.6659 | -1269.1932
2023 | CA | WECC | - | WECC-BC | MW | Anticipated Excess/Shortfall |  | 2195.9185 | 2392.2868 | 2757.1592 | 1753.1521 | 1106.9545 | 1203.602 | 1793.7714 | 1728.6314 | 1736.3113 | 475.4551 | 337.7054
2023 | CA | WECC | - | WECC-BC | MW | Prospective Excess/Shortfall |  | 2195.9185 | 2392.2868 | 2757.1592 | 1753.1521 | 1118.9043 | 1216.8287 | 1806.7998 | 1741.6599 | 1751.2732 | 487.4049 | 349.6552
2023 | CA | WECC | - | WECC-BC | % | Existing-Certain and Net Firm Transfers Reserve Margin |  | 34.71% | 33.59% | 33.12% | 26.08% | 18.04% | 13.63% | 14.54% | 13.43% | 13.01% | 4.124% | -0.0612%
2023 | CA | WECC | - | WECC-BC | % | Anticipated Reserve Margin |  | 34.71% | 37.71% | 41.28% | 33.74% | 25.98% | 24.79% | 29.45% | 28.56% | 28.11% | 18.33% | 16.72%
2023 | CA | WECC | - | WECC-BC | % | Prospective Reserve Margin |  | 34.71% | 37.71% | 41.28% | 33.74% | 26.11% | 24.93% | 29.59% | 28.7% | 28.28% | 18.46% | 16.85%
2023 | CA | WECC | - | WECC-BC | % | Reference Margin Level |  | 9.364% | 10.41% | 9.78% | 14.05% | 13.68% | 11.58% | 9.947% | 9.946% | 9.45% | 13.31% | 13.2%
2023 | US/MX | WECC | - | WECC-CAMX | MW | Energy Efficiency and Conservation |  | 1537.6782 | 2080.5261 | 2554.0879 | 3152.851 | 3604.7294 | 3906.7361 | 4293.3602 | 4740.5996 | 4945.3795 | 5525.6322 | 5999.5234
2023 | US/MX | WECC | - | WECC-CAMX | MW | Total Installed Photovoltaic |  | 8947.5692 | 10047.1516 | 11058.3315 | 12109.3529 | 13183.8871 | 14246.5083 | 15408.0738 | 16613.7195 | 17805.5116 | 18947.3337 | 20139.1958
2023 | US/MX | WECC | - | WECC-CAMX | MW | Photovoltaic On-Peak |  | 2845.95 | 3074.14 | 3335.37 | 3541.27 | 3767.64 | 3004.14 | 3187.66 | 3340.97 | 1293.17 | 1358.15 | 1463.14
2023 | US/MX | WECC | - | WECC-CAMX | MW | Total Internal Demand |  | 56356.7336 | 57178.3311 | 57884.0592 | 58553.8792 | 59380.4463 | 60293.5494 | 61179.5164 | 62213.0371 | 63417.8773 | 64469.7416 | 65448.7305
2023 | US/MX | WECC | - | WECC-CAMX | MW | Controllable and Dispatchable Demand Response - Available |  | 827.4096 | 829.0968 | 835.7103 | 841.4913 | 851.7473 | 854.7657 | 866.1754 | 872.281 | 878.0093 | 883.0976 | 883.0976
2023 | US/MX | WECC | - | WECC-CAMX | MW | Net Internal Demand |  | 55529.324 | 56349.2343 | 57048.3489 | 57712.3879 | 58528.699 | 59438.7837 | 60313.341 | 61340.7561 | 62539.868 | 63586.644 | 64565.6329
2023 | US/MX | WECC | - | WECC-CAMX | MW | Behind the Meter Generation - Capacity |  | 0 | 0 | 0 | 0 | 0 | 0 | 0 | 0 | 0 | 0 | 0
2023 | US/MX | WECC | - | WECC-CAMX | MW | Other Capacity Adjustments - Additions |  | 0 | 0 | 0 | 0 | 0 | 0 | 0 | 0 | 0 | 0 | 0
2023 | US/MX | WECC | - | WECC-CAMX | MW | Other Capacity Adjustments - Reductions |  | 0 | 0 | 0 | 0 | 0 | 0 | 0 | 0 | 0 | 0 | 0
2023 | US/MX | WECC | - | WECC-CAMX | MW | Confirmed Retirements |  | 0 | 2859.3 | 4209.3 | 4209.3 | 4209.3 | 4209.3 | 4209.3 | 5349.3 | 6489.3 | 6489.3 | 6489.3
2023 | US/MX | WECC | - | WECC-CAMX | MW | Unconfirmed Retirements |  | 0 | 0 | 0 | 0 | 0 | 0 | 0 | 0 | 0 | 0 | 0
2023 | US/MX | WECC | - | WECC-CAMX | MW | Scheduled Outages |  | 0 | 0 | 0 | 0 | 0 | 0 | 0 | 0 | 0 | 0 | 0
2023 | US/MX | WECC | - | WECC-CAMX | MW | Transmission Limitations |  | 0 | 0 | 0 | 0 | 0 | 0 | 0 | 0 | 0 | 0 | 0
2023 | US/MX | WECC | - | WECC-CAMX | MW | Existing-Certain |  | 71834.2771 | 69136.4686 | 69136.4686 | 68028.3616 | 68028.3616 | 67759.6894 | 68009.5196 | 66905.7496 | 65801.9796 | 65801.9796 | 65801.9796
2023 | US/MX | WECC | - | WECC-CAMX | MW | Existing-Other |  | 0 | 0 | 0 | 0 | 0 | 0 | 0 | 0 | 0 | 0 | 0
2023 | US/MX | WECC | - | WECC-CAMX | MW | Additions - Tier 1 |  | 7638.9496 | 10858.9801 | 11771.4917 | 11790.0557 | 11810.1667 | 11610.4372 | 11822.3675 | 11830.1025 | 11830.1025 | 11830.1025 | 11830.1025
2023 | US/MX | WECC | - | WECC-CAMX | MW | Additions - Tier 2 |  | 19.8778 | 827.5333 | 1963.9067 | 1963.9067 | 1963.9067 | 1932.2769 | 1964.4428 | 1964.4428 | 1964.4428 | 1964.4428 | 1964.4428
2023 | US/MX | WECC | - | WECC-CAMX | MW | Additions - Tier 3 |  | 0 | 232.05 | 1957.276 | 2198.1532 | 3211.5932 | 3316.3712 | 3419.4436 | 3722.9396 | 23547.2158 | 23547.2158 | 23547.2158
2023 | US/MX | WECC | - | WECC-CAMX | MW | Firm Imports |  | 325 | 0 | 0 | 161 | 338 | 521 | 408 | 1339 | 1572 | 808 | 530
2023 | US/MX | WECC | - | WECC-CAMX | MW | Firm Exports |  | 0 | 0 | 0 | 0 | 0 | 0 | 0 | 0 | 0 | 0 | 0
2023 | US/MX | WECC | - | WECC-CAMX | MW | Net Firm Capacity Transfers |  | 325 | 0 | 0 | 161 | 338 | 521 | 408 | 1339 | 1572 | 808 | 530
2023 | US/MX | WECC | - | WECC-CAMX | MW | Expected Imports |  | 0 | 0 | 0 | 0 | 0 | 0 | 0 | 0 | 0 | 0 | 0
2023 | US/MX | WECC | - | WECC-CAMX | MW | Expected Exports |  | 0 | 0 | 0 | 0 | 0 | 0 | 0 | 0 | 0 | 0 | 0
2023 | US/MX | WECC | - | WECC-CAMX | MW | Net Expected Transfers |  | 0 | 0 | 0 | 0 | 0 | 0 | 0 | 0 | 0 | 0 | 0
2023 | US/MX | WECC | - | WECC-CAMX | MW | Existing-Certain & Net Firm Transfers |  | 72159.2771 | 69136.4686 | 69136.4686 | 68189.3616 | 68366.3616 | 68280.6894 | 68417.5196 | 68244.7496 | 67373.9796 | 66609.9796 | 66331.9796
2023 | US/MX | WECC | - | WECC-CAMX | MW | Anticipated Resources |  | 79798.2267 | 79995.4487 | 80907.9603 | 79979.4173 | 80176.5283 | 79891.1266 | 80239.8871 | 80074.8521 | 79204.0821 | 78440.0821 | 78162.0821
2023 | US/MX | WECC | - | WECC-CAMX | MW | Prospective Resources |  | 79818.1044 | 80822.9821 | 82871.8671 | 81943.3241 | 82140.4351 | 81823.4035 | 82204.3299 | 82039.2949 | 81168.5249 | 80404.5249 | 80126.5249
2023 | US/MX | WECC | - | WECC-CAMX | MW | Existing-Certain and Net Firm Transfers Excess/Shortfall |  | 6363.8041 | 2283.6229 | 1514.1629 | -152.0046 | -848.7381 | -238.5612 | -2635.557 | -3879.3452 | -6011.5161 | -7893.1933 | -9218.3109
2023 | US/MX | WECC | - | WECC-CAMX | MW | Anticipated Excess/Shortfall |  | 14002.7537 | 13142.603 | 13285.6546 | 11638.0511 | 10961.4286 | 11371.876 | 9186.8106 | 7950.7574 | 5818.5865 | 3936.9092 | 2611.7916
2023 | US/MX | WECC | - | WECC-CAMX | MW | Prospective Excess/Shortfall |  | 14022.6315 | 13970.1363 | 15249.5613 | 13601.9578 | 12925.3353 | 13304.1529 | 11151.2534 | 9915.2002 | 7783.0293 | 5901.3521 | 4576.2345
2023 | US/MX | WECC | - | WECC-CAMX | % | Existing-Certain and Net Firm Transfers Reserve Margin |  | 29.95% | 22.69% | 21.19% | 18.15% | 16.81% | 14.88% | 13.44% | 11.26% | 7.73% | 4.755% | 2.736%
2023 | US/MX | WECC | - | WECC-CAMX | % | Anticipated Reserve Margin |  | 43.7% | 41.96% | 41.82% | 38.58% | 36.99% | 34.41% | 33.04% | 30.54% | 26.65% | 23.36% | 21.06%
2023 | US/MX | WECC | - | WECC-CAMX | % | Prospective Reserve Margin |  | 43.74% | 43.43% | 45.27% | 41.99% | 40.34% | 37.66% | 36.3% | 33.74% | 29.79% | 26.45% | 24.1%
2023 | US/MX | WECC | - | WECC-CAMX | % | Reference Margin Level |  | 18.49% | 18.64% | 18.54% | 18.42% | 18.26% | 15.28% | 17.81% | 17.58% | 17.34% | 17.17% | 17.01%
2023 | US | WECC | - | WECC-NW | MW | Energy Efficiency and Conservation |  | 416.1203 | 611.4755 | 692.3441 | 805.6344 | 923.6414 | 1038.6596 | 1139.64 | 1238.4545 | 1332.8969 | 1416.3502 | 1500.5232
2023 | US | WECC | - | WECC-NW | MW | Total Installed Photovoltaic |  | 3279.7536 | 3772.4081 | 4360.5928 | 5059.3491 | 5872.7173 | 6804.7363 | 7868.8247 | 9051.1368 | 10381.0562 | 11884.5732 | 13559.2361
2023 | US | WECC | - | WECC-NW | MW | Photovoltaic On-Peak |  | 838.9697 | 950.4955 | 1061.6645 | 1180.0062 | 1246.6176 | 1335.3889 | 1442.3744 | 1596.9447 | 1737.5296 | 1894.7963 | 2048.707
2023 | US | WECC | - | WECC-NW | MW | Total Internal Demand |  | 62304.5 | 62899.1 | 64432 | 65427 | 67732 | 69449 | 70241 | 70881 | 71453 | 73043 | 73661
2023 | US | WECC | - | WECC-NW | MW | Controllable and Dispatchable Demand Response - Available |  | 904.0227 | 902.0315 | 911.9803 | 917.3926 | 929.4923 | 947.1392 | 954.7389 | 965.4979 | 976.1792 | 871.8651 | 880.9531
2023 | US | WECC | - | WECC-NW | MW | Net Internal Demand |  | 61400.4773 | 61997.0685 | 63520.0197 | 64509.6074 | 66802.5077 | 68501.8608 | 69286.2611 | 69915.5021 | 70476.8208 | 72171.1349 | 72780.0469
2023 | US | WECC | - | WECC-NW | MW | Behind the Meter Generation - Capacity |  | 0 | 0 | 0 | 0 | 0 | 0 | 0 | 0 | 0 | 0 | 0
2023 | US | WECC | - | WECC-NW | MW | Other Capacity Adjustments - Additions |  | 0 | 0 | 0 | 0 | 0 | 0 | 0 | 0 | 0 | 0 | 0
2023 | US | WECC | - | WECC-NW | MW | Other Capacity Adjustments - Reductions |  | 0 | 0 | 0 | 0 | 0 | 0 | 0 | 0 | 0 | 0 | 0
2023 | US | WECC | - | WECC-NW | MW | Confirmed Retirements |  | 1277.74 | 3072.21 | 4114.147 | 6697.187 | 6966.977 | 8334.097 | 9314.347 | 10503.947 | 11893.417 | 12816.617 | 14054.0345
2023 | US | WECC | - | WECC-NW | MW | Unconfirmed Retirements |  | 0 | 0 | 0 | 0 | 0 | 0 | 0 | 0 | 0 | 0 | 0
2023 | US | WECC | - | WECC-NW | MW | Scheduled Outages |  | 0 | 0 | 0 | 0 | 0 | 0 | 0 | 0 | 0 | 0 | 0
2023 | US | WECC | - | WECC-NW | MW | Transmission Limitations |  | 0 | 0 | 0 | 0 | 0 | 0 | 0 | 0 | 0 | 0 | 0
2023 | US | WECC | - | WECC-NW | MW | Existing-Certain |  | 81295.2874 | 79742.5387 | 79294.2033 | 76314.5719 | 76063.6291 | 70934.3403 | 73772.8144 | 72649.2151 | 71448.1338 | 65946.8791 | 69854.4186
2023 | US | WECC | - | WECC-NW | MW | Existing-Other |  | 0 | 0 | 0 | 0 | 0 | 0 | 0 | 0 | 0 | 0 | 0
2023 | US | WECC | - | WECC-NW | MW | Additions - Tier 1 |  | 2670.4 | 7189.9938 | 8450.3848 | 8846.2651 | 9019.9151 | 8938.1178 | 9691.0973 | 9746.0973 | 9801.0973 | 9303.1145 | 9894.8403
2023 | US | WECC | - | WECC-NW | MW | Additions - Tier 2 |  | 63.3501 | 229.4167 | 670.886 | 1350.7426 | 1463.2426 | 1364.6418 | 1611.4209 | 1628.2859 | 1628.2859 | 1502.4687 | 1645.1509
2023 | US | WECC | - | WECC-NW | MW | Additions - Tier 3 |  | 110.4452 | 675.9641 | 2130.5442 | 3797.7406 | 3865.2006 | 5819.859 | 7402.6452 | 8993.5971 | 9889.1527 | 10468.1186 | 11897.9118
2023 | US | WECC | - | WECC-NW | MW | Firm Imports |  | 1637 | 1157 | 1290 | 6785 | 8002 | 9826 | 9255 | 9293 | 9383 | 1957 | 2103
2023 | US | WECC | - | WECC-NW | MW | Firm Exports |  | 0 | 0 | 0 | 0 | 0 | 0 | 0 | 0 | 0 | 0 | 0
2023 | US | WECC | - | WECC-NW | MW | Net Firm Capacity Transfers |  | 1637 | 1157 | 1290 | 6785 | 8002 | 9826 | 9255 | 9293 | 9383 | 1957 | 2103
2023 | US | WECC | - | WECC-NW | MW | Expected Imports |  | 0 | 0 | 0 | 0 | 0 | 0 | 0 | 0 | 0 | 0 | 0
2023 | US | WECC | - | WECC-NW | MW | Expected Exports |  | 0 | 0 | 0 | 0 | 0 | 0 | 0 | 0 | 0 | 0 | 0
2023 | US | WECC | - | WECC-NW | MW | Net Expected Transfers |  | 0 | 0 | 0 | 0 | 0 | 0 | 0 | 0 | 0 | 0 | 0
2023 | US | WECC | - | WECC-NW | MW | Existing-Certain & Net Firm Transfers |  | 82932.2874 | 80899.5387 | 80584.2033 | 83099.5719 | 84065.6291 | 80760.3403 | 83027.8144 | 81942.2151 | 80831.1338 | 67903.8791 | 71957.4186
2023 | US | WECC | - | WECC-NW | MW | Anticipated Resources |  | 85602.6874 | 88089.5325 | 89034.5881 | 91945.837 | 93085.5442 | 89698.4581 | 92718.9117 | 91688.3124 | 90632.2311 | 77206.9936 | 81852.2589
2023 | US | WECC | - | WECC-NW | MW | Prospective Resources |  | 85666.0374 | 88318.9491 | 89705.4741 | 93296.5797 | 94548.7868 | 91063.0999 | 94330.3326 | 93316.5983 | 92260.517 | 78709.4623 | 83497.4098
2023 | US | WECC | - | WECC-NW | MW | Existing-Certain and Net Firm Transfers Excess/Shortfall |  | 10249.9279 | 7157.3126 | 5072.2347 | 7237.3126 | 5538.2528 | 369.8522 | 2132.6427 | 467.3426 | -1176.1299 | -16161.5067 | -12687.938
2023 | US | WECC | - | WECC-NW | MW | Anticipated Excess/Shortfall |  | 12920.3279 | 14347.3064 | 13522.6195 | 16083.5778 | 14558.1679 | 9307.97 | 11823.74 | 10213.4399 | 8624.9675 | -6858.3921 | -2793.0977
2023 | US | WECC | - | WECC-NW | MW | Prospective Excess/Shortfall |  | 12983.6779 | 14576.723 | 14193.5055 | 17434.3204 | 16021.4106 | 10672.6119 | 13435.1609 | 11841.7258 | 10253.2533 | -5355.9235 | -1147.9469
2023 | US | WECC | - | WECC-NW | % | Existing-Certain and Net Firm Transfers Reserve Margin |  | 35.07% | 30.49% | 26.86% | 28.82% | 25.84% | 17.9% | 19.83% | 17.2% | 14.69% | -5.913% | -1.13%
2023 | US | WECC | - | WECC-NW | % | Anticipated Reserve Margin |  | 39.42% | 42.09% | 40.17% | 42.53% | 39.34% | 30.94% | 33.82% | 31.14% | 28.6% | 6.978% | 12.47%
2023 | US | WECC | - | WECC-NW | % | Prospective Reserve Margin |  | 39.52% | 42.46% | 41.22% | 44.62% | 41.53% | 32.94% | 36.15% | 33.47% | 30.91% | 9.059% | 14.73%
2023 | US | WECC | - | WECC-NW | % | Reference Margin Level |  | 18.37% | 18.94% | 18.88% | 17.6% | 17.55% | 17.36% | 16.75% | 16.53% | 16.36% | 16.48% | 16.3%
2023 | US | WECC | - | WECC-SW | MW | Energy Efficiency and Conservation |  | 205.6482 | 321.1412 | 427.6656 | 550.9986 | 683.0993 | 831.1286 | 962.1326 | 1058.5889 | 1086.9941 | 1256.4311 | 1321.536
2023 | US | WECC | - | WECC-SW | MW | Total Installed Photovoltaic |  | 2089.3991 | 2452.0179 | 2821.2035 | 3178.6399 | 3523.9104 | 3826.1137 | 4088.5845 | 4323.4984 | 4562.2737 | 4804.8145 | 5021.0134
2023 | US | WECC | - | WECC-SW | MW | Photovoltaic On-Peak |  | 588.1951 | 678.04 | 1337.905 | 1469.9346 | 1419.9607 | 845.0909 | 638.0823 | 954.4462 | 2022.5259 | 2145.9699 | 1923.1791
2023 | US | WECC | - | WECC-SW | MW | Total Internal Demand |  | 25990.9466 | 26749.2675 | 27499.1555 | 28294.2008 | 29029.2558 | 29553.8427 | 29972.8957 | 30400.3593 | 30529.267 | 30671.9105 | 31233.6117
2023 | US | WECC | - | WECC-SW | MW | Controllable and Dispatchable Demand Response - Available |  | 380.2221 | 383.2221 | 419.2221 | 384.2221 | 394.2221 | 385.2221 | 388.2221 | 391.2221 | 384.2221 | 394.2221 | 385.2221
2023 | US | WECC | - | WECC-SW | MW | Net Internal Demand |  | 25610.7245 | 26366.0454 | 27079.9334 | 27909.9787 | 28635.0337 | 29168.6206 | 29584.6736 | 30009.1373 | 30145.0449 | 30277.6884 | 30848.3896
2023 | US | WECC | - | WECC-SW | MW | Behind the Meter Generation - Capacity |  | 0 | 0 | 0 | 0 | 0 | 0 | 0 | 0 | 0 | 0 | 0
2023 | US | WECC | - | WECC-SW | MW | Other Capacity Adjustments - Additions |  | 0 | 0 | 0 | 0 | 0 | 0 | 0 | 0 | 0 | 0 | 0
2023 | US | WECC | - | WECC-SW | MW | Other Capacity Adjustments - Reductions |  | 0 | 0 | 0 | 0 | 0 | 0 | 0 | 0 | 0 | 0 | 0
2023 | US | WECC | - | WECC-SW | MW | Confirmed Retirements |  | 0 | 24 | 487 | 487 | 797 | 1388 | 1406 | 1406 | 2748.84 | 3405.23 | 3661.31
2023 | US | WECC | - | WECC-SW | MW | Unconfirmed Retirements |  | 0 | 0 | 0 | 0 | 0 | 0 | 0 | 0 | 0 | 0 | 0
2023 | US | WECC | - | WECC-SW | MW | Scheduled Outages |  | 0 | 0 | 0 | 0 | 0 | 0 | 0 | 0 | 0 | 0 | 0
2023 | US | WECC | - | WECC-SW | MW | Transmission Limitations |  | 0 | 0 | 0 | 0 | 0 | 0 | 0 | 0 | 0 | 0 | 0
2023 | US | WECC | - | WECC-SW | MW | Existing-Certain |  | 29808.3169 | 29808.3169 | 29332.2557 | 29332.2557 | 28940.6138 | 28173.9511 | 28353.9022 | 28339.4563 | 28240.7375 | 26878.8111 | 26315.6816
2023 | US | WECC | - | WECC-SW | MW | Existing-Other |  | 0 | 0 | 0 | 0 | 0 | 0 | 0 | 0 | 0 | 0 | 0
2023 | US | WECC | - | WECC-SW | MW | Additions - Tier 1 |  | 1842.0203 | 3440.5301 | 4216.7586 | 4216.7586 | 4216.7586 | 4046.2326 | 4218.8828 | 4307.6528 | 4307.6528 | 4307.6528 | 4307.6528
2023 | US | WECC | - | WECC-SW | MW | Additions - Tier 2 |  | 304.462 | 764.462 | 937.462 | 947.646 | 947.646 | 894.144 | 947.8265 | 947.8265 | 947.8265 | 947.8265 | 947.8265
2023 | US | WECC | - | WECC-SW | MW | Additions - Tier 3 |  | 576.0363 | 947.1423 | 2073.6688 | 4593.0644 | 4938.0644 | 5081.3671 | 5860.6153 | 6510.8827 | 7276.5377 | 8489.3009 | 8696.7609
2023 | US | WECC | - | WECC-SW | MW | Firm Imports |  | 1783 | 1676 | 2316 | 3148 | 3824 | 4731 | 5324 | 5736 | 5072 | 3448 | 2512
2023 | US | WECC | - | WECC-SW | MW | Firm Exports |  | 0 | 0 | 0 | 0 | 0 | 0 | 0 | 0 | 0 | 0 | 0
2023 | US | WECC | - | WECC-SW | MW | Net Firm Capacity Transfers |  | 1783 | 1676 | 2316 | 3148 | 3824 | 4731 | 5324 | 5736 | 5072 | 3448 | 2512
2023 | US | WECC | - | WECC-SW | MW | Expected Imports |  | 0 | 0 | 0 | 0 | 0 | 0 | 0 | 0 | 0 | 0 | 0
2023 | US | WECC | - | WECC-SW | MW | Expected Exports |  | 0 | 0 | 0 | 0 | 0 | 0 | 0 | 0 | 0 | 0 | 0
2023 | US | WECC | - | WECC-SW | MW | Net Expected Transfers |  | 0 | 0 | 0 | 0 | 0 | 0 | 0 | 0 | 0 | 0 | 0
2023 | US | WECC | - | WECC-SW | MW | Existing-Certain & Net Firm Transfers |  | 31591.3169 | 31484.3169 | 31648.2557 | 32480.2557 | 32764.6138 | 32904.9511 | 33677.9022 | 34075.4563 | 33312.7375 | 30326.8111 | 28827.6816
2023 | US | WECC | - | WECC-SW | MW | Anticipated Resources |  | 33433.3372 | 34924.847 | 35865.0142 | 36697.0142 | 36981.3723 | 36951.1836 | 37896.785 | 38383.1091 | 37620.3903 | 34634.4639 | 33135.3344
2023 | US | WECC | - | WECC-SW | MW | Prospective Resources |  | 33737.7992 | 35689.309 | 36802.4762 | 37644.6602 | 37929.0183 | 37845.3276 | 38844.6115 | 39330.9356 | 38568.2168 | 35582.2904 | 34083.1609
2023 | US | WECC | - | WECC-SW | MW | Existing-Certain and Net Firm Transfers Excess/Shortfall |  | 2872.7855 | 1665.5362 | 949.4042 | 922.5446 | 467.0063 | 435.7491 | 444.1756 | 393.2117 | -510.5463 | -3569.5237 | -5632.4943
2023 | US | WECC | - | WECC-SW | MW | Anticipated Excess/Shortfall |  | 4714.8058 | 5106.0662 | 5166.1628 | 5139.3031 | 4683.7649 | 4481.9817 | 4663.0584 | 4700.8645 | 3797.1064 | 738.1291 | -1324.8415
2023 | US | WECC | - | WECC-SW | MW | Prospective Excess/Shortfall |  | 5019.2678 | 5870.5282 | 6103.6248 | 6086.9491 | 5631.4109 | 5376.1257 | 5610.8849 | 5648.691 | 4744.9329 | 1685.9556 | -377.015
2023 | US | WECC | - | WECC-SW | % | Existing-Certain and Net Firm Transfers Reserve Margin |  | 23.35% | 19.41% | 16.87% | 16.38% | 14.42% | 12.81% | 13.84% | 13.55% | 10.51% | 0.1622% | -6.55%
2023 | US | WECC | - | WECC-SW | % | Anticipated Reserve Margin |  | 30.54% | 32.46% | 32.44% | 31.48% | 29.15% | 26.68% | 28.1% | 27.9% | 24.8% | 14.39% | 7.413%
2023 | US | WECC | - | WECC-SW | % | Prospective Reserve Margin |  | 31.73% | 35.36% | 35.9% | 34.88% | 32.46% | 29.75% | 31.3% | 31.06% | 27.94% | 17.52% | 10.49%
2023 | US | WECC | - | WECC-SW | % | Reference Margin Level |  | 12.13% | 13.1% | 13.36% | 13.07% | 12.79% | 11.32% | 12.33% | 12.24% | 12.2% | 11.95% | 11.71%
2024 | US | MRO | - | MRO-MISO | MW | Energy Efficiency and Conservation |  | 22.5 | 21.2 | 21.2 | 21.2 | 21.2 | 21.2 | 21.2 | 21.2 | 21.2 | 21.2 | 21.2
2024 | US | MRO | - | MRO-MISO | MW | Total Installed Photovoltaic |  | 0 | 0 | 0 | 0 | 0 | 0 | 0 | 0 | 0 | 0 | 0
2024 | US | MRO | - | MRO-MISO | MW | Photovoltaic On-Peak |  | 0 | 0 | 0 | 0 | 0 | 0 | 0 | 0 | 0 | 0 | 0
2024 | US | MRO | - | MRO-MISO | MW | Total Internal Demand |  | 120855.9618 | 122327.6084 | 124343 | 126073 | 128700 | 129401 | 130120 | 130493 | 131327 | 131952 | 131952
2024 | US | MRO | - | MRO-MISO | MW | Controllable and Dispatchable Demand Response - Available |  | 7991.2 | 8205.4 | 8220.9 | 8057.6 | 8064.7 | 8074.2 | 8076.9 | 8079.3 | 8075.3 | 8075.3 | 8075.3
2024 | US | MRO | - | MRO-MISO | MW | Net Internal Demand |  | 112864.7618 | 114122.2084 | 116122.1 | 118015.4 | 120635.3 | 121326.8 | 122043.1 | 122413.7 | 123251.7 | 123876.7 | 123876.7
2024 | US | MRO | - | MRO-MISO | MW | Behind the Meter Generation - Capacity |  | 0 | 0 | 0 | 0 | 0 | 0 | 0 | 0 | 0 | 0 | 0
2024 | US | MRO | - | MRO-MISO | MW | Other Capacity Adjustments - Additions |  | 0 | 0 | 0 | 0 | 0 | 0 | 0 | 0 | 0 | 0 | 0
2024 | US | MRO | - | MRO-MISO | MW | Other Capacity Adjustments - Reductions |  | 0 | 0 | 0 | 0 | 0 | 0 | 0 | 0 | 0 | 0 | 0
2024 | US | MRO | - | MRO-MISO | MW | Confirmed Retirements |  | 2468.8 | 2468.8 | 2468.8 | 2468.8 | 2468.8 | 2468.8 | 2468.8 | 2468.8 | 2468.8 | 2468.8 | 2468.8
2024 | US | MRO | - | MRO-MISO | MW | Unconfirmed Retirements |  | 0 | 0 | 0 | 0 | 0 | 0 | 0 | 0 | 0 | 0 | 0
2024 | US | MRO | - | MRO-MISO | MW | Scheduled Outages |  | 0 | 0 | 0 | 0 | 0 | 0 | 0 | 0 | 0 | 0 | 0
2024 | US | MRO | - | MRO-MISO | MW | Transmission Limitations |  | 0 | 0 | 0 | 0 | 0 | 0 | 0 | 0 | 0 | 0 | 0
2024 | US | MRO | - | MRO-MISO | MW | Existing-Certain |  | 130029.9 | 127199.9 | 123516.9 | 121988.3 | 118472 | 115813.6 | 112073.4 | 109724 | 109724 | 106288.9 | 106288.9
2024 | US | MRO | - | MRO-MISO | MW | Existing-Other |  | 0 | 0 | 0 | 0 | 0 | 0 | 0 | 0 | 0 | 0 | 0
2024 | US | MRO | - | MRO-MISO | MW | Additions - Tier 1 |  | 848.9302 | 4958.691 | 11375.5859 | 18275.0079 | 21501.375 | 22204.6958 | 22204.6958 | 22204.6958 | 22204.6958 | 22204.6958 | 22204.6958
2024 | US | MRO | - | MRO-MISO | MW | Additions - Tier 2 |  | 0 | 18.7125 | 464.406 | 916.337 | 1485.645 | 1485.645 | 1485.645 | 1485.645 | 1485.645 | 1485.645 | 1485.645
2024 | US | MRO | - | MRO-MISO | MW | Additions - Tier 3 |  | 0 | 803.23 | 3685.781 | 8252.003 | 13017.4807 | 15545.7477 | 16399.0951 | 16542.2074 | 16607.8679 | 16658.7753 | 16658.7753
2024 | US | MRO | - | MRO-MISO | MW | Firm Imports |  | 4510 | 3520 | 3470 | 3365 | 3125 | 3055 | 2950 | 2749 | 2749 | 2749 | 2749
2024 | US | MRO | - | MRO-MISO | MW | Firm Exports |  | 2200 | 2200 | 2200 | 2200 | 2200 | 2200 | 2200 | 2200 | 2200 | 2200 | 2200
2024 | US | MRO | - | MRO-MISO | MW | Net Firm Capacity Transfers |  | 2310 | 1320 | 1270 | 1165 | 925 | 855 | 750 | 549 | 549 | 549 | 549
2024 | US | MRO | - | MRO-MISO | MW | Expected Imports |  | 0 | 0 | 0 | 0 | 0 | 0 | 0 | 0 | 0 | 0 | 0
2024 | US | MRO | - | MRO-MISO | MW | Expected Exports |  | 0 | 0 | 0 | 0 | 0 | 0 | 0 | 0 | 0 | 0 | 0
2024 | US | MRO | - | MRO-MISO | MW | Net Expected Transfers |  | 0 | 0 | 0 | 0 | 0 | 0 | 0 | 0 | 0 | 0 | 0
2024 | US | MRO | - | MRO-MISO | MW | Existing-Certain & Net Firm Transfers |  | 132339.9 | 128519.9 | 124786.9 | 123153.3 | 119397 | 116668.6 | 112823.4 | 110273 | 110273 | 106837.9 | 106837.9
2024 | US | MRO | - | MRO-MISO | MW | Anticipated Resources |  | 133188.8302 | 133478.591 | 136162.4859 | 141428.3079 | 140898.375 | 138873.2958 | 135028.0958 | 132477.6958 | 132477.6958 | 129042.5958 | 129042.5958
2024 | US | MRO | - | MRO-MISO | MW | Prospective Resources |  | 133188.8302 | 133497.3035 | 136626.8919 | 142344.6449 | 142384.02 | 140358.9408 | 136513.7408 | 133963.3408 | 133963.3408 | 130528.2408 | 130528.2408
2024 | US | MRO | - | MRO-MISO | MW | Existing-Certain and Net Firm Transfers Excess/Shortfall |  | -501.9246 | -6258.4281 | -12817.7885 | -17167.0106 | -24159.007 | -27710.292 | -32774.0183 | -36011.3715 | -37382.5366 | -41938.0167 | -41938.0167
2024 | US | MRO | - | MRO-MISO | MW | Anticipated Excess/Shortfall |  | 347.0056 | -1299.7371 | -1442.2026 | 1107.9973 | -2657.632 | -5505.5962 | -10569.3225 | -13806.6757 | -15177.8408 | -19733.3209 | -19733.3209
2024 | US | MRO | - | MRO-MISO | MW | Prospective Excess/Shortfall |  | 347.0056 | -1281.0246 | -977.7966 | 2024.3343 | -1171.987 | -4019.9512 | -9083.6775 | -12321.0307 | -13692.1958 | -18247.6759 | -18247.6759
2024 | US | MRO | - | MRO-MISO | % | Existing-Certain and Net Firm Transfers Reserve Margin |  | 17.26% | 12.62% | 7.462% | 4.354% | -1.026% | -3.839% | -7.554% | -9.918% | -10.53% | -13.75% | -13.75%
2024 | US | MRO | - | MRO-MISO | % | Anticipated Reserve Margin |  | 18.01% | 16.96% | 17.26% | 19.84% | 16.8% | 14.46% | 10.64% | 8.221% | 7.485% | 4.17% | 4.17%
2024 | US | MRO | - | MRO-MISO | % | Prospective Reserve Margin |  | 18.01% | 16.98% | 17.66% | 20.62% | 18.03% | 15.69% | 11.86% | 9.435% | 8.691% | 5.369% | 5.369%
2024 | US | MRO | - | MRO-MISO | % | Reference Margin Level |  | 17.7% | 18.1% | 18.5% | 18.9% | 19% | 19% | 19.3% | 19.5% | 19.8% | 20.1% | 20.1%
2024 | CA | NPCC | - | NPCC-Maritimes | MW | Energy Efficiency and Conservation |  | 19.94 | 39.7 | 58.64 | 76.24 | 93.59 | 109.8 | 123.86 | 137.07 | 149.03 | 159.55 | 169.17
2024 | CA | NPCC | - | NPCC-Maritimes | MW | Total Installed Photovoltaic |  | 96.682 | 147.3275 | 202.5963 | 262.3066 | 327.9522 | 399.2856 | 474.9313 | 557.2994 | 649.625 | 752.7793 | 829.2793
2024 | CA | NPCC | - | NPCC-Maritimes | MW | Photovoltaic On-Peak |  | 19.0118 | 25.4433 | 32.2916 | 39.8798 | 48.0303 | 56.7823 | 65.9318 | 75.8309 | 86.925 | 99.3185 | 108.5135
2024 | CA | NPCC | - | NPCC-Maritimes | MW | Total Internal Demand |  | 3441.5715 | 3513.8693 | 3438.894 | 3456.4194 | 3475.408 | 3498.9966 | 3516.4642 | 3535.9845 | 3544.3574 | 3562.8566 | 3585.1009
2024 | CA | NPCC | - | NPCC-Maritimes | MW | Controllable and Dispatchable Demand Response - Available |  | 320.85 | 321.5 | 326.15 | 327.3 | 328.225 | 328.4 | 328.35 | 328.4 | 328.45 | 328.5 | 328.55
2024 | CA | NPCC | - | NPCC-Maritimes | MW | Net Internal Demand |  | 3120.7215 | 3192.3693 | 3112.744 | 3129.1194 | 3147.183 | 3170.5966 | 3188.1142 | 3207.5845 | 3215.9074 | 3234.3566 | 3256.5509
2024 | CA | NPCC | - | NPCC-Maritimes | MW | Behind the Meter Generation - Capacity |  | 0 | 0 | 0 | 0 | 0 | 0 | 0 | 0 | 0 | 0 | 0
2024 | CA | NPCC | - | NPCC-Maritimes | MW | Other Capacity Adjustments - Additions |  | 0 | 0 | 0 | 0 | 0 | 0 | 0 | 0 | 0 | 0 | 0
2024 | CA | NPCC | - | NPCC-Maritimes | MW | Other Capacity Adjustments - Reductions |  | 0 | 0 | 0 | 0 | 0 | 0 | 0 | 0 | 0 | 0 | 0
2024 | CA | NPCC | - | NPCC-Maritimes | MW | Confirmed Retirements |  | 18.9 | 18.9 | 18.9 | 18.9 | 18.9 | 24.5 | 24.5 | 24.5 | 36.5 | 36.5 | 56.5
2024 | CA | NPCC | - | NPCC-Maritimes | MW | Unconfirmed Retirements |  | 0 | 0 | 0 | 145 | 286 | 1005 | 1005 | 1005 | 1005 | 1005 | 1005
2024 | CA | NPCC | - | NPCC-Maritimes | MW | Scheduled Outages |  | 750 | 750 | 750 | 750 | 750 | 750 | 750 | 750 | 750 | 750 | 750
2024 | CA | NPCC | - | NPCC-Maritimes | MW | Transmission Limitations |  | 0 | 0 | 0 | 0 | 0 | 0 | 0 | 0 | 0 | 0 | 0
2024 | CA | NPCC | - | NPCC-Maritimes | MW | Existing-Certain |  | 5602.1705 | 5602.1705 | 5599.1225 | 5593.9945 | 5483.9945 | 5478.3945 | 5478.3945 | 5386.3945 | 5374.3945 | 5374.3945 | 5464.3945
2024 | CA | NPCC | - | NPCC-Maritimes | MW | Existing-Other |  | 0 | 0 | 0 | 0 | 0 | 0 | 0 | 0 | 0 | 0 | 0
2024 | CA | NPCC | - | NPCC-Maritimes | MW | Additions - Tier 1 |  | 22.45 | 95.51 | 152.274 | 596.544 | 596.544 | 596.544 | 596.544 | 596.544 | 596.544 | 596.544 | 596.544
2024 | CA | NPCC | - | NPCC-Maritimes | MW | Additions - Tier 2 |  | 0 | 0 | 6 | 55.13 | 449.814 | 633.914 | 1371.914 | 1371.914 | 1371.914 | 1371.914 | 1371.914
2024 | CA | NPCC | - | NPCC-Maritimes | MW | Additions - Tier 3 |  | 2.21 | 2.21 | 2.21 | 15.53 | 72.53 | 119.1967 | 189.53 | 247.53 | 259.53 | 271.53 | 283.53
2024 | CA | NPCC | - | NPCC-Maritimes | MW | Firm Imports |  | 371.4 | 289.4 | 322.4 | 215.4 | 145.4 | 145.4 | 145.4 | 145.4 | 145.4 | 145.4 | 145.4
2024 | CA | NPCC | - | NPCC-Maritimes | MW | Firm Exports |  | 0 | 0 | 0 | 0 | 0 | 0 | 0 | 0 | 0 | 0 | 0
2024 | CA | NPCC | - | NPCC-Maritimes | MW | Net Firm Capacity Transfers |  | 371.4 | 289.4 | 322.4 | 215.4 | 145.4 | 145.4 | 145.4 | 145.4 | 145.4 | 145.4 | 145.4
2024 | CA | NPCC | - | NPCC-Maritimes | MW | Expected Imports |  | 0 | 0 | 0 | 0 | 0 | 0 | 0 | 0 | 0 | 0 | 0
2024 | CA | NPCC | - | NPCC-Maritimes | MW | Expected Exports |  | 0 | 0 | 0 | 0 | 0 | 0 | 0 | 0 | 0 | 0 | 0
2024 | CA | NPCC | - | NPCC-Maritimes | MW | Net Expected Transfers |  | 0 | 0 | 0 | 0 | 0 | 0 | 0 | 0 | 0 | 0 | 0
2024 | CA | NPCC | - | NPCC-Maritimes | MW | Existing-Certain & Net Firm Transfers |  | 5973.5705 | 5891.5705 | 5921.5225 | 5809.3945 | 5629.3945 | 5623.7945 | 5623.7945 | 5531.7945 | 5519.7945 | 5519.7945 | 5609.7945
2024 | CA | NPCC | - | NPCC-Maritimes | MW | Anticipated Resources |  | 5996.0205 | 5987.0805 | 6073.7965 | 6405.9385 | 6225.9385 | 6220.3385 | 6220.3385 | 6128.3385 | 6116.3385 | 6116.3385 | 6206.3385
2024 | CA | NPCC | - | NPCC-Maritimes | MW | Prospective Resources |  | 5996.0205 | 5987.0805 | 6079.7965 | 6316.0685 | 6389.7525 | 5849.2525 | 6587.2525 | 6495.2525 | 6483.2525 | 6483.2525 | 6573.2525
2024 | CA | NPCC | - | NPCC-Maritimes | MW | Existing-Certain and Net Firm Transfers Excess/Shortfall |  | 2228.7047 | 2060.7274 | 2186.2297 | 2054.4513 | 1852.7749 | 1819.0785 | 1798.0574 | 1682.6931 | 1660.7056 | 1638.5666 | 1701.9334
2024 | CA | NPCC | - | NPCC-Maritimes | MW | Anticipated Excess/Shortfall |  | 2251.1547 | 2156.2374 | 2338.5037 | 2650.9953 | 2449.3189 | 2415.6225 | 2394.6014 | 2279.2371 | 2257.2496 | 2235.1106 | 2298.4774
2024 | CA | NPCC | - | NPCC-Maritimes | MW | Prospective Excess/Shortfall |  | 2251.1547 | 2156.2374 | 2344.5037 | 2561.1253 | 2613.1329 | 2044.5365 | 2761.5154 | 2646.1511 | 2624.1636 | 2602.0246 | 2665.3914
2024 | CA | NPCC | - | NPCC-Maritimes | % | Existing-Certain and Net Firm Transfers Reserve Margin |  | 91.42% | 84.55% | 90.23% | 85.66% | 78.87% | 77.37% | 76.4% | 72.46% | 71.64% | 70.66% | 72.26%
2024 | CA | NPCC | - | NPCC-Maritimes | % | Anticipated Reserve Margin |  | 92.14% | 87.54% | 95.13% | 104.7% | 97.83% | 96.19% | 95.11% | 91.06% | 90.19% | 89.11% | 90.58%
2024 | CA | NPCC | - | NPCC-Maritimes | % | Prospective Reserve Margin |  | 92.14% | 87.54% | 95.32% | 101.8% | 103% | 84.48% | 106.6% | 102.5% | 101.6% | 100.4% | 101.8%
2024 | CA | NPCC | - | NPCC-Maritimes | % | Reference Margin Level |  | 20% | 20% | 20% | 20% | 20% | 20% | 20% | 20% | 20% | 20% | 20%
2024 | CA | MRO | - | MRO-Manitoba Hydro | MW | Energy Efficiency and Conservation |  | 198.6298 | 218.2201 | 237.1019 | 257.2541 | 277.9233 | 141.2389 | 163.2008 | 185.697 | 205.8268 | 226.5719 | 247.8497
2024 | CA | MRO | - | MRO-Manitoba Hydro | MW | Total Installed Photovoltaic |  | 43 | 47.0662 | 51.9669 | 57.8681 | 64.9667 | 73.4946 | 83.7242 | 95.9722 | 110.6046 | 128.0394 | 148.7473
2024 | CA | MRO | - | MRO-Manitoba Hydro | MW | Photovoltaic On-Peak |  | 3.56 | 4.37 | 5.34 | 6.5 | 7.9 | 9.6 | 11.62 | 14.05 | 16.95 | 20.4 | 24.5
2024 | CA | MRO | - | MRO-Manitoba Hydro | MW | Total Internal Demand |  | 3143 | 3161.9231 | 3248.7561 | 3269.2483 | 3277.1094 | 3484.6079 | 3440.1195 | 3477.6493 | 3521.718 | 3565.3335 | 3612.9208
2024 | CA | MRO | - | MRO-Manitoba Hydro | MW | Controllable and Dispatchable Demand Response - Available |  | 0 | 0 | 0 | 0 | 0 | 0 | 0 | 0 | 0 | 0 | 0
2024 | CA | MRO | - | MRO-Manitoba Hydro | MW | Net Internal Demand |  | 3143 | 3161.9231 | 3248.7561 | 3269.2483 | 3277.1094 | 3484.6079 | 3440.1195 | 3477.6493 | 3521.718 | 3565.3335 | 3612.9208
2024 | CA | MRO | - | MRO-Manitoba Hydro | MW | Behind the Meter Generation - Capacity |  | 0 | 0 | 0 | 0 | 0 | 0 | 0 | 0 | 0 | 0 | 0
2024 | CA | MRO | - | MRO-Manitoba Hydro | MW | Other Capacity Adjustments - Additions |  | 0 | 0 | 0 | 0 | 0 | 0 | 0 | 0 | 0 | 0 | 0
2024 | CA | MRO | - | MRO-Manitoba Hydro | MW | Other Capacity Adjustments - Reductions |  | 0 | 0 | 0 | 0 | 0 | 0 | 0 | 0 | 0 | 0 | 0
2024 | CA | MRO | - | MRO-Manitoba Hydro | MW | Confirmed Retirements |  | 0 | 0 | 0 | 0 | 0 | 0 | 0 | 0 | 0 | 0 | 0
2024 | CA | MRO | - | MRO-Manitoba Hydro | MW | Unconfirmed Retirements |  | 0 | 0 | 0 | 0 | 0 | 18.4748 | 18.4748 | 18.4748 | 18.4748 | 18.4748 | 18.4748
2024 | CA | MRO | - | MRO-Manitoba Hydro | MW | Scheduled Outages |  | 393 | 400 | 400 | 400 | 400 | 400 | 400 | 400 | 400 | 300 | 300
2024 | CA | MRO | - | MRO-Manitoba Hydro | MW | Transmission Limitations |  | 0 | 2.0854 | 22.4254 | 0 | 0 | 0 | 0 | 0 | 0 | 0 | 0
2024 | CA | MRO | - | MRO-Manitoba Hydro | MW | Existing-Certain |  | 5591.3516 | 5629.7863 | 5602.1094 | 5624.5348 | 5624.5348 | 5624.5348 | 5624.5348 | 5624.5348 | 5624.5348 | 5724.5348 | 5724.5348
2024 | CA | MRO | - | MRO-Manitoba Hydro | MW | Existing-Other |  | 13.7 | 13.7 | 13.7 | 13.7 | 13.7 | 13.7 | 13.7 | 13.7 | 13.7 | 13.7 | 13.7
2024 | CA | MRO | - | MRO-Manitoba Hydro | MW | Additions - Tier 1 |  | 0 | 18.3593 | 38.6993 | 59.0393 | 59.0393 | 59.0393 | 59.0393 | 59.0393 | 59.0393 | 59.0393 | 59.0393
2024 | CA | MRO | - | MRO-Manitoba Hydro | MW | Additions - Tier 2 |  | 0 | 0 | 0 | 0 | 0 | 0 | 0 | 0 | 0 | 0 | 0
2024 | CA | MRO | - | MRO-Manitoba Hydro | MW | Additions - Tier 3 |  | 0 | 0 | 0 | 0 | 0 | 0 | 0 | 0 | 0 | 0 | 0
2024 | CA | MRO | - | MRO-Manitoba Hydro | MW | Firm Imports |  | 0 | 0 | 0 | 0 | 0 | 0 | 0 | 0 | 0 | 0 | 0
2024 | CA | MRO | - | MRO-Manitoba Hydro | MW | Firm Exports |  | 1977.4058 | 1713.0295 | 1713.0295 | 1593.1186 | 1366.7821 | 1371.8712 | 565 | 565 | 565 | 565 | 565
2024 | CA | MRO | - | MRO-Manitoba Hydro | MW | Net Firm Capacity Transfers |  | -1977.4058 | -1713.0295 | -1713.0295 | -1593.1186 | -1366.7821 | -1371.8712 | -565 | -565 | -565 | -565 | -565
2024 | CA | MRO | - | MRO-Manitoba Hydro | MW | Expected Imports |  | 0 | 0 | 0 | 0 | 0 | 0 | 0 | 0 | 0 | 0 | 0
2024 | CA | MRO | - | MRO-Manitoba Hydro | MW | Expected Exports |  | 0 | 0 | 0 | 0 | 0 | 0 | 0 | 0 | 0 | 0 | 0
2024 | CA | MRO | - | MRO-Manitoba Hydro | MW | Net Expected Transfers |  | 0 | 0 | 0 | 0 | 0 | 0 | 0 | 0 | 0 | 0 | 0
2024 | CA | MRO | - | MRO-Manitoba Hydro | MW | Existing-Certain & Net Firm Transfers |  | 3613.9458 | 3916.7567 | 3889.0799 | 4031.4162 | 4257.7527 | 4252.6636 | 5059.5348 | 5059.5348 | 5059.5348 | 5159.5348 | 5159.5348
2024 | CA | MRO | - | MRO-Manitoba Hydro | MW | Anticipated Resources |  | 3613.9458 | 3935.116 | 3927.7792 | 4090.4555 | 4316.7921 | 4311.703 | 5118.5741 | 5118.5741 | 5118.5741 | 5218.5741 | 5218.5741
2024 | CA | MRO | - | MRO-Manitoba Hydro | MW | Prospective Resources |  | 3627.6458 | 3948.816 | 3941.4792 | 4104.1555 | 4330.4921 | 4306.9282 | 5113.7994 | 5113.7994 | 5113.7994 | 5213.7994 | 5213.7994
2024 | CA | MRO | - | MRO-Manitoba Hydro | MW | Existing-Certain and Net Firm Transfers Excess/Shortfall |  | 93.7858 | 375.4028 | 250.4731 | 369.8581 | 587.3902 | 349.9028 | 1206.601 | 1164.5676 | 1115.2106 | 1166.3613 | 1113.0636
2024 | CA | MRO | - | MRO-Manitoba Hydro | MW | Anticipated Excess/Shortfall |  | 93.7858 | 393.7621 | 289.1724 | 428.8974 | 646.4295 | 408.9422 | 1265.6403 | 1223.6069 | 1174.2499 | 1225.4007 | 1172.1029
2024 | CA | MRO | - | MRO-Manitoba Hydro | MW | Prospective Excess/Shortfall |  | 107.4858 | 407.4621 | 302.8724 | 442.5974 | 660.1295 | 404.1674 | 1260.8655 | 1218.8322 | 1169.4752 | 1220.6259 | 1167.3281
2024 | CA | MRO | - | MRO-Manitoba Hydro | % | Existing-Certain and Net Firm Transfers Reserve Margin |  | 14.98% | 23.87% | 19.71% | 23.31% | 29.92% | 22.04% | 47.07% | 45.49% | 43.67% | 44.71% | 42.81%
2024 | CA | MRO | - | MRO-Manitoba Hydro | % | Anticipated Reserve Margin |  | 14.98% | 24.45% | 20.9% | 25.12% | 31.73% | 23.74% | 48.79% | 47.18% | 45.34% | 46.37% | 44.44%
2024 | CA | MRO | - | MRO-Manitoba Hydro | % | Prospective Reserve Margin |  | 15.42% | 24.89% | 21.32% | 25.54% | 32.14% | 23.6% | 48.65% | 47.05% | 45.21% | 46.24% | 44.31%
2024 | CA | MRO | - | MRO-Manitoba Hydro | % | Reference Margin Level |  | 12% | 12% | 12% | 12% | 12% | 12% | 12% | 12% | 12% | 12% | 12%
2024 | CA | MRO | - | MRO-SaskPower | MW | Energy Efficiency and Conservation |  | 0 | 0 | 0 | 0 | 0 | 0 | 0 | 0 | 0 | 0 | 0
2024 | CA | MRO | - | MRO-SaskPower | MW | Total Installed Photovoltaic |  | 48 | 53 | 58 | 63 | 68 | 73 | 78 | 83 | 88 | 93 | 98
2024 | CA | MRO | - | MRO-SaskPower | MW | Photovoltaic On-Peak |  | 0 | 0 | 0 | 0 | 0 | 0 | 0 | 0 | 0 | 0 | 0
2024 | CA | MRO | - | MRO-SaskPower | MW | Total Internal Demand |  | 3604 | 3620.1 | 3681.9594 | 3783.3354 | 3899.9745 | 3937.0153 | 3956.8397 | 3986.986 | 4014.4739 | 4055.3053 | 4096.9213
2024 | CA | MRO | - | MRO-SaskPower | MW | Controllable and Dispatchable Demand Response - Available |  | 72 | 72 | 72 | 72 | 72 | 72 | 72 | 72 | 72 | 72 | 72
2024 | CA | MRO | - | MRO-SaskPower | MW | Net Internal Demand |  | 3532 | 3548.1 | 3609.9594 | 3711.3354 | 3827.9745 | 3865.0153 | 3884.8397 | 3914.986 | 3942.4739 | 3983.3053 | 4024.9213
2024 | CA | MRO | - | MRO-SaskPower | MW | Behind the Meter Generation - Capacity |  | 0 | 0 | 0 | 0 | 0 | 0 | 0 | 0 | 0 | 0 | 0
2024 | CA | MRO | - | MRO-SaskPower | MW | Other Capacity Adjustments - Additions |  | 0 | 0 | 0 | 0 | 0 | 0 | 0 | 0 | 0 | 0 | 0
2024 | CA | MRO | - | MRO-SaskPower | MW | Other Capacity Adjustments - Reductions |  | 0 | 0 | 0 | 0 | 0 | 0 | 0 | 0 | 0 | 0 | 0
2024 | CA | MRO | - | MRO-SaskPower | MW | Confirmed Retirements |  | 0 | 171.2 | 171.2 | 175.1 | 183.96 | 187.86 | 187.86 | 187.86 | 187.86 | 187.86 | 187.86
2024 | CA | MRO | - | MRO-SaskPower | MW | Unconfirmed Retirements |  | 0 | 0 | 0 | 0 | 300 | 300 | 1200 | 1200 | 1214.94 | 1214.94 | 1214.94
2024 | CA | MRO | - | MRO-SaskPower | MW | Scheduled Outages |  | 144.4821 | 74.1454 | 82.1264 | 15.8559 | 81.041 | 17.593 | 11.8027 | 35.0903 | 33.7619 | 0 | 0
2024 | CA | MRO | - | MRO-SaskPower | MW | Transmission Limitations |  | 0 | 0 | 0 | 0 | 0 | 0 | 0 | 0 | 0 | 0 | 0
2024 | CA | MRO | - | MRO-SaskPower | MW | Existing-Certain |  | 3920.7979 | 3818.4346 | 3810.4536 | 3872.8241 | 3806.579 | 3858.327 | 3864.1173 | 3840.8297 | 3842.1581 | 3875.92 | 3875.92
2024 | CA | MRO | - | MRO-SaskPower | MW | Existing-Other |  | 0 | 0 | 0 | 0 | 0 | 0 | 0 | 0 | 0 | 0 | 0
2024 | CA | MRO | - | MRO-SaskPower | MW | Additions - Tier 1 |  | 0 | 406.7 | 439.9 | 439.9 | 793.4 | 793.4 | 793.4 | 793.4 | 793.4 | 793.4 | 793.4
2024 | CA | MRO | - | MRO-SaskPower | MW | Additions - Tier 2 |  | 0 | 0 | 0 | 80 | 100 | 100 | 807 | 807 | 807 | 807 | 807
2024 | CA | MRO | - | MRO-SaskPower | MW | Additions - Tier 3 |  | 0 | 0 | 0 | 0 | 0 | 0 | 0 | 0 | 0 | 0 | 0
2024 | CA | MRO | - | MRO-SaskPower | MW | Firm Imports |  | 290 | 290 | 290 | 315 | 315 | 315 | 315 | 315 | 315 | 315 | 315
2024 | CA | MRO | - | MRO-SaskPower | MW | Firm Exports |  | 0 | 0 | 0 | 0 | 0 | 0 | 0 | 0 | 0 | 0 | 0
2024 | CA | MRO | - | MRO-SaskPower | MW | Net Firm Capacity Transfers |  | 290 | 290 | 290 | 315 | 315 | 315 | 315 | 315 | 315 | 315 | 315
2024 | CA | MRO | - | MRO-SaskPower | MW | Expected Imports |  | 0 | 0 | 0 | 0 | 0 | 0 | 0 | 0 | 0 | 0 | 0
2024 | CA | MRO | - | MRO-SaskPower | MW | Expected Exports |  | 0 | 0 | 0 | 0 | 0 | 0 | 0 | 0 | 0 | 0 | 0
2024 | CA | MRO | - | MRO-SaskPower | MW | Net Expected Transfers |  | 0 | 0 | 0 | 0 | 0 | 0 | 0 | 0 | 0 | 0 | 0
2024 | CA | MRO | - | MRO-SaskPower | MW | Existing-Certain & Net Firm Transfers |  | 4210.7979 | 4108.4346 | 4100.4536 | 4187.8241 | 4121.579 | 4173.327 | 4179.1173 | 4155.8297 | 4157.1581 | 4190.92 | 4190.92
2024 | CA | MRO | - | MRO-SaskPower | MW | Anticipated Resources |  | 4210.7979 | 4515.1346 | 4540.3536 | 4627.7241 | 4914.979 | 4966.727 | 4972.5173 | 4949.2297 | 4950.5581 | 4984.32 | 4984.32
2024 | CA | MRO | - | MRO-SaskPower | MW | Prospective Resources |  | 4210.7979 | 4515.1346 | 4540.3536 | 4707.7241 | 4714.979 | 4766.727 | 4579.5173 | 4556.2297 | 4542.6181 | 4576.38 | 4576.38
2024 | CA | MRO | - | MRO-SaskPower | MW | Existing-Certain and Net Firm Transfers Excess/Shortfall |  | 148.9979 | 28.1196 | -50.9996 | -80.2116 | -280.5916 | -271.4406 | -288.4483 | -346.4042 | -376.6869 | -389.8811 | -437.7395
2024 | CA | MRO | - | MRO-SaskPower | MW | Anticipated Excess/Shortfall |  | 148.9979 | 434.8196 | 388.9004 | 359.6884 | 512.8084 | 521.9594 | 504.9517 | 446.9958 | 416.7131 | 403.5189 | 355.6605
2024 | CA | MRO | - | MRO-SaskPower | MW | Prospective Excess/Shortfall |  | 148.9979 | 434.8196 | 388.9004 | 439.6884 | 312.8084 | 321.9594 | 111.9517 | 53.9958 | 8.7731 | -4.4211 | -52.2795
2024 | CA | MRO | - | MRO-SaskPower | % | Existing-Certain and Net Firm Transfers Reserve Margin |  | 19.22% | 15.79% | 13.59% | 12.84% | 7.67% | 7.977% | 7.575% | 6.152% | 5.445% | 5.212% | 4.124%
2024 | CA | MRO | - | MRO-SaskPower | % | Anticipated Reserve Margin |  | 19.22% | 27.25% | 25.77% | 24.69% | 28.4% | 28.5% | 28% | 26.42% | 25.57% | 25.13% | 23.84%
2024 | CA | MRO | - | MRO-SaskPower | % | Prospective Reserve Margin |  | 19.22% | 27.25% | 25.77% | 26.85% | 23.17% | 23.33% | 17.88% | 16.38% | 15.22% | 14.89% | 13.7%
2024 | CA | MRO | - | MRO-SaskPower | % | Reference Margin Level |  | 15% | 15% | 15% | 15% | 15% | 15% | 15% | 15% | 15% | 15% | 15%
2024 | US | NPCC | - | NPCC-New England | MW | Energy Efficiency and Conservation |  | 1775 | 1873 | 1972 | 2070 | 2102 | 2117 | 2117 | 2101 | 2069 | 2023 | 1978.0227
2024 | US | NPCC | - | NPCC-New England | MW | Total Installed Photovoltaic |  | 4090.4511 | 4533.232 | 4884.501 | 5221.3971 | 5646.7807 | 6059.4669 | 6469.3315 | 6886.3309 | 7318.966 | 7755.0942 | 8217.2108
2024 | US | NPCC | - | NPCC-New England | MW | Photovoltaic On-Peak |  | 1097 | 1141 | 1161 | 1173 | 1199 | 1218 | 1236 | 1253 | 1269 | 1284 | 1299.1773
2024 | US | NPCC | - | NPCC-New England | MW | Total Internal Demand |  | 24553 | 24579 | 24702 | 24845 | 25076 | 25364 | 25706 | 26100 | 26547 | 27052 | 27566.61
2024 | US | NPCC | - | NPCC-New England | MW | Controllable and Dispatchable Demand Response - Available |  | 461 | 566 | 588 | 544 | 544 | 544 | 544 | 544 | 544 | 544 | 544
2024 | US | NPCC | - | NPCC-New England | MW | Net Internal Demand |  | 24092 | 24013 | 24114 | 24301 | 24532 | 24820 | 25162 | 25556 | 26003 | 26508 | 27022.61
2024 | US | NPCC | - | NPCC-New England | MW | Behind the Meter Generation - Capacity |  | 0 | 0 | 0 | 0 | 0 | 0 | 0 | 0 | 0 | 0 | 0
2024 | US | NPCC | - | NPCC-New England | MW | Other Capacity Adjustments - Additions |  | 0 | 0 | 0 | 0 | 0 | 0 | 0 | 0 | 0 | 0 | 0
2024 | US | NPCC | - | NPCC-New England | MW | Other Capacity Adjustments - Reductions |  | 0 | 0 | 0 | 0 | 0 | 0 | 0 | 0 | 0 | 0 | 0
2024 | US | NPCC | - | NPCC-New England | MW | Confirmed Retirements |  | 1754.424 | 1926.769 | 1943.369 | 2171.606 | 2171.606 | 2171.606 | 2171.606 | 2171.606 | 2171.606 | 2171.606 | 2171.606
2024 | US | NPCC | - | NPCC-New England | MW | Unconfirmed Retirements |  | 0 | 0 | 0 | 0 | 0 | 0 | 0 | 0 | 0 | 0 | 0
2024 | US | NPCC | - | NPCC-New England | MW | Scheduled Outages |  | 430 | 0 | 0 | 0 | 0 | 0 | 0 | 0 | 0 | 0 | 0
2024 | US | NPCC | - | NPCC-New England | MW | Transmission Limitations |  | 0 | 0 | 0 | 0 | 0 | 0 | 0 | 0 | 0 | 0 | 0
2024 | US | NPCC | - | NPCC-New England | MW | Existing-Certain |  | 27801.5783 | 28106.5313 | 28090.5813 | 27862.3443 | 27862.3443 | 27862.3443 | 27862.3443 | 27862.3443 | 27862.3443 | 27862.3443 | 27862.3443
2024 | US | NPCC | - | NPCC-New England | MW | Existing-Other |  | 1201.2212 | 1201.2212 | 1201.2212 | 1201.2212 | 1201.2212 | 1201.2212 | 1201.2212 | 1201.2212 | 1201.2212 | 1201.2212 | 1201.2212
2024 | US | NPCC | - | NPCC-New England | MW | Additions - Tier 1 |  | 0 | 660.344 | 1491.813 | 2374.177 | 2748.177 | 2748.177 | 2748.177 | 2748.177 | 3168.177 | 3168.177 | 3168.177
2024 | US | NPCC | - | NPCC-New England | MW | Additions - Tier 2 |  | 16.7575 | 336.9391 | 3089.0422 | 5911.0535 | 7083.9435 | 7424.7435 | 7765.5435 | 7765.5435 | 7765.5435 | 7765.5435 | 7765.5435
2024 | US | NPCC | - | NPCC-New England | MW | Additions - Tier 3 |  | 225.77 | 1403.5091 | 1764.5491 | 5106.1403 | 7906.2744 | 9221.4044 | 9354.8844 | 9721.3844 | 10432.3844 | 10432.3844 | 10432.3844
2024 | US | NPCC | - | NPCC-New England | MW | Firm Imports |  | 1193.583 | 1247.601 | 566.998 | 464.835 | 83.6 | 83.6 | 83.6 | 83.6 | 83.6 | 0 | 0
2024 | US | NPCC | - | NPCC-New England | MW | Firm Exports |  | 0 | 0 | 0 | 0 | 0 | 0 | 0 | 0 | 0 | 0 | 0
2024 | US | NPCC | - | NPCC-New England | MW | Net Firm Capacity Transfers |  | 1193.583 | 1247.601 | 566.998 | 464.835 | 83.6 | 83.6 | 83.6 | 83.6 | 83.6 | 0 | 0
2024 | US | NPCC | - | NPCC-New England | MW | Expected Imports |  | 0 | 0 | 1090 | 1090 | 1090 | 1090 | 1090 | 1090 | 1090 | 1090 | 1090
2024 | US | NPCC | - | NPCC-New England | MW | Expected Exports |  | 0 | 0 | 0 | 0 | 0 | 0 | 0 | 0 | 0 | 0 | 0
2024 | US | NPCC | - | NPCC-New England | MW | Net Expected Transfers |  | 0 | 0 | 1090 | 1090 | 1090 | 1090 | 1090 | 1090 | 1090 | 1090 | 1090
2024 | US | NPCC | - | NPCC-New England | MW | Existing-Certain & Net Firm Transfers |  | 28995.1613 | 29354.1323 | 28657.5793 | 28327.1793 | 27945.9443 | 27945.9443 | 27945.9443 | 27945.9443 | 27945.9443 | 27862.3443 | 27862.3443
2024 | US | NPCC | - | NPCC-New England | MW | Anticipated Resources |  | 28995.1613 | 30014.4763 | 30149.3923 | 30701.3563 | 30694.1213 | 30694.1213 | 30694.1213 | 30694.1213 | 31114.1213 | 31030.5213 | 31030.5213
2024 | US | NPCC | - | NPCC-New England | MW | Prospective Resources |  | 30213.1401 | 31552.6367 | 35529.6557 | 38903.631 | 40069.286 | 40410.086 | 40750.886 | 40750.886 | 41170.886 | 41087.286 | 41087.286
2024 | US | NPCC | - | NPCC-New England | MW | Existing-Certain and Net Firm Transfers Excess/Shortfall |  | 1886.361 | 2291.4813 | 1694.269 | 1271.9039 | 633.4874 | 312.8455 | -67.9168 | -506.5728 | -1004.2357 | -1650.0724 | -2223.0083
2024 | US | NPCC | - | NPCC-New England | MW | Anticipated Excess/Shortfall |  | 1886.361 | 2951.8253 | 3186.082 | 3646.0809 | 3381.6644 | 3061.0225 | 2680.2602 | 2241.6042 | 2163.9413 | 1518.1046 | 945.1687
2024 | US | NPCC | - | NPCC-New England | MW | Prospective Excess/Shortfall |  | 3104.3398 | 4489.9857 | 8566.3455 | 11848.3556 | 12756.8291 | 12776.9872 | 12737.0249 | 12298.3689 | 12220.7059 | 11574.8692 | 11001.9333
2024 | US | NPCC | - | NPCC-New England | % | Existing-Certain and Net Firm Transfers Reserve Margin |  | 20.35% | 22.24% | 18.84% | 16.57% | 13.92% | 12.59% | 11.06% | 9.352% | 7.472% | 5.109% | 3.108%
2024 | US | NPCC | - | NPCC-New England | % | Anticipated Reserve Margin |  | 20.35% | 24.99% | 25.03% | 26.34% | 25.12% | 23.67% | 21.99% | 20.11% | 19.66% | 17.06% | 14.83%
2024 | US | NPCC | - | NPCC-New England | % | Prospective Reserve Margin |  | 25.41% | 31.4% | 47.34% | 60.09% | 63.33% | 62.81% | 61.95% | 59.46% | 58.33% | 55% | 52.05%
2024 | US | NPCC | - | NPCC-New England | % | Reference Margin Level |  | 12.52% | 12.7% | 11.82% | 11.33% | 11.33% | 11.33% | 11.33% | 11.33% | 11.33% | 11.33% | 11.33%
2024 | US | NPCC | - | NPCC-New York | MW | Energy Efficiency and Conservation |  | 406 | 864 | 1300 | 1773 | 2241 | 2706 | 3146 | 3593 | 4041 | 4464 | 4862
2024 | US | NPCC | - | NPCC-New York | MW | Total Installed Photovoltaic |  | 5613 | 6470 | 7282 | 8039 | 8719 | 9306 | 9795 | 10193 | 10511 | 10759 | 10952
2024 | US | NPCC | - | NPCC-New York | MW | Photovoltaic On-Peak |  | 1505 | 1503 | 1496 | 1482 | 1469 | 1439 | 1394 | 1342 | 1282 | 1224 | 1168
2024 | US | NPCC | - | NPCC-New York | MW | Total Internal Demand |  | 31541 | 31650 | 31900 | 32110 | 32130 | 32340 | 32580 | 32880 | 33320 | 33830 | 34210
2024 | US | NPCC | - | NPCC-New York | MW | Controllable and Dispatchable Demand Response - Available |  | 896.5 | 896.5 | 896.5 | 896.5 | 896.5 | 896.5 | 896.5 | 896.5 | 896.5 | 896.5 | 896.5
2024 | US | NPCC | - | NPCC-New York | MW | Net Internal Demand |  | 30644.5 | 30753.5 | 31003.5 | 31213.5 | 31233.5 | 31443.5 | 31683.5 | 31983.5 | 32423.5 | 32933.5 | 33313.5
2024 | US | NPCC | - | NPCC-New York | MW | Behind the Meter Generation - Capacity |  | 0 | 0 | 0 | 0 | 0 | 0 | 0 | 0 | 0 | 0 | 0
2024 | US | NPCC | - | NPCC-New York | MW | Other Capacity Adjustments - Additions |  | 0 | 0 | 0 | 0 | 0 | 0 | 0 | 0 | 0 | 0 | 0
2024 | US | NPCC | - | NPCC-New York | MW | Other Capacity Adjustments - Reductions |  | 0 | 0 | 0 | 0 | 0 | 0 | 0 | 0 | 0 | 0 | 0
2024 | US | NPCC | - | NPCC-New York | MW | Confirmed Retirements |  | 150.9 | 760.5 | 760.5 | 760.5 | 760.5 | 760.5 | 760.5 | 1169.7 | 1169.7 | 1169.7 | 1169.7
2024 | US | NPCC | - | NPCC-New York | MW | Unconfirmed Retirements |  | 0 | 0 | 0 | 0 | 0 | 0 | 0 | 0 | 0 | 0 | 0
2024 | US | NPCC | - | NPCC-New York | MW | Scheduled Outages |  | 0 | 0 | 0 | 0 | 0 | 0 | 0 | 0 | 0 | 0 | 0
2024 | US | NPCC | - | NPCC-New York | MW | Transmission Limitations |  | 0 | 0 | 0 | 0 | 0 | 0 | 0 | 0 | 0 | 0 | 0
2024 | US | NPCC | - | NPCC-New York | MW | Existing-Certain |  | 34519.8 | 33910.2 | 33910.2 | 33910.2 | 33910.2 | 33910.2 | 33910.2 | 33501 | 33501 | 33501 | 33501
2024 | US | NPCC | - | NPCC-New York | MW | Existing-Other |  | 0 | 0 | 0 | 0 | 0 | 0 | 0 | 0 | 0 | 0 | 0
2024 | US | NPCC | - | NPCC-New York | MW | Additions - Tier 1 |  | 168.9 | 494.5 | 858.3 | 1143.9 | 1143.9 | 1143.9 | 1143.9 | 1143.9 | 1143.9 | 1143.9 | 1143.9
2024 | US | NPCC | - | NPCC-New York | MW | Additions - Tier 2 |  | 0 | 1557.9 | 2090.1 | 3572.4 | 3572.4 | 3572.4 | 3572.4 | 3572.4 | 3572.4 | 3572.4 | 3572.4
2024 | US | NPCC | - | NPCC-New York | MW | Additions - Tier 3 |  | 341.8 | 1380.8 | 4384.2 | 6383.6 | 7927.8 | 8382.8 | 8382.8 | 8382.8 | 8382.8 | 8382.8 | 8382.8
2024 | US | NPCC | - | NPCC-New York | MW | Firm Imports |  | 1584.68 | 1600.3 | 2880.01 | 3185.8 | 3186.4 | 3186.4 | 3186.4 | 3186.4 | 3186.4 | 3186.4 | 3186.4
2024 | US | NPCC | - | NPCC-New York | MW | Firm Exports |  | 0 | 0 | 0 | 0 | 0 | 0 | 0 | 0 | 0 | 0 | 0
2024 | US | NPCC | - | NPCC-New York | MW | Net Firm Capacity Transfers |  | 1584.68 | 1600.3 | 2880.01 | 3185.8 | 3186.4 | 3186.4 | 3186.4 | 3186.4 | 3186.4 | 3186.4 | 3186.4
2024 | US | NPCC | - | NPCC-New York | MW | Expected Imports |  | 0 | 0 | 0 | 0 | 0 | 0 | 0 | 0 | 0 | 0 | 0
2024 | US | NPCC | - | NPCC-New York | MW | Expected Exports |  | 0 | 0 | 0 | 0 | 0 | 0 | 0 | 0 | 0 | 0 | 0
2024 | US | NPCC | - | NPCC-New York | MW | Net Expected Transfers |  | 0 | 0 | 0 | 0 | 0 | 0 | 0 | 0 | 0 | 0 | 0
2024 | US | NPCC | - | NPCC-New York | MW | Existing-Certain & Net Firm Transfers |  | 36104.48 | 35510.5 | 36790.21 | 37096 | 37096.6 | 37096.6 | 37096.6 | 36687.4 | 36687.4 | 36687.4 | 36687.4
2024 | US | NPCC | - | NPCC-New York | MW | Anticipated Resources |  | 36273.38 | 36005 | 37648.51 | 38239.9 | 38240.5 | 38240.5 | 38240.5 | 37831.3 | 37831.3 | 37831.3 | 37831.3
2024 | US | NPCC | - | NPCC-New York | MW | Prospective Resources |  | 36273.38 | 37562.9 | 39738.61 | 41812.3 | 41812.9 | 41812.9 | 41812.9 | 41403.7 | 41403.7 | 41403.7 | 41403.7
2024 | US | NPCC | - | NPCC-New York | MW | Existing-Certain and Net Firm Transfers Excess/Shortfall |  | 863.305 | 143.975 | 1136.185 | 1200.475 | 1178.075 | 936.575 | 660.575 | -93.625 | -599.625 | -1186.125 | -1623.125
2024 | US | NPCC | - | NPCC-New York | MW | Anticipated Excess/Shortfall |  | 1032.205 | 638.475 | 1994.485 | 2344.375 | 2321.975 | 2080.475 | 1804.475 | 1050.275 | 544.275 | -42.225 | -479.225
2024 | US | NPCC | - | NPCC-New York | MW | Prospective Excess/Shortfall |  | 1032.205 | 2196.375 | 4084.585 | 5916.775 | 5894.375 | 5652.875 | 5376.875 | 4622.675 | 4116.675 | 3530.175 | 3093.175
2024 | US | NPCC | - | NPCC-New York | % | Existing-Certain and Net Firm Transfers Reserve Margin |  | 17.82% | 15.47% | 18.66% | 18.85% | 18.77% | 17.98% | 17.08% | 14.71% | 13.15% | 11.4% | 10.13%
2024 | US | NPCC | - | NPCC-New York | % | Anticipated Reserve Margin |  | 18.37% | 17.08% | 21.43% | 22.51% | 22.43% | 21.62% | 20.7% | 18.28% | 16.68% | 14.87% | 13.56%
2024 | US | NPCC | - | NPCC-New York | % | Prospective Reserve Margin |  | 18.37% | 22.14% | 28.17% | 33.96% | 33.87% | 32.98% | 31.97% | 29.45% | 27.7% | 25.72% | 24.29%
2024 | US | NPCC | - | NPCC-New York | % | Reference Margin Level |  | 15% | 15% | 15% | 15% | 15% | 15% | 15% | 15% | 15% | 15% | 15%
2024 | CA | NPCC | - | NPCC-Ontario | MW | Energy Efficiency and Conservation |  | 4844.8439 | 4955.3525 | 5101.5417 | 5291.7994 | 5440.5816 | 5545.0595 | 5601.2016 | 5597.1272 | 5618.0797 | 5544.6694 | 5650.2491
2024 | CA | NPCC | - | NPCC-Ontario | MW | Total Installed Photovoltaic |  | 2171.5586 | 2171.5586 | 2171.5586 | 2171.5586 | 2171.5586 | 2171.5586 | 2171.5586 | 2171.5586 | 2171.5586 | 2171.5586 | 2171.5586
2024 | CA | NPCC | - | NPCC-Ontario | MW | Photovoltaic On-Peak |  | 651.8917 | 465.4784 | 460.9605 | 693.8023 | 595.9523 | 831.3988 | 441.4122 | 506.7733 | 623.5076 | 685.6414 | 215.4183
2024 | CA | NPCC | - | NPCC-Ontario | MW | Total Internal Demand |  | 22646.6446 | 23384.619 | 23860.1599 | 24264.4836 | 24627.3797 | 25247.5887 | 26037.8022 | 26472.9706 | 27372.8266 | 27974.1724 | 28789.0213
2024 | CA | NPCC | - | NPCC-Ontario | MW | Controllable and Dispatchable Demand Response - Available |  | 959.425 | 1790.825 | 1914.45 | 1914.45 | 1914.45 | 1914.45 | 1914.45 | 1914.45 | 1914.45 | 1914.45 | 1914.45
2024 | CA | NPCC | - | NPCC-Ontario | MW | Net Internal Demand |  | 21687.2196 | 21593.794 | 21945.7099 | 22350.0336 | 22712.9297 | 23333.1387 | 24123.3522 | 24558.5206 | 25458.3766 | 26059.7224 | 26874.5713
2024 | CA | NPCC | - | NPCC-Ontario | MW | Behind the Meter Generation - Capacity |  | 0 | 0 | 0 | 0 | 0 | 0 | 0 | 0 | 0 | 0 | 0
2024 | CA | NPCC | - | NPCC-Ontario | MW | Other Capacity Adjustments - Additions |  | 0 | 0 | 0 | 0 | 0 | 0 | 0 | 0 | 0 | 0 | 0
2024 | CA | NPCC | - | NPCC-Ontario | MW | Other Capacity Adjustments - Reductions |  | 0 | 0 | 0 | 0 | 0 | 0 | 0 | 0 | 0 | 0 | 0
2024 | CA | NPCC | - | NPCC-Ontario | MW | Confirmed Retirements |  | 485.135 | 970.27 | 970.27 | 2880.294 | 2880.294 | 2880.294 | 2880.294 | 2880.294 | 2880.294 | 2880.294 | 2880.294
2024 | CA | NPCC | - | NPCC-Ontario | MW | Unconfirmed Retirements |  | 0 | 0 | 0 | 0 | 0 | 0 | 0 | 0 | 0 | 0 | 0
2024 | CA | NPCC | - | NPCC-Ontario | MW | Scheduled Outages |  | 0 | 0 | 0 | 0 | 0 | 0 | 0 | 0 | 0 | 0 | 0
2024 | CA | NPCC | - | NPCC-Ontario | MW | Transmission Limitations |  | 0 | 0 | 0 | 0 | 0 | 0 | 0 | 0 | 0 | 0 | 0
2024 | CA | NPCC | - | NPCC-Ontario | MW | Existing-Certain |  | 25966.0937 | 24869.9597 | 24794.1647 | 23632.9617 | 24324.1347 | 21641.8587 | 21450.9377 | 20060.4877 | 20704.8967 | 20670.5797 | 20256.6057
2024 | CA | NPCC | - | NPCC-Ontario | MW | Existing-Other |  | 0 | 0 | 0 | 0 | 0 | 0 | 0 | 0 | 0 | 0 | 0
2024 | CA | NPCC | - | NPCC-Ontario | MW | Additions - Tier 1 |  | 0 | 617.184 | 1737.1517 | 1734.6517 | 3011.796 | 3301.8767 | 3299.8767 | 3842.5967 | 4384.8167 | 4383.8167 | 5128.1175
2024 | CA | NPCC | - | NPCC-Ontario | MW | Additions - Tier 2 |  | 0 | 0 | 0 | 0 | 0 | 0 | 0 | 0 | 0 | 0 | 0
2024 | CA | NPCC | - | NPCC-Ontario | MW | Additions - Tier 3 |  | 0 | 0 | 0 | 0 | 0 | 0 | 0 | 0 | 0 | 0 | 0
2024 | CA | NPCC | - | NPCC-Ontario | MW | Firm Imports |  | 600 | 600 | 600 | 500 | 600 | 600 | 600 | 600 | 0 | 0 | 0
2024 | CA | NPCC | - | NPCC-Ontario | MW | Firm Exports |  | 0 | 0 | 0 | 0 | 0 | 0 | 0 | 0 | 0 | 0 | 0
2024 | CA | NPCC | - | NPCC-Ontario | MW | Net Firm Capacity Transfers |  | 600 | 600 | 600 | 500 | 600 | 600 | 600 | 600 | 0 | 0 | 0
2024 | CA | NPCC | - | NPCC-Ontario | MW | Expected Imports |  | 251 | 251 | 251 | 851 | 251 | 251 | 251 | 251 | 251 | 251 | 251
2024 | CA | NPCC | - | NPCC-Ontario | MW | Expected Exports |  | 0 | 0 | 0 | 0 | 0 | 0 | 0 | 0 | 0 | 0 | 0
2024 | CA | NPCC | - | NPCC-Ontario | MW | Net Expected Transfers |  | 251 | 251 | 251 | 851 | 251 | 251 | 251 | 251 | 251 | 251 | 251
2024 | CA | NPCC | - | NPCC-Ontario | MW | Existing-Certain & Net Firm Transfers |  | 26566.0937 | 25469.9597 | 25394.1647 | 24132.9617 | 24924.1347 | 22241.8587 | 22050.9377 | 20660.4877 | 20704.8967 | 20670.5797 | 20256.6057
2024 | CA | NPCC | - | NPCC-Ontario | MW | Anticipated Resources |  | 26566.0937 | 26087.1437 | 27131.3164 | 25867.6134 | 27935.9306 | 25543.7354 | 25350.8144 | 24503.0844 | 25089.7134 | 25054.3964 | 25384.7232
2024 | CA | NPCC | - | NPCC-Ontario | MW | Prospective Resources |  | 26817.0937 | 26338.1437 | 27382.3164 | 26718.6134 | 28186.9306 | 25794.7354 | 25601.8144 | 24754.0844 | 25340.7134 | 25305.3964 | 25635.7232
2024 | CA | NPCC | - | NPCC-Ontario | MW | Existing-Certain and Net Firm Transfers Excess/Shortfall |  | 2198.3337 | 914.845 | 1551.0263 | -2575.9977 | -1837.9977 | -4370.7942 | -4329.7942 | -8117.5142 | -6814.2342 | -7166.2342 | -8915.6008
2024 | CA | NPCC | - | NPCC-Ontario | MW | Anticipated Excess/Shortfall |  | 2198.3337 | 1532.029 | 3288.178 | -841.346 | 1173.7982 | -1068.9175 | -1029.9175 | -4274.9175 | -2429.4175 | -2782.4175 | -3787.4833
2024 | CA | NPCC | - | NPCC-Ontario | MW | Prospective Excess/Shortfall |  | 2449.3337 | 1783.029 | 3539.178 | 9.654 | 1424.7982 | -817.9175 | -778.9175 | -4023.9175 | -2178.4175 | -2531.4175 | -3536.4833
2024 | CA | NPCC | - | NPCC-Ontario | % | Existing-Certain and Net Firm Transfers Reserve Margin |  | 22.5% | 17.95% | 15.71% | 7.977% | 9.735% | -4.677% | -8.591% | -15.87% | -18.67% | -20.68% | -24.63%
2024 | CA | NPCC | - | NPCC-Ontario | % | Anticipated Reserve Margin |  | 22.5% | 20.81% | 23.63% | 15.74% | 23% | 9.474% | 5.088% | -0.2257% | -1.448% | -3.858% | -5.544%
2024 | CA | NPCC | - | NPCC-Ontario | % | Prospective Reserve Margin |  | 23.65% | 21.97% | 24.77% | 19.55% | 24.1% | 10.55% | 6.129% | 0.7963% | -0.4622% | -2.895% | -4.61%
2024 | CA | NPCC | - | NPCC-Ontario | % | Reference Margin Level |  | 12.36% | 13.71% | 8.646% | 19.5% | 17.83% | 14.06% | 9.358% | 17.18% | 8.095% | 6.819% | 8.549%
2024 | CA | NPCC | - | NPCC-Quebec | MW | Energy Efficiency and Conservation |  | 0 | 0 | 0 | 0 | 0 | 0 | 0 | 0 | 0 | 0 | 0
2024 | CA | NPCC | - | NPCC-Quebec | MW | Total Installed Photovoltaic |  | 44 | 74 | 112 | 157 | 210 | 273 | 344 | 426 | 523 | 638 | 770
2024 | CA | NPCC | - | NPCC-Quebec | MW | Photovoltaic On-Peak |  | 12 | 20 | 28 | 39 | 42 | 53 | 59 | 64 | 70 | 81 | 82
2024 | CA | NPCC | - | NPCC-Quebec | MW | Total Internal Demand |  | 23266.2958 | 23805.7232 | 24228.5382 | 24675.0693 | 25281.5238 | 25999.3518 | 26695.6739 | 27409.2678 | 28084.5923 | 29142.724 | 30247.0981
2024 | CA | NPCC | - | NPCC-Quebec | MW | Controllable and Dispatchable Demand Response - Available |  | 1136.3128 | 1144.7381 | 1153.1635 | 1161.5889 | 1168.61 | 1168.6978 | 1169.751 | 1170.8041 | 1170.8041 | 1170.8041 | 1170.8041
2024 | CA | NPCC | - | NPCC-Quebec | MW | Net Internal Demand |  | 22129.983 | 22660.9851 | 23075.3747 | 23513.4804 | 24112.9137 | 24830.654 | 25525.9229 | 26238.4636 | 26913.7881 | 27971.9199 | 29076.294
2024 | CA | NPCC | - | NPCC-Quebec | MW | Behind the Meter Generation - Capacity |  | 0 | 0 | 0 | 0 | 0 | 0 | 0 | 0 | 0 | 0 | 0
2024 | CA | NPCC | - | NPCC-Quebec | MW | Other Capacity Adjustments - Additions |  | 0 | 0 | 0 | 0 | 0 | 0 | 0 | 0 | 0 | 0 | 0
2024 | CA | NPCC | - | NPCC-Quebec | MW | Other Capacity Adjustments - Reductions |  | 0 | 0 | 0 | 0 | 0 | 0 | 0 | 0 | 0 | 0 | 0
2024 | CA | NPCC | - | NPCC-Quebec | MW | Confirmed Retirements |  | 0 | 0 | 0 | 0 | 0 | 0 | 0 | 0 | 0 | 0 | 0
2024 | CA | NPCC | - | NPCC-Quebec | MW | Unconfirmed Retirements |  | 0 | 0 | 0 | 0 | 0 | 0 | 0 | 0 | 0 | 0 | 0
2024 | CA | NPCC | - | NPCC-Quebec | MW | Scheduled Outages |  | 0 | 0 | 0 | 0 | 0 | 0 | 0 | 0 | 0 | 0 | 0
2024 | CA | NPCC | - | NPCC-Quebec | MW | Transmission Limitations |  | 0 | 0 | 0 | 0 | 0 | 0 | 0 | 0 | 0 | 0 | 0
2024 | CA | NPCC | - | NPCC-Quebec | MW | Existing-Certain |  | 34946.3885 | 35298.9885 | 35308.4885 | 35308.4885 | 35308.4885 | 35308.4885 | 35308.4885 | 35308.4885 | 35308.4885 | 35308.4885 | 35308.4885
2024 | CA | NPCC | - | NPCC-Quebec | MW | Existing-Other |  | 0 | 0 | 0 | 0 | 0 | 0 | 0 | 0 | 0 | 0 | 0
2024 | CA | NPCC | - | NPCC-Quebec | MW | Additions - Tier 1 |  | 0 | 0 | 0 | 0 | 0 | 0 | 0 | 0 | 0 | 0 | 0
2024 | CA | NPCC | - | NPCC-Quebec | MW | Additions - Tier 2 |  | 0 | 0 | 0 | 0 | 0 | 0 | 0 | 0 | 0 | 0 | 0
2024 | CA | NPCC | - | NPCC-Quebec | MW | Additions - Tier 3 |  | 0 | 0 | 0 | 0 | 0 | 0 | 0 | 0 | 0 | 0 | 0
2024 | CA | NPCC | - | NPCC-Quebec | MW | Firm Imports |  | 0 | 0 | 0 | 0 | 0 | 0 | 0 | 0 | 0 | 0 | 0
2024 | CA | NPCC | - | NPCC-Quebec | MW | Firm Exports |  | 2626 | 2699.8 | 3105 | 3005 | 3105 | 3105 | 3105 | 2960 | 2360 | 2360 | 2360
2024 | CA | NPCC | - | NPCC-Quebec | MW | Net Firm Capacity Transfers |  | -2626 | -2699.8 | -3105 | -3005 | -3105 | -3105 | -3105 | -2960 | -2360 | -2360 | -2360
2024 | CA | NPCC | - | NPCC-Quebec | MW | Expected Imports |  | 0 | 0 | 0 | 0 | 0 | 0 | 0 | 0 | 0 | 0 | 0
2024 | CA | NPCC | - | NPCC-Quebec | MW | Expected Exports |  | 0 | 0 | 0 | 0 | 0 | 0 | 0 | 0 | 0 | 0 | 0
2024 | CA | NPCC | - | NPCC-Quebec | MW | Net Expected Transfers |  | 0 | 0 | 0 | 0 | 0 | 0 | 0 | 0 | 0 | 0 | 0
2024 | CA | NPCC | - | NPCC-Quebec | MW | Existing-Certain & Net Firm Transfers |  | 32320.3885 | 32599.1885 | 32203.4885 | 32303.4885 | 32203.4885 | 32203.4885 | 32203.4885 | 32348.4885 | 32948.4885 | 32948.4885 | 32948.4885
2024 | CA | NPCC | - | NPCC-Quebec | MW | Anticipated Resources |  | 32320.3885 | 32599.1885 | 32203.4885 | 32303.4885 | 32203.4885 | 32203.4885 | 32203.4885 | 32348.4885 | 32948.4885 | 32948.4885 | 32948.4885
2024 | CA | NPCC | - | NPCC-Quebec | MW | Prospective Resources |  | 32320.3885 | 32599.1885 | 32203.4885 | 32303.4885 | 32203.4885 | 32203.4885 | 32203.4885 | 32348.4885 | 32948.4885 | 32948.4885 | 32948.4885
2024 | CA | NPCC | - | NPCC-Quebec | MW | Existing-Certain and Net Firm Transfers Excess/Shortfall |  | 7866.7573 | 7468.156 | 6520.5965 | 6015.4174 | 5245.2509 | 4442.8173 | 3665.5067 | 3013.8862 | 2858.8734 | 1675.882 | 441.1918
2024 | CA | NPCC | - | NPCC-Quebec | MW | Anticipated Excess/Shortfall |  | 7866.7573 | 7468.156 | 6520.5965 | 6015.4174 | 5245.2509 | 4442.8173 | 3665.5067 | 3013.8862 | 2858.8734 | 1675.882 | 441.1918
2024 | CA | NPCC | - | NPCC-Quebec | MW | Prospective Excess/Shortfall |  | 7866.7573 | 7468.156 | 6520.5965 | 6015.4174 | 5245.2509 | 4442.8173 | 3665.5067 | 3013.8862 | 2858.8734 | 1675.882 | 441.1918
2024 | CA | NPCC | - | NPCC-Quebec | % | Existing-Certain and Net Firm Transfers Reserve Margin |  | 46.05% | 43.86% | 39.56% | 37.38% | 33.55% | 29.69% | 26.16% | 23.29% | 22.42% | 17.79% | 13.32%
2024 | CA | NPCC | - | NPCC-Quebec | % | Anticipated Reserve Margin |  | 46.05% | 43.86% | 39.56% | 37.38% | 33.55% | 29.69% | 26.16% | 23.29% | 22.42% | 17.79% | 13.32%
2024 | CA | NPCC | - | NPCC-Quebec | % | Prospective Reserve Margin |  | 46.05% | 43.86% | 39.56% | 37.38% | 33.55% | 29.69% | 26.16% | 23.29% | 22.42% | 17.79% | 13.32%
2024 | CA | NPCC | - | NPCC-Quebec | % | Reference Margin Level |  | 10.5% | 10.9% | 11.3% | 11.8% | 11.8% | 11.8% | 11.8% | 11.8% | 11.8% | 11.8% | 11.8%
2024 | US | RF | - | PJM | MW | Energy Efficiency and Conservation |  | 0 | 0 | 0 | 0 | 0 | 0 | 0 | 0 | 0 | 0 | 0
2024 | US | RF | - | PJM | MW | Total Installed Photovoltaic |  | 8252.6316 | 9068.4211 | 9928.9474 | 10813.1579 | 11602.6316 | 11763.1579 | 12255.2632 | 12784.2105 | 13065.7895 | 13171.0526 | 13428.9474
2024 | US | RF | - | PJM | MW | Photovoltaic On-Peak |  | 3136 | 3446 | 3773 | 4109 | 4409 | 4470 | 4657 | 4858 | 4965 | 5005 | 5103
2024 | US | RF | - | PJM | MW | Total Internal Demand |  | 151247 | 153493 | 156803 | 159859 | 162972 | 165681 | 167873 | 170008 | 172109 | 174366 | 176822
2024 | US | RF | - | PJM | MW | Controllable and Dispatchable Demand Response - Available |  | 7451 | 7554 | 7693 | 7808 | 7913 | 8000 | 8083 | 8162 | 8230 | 8312 | 8400
2024 | US | RF | - | PJM | MW | Net Internal Demand |  | 143796 | 145939 | 149110 | 152051 | 155059 | 157681 | 159790 | 161846 | 163879 | 166054 | 168422
2024 | US | RF | - | PJM | MW | Behind the Meter Generation - Capacity |  | 0 | 0 | 0 | 0 | 0 | 0 | 0 | 0 | 0 | 0 | 0
2024 | US | RF | - | PJM | MW | Other Capacity Adjustments - Additions |  | 0 | 0 | 0 | 0 | 0 | 0 | 0 | 0 | 0 | 0 | 0
2024 | US | RF | - | PJM | MW | Other Capacity Adjustments - Reductions |  | 0 | 0 | 0 | 0 | 0 | 0 | 0 | 0 | 0 | 0 | 0
2024 | US | RF | - | PJM | MW | Confirmed Retirements |  | 37329.04 | 41855.24 | 41855.24 | 42265.24 | 42265.24 | 42265.24 | 42265.24 | 42265.24 | 42265.24 | 42265.24 | 42265.24
2024 | US | RF | - | PJM | MW | Unconfirmed Retirements |  | 0 | 331 | 447 | 3634 | 10236 | 11774 | 18194 | 18194 | 18661 | 32413 | 32413
2024 | US | RF | - | PJM | MW | Scheduled Outages |  | 0 | 0 | 0 | 0 | 0 | 0 | 0 | 0 | 0 | 0 | 0
2024 | US | RF | - | PJM | MW | Transmission Limitations |  | 0 | 0 | 0 | 0 | 0 | 0 | 0 | 0 | 0 | 0 | 0
2024 | US | RF | - | PJM | MW | Existing-Certain |  | 182136.25 | 181326.36 | 180922.46 | 180551.96 | 180551.96 | 178576.96 | 178576.96 | 178576.96 | 178576.96 | 178576.96 | 178576.96
2024 | US | RF | - | PJM | MW | Existing-Other |  | 8.6 | 0 | 0 | 0 | 0 | 0 | 0 | 0 | 0 | 0 | 0
2024 | US | RF | - | PJM | MW | Additions - Tier 1 |  | 0 | 11056.488 | 17046.8584 | 17139.0357 | 17784.0187 | 17910.7369 | 18155.4602 | 18155.4602 | 18155.4602 | 18155.4602 | 18155.4602
2024 | US | RF | - | PJM | MW | Additions - Tier 2 |  | 0 | 55111.9493 | 93845.0093 | 112827.0763 | 122780.5463 | 127058.6263 | 131112.9027 | 131286.9027 | 133651.5027 | 133651.5027 | 133651.5027
2024 | US | RF | - | PJM | MW | Additions - Tier 3 |  | 0 | 0 | 0 | 0 | 0 | 0 | 0 | 0 | 0 | 0 | 0
2024 | US | RF | - | PJM | MW | Firm Imports |  | 5664.7 | 5664.7 | 5509.9 | 0 | 0 | 0 | 0 | 0 | 0 | 0 | 0
2024 | US | RF | - | PJM | MW | Firm Exports |  | 1162.8 | 1162.8 | 1162.8 | 0 | 0 | 0 | 0 | 0 | 0 | 0 | 0
2024 | US | RF | - | PJM | MW | Net Firm Capacity Transfers |  | 4501.9 | 4501.9 | 4347.1 | 0 | 0 | 0 | 0 | 0 | 0 | 0 | 0
2024 | US | RF | - | PJM | MW | Expected Imports |  | 0 | 0 | 0 | 5509.9 | 5509.9 | 5509.9 | 5509.9 | 5509.9 | 5509.9 | 5509.9 | 5509.9
2024 | US | RF | - | PJM | MW | Expected Exports |  | 0 | 0 | 0 | 1162.8 | 1162.8 | 1162.8 | 1162.8 | 1162.8 | 1162.8 | 1162.8 | 1162.8
2024 | US | RF | - | PJM | MW | Net Expected Transfers |  | 0 | 0 | 0 | 4347.1 | 4347.1 | 4347.1 | 4347.1 | 4347.1 | 4347.1 | 4347.1 | 4347.1
2024 | US | RF | - | PJM | MW | Existing-Certain & Net Firm Transfers |  | 186638.15 | 185828.26 | 185269.56 | 180551.96 | 180551.96 | 178576.96 | 178576.96 | 178576.96 | 178576.96 | 178576.96 | 178576.96
2024 | US | RF | - | PJM | MW | Anticipated Resources |  | 186638.15 | 196884.748 | 202316.4184 | 197690.9957 | 198335.9787 | 196487.6969 | 196732.4202 | 196732.4202 | 196732.4202 | 196732.4202 | 196732.4202
2024 | US | RF | - | PJM | MW | Prospective Resources |  | 186646.75 | 251665.6973 | 295714.4277 | 311231.172 | 315227.625 | 316119.4232 | 313998.4229 | 314172.4229 | 316070.0229 | 302318.0229 | 302318.0229
2024 | US | RF | - | PJM | MW | Existing-Certain and Net Firm Transfers Excess/Shortfall |  | 17390.258 | 14058.057 | 9767.09 | 1739.984 | -1797.424 | -6855.896 | -9336.08 | -11753.936 | -14144.744 | -16702.544 | -19487.312
2024 | US | RF | - | PJM | MW | Anticipated Excess/Shortfall |  | 17390.258 | 25114.545 | 26813.9484 | 18879.0197 | 15986.5947 | 11054.8409 | 8819.3802 | 6401.5242 | 4010.7162 | 1452.9162 | -1331.8518
2024 | US | RF | - | PJM | MW | Prospective Excess/Shortfall |  | 17398.858 | 79895.4943 | 120211.9577 | 132419.196 | 132878.241 | 130686.5672 | 126085.3829 | 123841.5269 | 123348.3189 | 107038.5189 | 104253.7509
2024 | US | RF | - | PJM | % | Existing-Certain and Net Firm Transfers Reserve Margin |  | 29.79% | 27.33% | 24.25% | 18.74% | 16.44% | 13.25% | 11.76% | 10.34% | 8.969% | 7.541% | 6.029%
2024 | US | RF | - | PJM | % | Anticipated Reserve Margin |  | 29.79% | 34.91% | 35.68% | 30.02% | 27.91% | 24.61% | 23.12% | 21.56% | 20.05% | 18.47% | 16.81%
2024 | US | RF | - | PJM | % | Prospective Reserve Margin |  | 29.8% | 72.45% | 98.32% | 104.7% | 103.3% | 100.5% | 96.51% | 94.12% | 92.87% | 82.06% | 79.5%
2024 | US | RF | - | PJM | % | Reference Margin Level |  | 17.7% | 17.7% | 17.7% | 17.6% | 17.6% | 17.6% | 17.6% | 17.6% | 17.6% | 17.6% | 17.6%
2024 | US | SERC | - | SERC-C | MW | Energy Efficiency and Conservation |  | 438 | 539.43 | 686.73 | 1120.36 | 1261.92 | 1338.51 | 1362.4 | 1346.71 | 1343.67 | 1392.79 | 1400.46
2024 | US | SERC | - | SERC-C | MW | Total Installed Photovoltaic |  | 81 | 67 | 73 | 26 | 27 | 29 | 30 | 31 | 33 | 34 | 35
2024 | US | SERC | - | SERC-C | MW | Photovoltaic On-Peak |  | 20 | 22 | 24 | 0 | 0 | 0 | 0 | 0 | 0 | 0 | 0
2024 | US | SERC | - | SERC-C | MW | Total Internal Demand |  | 42636 | 42983.29 | 43202.32 | 43398.97 | 43383.92 | 43439.91 | 43635.53 | 43724.82 | 43913.13 | 44077.11 | 44315.91
2024 | US | SERC | - | SERC-C | MW | Controllable and Dispatchable Demand Response - Available |  | 3737 | 1859.07 | 1856.07 | 1851.51 | 1848.51 | 1846.51 | 1843.51 | 1841.51 | 1839.51 | 1838.51 | 1836.51
2024 | US | SERC | - | SERC-C | MW | Net Internal Demand |  | 38899 | 41124.22 | 41346.25 | 41547.46 | 41535.41 | 41593.4 | 41792.02 | 41883.31 | 42073.62 | 42238.6 | 42479.4
2024 | US | SERC | - | SERC-C | MW | Behind the Meter Generation - Capacity |  | 0 | 0 | 0 | 0 | 0 | 0 | 0 | 0 | 0 | 0 | 0
2024 | US | SERC | - | SERC-C | MW | Other Capacity Adjustments - Additions |  | 0 | 0 | 0 | 0 | 0 | 0 | 0 | 0 | 0 | 0 | 0
2024 | US | SERC | - | SERC-C | MW | Other Capacity Adjustments - Reductions |  | 0 | 0 | 0 | 0 | 0 | 0 | 0 | 0 | 0 | 0 | 0
2024 | US | SERC | - | SERC-C | MW | Confirmed Retirements |  | 0 | 800 | 800 | 2374 | 3101 | 4231 | 4518 | 4518 | 5486 | 5486 | 6557
2024 | US | SERC | - | SERC-C | MW | Unconfirmed Retirements |  | 0 | 0 | 0 | 0 | 0 | 0 | 0 | 0 | 0 | 0 | 0
2024 | US | SERC | - | SERC-C | MW | Scheduled Outages |  | 0 | 0 | 0 | 0 | 0 | 0 | 0 | 0 | 0 | 0 | 0
2024 | US | SERC | - | SERC-C | MW | Transmission Limitations |  | 0 | 0 | 0 | 0 | 0 | 0 | 0 | 0 | 0 | 0 | 0
2024 | US | SERC | - | SERC-C | MW | Existing-Certain |  | 47967.9 | 47196.9 | 47196.9 | 45622.9 | 44895.9 | 43765.9 | 43478.9 | 43478.9 | 42510.9 | 42510.9 | 41439.9
2024 | US | SERC | - | SERC-C | MW | Existing-Other |  | 12.6 | 12.6 | 12.6 | 12.6 | 12.6 | 12.6 | 12.6 | 12.6 | 12.6 | 12.6 | 12.6
2024 | US | SERC | - | SERC-C | MW | Additions - Tier 1 |  | 0 | 1122.5 | 1539.83 | 2969.83 | 4982.83 | 5840.83 | 5840.83 | 5840.83 | 7608.83 | 8934.83 | 9597.83
2024 | US | SERC | - | SERC-C | MW | Additions - Tier 2 |  | 0 | 20 | 20 | 20 | 120 | 120 | 120 | 120 | 120 | 120 | 120
2024 | US | SERC | - | SERC-C | MW | Additions - Tier 3 |  | 27.5 | 135 | 262.5 | 415 | 1117.5 | 3395 | 4197.5 | 4965 | 5367.5 | 5745 | 6197.5
2024 | US | SERC | - | SERC-C | MW | Firm Imports |  | 3674.7 | 2105.8 | 1605.8 | 1030.9 | 552.9 | 553 | 553 | 553.1 | 554.1 | 554.2 | 554.2
2024 | US | SERC | - | SERC-C | MW | Firm Exports |  | 1096.8 | 865.8 | 840.8 | 840.8 | 840.8 | 840.8 | 840.8 | 840.8 | 840.8 | 840.8 | 840.8
2024 | US | SERC | - | SERC-C | MW | Net Firm Capacity Transfers |  | 2577.9 | 1240 | 765 | 190.1 | -287.9 | -287.8 | -287.8 | -287.7 | -286.7 | -286.6 | -286.6
2024 | US | SERC | - | SERC-C | MW | Expected Imports |  | 0 | 0 | 0 | 0 | 0 | 0 | 0 | 0 | 0 | 0 | 0
2024 | US | SERC | - | SERC-C | MW | Expected Exports |  | 0 | 0 | 0 | 0 | 0 | 0 | 0 | 0 | 0 | 0 | 0
2024 | US | SERC | - | SERC-C | MW | Net Expected Transfers |  | 0 | 0 | 0 | 0 | 0 | 0 | 0 | 0 | 0 | 0 | 0
2024 | US | SERC | - | SERC-C | MW | Existing-Certain & Net Firm Transfers |  | 50545.8 | 48436.9 | 47961.9 | 45813 | 44608 | 43478.1 | 43191.1 | 43191.2 | 42224.2 | 42224.3 | 41153.3
2024 | US | SERC | - | SERC-C | MW | Anticipated Resources |  | 50545.8 | 49559.4 | 49501.73 | 48782.83 | 49590.83 | 49318.93 | 49031.93 | 49032.03 | 49833.03 | 51159.13 | 50751.13
2024 | US | SERC | - | SERC-C | MW | Prospective Resources |  | 50558.4 | 49592 | 49534.33 | 48815.43 | 49723.43 | 49451.53 | 49164.53 | 49164.63 | 49965.63 | 51291.73 | 50883.73
2024 | US | SERC | - | SERC-C | MW | Existing-Certain and Net Firm Transfers Excess/Shortfall |  | 5811.95 | 1144.047 | 413.7125 | -1966.579 | -3157.7215 | -4354.31 | -4869.723 | -4974.6065 | -6160.463 | -6350.09 | -7698.01
2024 | US | SERC | - | SERC-C | MW | Anticipated Excess/Shortfall |  | 5811.95 | 2266.547 | 1953.5425 | 1003.251 | 1825.1085 | 1486.52 | 971.107 | 866.2235 | 1448.367 | 2584.74 | 1899.82
2024 | US | SERC | - | SERC-C | MW | Prospective Excess/Shortfall |  | 5824.55 | 2299.147 | 1986.1425 | 1035.851 | 1957.7085 | 1619.12 | 1103.707 | 998.8235 | 1580.967 | 2717.34 | 2032.42
2024 | US | SERC | - | SERC-C | % | Existing-Certain and Net Firm Transfers Reserve Margin |  | 29.94% | 17.78% | 16% | 10.27% | 7.398% | 4.531% | 3.348% | 3.123% | 0.3579% | -0.03386% | -3.122%
2024 | US | SERC | - | SERC-C | % | Anticipated Reserve Margin |  | 29.94% | 20.51% | 19.72% | 17.41% | 19.39% | 18.57% | 17.32% | 17.07% | 18.44% | 21.12% | 19.47%
2024 | US | SERC | - | SERC-C | % | Prospective Reserve Margin |  | 29.97% | 20.59% | 19.8% | 17.49% | 19.71% | 18.89% | 17.64% | 17.38% | 18.76% | 21.43% | 19.78%
2024 | US | SERC | - | SERC-C | % | Reference Margin Level |  | 15% | 15% | 15% | 15% | 15% | 15% | 15% | 15% | 15% | 15% | 15%
2024 | US | SERC | - | SERC-E | MW | Energy Efficiency and Conservation |  | 217 | 347 | 472 | 528 | 642 | 781 | 903 | 1026 | 1145 | 1256 | 1330
2024 | US | SERC | - | SERC-E | MW | Total Installed Photovoltaic |  | 2252 | 857 | 975 | 1099 | 1202 | 1308 | 1416 | 1527 | 1639 | 1747 | 1850
2024 | US | SERC | - | SERC-E | MW | Photovoltaic On-Peak |  | 1232 | 534 | 610 | 692 | 759 | 829 | 900 | 973 | 1046 | 1118 | 1185
2024 | US | SERC | - | SERC-E | MW | Total Internal Demand |  | 43567 | 44099 | 44789 | 46308 | 47378 | 48286 | 49533 | 50349 | 50896 | 51741 | 52155
2024 | US | SERC | - | SERC-E | MW | Controllable and Dispatchable Demand Response - Available |  | 1968 | 1092 | 1186 | 1214 | 1225 | 1228 | 1229 | 1230 | 1231 | 1232 | 1233
2024 | US | SERC | - | SERC-E | MW | Net Internal Demand |  | 41599 | 43007 | 43603 | 45094 | 46153 | 47058 | 48304 | 49119 | 49665 | 50509 | 50922
2024 | US | SERC | - | SERC-E | MW | Behind the Meter Generation - Capacity |  | 0 | 0 | 0 | 0 | 0 | 0 | 0 | 0 | 0 | 0 | 0
2024 | US | SERC | - | SERC-E | MW | Other Capacity Adjustments - Additions |  | 0 | 0 | 0 | 0 | 0 | 0 | 0 | 0 | 0 | 0 | 0
2024 | US | SERC | - | SERC-E | MW | Other Capacity Adjustments - Reductions |  | 0 | 0 | 0 | 0 | 0 | 0 | 0 | 0 | 0 | 0 | 0
2024 | US | SERC | - | SERC-E | MW | Confirmed Retirements |  | 0 | 379 | 379 | 555 | 555 | 2372 | 2372 | 3620 | 4938 | 4938 | 6300
2024 | US | SERC | - | SERC-E | MW | Unconfirmed Retirements |  | 0 | 0 | 0 | 0 | 0 | 0 | 0 | 0 | 0 | 0 | 0
2024 | US | SERC | - | SERC-E | MW | Scheduled Outages |  | 0 | 0 | 0 | 0 | 0 | 0 | 0 | 0 | 0 | 0 | 0
2024 | US | SERC | - | SERC-E | MW | Transmission Limitations |  | 0 | 0 | 0 | 0 | 0 | 0 | 0 | 0 | 0 | 0 | 0
2024 | US | SERC | - | SERC-E | MW | Existing-Certain |  | 53694.5 | 53446 | 53536 | 53452 | 53525 | 51708 | 51802 | 50723 | 49405 | 49405 | 48043
2024 | US | SERC | - | SERC-E | MW | Existing-Other |  | 991.8 | 991.8 | 991.8 | 991.8 | 991.8 | 991.8 | 991.8 | 991.8 | 991.8 | 991.8 | 991.8
2024 | US | SERC | - | SERC-E | MW | Additions - Tier 1 |  | 0 | 771.83 | 1330.03 | 2776.83 | 2817.92 | 2817.92 | 2817.92 | 2817.92 | 2817.92 | 2817.92 | 2817.92
2024 | US | SERC | - | SERC-E | MW | Additions - Tier 2 |  | 0 | 37.73 | 216.61 | 506.32 | 1975.37 | 5577.44 | 8032.07 | 9766.24 | 11594.88 | 13977.65 | 16767.41
2024 | US | SERC | - | SERC-E | MW | Additions - Tier 3 |  | 0 | 0 | 0 | 0 | 0 | 0 | 0 | 0 | 0 | 0 | 0
2024 | US | SERC | - | SERC-E | MW | Firm Imports |  | 758 | 758 | 758 | 758 | 758 | 758 | 758 | 758 | 758 | 758 | 758
2024 | US | SERC | - | SERC-E | MW | Firm Exports |  | 165 | 165 | 165 | 165 | 165 | 165 | 165 | 165 | 165 | 165 | 165
2024 | US | SERC | - | SERC-E | MW | Net Firm Capacity Transfers |  | 593 | 593 | 593 | 593 | 593 | 593 | 593 | 593 | 593 | 593 | 593
2024 | US | SERC | - | SERC-E | MW | Expected Imports |  | 0 | 0 | 0 | 0 | 0 | 0 | 0 | 0 | 0 | 0 | 0
2024 | US | SERC | - | SERC-E | MW | Expected Exports |  | 0 | 0 | 0 | 0 | 0 | 0 | 0 | 0 | 0 | 0 | 0
2024 | US | SERC | - | SERC-E | MW | Net Expected Transfers |  | 0 | 0 | 0 | 0 | 0 | 0 | 0 | 0 | 0 | 0 | 0
2024 | US | SERC | - | SERC-E | MW | Existing-Certain & Net Firm Transfers |  | 54287.5 | 54039 | 54129 | 54045 | 54118 | 52301 | 52395 | 51316 | 49998 | 49998 | 48636
2024 | US | SERC | - | SERC-E | MW | Anticipated Resources |  | 54287.5 | 54810.83 | 55459.03 | 56821.83 | 56935.92 | 55118.92 | 55212.92 | 54133.92 | 52815.92 | 52815.92 | 51453.92
2024 | US | SERC | - | SERC-E | MW | Prospective Resources |  | 55279.3 | 55840.36 | 56667.44 | 58319.95 | 59903.09 | 61688.16 | 64236.79 | 64891.96 | 65402.6 | 67785.37 | 69213.13
2024 | US | SERC | - | SERC-E | MW | Existing-Certain and Net Firm Transfers Excess/Shortfall |  | 6448.65 | 4580.95 | 3985.55 | 2186.9 | 1042.05 | -1815.7 | -3154.6 | -5170.85 | -7116.75 | -8087.35 | -9924.3
2024 | US | SERC | - | SERC-E | MW | Anticipated Excess/Shortfall |  | 6448.65 | 5352.78 | 5315.58 | 4963.73 | 3859.97 | 1002.22 | -336.68 | -2352.93 | -4298.83 | -5269.43 | -7106.38
2024 | US | SERC | - | SERC-E | MW | Prospective Excess/Shortfall |  | 7440.45 | 6382.31 | 6523.99 | 6461.85 | 6827.14 | 7571.46 | 8687.19 | 8405.11 | 8287.85 | 9700.02 | 10652.83
2024 | US | SERC | - | SERC-E | % | Existing-Certain and Net Firm Transfers Reserve Margin |  | 30.5% | 25.65% | 24.14% | 19.85% | 17.26% | 11.14% | 8.469% | 4.473% | 0.6705% | -1.012% | -4.489%
2024 | US | SERC | - | SERC-E | % | Anticipated Reserve Margin |  | 30.5% | 27.45% | 27.19% | 26.01% | 23.36% | 17.13% | 14.3% | 10.21% | 6.344% | 4.567% | 1.045%
2024 | US | SERC | - | SERC-E | % | Prospective Reserve Margin |  | 32.89% | 29.84% | 29.96% | 29.33% | 29.79% | 31.09% | 32.98% | 32.11% | 31.69% | 34.2% | 35.92%
2024 | US | SERC | - | SERC-E | % | Reference Margin Level |  | 15% | 15% | 15% | 15% | 15% | 15% | 15% | 15% | 15% | 15% | 15%
2024 | US | SERC | - | SERC-FP | MW | Energy Efficiency and Conservation |  | 161.82 | 224 | 266 | 366 | 422 | 430 | 527 | 520 | 582 | 611 | 649
2024 | US | SERC | - | SERC-FP | MW | Total Installed Photovoltaic |  | 3876.88 | 2460 | 3053 | 3854 | 4382 | 4951 | 5634 | 6379 | 7133 | 7910 | 8730
2024 | US | SERC | - | SERC-FP | MW | Photovoltaic On-Peak |  | 1594.88 | 531 | 646 | 1629 | 1857 | 2097 | 2380 | 2686 | 2993 | 3308 | 3634
2024 | US | SERC | - | SERC-FP | MW | Total Internal Demand |  | 53293 | 53509 | 53795 | 54015 | 54551 | 55250 | 55879 | 56593 | 57612 | 58631 | 59679
2024 | US | SERC | - | SERC-FP | MW | Controllable and Dispatchable Demand Response - Available |  | 3828.17 | 2840 | 2834 | 2837 | 2820 | 2806 | 2795 | 2783 | 2771 | 2761 | 2748
2024 | US | SERC | - | SERC-FP | MW | Net Internal Demand |  | 49464.83 | 50669 | 50961 | 51178 | 51731 | 52444 | 53084 | 53810 | 54841 | 55870 | 56931
2024 | US | SERC | - | SERC-FP | MW | Behind the Meter Generation - Capacity |  | 0 | 0 | 0 | 0 | 0 | 0 | 0 | 0 | 0 | 0 | 0
2024 | US | SERC | - | SERC-FP | MW | Other Capacity Adjustments - Additions |  | 0 | 0 | 0 | 0 | 0 | 0 | 0 | 0 | 0 | 0 | 0
2024 | US | SERC | - | SERC-FP | MW | Other Capacity Adjustments - Reductions |  | 0 | 0 | 0 | 0 | 0 | 0 | 0 | 0 | 0 | 0 | 0
2024 | US | SERC | - | SERC-FP | MW | Confirmed Retirements |  | 125.3 | 125.3 | 360.8 | 1142.7 | 1218.7 | 1218.7 | 1742.7 | 1742.7 | 1974.7 | 1974.7 | 1974.7
2024 | US | SERC | - | SERC-FP | MW | Unconfirmed Retirements |  | 0 | 0 | 0 | 0 | 0 | 0 | 0 | 0 | 0 | 0 | 0
2024 | US | SERC | - | SERC-FP | MW | Scheduled Outages |  | 0 | 0 | 0 | 0 | 0 | 0 | 0 | 0 | 0 | 0 | 0
2024 | US | SERC | - | SERC-FP | MW | Transmission Limitations |  | 0 | 0 | 0 | 0 | 0 | 0 | 0 | 0 | 0 | 0 | 0
2024 | US | SERC | - | SERC-FP | MW | Existing-Certain |  | 62776.99 | 63027.09 | 62827.69 | 62072.99 | 62029.99 | 62029.99 | 61524.99 | 61524.99 | 61292.99 | 61292.99 | 61292.99
2024 | US | SERC | - | SERC-FP | MW | Existing-Other |  | 7.1 | 7.1 | 7.1 | 7.1 | 7.1 | 7.1 | 7.1 | 7.1 | 7.1 | 7.1 | 7.1
2024 | US | SERC | - | SERC-FP | MW | Additions - Tier 1 |  | 0 | 871.25 | 1496.55 | 1573.35 | 1785.25 | 2018.25 | 3421.45 | 3926.65 | 4544.85 | 4547.05 | 4549.25
2024 | US | SERC | - | SERC-FP | MW | Additions - Tier 2 |  | 0 | 0 | 39.95 | 200.35 | 200.35 | 200.35 | 200.35 | 200.35 | 200.35 | 200.35 | 200.35
2024 | US | SERC | - | SERC-FP | MW | Additions - Tier 3 |  | 0 | 0 | 38.6 | 38.6 | 38.6 | 38.6 | 38.6 | 38.6 | 38.6 | 38.6 | 38.6
2024 | US | SERC | - | SERC-FP | MW | Firm Imports |  | 491 | 494 | 293 | 293 | 200 | 200 | 200 | 200 | 200 | 200 | 200
2024 | US | SERC | - | SERC-FP | MW | Firm Exports |  | 0 | 0 | 0 | 0 | 0 | 0 | 0 | 0 | 0 | 0 | 0
2024 | US | SERC | - | SERC-FP | MW | Net Firm Capacity Transfers |  | 491 | 494 | 293 | 293 | 200 | 200 | 200 | 200 | 200 | 200 | 200
2024 | US | SERC | - | SERC-FP | MW | Expected Imports |  | 0 | 0 | 0 | 0 | 0 | 0 | 0 | 0 | 0 | 0 | 0
2024 | US | SERC | - | SERC-FP | MW | Expected Exports |  | 0 | 0 | 0 | 0 | 0 | 0 | 0 | 0 | 0 | 0 | 0
2024 | US | SERC | - | SERC-FP | MW | Net Expected Transfers |  | 0 | 0 | 0 | 0 | 0 | 0 | 0 | 0 | 0 | 0 | 0
2024 | US | SERC | - | SERC-FP | MW | Existing-Certain & Net Firm Transfers |  | 63267.99 | 63521.09 | 63120.69 | 62365.99 | 62229.99 | 62229.99 | 61724.99 | 61724.99 | 61492.99 | 61492.99 | 61492.99
2024 | US | SERC | - | SERC-FP | MW | Anticipated Resources |  | 63267.99 | 64392.34 | 64617.24 | 63939.34 | 64015.24 | 64248.24 | 65146.44 | 65651.64 | 66037.84 | 66040.04 | 66042.24
2024 | US | SERC | - | SERC-FP | MW | Prospective Resources |  | 63275.09 | 64399.44 | 64664.29 | 64146.79 | 64222.69 | 64455.69 | 65353.89 | 65859.09 | 66245.29 | 66247.49 | 66249.69
2024 | US | SERC | - | SERC-FP | MW | Existing-Certain and Net Firm Transfers Excess/Shortfall |  | 6383.4355 | 5251.74 | 4515.54 | 3511.29 | 2739.34 | 1919.39 | 678.39 | -156.51 | -1574.16 | -2757.51 | -3977.66
2024 | US | SERC | - | SERC-FP | MW | Anticipated Excess/Shortfall |  | 6383.4355 | 6122.99 | 6012.09 | 5084.64 | 4524.59 | 3937.64 | 4099.84 | 3770.14 | 2970.69 | 1789.54 | 571.59
2024 | US | SERC | - | SERC-FP | MW | Prospective Excess/Shortfall |  | 6390.5355 | 6130.09 | 6059.14 | 5292.09 | 4732.04 | 4145.09 | 4307.29 | 3977.59 | 3178.14 | 1996.99 | 779.04
2024 | US | SERC | - | SERC-FP | % | Existing-Certain and Net Firm Transfers Reserve Margin |  | 27.9% | 25.36% | 23.86% | 21.86% | 20.3% | 18.66% | 16.28% | 14.71% | 12.13% | 10.06% | 8.013%
2024 | US | SERC | - | SERC-FP | % | Anticipated Reserve Margin |  | 27.9% | 27.08% | 26.8% | 24.94% | 23.75% | 22.51% | 22.72% | 22.01% | 20.42% | 18.2% | 16%
2024 | US | SERC | - | SERC-FP | % | Prospective Reserve Margin |  | 27.92% | 27.1% | 26.89% | 25.34% | 24.15% | 22.9% | 23.11% | 22.39% | 20.8% | 18.57% | 16.37%
2024 | US | SERC | - | SERC-FP | % | Reference Margin Level |  | 15% | 15% | 15% | 15% | 15% | 15% | 15% | 15% | 15% | 15% | 15%
2024 | US | SERC | - | SERC-SE | MW | Energy Efficiency and Conservation |  | 0 | 0 | 0 | 0 | 0 | 0 | 0 | 0 | 0 | 0 | 0
2024 | US | SERC | - | SERC-SE | MW | Total Installed Photovoltaic |  | 0 | 0 | 0 | 0 | 0 | 0 | 0 | 0 | 0 | 0 | 0
2024 | US | SERC | - | SERC-SE | MW | Photovoltaic On-Peak |  | 0 | 0 | 0 | 0 | 0 | 0 | 0 | 0 | 0 | 0 | 0
2024 | US | SERC | - | SERC-SE | MW | Total Internal Demand |  | 46021 | 46984 | 48384 | 50467 | 50852 | 51974 | 53031 | 53794 | 54233 | 54677 | 55078
2024 | US | SERC | - | SERC-SE | MW | Controllable and Dispatchable Demand Response - Available |  | 3668 | 1633 | 1666 | 1723 | 1755 | 1875 | 1876 | 1875 | 1875 | 1876 | 1876
2024 | US | SERC | - | SERC-SE | MW | Net Internal Demand |  | 42353 | 45351 | 46718 | 48744 | 49097 | 50099 | 51155 | 51919 | 52358 | 52801 | 53202
2024 | US | SERC | - | SERC-SE | MW | Behind the Meter Generation - Capacity |  | 0 | 0 | 0 | 0 | 0 | 0 | 0 | 0 | 0 | 0 | 0
2024 | US | SERC | - | SERC-SE | MW | Other Capacity Adjustments - Additions |  | 0 | 0 | 0 | 0 | 0 | 0 | 0 | 0 | 0 | 0 | 0
2024 | US | SERC | - | SERC-SE | MW | Other Capacity Adjustments - Reductions |  | 0 | 0 | 0 | 0 | 0 | 0 | 0 | 0 | 0 | 0 | 0
2024 | US | SERC | - | SERC-SE | MW | Confirmed Retirements |  | 0 | 12 | 12 | 12 | 12 | 12 | 12 | 12 | 12 | 12 | 12
2024 | US | SERC | - | SERC-SE | MW | Unconfirmed Retirements |  | 0 | 0 | 0 | 0 | 0 | 0 | 0 | 0 | 0 | 0 | 0
2024 | US | SERC | - | SERC-SE | MW | Scheduled Outages |  | 0 | 0 | 0 | 0 | 0 | 0 | 0 | 0 | 0 | 0 | 0
2024 | US | SERC | - | SERC-SE | MW | Transmission Limitations |  | 0 | 0 | 0 | 0 | 0 | 0 | 0 | 0 | 0 | 0 | 0
2024 | US | SERC | - | SERC-SE | MW | Existing-Certain |  | 62636.29 | 62649.29 | 62805.29 | 62864.29 | 62864.29 | 62864.29 | 62864.29 | 62864.29 | 62864.29 | 62864.29 | 62864.29
2024 | US | SERC | - | SERC-SE | MW | Existing-Other |  | 546.6 | 546.6 | 546.6 | 546.6 | 546.6 | 546.6 | 546.6 | 546.6 | 546.6 | 546.6 | 546.6
2024 | US | SERC | - | SERC-SE | MW | Additions - Tier 1 |  | 0 | 1247.5 | 1485.7 | 3050.15 | 3050.15 | 3050.15 | 3129.15 | 3129.15 | 3129.15 | 3129.15 | 3129.15
2024 | US | SERC | - | SERC-SE | MW | Additions - Tier 2 |  | 0 | 105 | 105 | 217.5 | 217.5 | 217.5 | 217.5 | 217.5 | 217.5 | 217.5 | 217.5
2024 | US | SERC | - | SERC-SE | MW | Additions - Tier 3 |  | 0 | 366 | 366 | 366 | 366 | 366 | 366 | 366 | 366 | 366 | 366
2024 | US | SERC | - | SERC-SE | MW | Firm Imports |  | 624 | 624 | 624 | 624 | 624 | 624 | 624 | 624 | 624 | 624 | 624
2024 | US | SERC | - | SERC-SE | MW | Firm Exports |  | 1816 | 1016 | 1016 | 1016 | 1016 | 1308 | 1308 | 1308 | 1308 | 1308 | 1308
2024 | US | SERC | - | SERC-SE | MW | Net Firm Capacity Transfers |  | -1192 | -392 | -392 | -392 | -392 | -684 | -684 | -684 | -684 | -684 | -684
2024 | US | SERC | - | SERC-SE | MW | Expected Imports |  | 0 | 0 | 0 | 0 | 0 | 0 | 0 | 0 | 0 | 0 | 0
2024 | US | SERC | - | SERC-SE | MW | Expected Exports |  | 0 | 0 | 0 | 0 | 0 | 0 | 0 | 0 | 0 | 0 | 0
2024 | US | SERC | - | SERC-SE | MW | Net Expected Transfers |  | 0 | 0 | 0 | 0 | 0 | 0 | 0 | 0 | 0 | 0 | 0
2024 | US | SERC | - | SERC-SE | MW | Existing-Certain & Net Firm Transfers |  | 61444.29 | 62257.29 | 62413.29 | 62472.29 | 62472.29 | 62180.29 | 62180.29 | 62180.29 | 62180.29 | 62180.29 | 62180.29
2024 | US | SERC | - | SERC-SE | MW | Anticipated Resources |  | 61444.29 | 63504.79 | 63898.99 | 65522.44 | 65522.44 | 65230.44 | 65309.44 | 65309.44 | 65309.44 | 65309.44 | 65309.44
2024 | US | SERC | - | SERC-SE | MW | Prospective Resources |  | 61990.89 | 64156.39 | 64550.59 | 66286.54 | 66286.54 | 65994.54 | 66073.54 | 66073.54 | 66073.54 | 66073.54 | 66073.54
2024 | US | SERC | - | SERC-SE | MW | Existing-Certain and Net Firm Transfers Excess/Shortfall |  | 12738.34 | 10103.64 | 8687.59 | 6416.69 | 6010.74 | 4566.44 | 3352.04 | 2473.44 | 1968.59 | 1459.14 | 997.99
2024 | US | SERC | - | SERC-SE | MW | Anticipated Excess/Shortfall |  | 12738.34 | 11351.14 | 10173.29 | 9466.84 | 9060.89 | 7616.59 | 6481.19 | 5602.59 | 5097.74 | 4588.29 | 4127.14
2024 | US | SERC | - | SERC-SE | MW | Prospective Excess/Shortfall |  | 13284.94 | 12002.74 | 10824.89 | 10230.94 | 9824.99 | 8380.69 | 7245.29 | 6366.69 | 5861.84 | 5352.39 | 4891.24
2024 | US | SERC | - | SERC-SE | % | Existing-Certain and Net Firm Transfers Reserve Margin |  | 45.08% | 37.28% | 33.6% | 28.16% | 27.24% | 24.11% | 21.55% | 19.76% | 18.76% | 17.76% | 16.88%
2024 | US | SERC | - | SERC-SE | % | Anticipated Reserve Margin |  | 45.08% | 40.03% | 36.78% | 34.42% | 33.46% | 30.2% | 27.67% | 25.79% | 24.74% | 23.69% | 22.76%
2024 | US | SERC | - | SERC-SE | % | Prospective Reserve Margin |  | 46.37% | 41.47% | 38.17% | 35.99% | 35.01% | 31.73% | 29.16% | 27.26% | 26.2% | 25.14% | 24.19%
2024 | US | SERC | - | SERC-SE | % | Reference Margin Level |  | 15% | 15% | 15% | 15% | 15% | 15% | 15% | 15% | 15% | 15% | 15%
2024 | US | SPP-RE | - | SPP | MW | Energy Efficiency and Conservation |  | 266.137 | 325.261 | 426.456 | 528.934 | 631.21 | 729.284 | 805.479 | 883.888 | 955.75 | 1014.299 | 1066.039
2024 | US | SPP-RE | - | SPP | MW | Total Installed Photovoltaic |  | 65.5 | 65.5 | 65.5 | 65.5 | 65.5 | 65.5 | 65.5 | 65.5 | 65.5 | 65.5 | 65.5
2024 | US | SPP-RE | - | SPP | MW | Photovoltaic On-Peak |  | 69.07 | 69.07 | 66.82 | 66.92 | 66.92 | 66.92 | 66.92 | 67.02 | 67.02 | 67.02 | 67.02
2024 | US | SPP-RE | - | SPP | MW | Total Internal Demand |  | 54061.7051 | 55669.2687 | 57171.1932 | 59031.4828 | 59764.3937 | 60596.0249 | 61963.1543 | 62489.7393 | 63286.6386 | 63763.7858 | 64172.2335
2024 | US | SPP-RE | - | SPP | MW | Controllable and Dispatchable Demand Response - Available |  | 966.711 | 1462.8 | 1771.35 | 2056.9 | 2124.4 | 2172.3 | 2222 | 2258.8 | 2465 | 2466.5 | 2472.3
2024 | US | SPP-RE | - | SPP | MW | Net Internal Demand |  | 53094.9941 | 54206.4687 | 55399.8432 | 56974.5828 | 57639.9937 | 58423.7249 | 59741.1543 | 60230.9393 | 60821.6386 | 61297.2858 | 61699.9335
2024 | US | SPP-RE | - | SPP | MW | Behind the Meter Generation - Capacity |  | 0 | 0 | 0 | 0 | 0 | 0 | 0 | 0 | 0 | 0 | 0
2024 | US | SPP-RE | - | SPP | MW | Other Capacity Adjustments - Additions |  | 0 | 0 | 0 | 0 | 0 | 0 | 0 | 0 | 0 | 0 | 0
2024 | US | SPP-RE | - | SPP | MW | Other Capacity Adjustments - Reductions |  | 303.255 | 128.255 | 128.255 | 128.255 | 128.255 | 128.255 | 128.255 | 128.255 | 128.255 | 128.255 | 128.255
2024 | US | SPP-RE | - | SPP | MW | Confirmed Retirements |  | 0 | 0 | 0 | 0 | 0 | 0 | 0 | 0.819 | 48.619 | 48.619 | 48.619
2024 | US | SPP-RE | - | SPP | MW | Unconfirmed Retirements |  | 0 | 204.5 | 637.1 | 1629.2 | 2745.2 | 2745.2 | 3139 | 3157.2 | 3157.2 | 3271.2 | 3465.66
2024 | US | SPP-RE | - | SPP | MW | Scheduled Outages |  | 0 | 0 | 0 | 0 | 0 | 0 | 0 | 0 | 0 | 0 | 0
2024 | US | SPP-RE | - | SPP | MW | Transmission Limitations |  | 0 | 0 | 0 | 0 | 0 | 0 | 0 | 0 | 0 | 0 | 0
2024 | US | SPP-RE | - | SPP | MW | Existing-Certain |  | 68641.7705 | 69254.5235 | 69115.7235 | 69117.7135 | 69115.0135 | 68930.3245 | 68880.6325 | 68383.8975 | 68308.1775 | 68187.9975 | 68227.2975
2024 | US | SPP-RE | - | SPP | MW | Existing-Other |  | 0 | 0 | 0 | 0 | 0 | 0 | 0 | 0 | 0 | 0 | 0
2024 | US | SPP-RE | - | SPP | MW | Additions - Tier 1 |  | 1471.5 | 2123.16 | 4966.25 | 6749.8 | 7842.88 | 7956.88 | 7956.88 | 7956.88 | 7956.88 | 7956.88 | 7956.88
2024 | US | SPP-RE | - | SPP | MW | Additions - Tier 2 |  | 832.8 | 1239 | 2454 | 2756.4 | 2756.4 | 2756.4 | 2756.4 | 2756.4 | 2756.4 | 2756.4 | 2756.4
2024 | US | SPP-RE | - | SPP | MW | Additions - Tier 3 |  | 10224.75 | 6823.3 | 16769.5 | 22655.35 | 28947.55 | 28947.55 | 28947.55 | 28947.55 | 28947.55 | 28947.55 | 28947.55
2024 | US | SPP-RE | - | SPP | MW | Firm Imports |  | 516.0675 | 409.9065 | 429.9065 | 372.4065 | 377.4065 | 377.4065 | 377.4065 | 377.4065 | 375.4065 | 375.4065 | 375.4065
2024 | US | SPP-RE | - | SPP | MW | Firm Exports |  | 1506.961 | 1506.961 | 1506.961 | 1508.801 | 1508.801 | 1508.801 | 1508.801 | 1508.801 | 1508.801 | 1508.801 | 1508.801
2024 | US | SPP-RE | - | SPP | MW | Net Firm Capacity Transfers |  | -990.8936 | -1097.0545 | -1077.0545 | -1136.3945 | -1131.3945 | -1131.3945 | -1131.3945 | -1131.3945 | -1133.3945 | -1133.3945 | -1133.3945
2024 | US | SPP-RE | - | SPP | MW | Expected Imports |  | 0 | 0 | 0 | 0 | 0 | 0 | 0 | 0 | 0 | 0 | 0
2024 | US | SPP-RE | - | SPP | MW | Expected Exports |  | 547 | 547 | 547 | 547 | 547 | 547 | 547 | 547 | 547 | 547 | 547
2024 | US | SPP-RE | - | SPP | MW | Net Expected Transfers |  | -547 | -547 | -547 | -547 | -547 | -547 | -547 | -547 | -547 | -547 | -547
2024 | US | SPP-RE | - | SPP | MW | Existing-Certain & Net Firm Transfers |  | 67650.877 | 68157.469 | 68038.669 | 67981.319 | 67983.619 | 67798.93 | 67749.238 | 67252.503 | 67174.783 | 67054.603 | 67093.903
2024 | US | SPP-RE | - | SPP | MW | Anticipated Resources |  | 69122.377 | 70280.629 | 73004.919 | 74731.119 | 75826.499 | 75755.81 | 75706.118 | 75209.383 | 75131.663 | 75011.483 | 75050.783
2024 | US | SPP-RE | - | SPP | MW | Prospective Resources |  | 69408.1769 | 70768.129 | 74274.819 | 75311.319 | 75290.699 | 75220.01 | 74776.518 | 74261.583 | 74183.863 | 73949.683 | 73794.523
2024 | US | SPP-RE | - | SPP | MW | Existing-Certain and Net Firm Transfers Excess/Shortfall |  | 4467.8339 | 3651.7713 | 2112.8556 | 181.5655 | -607.9735 | -1725.3026 | -3342.7356 | -4422.3147 | -5202.9669 | -5889.1671 | -6329.0179
2024 | US | SPP-RE | - | SPP | MW | Anticipated Excess/Shortfall |  | 5939.3339 | 5774.9313 | 7079.1056 | 6931.3655 | 7234.9065 | 6231.5774 | 4614.1444 | 3534.5653 | 2753.9131 | 2067.7129 | 1627.8621
2024 | US | SPP-RE | - | SPP | MW | Prospective Excess/Shortfall |  | 6225.1339 | 6262.4313 | 8349.0056 | 7511.5655 | 6699.1065 | 5695.7774 | 3684.5444 | 2586.7653 | 1806.1131 | 1005.9129 | 371.6021
2024 | US | SPP-RE | - | SPP | % | Existing-Certain and Net Firm Transfers Reserve Margin |  | 27.41% | 25.74% | 22.81% | 19.32% | 17.95% | 16.05% | 13.4% | 11.66% | 10.45% | 9.392% | 8.742%
2024 | US | SPP-RE | - | SPP | % | Anticipated Reserve Margin |  | 30.19% | 29.65% | 31.78% | 31.17% | 31.55% | 29.67% | 26.72% | 24.87% | 23.53% | 22.37% | 21.64%
2024 | US | SPP-RE | - | SPP | % | Prospective Reserve Margin |  | 30.72% | 30.55% | 34.07% | 32.18% | 30.62% | 28.75% | 25.17% | 23.29% | 21.97% | 20.64% | 19.6%
2024 | US | SPP-RE | - | SPP | % | Reference Margin Level |  | 19% | 19% | 19% | 19% | 19% | 19% | 19% | 19% | 19% | 19% | 19%
2024 | US | TRE-ERCOT | - | TRE-ERCOT | MW | Energy Efficiency and Conservation |  | 3207.5691 | 3496.5365 | 3785.9859 | 4076.2817 | 4367.0061 | 4658.941 | 4951.8829 | 5246.1961 | 5540.5414 | 5834.8867 | 3310.5748
2024 | US | TRE-ERCOT | - | TRE-ERCOT | MW | Total Installed Photovoltaic |  | 2499.3 | 3445.1264 | 4676.7062 | 6237.963 | 8154.8003 | 10446.0567 | 13090.5385 | 16048.2137 | 19239.0178 | 22573.4669 | 22573.4669
2024 | US | TRE-ERCOT | - | TRE-ERCOT | MW | Photovoltaic On-Peak |  | 1061.3474 | 1463 | 1986 | 2649 | 3463 | 4436 | 5559 | 6815 | 8170 | 9586 | 9586
2024 | US | TRE-ERCOT | - | TRE-ERCOT | MW | Total Internal Demand |  | 84827.808 | 88872.5122 | 95720.675 | 101404.667 | 105416.833 | 106365.433 | 106950.533 | 106771.533 | 106463.233 | 106062.233 | 106961.233
2024 | US | TRE-ERCOT | - | TRE-ERCOT | MW | Controllable and Dispatchable Demand Response - Available |  | 2652.1632 | 2652.1632 | 2652.1632 | 2652.1632 | 2652.1632 | 2652.1632 | 2652.1632 | 2652.1632 | 2652.1632 | 2652.1632 | 2652.1632
2024 | US | TRE-ERCOT | - | TRE-ERCOT | MW | Net Internal Demand |  | 82175.6448 | 86220.349 | 93068.5118 | 98752.5038 | 102764.6698 | 103713.2698 | 104298.3698 | 104119.3698 | 103811.0698 | 103410.0698 | 104309.0698
2024 | US | TRE-ERCOT | - | TRE-ERCOT | MW | Behind the Meter Generation - Capacity |  | 2862 | 2916.15 | 2806.15 | 3013.15 | 3013.15 | 3263.15 | 3263.15 | 3263.15 | 3263.15 | 3263.15 | 3263.15
2024 | US | TRE-ERCOT | - | TRE-ERCOT | MW | Other Capacity Adjustments - Additions |  | 0 | 0 | 0 | 0 | 0 | 0 | 0 | 0 | 0 | 0 | 0
2024 | US | TRE-ERCOT | - | TRE-ERCOT | MW | Other Capacity Adjustments - Reductions |  | 0 | 0 | 0 | 0 | 0 | 0 | 0 | 0 | 0 | 0 | 0
2024 | US | TRE-ERCOT | - | TRE-ERCOT | MW | Confirmed Retirements |  | 19205.24 | 19205.24 | 19205.24 | 19205.24 | 19205.24 | 19205.24 | 19205.24 | 19205.24 | 19205.24 | 19205.24 | 19205.24
2024 | US | TRE-ERCOT | - | TRE-ERCOT | MW | Unconfirmed Retirements |  | 0 | 0 | 0 | 420 | 1075 | 2270 | 2830 | 2830 | 2830 | 2830 | 2830
2024 | US | TRE-ERCOT | - | TRE-ERCOT | MW | Scheduled Outages |  | 107 | 0 | 0 | 0 | 0 | 0 | 0 | 0 | 0 | 0 | 0
2024 | US | TRE-ERCOT | - | TRE-ERCOT | MW | Transmission Limitations |  | 472 | 472 | 472 | 472 | 0 | 0 | 0 | 0 | 0 | 0 | 0
2024 | US | TRE-ERCOT | - | TRE-ERCOT | MW | Existing-Certain |  | 101914.848 | 101885.918 | 101624.918 | 101982.918 | 103067.918 | 103317.918 | 103317.918 | 103317.918 | 103317.918 | 103317.918 | 103317.918
2024 | US | TRE-ERCOT | - | TRE-ERCOT | MW | Existing-Other |  | 0 | 0 | 0 | 0 | 0 | 0 | 0 | 0 | 0 | 0 | 0
2024 | US | TRE-ERCOT | - | TRE-ERCOT | MW | Additions - Tier 1 |  | 179.902 | 11186.5904 | 23684.2394 | 28724.919 | 29226.0098 | 29903.4738 | 29903.4738 | 29903.4738 | 29903.4738 | 29903.4738 | 29903.4738
2024 | US | TRE-ERCOT | - | TRE-ERCOT | MW | Additions - Tier 2 |  | 258.26 | 7280.7838 | 27876.0638 | 51413.5592 | 62225.08 | 65785.7286 | 65938.9446 | 65938.9446 | 65938.9446 | 65938.9446 | 65938.9446
2024 | US | TRE-ERCOT | - | TRE-ERCOT | MW | Additions - Tier 3 |  | 5555.8516 | 7251.773 | 17626.9698 | 29082.1288 | 41173.9342 | 45317.5205 | 47061.6203 | 47061.6203 | 47061.6203 | 47061.6203 | 47061.6203
2024 | US | TRE-ERCOT | - | TRE-ERCOT | MW | Firm Imports |  | 50 | 50 | 50 | 50 | 50 | 50 | 50 | 50 | 50 | 50 | 50
2024 | US | TRE-ERCOT | - | TRE-ERCOT | MW | Firm Exports |  | 30 | 30 | 30 | 30 | 30 | 30 | 30 | 30 | 30 | 30 | 30
2024 | US | TRE-ERCOT | - | TRE-ERCOT | MW | Net Firm Capacity Transfers |  | 20 | 20 | 20 | 20 | 20 | 20 | 20 | 20 | 20 | 20 | 20
2024 | US | TRE-ERCOT | - | TRE-ERCOT | MW | Expected Imports |  | 575 | 575 | 575 | 575 | 575 | 575 | 575 | 575 | 575 | 575 | 575
2024 | US | TRE-ERCOT | - | TRE-ERCOT | MW | Expected Exports |  | 0 | 0 | 0 | 0 | 0 | 0 | 0 | 0 | 0 | 0 | 0
2024 | US | TRE-ERCOT | - | TRE-ERCOT | MW | Net Expected Transfers |  | 575 | 575 | 575 | 575 | 575 | 575 | 575 | 575 | 575 | 575 | 575
2024 | US | TRE-ERCOT | - | TRE-ERCOT | MW | Existing-Certain & Net Firm Transfers |  | 101934.848 | 101905.918 | 101644.918 | 102002.918 | 103087.918 | 103337.918 | 103337.918 | 103337.918 | 103337.918 | 103337.918 | 103337.918
2024 | US | TRE-ERCOT | - | TRE-ERCOT | MW | Anticipated Resources |  | 102114.75 | 113092.5084 | 125329.1574 | 130727.837 | 132313.9278 | 133241.3918 | 133241.3918 | 133241.3918 | 133241.3918 | 133241.3918 | 133241.3918
2024 | US | TRE-ERCOT | - | TRE-ERCOT | MW | Prospective Resources |  | 102948.01 | 120948.2922 | 153780.2212 | 182296.3962 | 194039.0078 | 197332.1204 | 196925.3364 | 196925.3364 | 196925.3364 | 196925.3364 | 196925.3364
2024 | US | TRE-ERCOT | - | TRE-ERCOT | MW | Existing-Certain and Net Firm Transfers Excess/Shortfall |  | 8460.0521 | 3830.271 | -4220.5142 | -10328.0551 | -13806.8939 | -14635.9264 | -15301.4776 | -15097.8651 | -14747.1739 | -14291.0364 | -15313.6489
2024 | US | TRE-ERCOT | - | TRE-ERCOT | MW | Anticipated Excess/Shortfall |  | 8639.9541 | 15016.8614 | 19463.7252 | 18396.8639 | 15419.1159 | 15267.5474 | 14601.9962 | 14805.6087 | 15156.2999 | 15612.4374 | 14589.8249
2024 | US | TRE-ERCOT | - | TRE-ERCOT | MW | Prospective Excess/Shortfall |  | 9473.2141 | 22872.6452 | 47914.789 | 69965.4231 | 77144.1959 | 79358.276 | 78285.9408 | 78489.5533 | 78840.2445 | 79296.382 | 78273.7695
2024 | US | TRE-ERCOT | - | TRE-ERCOT | % | Existing-Certain and Net Firm Transfers Reserve Margin |  | 24.05% | 18.19% | 9.215% | 3.291% | 0.3146% | -0.3619% | -0.9209% | -0.7505% | -0.4558% | -0.06977% | -0.931%
2024 | US | TRE-ERCOT | - | TRE-ERCOT | % | Anticipated Reserve Margin |  | 24.26% | 31.17% | 34.66% | 32.38% | 28.75% | 28.47% | 27.75% | 27.97% | 28.35% | 28.85% | 27.74%
2024 | US | TRE-ERCOT | - | TRE-ERCOT | % | Prospective Reserve Margin |  | 25.28% | 40.28% | 65.23% | 84.6% | 88.82% | 90.27% | 88.81% | 89.13% | 89.7% | 90.43% | 88.79%
2024 | US | TRE-ERCOT | - | TRE-ERCOT | % | Reference Margin Level |  | 13.75% | 13.75% | 13.75% | 13.75% | 13.75% | 13.75% | 13.75% | 13.75% | 13.75% | 13.75% | 13.75%
2024 | CA | WECC | - | WECC-AB | MW | Energy Efficiency and Conservation |  | 0 | 0 | 0 | 0 | 0 | 0 | 0 | 0 | 0 | 0 | 0
2024 | CA | WECC | - | WECC-AB | MW | Total Installed Photovoltaic |  | 202.6528 | 219.5779 | 253.4283 | 327.2126 | 400.997 | 474.7814 | 548.5657 | 557.1381 | 565.7104 | 574.2828 | 582.8552
2024 | CA | WECC | - | WECC-AB | MW | Photovoltaic On-Peak |  | 0 | 0 | 0 | 0 | 0 | 0 | 0 | 0 | 0 | 0 | 0
2024 | CA | WECC | - | WECC-AB | MW | Total Internal Demand |  | 12201.1803 | 12246.3831 | 12498.2514 | 12435.9159 | 12664.1731 | 12595.5752 | 12417.5175 | 12383.1216 | 12889.3961 | 12847.6589 | 13031.2516
2024 | CA | WECC | - | WECC-AB | MW | Controllable and Dispatchable Demand Response - Available |  | 0 | 0 | 0 | 0 | 0 | 0 | 0 | 0 | 0 | 0 | 0
2024 | CA | WECC | - | WECC-AB | MW | Net Internal Demand |  | 12201.1803 | 12246.3831 | 12498.2514 | 12435.9159 | 12664.1731 | 12595.5752 | 12417.5175 | 12383.1216 | 12889.3961 | 12847.6589 | 13031.2516
2024 | CA | WECC | - | WECC-AB | MW | Behind the Meter Generation - Capacity |  | 0 | 0 | 0 | 0 | 0 | 0 | 0 | 0 | 0 | 0 | 0
2024 | CA | WECC | - | WECC-AB | MW | Other Capacity Adjustments - Additions |  | 0 | 0 | 0 | 0 | 0 | 0 | 0 | 0 | 0 | 0 | 0
2024 | CA | WECC | - | WECC-AB | MW | Other Capacity Adjustments - Reductions |  | 0 | 0 | 0 | 0 | 0 | 0 | 0 | 0 | 0 | 0 | 0
2024 | CA | WECC | - | WECC-AB | MW | Confirmed Retirements |  | 820 | 820 | 820 | 820 | 820 | 820 | 820 | 820 | 820 | 820 | 820
2024 | CA | WECC | - | WECC-AB | MW | Unconfirmed Retirements |  | 0 | 0 | 0 | 0 | 0 | 0 | 0 | 0 | 0 | 0 | 0
2024 | CA | WECC | - | WECC-AB | MW | Scheduled Outages |  | 0 | 0 | 0 | 0 | 0 | 0 | 0 | 0 | 0 | 0 | 0
2024 | CA | WECC | - | WECC-AB | MW | Transmission Limitations |  | 0 | 0 | 0 | 0 | 0 | 0 | 0 | 0 | 0 | 0 | 0
2024 | CA | WECC | - | WECC-AB | MW | Existing-Certain |  | 14118.4118 | 13708.3857 | 13708.3857 | 13881.4645 | 13881.4645 | 13708.3857 | 13708.3857 | 13708.3857 | 13708.3857 | 13881.4645 | 13708.3857
2024 | CA | WECC | - | WECC-AB | MW | Existing-Other |  | 0 | 0 | 0 | 0 | 0 | 0 | 0 | 0 | 0 | 0 | 0
2024 | CA | WECC | - | WECC-AB | MW | Additions - Tier 1 |  | 2999.1154 | 3962.513 | 3986.9194 | 4114.5563 | 4148.3873 | 4018.0663 | 4018.0663 | 4018.0663 | 4018.0663 | 4148.3873 | 4018.0663
2024 | CA | WECC | - | WECC-AB | MW | Additions - Tier 2 |  | 0 | 0 | 0 | 0 | 0 | 0 | 0 | 0 | 0 | 0 | 0
2024 | CA | WECC | - | WECC-AB | MW | Additions - Tier 3 |  | 225.3489 | 1379.6484 | 2723.7652 | 3136.0365 | 3332.6091 | 3456.8223 | 3820.0601 | 3966.7096 | 4228.1153 | 4753.0867 | 4539.08
2024 | CA | WECC | - | WECC-AB | MW | Firm Imports |  | 0 | 0 | 0 | 0 | 0 | 0 | 0 | 0 | 0 | 0 | 77
2024 | CA | WECC | - | WECC-AB | MW | Firm Exports |  | 0 | 0 | 0 | 0 | 0 | 0 | 0 | 0 | 0 | 0 | 0
2024 | CA | WECC | - | WECC-AB | MW | Net Firm Capacity Transfers |  | 0 | 0 | 0 | 0 | 0 | 0 | 0 | 0 | 0 | 0 | 77
2024 | CA | WECC | - | WECC-AB | MW | Expected Imports |  | 0 | 0 | 0 | 0 | 0 | 0 | 0 | 0 | 0 | 0 | 0
2024 | CA | WECC | - | WECC-AB | MW | Expected Exports |  | 0 | 0 | 0 | 0 | 0 | 0 | 0 | 0 | 0 | 0 | 0
2024 | CA | WECC | - | WECC-AB | MW | Net Expected Transfers |  | 0 | 0 | 0 | 0 | 0 | 0 | 0 | 0 | 0 | 0 | 0
2024 | CA | WECC | - | WECC-AB | MW | Existing-Certain & Net Firm Transfers |  | 14118.4118 | 13708.3857 | 13708.3857 | 13881.4645 | 13881.4645 | 13708.3857 | 13708.3857 | 13708.3857 | 13708.3857 | 13881.4645 | 13785.3857
2024 | CA | WECC | - | WECC-AB | MW | Anticipated Resources |  | 17117.5272 | 17670.8988 | 17695.3051 | 17996.0208 | 18029.8519 | 17726.452 | 17726.452 | 17726.452 | 17726.452 | 18029.8519 | 17803.452
2024 | CA | WECC | - | WECC-AB | MW | Prospective Resources |  | 17117.5272 | 17670.8988 | 17695.3051 | 17996.0208 | 18029.8519 | 17726.452 | 17726.452 | 17726.452 | 17726.452 | 18029.8519 | 17803.452
2024 | CA | WECC | - | WECC-AB | MW | Existing-Certain and Net Firm Transfers Excess/Shortfall |  | 914.1725 | 457.9217 | 202.1504 | 362.5048 | 130.3254 | 103.905 | 284.9251 | 319.2593 | -197.0815 | -55.162 | -263.8673
2024 | CA | WECC | - | WECC-AB | MW | Anticipated Excess/Shortfall |  | 3913.2879 | 4420.4347 | 4189.0698 | 4477.061 | 4278.7128 | 4121.9713 | 4302.9915 | 4337.3256 | 3820.9848 | 4093.2254 | 3754.199
2024 | CA | WECC | - | WECC-AB | MW | Prospective Excess/Shortfall |  | 3913.2879 | 4420.4347 | 4189.0698 | 4477.061 | 4278.7128 | 4121.9713 | 4302.9915 | 4337.3256 | 3820.9848 | 4093.2254 | 3754.199
2024 | CA | WECC | - | WECC-AB | % | Existing-Certain and Net Firm Transfers Reserve Margin |  | 15.71% | 11.94% | 9.682% | 11.62% | 9.612% | 8.835% | 10.4% | 10.7% | 6.354% | 8.047% | 5.787%
2024 | CA | WECC | - | WECC-AB | % | Anticipated Reserve Margin |  | 40.29% | 44.29% | 41.58% | 44.71% | 42.37% | 40.74% | 42.75% | 43.15% | 37.53% | 40.34% | 36.62%
2024 | CA | WECC | - | WECC-AB | % | Prospective Reserve Margin |  | 40.29% | 44.29% | 41.58% | 44.71% | 42.37% | 40.74% | 42.75% | 43.15% | 37.53% | 40.34% | 36.62%
2024 | CA | WECC | - | WECC-AB | % | Reference Margin Level |  | 8.221% | 8.199% | 8.065% | 8.709% | 8.583% | 8.01% | 8.101% | 8.124% | 7.883% | 8.476% | 7.812%
2024 | CA | WECC | - | WECC-BC | MW | Energy Efficiency and Conservation |  | 0 | 0 | 0 | 0 | 0 | 0 | 0 | 0 | 0 | 0 | 0
2024 | CA | WECC | - | WECC-BC | MW | Total Installed Photovoltaic |  | 0 | 0 | 0 | 0 | 0 | 0 | 0 | 0 | 0 | 0 | 0
2024 | CA | WECC | - | WECC-BC | MW | Photovoltaic On-Peak |  | 0 | 0 | 0 | 0 | 0 | 0 | 0 | 0 | 0 | 0 | 0
2024 | CA | WECC | - | WECC-BC | MW | Total Internal Demand |  | 9275.2634 | 9330.809 | 9352.6998 | 9303.4711 | 9412.4883 | 9463.79 | 9503.1286 | 9541.0942 | 9576.2396 | 9625.8116 | 9679.0252
2024 | CA | WECC | - | WECC-BC | MW | Controllable and Dispatchable Demand Response - Available |  | 0 | 0 | 0 | 0 | 0 | 0 | 0 | 0 | 0 | 0 | 0
2024 | CA | WECC | - | WECC-BC | MW | Net Internal Demand |  | 9275.2634 | 9330.809 | 9352.6998 | 9303.4711 | 9412.4883 | 9463.79 | 9503.1286 | 9541.0942 | 9576.2396 | 9625.8116 | 9679.0252
2024 | CA | WECC | - | WECC-BC | MW | Behind the Meter Generation - Capacity |  | 0 | 0 | 0 | 0 | 0 | 0 | 0 | 0 | 0 | 0 | 0
2024 | CA | WECC | - | WECC-BC | MW | Other Capacity Adjustments - Additions |  | 0 | 0 | 0 | 0 | 0 | 0 | 0 | 0 | 0 | 0 | 0
2024 | CA | WECC | - | WECC-BC | MW | Other Capacity Adjustments - Reductions |  | 0 | 0 | 0 | 0 | 0 | 0 | 0 | 0 | 0 | 0 | 0
2024 | CA | WECC | - | WECC-BC | MW | Confirmed Retirements |  | 0 | 0 | 44 | 44 | 74 | 74 | 74 | 96.4 | 96.4 | 96.4 | 96.4
2024 | CA | WECC | - | WECC-BC | MW | Unconfirmed Retirements |  | 0 | 0 | 0 | 0 | 0 | 0 | 0 | 0 | 0 | 0 | 0
2024 | CA | WECC | - | WECC-BC | MW | Scheduled Outages |  | 0 | 0 | 0 | 0 | 0 | 0 | 0 | 0 | 0 | 0 | 0
2024 | CA | WECC | - | WECC-BC | MW | Transmission Limitations |  | 0 | 0 | 0 | 0 | 0 | 0 | 0 | 0 | 0 | 0 | 0
2024 | CA | WECC | - | WECC-BC | MW | Existing-Certain |  | 11512.9748 | 11512.9748 | 11512.9748 | 11266.4805 | 11248.6503 | 11466.1748 | 11466.1748 | 11452.0748 | 11452.0748 | 11234.6833 | 11452.0748
2024 | CA | WECC | - | WECC-BC | MW | Existing-Other |  | 0 | 0 | 0 | 0 | 0 | 0 | 0 | 0 | 0 | 0 | 0
2024 | CA | WECC | - | WECC-BC | MW | Additions - Tier 1 |  | 0 | 746.2623 | 779.2023 | 767.9738 | 767.9738 | 779.2023 | 779.2023 | 779.2023 | 779.2023 | 767.9738 | 779.2023
2024 | CA | WECC | - | WECC-BC | MW | Additions - Tier 2 |  | 0 | 0 | 0 | 39.7326 | 112.1826 | 330.1107 | 330.1107 | 597.1107 | 864.1107 | 751.9237 | 864.1107
2024 | CA | WECC | - | WECC-BC | MW | Additions - Tier 3 |  | 0 | 0 | 4.0752 | 1.726 | 1.726 | 4.6752 | 4.6752 | 31.6752 | 47.8752 | 45.1128 | 47.8752
2024 | CA | WECC | - | WECC-BC | MW | Firm Imports |  | 0 | 0 | 0 | 0 | 0 | 0 | 0 | 0 | 0 | 0 | 0
2024 | CA | WECC | - | WECC-BC | MW | Firm Exports |  | 0 | 0 | 0 | 0 | 0 | 0 | 0 | 0 | 0 | 0 | 0
2024 | CA | WECC | - | WECC-BC | MW | Net Firm Capacity Transfers |  | 0 | 0 | 0 | 0 | 0 | 0 | 0 | 0 | 0 | 0 | 0
2024 | CA | WECC | - | WECC-BC | MW | Expected Imports |  | 0 | 0 | 0 | 0 | 0 | 0 | 0 | 0 | 0 | 0 | 0
2024 | CA | WECC | - | WECC-BC | MW | Expected Exports |  | 0 | 0 | 0 | 0 | 0 | 0 | 0 | 0 | 0 | 0 | 0
2024 | CA | WECC | - | WECC-BC | MW | Net Expected Transfers |  | 0 | 0 | 0 | 0 | 0 | 0 | 0 | 0 | 0 | 0 | 0
2024 | CA | WECC | - | WECC-BC | MW | Existing-Certain & Net Firm Transfers |  | 11512.9748 | 11512.9748 | 11512.9748 | 11266.4805 | 11248.6503 | 11466.1748 | 11466.1748 | 11452.0748 | 11452.0748 | 11234.6833 | 11452.0748
2024 | CA | WECC | - | WECC-BC | MW | Anticipated Resources |  | 11512.9748 | 12259.237 | 12292.177 | 12034.4543 | 12016.6241 | 12245.377 | 12245.377 | 12231.277 | 12231.277 | 12002.6571 | 12231.277
2024 | CA | WECC | - | WECC-BC | MW | Prospective Resources |  | 11512.9748 | 12259.237 | 12292.177 | 12074.1869 | 12128.8067 | 12575.4877 | 12575.4877 | 12828.3877 | 13095.3877 | 12754.5808 | 13095.3877
2024 | CA | WECC | - | WECC-BC | MW | Existing-Certain and Net Firm Transfers Excess/Shortfall |  | 1037.6778 | 981.1973 | 961.5395 | 978.33 | 848.5096 | 801.619 | 761.2806 | 710.2338 | 674.0171 | 615.1992 | 568.2045
2024 | CA | WECC | - | WECC-BC | MW | Anticipated Excess/Shortfall |  | 1037.6778 | 1727.4596 | 1740.7417 | 1746.3038 | 1616.4834 | 1580.8213 | 1540.4828 | 1489.4361 | 1453.2194 | 1383.173 | 1347.4067
2024 | CA | WECC | - | WECC-BC | MW | Prospective Excess/Shortfall |  | 1037.6778 | 1727.4596 | 1740.7417 | 1786.0364 | 1728.666 | 1910.932 | 1870.5935 | 2086.5468 | 2317.3301 | 2135.0967 | 2211.5174
2024 | CA | WECC | - | WECC-BC | % | Existing-Certain and Net Firm Transfers Reserve Margin |  | 24.13% | 23.39% | 23.1% | 21.1% | 19.51% | 21.16% | 20.66% | 20.03% | 19.59% | 16.71% | 18.32%
2024 | CA | WECC | - | WECC-BC | % | Anticipated Reserve Margin |  | 24.13% | 31.38% | 31.43% | 29.35% | 27.67% | 29.39% | 28.86% | 28.2% | 27.73% | 24.69% | 26.37%
2024 | CA | WECC | - | WECC-BC | % | Prospective Reserve Margin |  | 24.13% | 31.38% | 31.43% | 29.78% | 28.86% | 32.88% | 32.33% | 34.45% | 36.75% | 32.5% | 35.3%
2024 | CA | WECC | - | WECC-BC | % | Reference Margin Level |  | 12.94% | 12.87% | 12.82% | 10.58% | 10.49% | 12.69% | 12.65% | 12.58% | 12.55% | 10.32% | 12.45%
2024 | US/MX | WECC | - | WECC-CAMX | MW | Energy Efficiency and Conservation |  | 1392.6874 | 1794.2114 | 2262.0356 | 2578.7751 | 2713.4911 | 2941.8536 | 3219.1777 | 3263.5177 | 3667.0339 | 3933.7828 | 4312.2278
2024 | US/MX | WECC | - | WECC-CAMX | MW | Total Installed Photovoltaic |  | 23071.9167 | 24517.65 | 26062.75 | 27643.0333 | 29199.4167 | 30831 | 32426 | 34077.4 | 35673.8333 | 37310.95 | 38885.6833
2024 | US/MX | WECC | - | WECC-CAMX | MW | Photovoltaic On-Peak |  | 6096.8831 | 6672.4058 | 3740.8438 | 4036.4151 | 4350.3012 | 4681.152 | 4533.6186 | 4804.3956 | 5072.0756 | 5321.1493 | 5525.2463
2024 | US/MX | WECC | - | WECC-CAMX | MW | Total Internal Demand |  | 56366.9337 | 56619.4653 | 57273.9686 | 59291.3266 | 60131.1134 | 61289.3235 | 61066.5047 | 62336.1628 | 65876.4733 | 67251.2759 | 69063.5708
2024 | US/MX | WECC | - | WECC-CAMX | MW | Controllable and Dispatchable Demand Response - Available |  | 809.5502 | 795.1146 | 797.459 | 792.7234 | 792.9878 | 793.2523 | 793.5167 | 793.7811 | 794.0455 | 794.3099 | 794.3099
2024 | US/MX | WECC | - | WECC-CAMX | MW | Net Internal Demand |  | 55557.3835 | 55824.3507 | 56476.5096 | 58498.6031 | 59338.1255 | 60496.0712 | 60272.9881 | 61542.3817 | 65082.4278 | 66456.966 | 68269.2609
2024 | US/MX | WECC | - | WECC-CAMX | MW | Behind the Meter Generation - Capacity |  | 0 | 0 | 0 | 0 | 0 | 0 | 0 | 0 | 0 | 0 | 0
2024 | US/MX | WECC | - | WECC-CAMX | MW | Other Capacity Adjustments - Additions |  | 0 | 0 | 0 | 0 | 0 | 0 | 0 | 0 | 0 | 0 | 0
2024 | US/MX | WECC | - | WECC-CAMX | MW | Other Capacity Adjustments - Reductions |  | 0 | 0 | 0 | 0 | 0 | 0 | 0 | 0 | 0 | 0 | 0
2024 | US/MX | WECC | - | WECC-CAMX | MW | Confirmed Retirements |  | 0 | 1611.25 | 1611.25 | 4470.55 | 4470.55 | 4470.55 | 5120.55 | 7420.55 | 7420.55 | 7420.55 | 7420.55
2024 | US/MX | WECC | - | WECC-CAMX | MW | Unconfirmed Retirements |  | 0 | 0 | 0 | 0 | 0 | 0 | 0 | 0 | 0 | 0 | 0
2024 | US/MX | WECC | - | WECC-CAMX | MW | Scheduled Outages |  | 0 | 0 | 0 | 0 | 0 | 0 | 0 | 0 | 0 | 0 | 0
2024 | US/MX | WECC | - | WECC-CAMX | MW | Transmission Limitations |  | 0 | 0 | 0 | 0 | 0 | 0 | 0 | 0 | 0 | 0 | 0
2024 | US/MX | WECC | - | WECC-CAMX | MW | Existing-Certain |  | 70491.7449 | 70198.328 | 69092.5531 | 67066.5691 | 71420.3575 | 66418.342 | 65784.8318 | 63573.9882 | 68041.2453 | 64215.7467 | 63573.9882
2024 | US/MX | WECC | - | WECC-CAMX | MW | Existing-Other |  | 0 | 0 | 0 | 0 | 0 | 0 | 0 | 0 | 0 | 0 | 0
2024 | US/MX | WECC | - | WECC-CAMX | MW | Additions - Tier 1 |  | 6480.1672 | 9699.694 | 11073.7916 | 11127.7971 | 11546.3233 | 11073.7916 | 11989.8767 | 11989.8767 | 12437.3748 | 12046.9438 | 11989.8767
2024 | US/MX | WECC | - | WECC-CAMX | MW | Additions - Tier 2 |  | 600.0282 | 3348.6889 | 5627.9321 | 5727.0071 | 11482.7487 | 10120.5645 | 17017.3488 | 17017.3488 | 22134.7112 | 23211.9915 | 24649.5462
2024 | US/MX | WECC | - | WECC-CAMX | MW | Additions - Tier 3 |  | 0 | 9.1195 | 19.4549 | 19.0218 | 22.1904 | 19.4549 | 321.3404 | 321.3404 | 325.7168 | 321.9162 | 321.3404
2024 | US/MX | WECC | - | WECC-CAMX | MW | Firm Imports |  | 31 | 1509 | 1828 | 2760 | 1953 | 448 | 357 | 342 | 898 | 317 | 314
2024 | US/MX | WECC | - | WECC-CAMX | MW | Firm Exports |  | 0 | 0 | 0 | 0 | 0 | 0 | 0 | 0 | 0 | 0 | 0
2024 | US/MX | WECC | - | WECC-CAMX | MW | Net Firm Capacity Transfers |  | 31 | 1509 | 1828 | 2760 | 1953 | 448 | 357 | 342 | 898 | 317 | 314
2024 | US/MX | WECC | - | WECC-CAMX | MW | Expected Imports |  | 0 | 0 | 0 | 0 | 0 | 0 | 0 | 0 | 0 | 0 | 0
2024 | US/MX | WECC | - | WECC-CAMX | MW | Expected Exports |  | 0 | 0 | 0 | 0 | 0 | 0 | 0 | 0 | 0 | 0 | 0
2024 | US/MX | WECC | - | WECC-CAMX | MW | Net Expected Transfers |  | 0 | 0 | 0 | 0 | 0 | 0 | 0 | 0 | 0 | 0 | 0
2024 | US/MX | WECC | - | WECC-CAMX | MW | Existing-Certain & Net Firm Transfers |  | 70522.7449 | 71707.328 | 70920.5531 | 69826.5691 | 73373.3575 | 66866.342 | 66141.8318 | 63915.9882 | 68939.2453 | 64532.7467 | 63887.9882
2024 | US/MX | WECC | - | WECC-CAMX | MW | Anticipated Resources |  | 77002.9122 | 81407.022 | 81994.3447 | 80954.3662 | 84919.6809 | 77940.1336 | 78131.7085 | 75905.8649 | 81376.6201 | 76579.6904 | 75877.8649
2024 | US/MX | WECC | - | WECC-CAMX | MW | Prospective Resources |  | 77602.9403 | 84755.7108 | 87622.2768 | 86681.3733 | 96402.4295 | 88060.6981 | 95149.0573 | 92923.2137 | 103511.3313 | 99791.6819 | 100527.4111
2024 | US/MX | WECC | - | WECC-CAMX | MW | Existing-Certain and Net Firm Transfers Excess/Shortfall |  | 5134.8401 | 6156.7049 | 4640.23 | 1759.8701 | 3731.5992 | -3691.8936 | -4010.2373 | -7513.7193 | -6753.2028 | -11853.7296 | -14833.5614
2024 | US/MX | WECC | - | WECC-CAMX | MW | Anticipated Excess/Shortfall |  | 11615.0074 | 15856.3989 | 15714.0216 | 12887.6673 | 15277.9225 | 7381.898 | 7979.6393 | 4476.1574 | 5684.172 | 193.2142 | -2843.6848
2024 | US/MX | WECC | - | WECC-CAMX | MW | Prospective Excess/Shortfall |  | 12215.0356 | 19205.0877 | 21341.9537 | 18614.6743 | 26760.6712 | 17502.4625 | 24996.9881 | 21493.5062 | 27818.8833 | 23405.2057 | 21805.8615
2024 | US/MX | WECC | - | WECC-CAMX | % | Existing-Certain and Net Firm Transfers Reserve Margin |  | 26.94% | 28.45% | 25.58% | 19.36% | 23.65% | 10.53% | 9.737% | 3.857% | 5.926% | -2.895% | -6.418%
2024 | US/MX | WECC | - | WECC-CAMX | % | Anticipated Reserve Margin |  | 38.6% | 45.83% | 45.18% | 38.39% | 43.11% | 28.84% | 29.63% | 23.34% | 25.04% | 15.23% | 11.14%
2024 | US/MX | WECC | - | WECC-CAMX | % | Prospective Reserve Margin |  | 39.68% | 51.83% | 55.15% | 48.18% | 62.46% | 45.56% | 57.86% | 50.99% | 59.05% | 50.16% | 47.25%
2024 | US/MX | WECC | - | WECC-CAMX | % | Reference Margin Level |  | 17.69% | 17.42% | 17.36% | 16.36% | 17.36% | 16.63% | 16.39% | 16.07% | 16.3% | 14.94% | 15.31%
2024 | US | WECC | - | WECC-NW | MW | Energy Efficiency and Conservation |  | 899.1064 | 1274.4084 | 1627.7256 | 2020.4525 | 2417.2705 | 2817.6594 | 3144.7557 | 3765.2332 | 4018.0615 | 4395.308 | 4747.0229
2024 | US | WECC | - | WECC-NW | MW | Total Installed Photovoltaic |  | 3834.9901 | 4346.8096 | 4886.5524 | 5420.0585 | 6020.8957 | 6617.5244 | 7241.6227 | 7879.5939 | 8566.7983 | 9235.3544 | 9875.3458
2024 | US | WECC | - | WECC-NW | MW | Photovoltaic On-Peak |  | 1000.7341 | 1193.1038 | 1390.3992 | 1600.1199 | 1781.2441 | 2001.6342 | 1943.668 | 2411.2298 | 2279.4763 | 2469.2732 | 2565.2844
2024 | US | WECC | - | WECC-NW | MW | Total Internal Demand |  | 66419.7798 | 68274.3946 | 69744.5063 | 71579.6264 | 73625.5742 | 75078.6605 | 75916.9929 | 76736.4505 | 77461.7868 | 78315.688 | 78835.2066
2024 | US | WECC | - | WECC-NW | MW | Controllable and Dispatchable Demand Response - Available |  | 802.5974 | 805.7303 | 808.3404 | 811.4732 | 814.0833 | 806.048 | 808.6581 | 811.7909 | 814.4011 | 817.0112 | 819.6213
2024 | US | WECC | - | WECC-NW | MW | Net Internal Demand |  | 65617.1824 | 67468.6644 | 68936.1659 | 70768.1532 | 72811.4908 | 74272.6125 | 75108.3348 | 75924.6595 | 76647.3857 | 77498.6768 | 78015.5853
2024 | US | WECC | - | WECC-NW | MW | Behind the Meter Generation - Capacity |  | 0 | 0 | 0 | 0 | 0 | 0 | 0 | 0 | 0 | 0 | 0
2024 | US | WECC | - | WECC-NW | MW | Other Capacity Adjustments - Additions |  | 0 | 0 | 0 | 0 | 0 | 0 | 0 | 0 | 0 | 0 | 0
2024 | US | WECC | - | WECC-NW | MW | Other Capacity Adjustments - Reductions |  | 0 | 0 | 0 | 0 | 0 | 0 | 0 | 0 | 0 | 0 | 0
2024 | US | WECC | - | WECC-NW | MW | Confirmed Retirements |  | 294.63 | 1342.837 | 5117.0842 | 5544.9842 | 7509.8742 | 8596.0242 | 9855.4242 | 10418.5352 | 10778.2352 | 11551.8352 | 12317.096
2024 | US | WECC | - | WECC-NW | MW | Unconfirmed Retirements |  | 0 | 0 | 0 | 0 | 0 | 0 | 0 | 0 | 0 | 0 | 0
2024 | US | WECC | - | WECC-NW | MW | Scheduled Outages |  | 0 | 0 | 0 | 0 | 0 | 0 | 0 | 0 | 0 | 0 | 0
2024 | US | WECC | - | WECC-NW | MW | Transmission Limitations |  | 0 | 0 | 0 | 0 | 0 | 0 | 0 | 0 | 0 | 0 | 0
2024 | US | WECC | - | WECC-NW | MW | Existing-Certain |  | 81323.909 | 80981.9453 | 76768.327 | 76518.0748 | 74755.3768 | 73325.7808 | 72057.3154 | 71219.7188 | 70874.4597 | 70440.2244 | 69306.3385
2024 | US | WECC | - | WECC-NW | MW | Existing-Other |  | 0 | 0 | 0 | 0 | 0 | 0 | 0 | 0 | 0 | 0 | 0
2024 | US | WECC | - | WECC-NW | MW | Additions - Tier 1 |  | 3467.1899 | 7000.0164 | 9386.0203 | 9294.5106 | 9488.6421 | 9752.4387 | 9752.4387 | 10140.6781 | 10140.6781 | 9914.8911 | 10140.6781
2024 | US | WECC | - | WECC-NW | MW | Additions - Tier 2 |  | 129.3501 | 788.3187 | 1955.3718 | 2628.2594 | 3594.9897 | 5046.4205 | 6593.2819 | 7257.8357 | 7272.986 | 6934.9036 | 7252.6388
2024 | US | WECC | - | WECC-NW | MW | Additions - Tier 3 |  | 40.7792 | 2944.5864 | 8873.8265 | 14008.2577 | 21247.1011 | 28296.2733 | 33802.0188 | 40238.7612 | 42260.2217 | 41875.6414 | 43809.1996
2024 | US | WECC | - | WECC-NW | MW | Firm Imports |  | 3370 | 5627 | 8796 | 9087 | 9863 | 8462 | 6037 | 2783 | 2423 | 2370 | 2140
2024 | US | WECC | - | WECC-NW | MW | Firm Exports |  | 0 | 0 | 0 | 0 | 0 | 0 | 0 | 0 | 0 | 0 | 0
2024 | US | WECC | - | WECC-NW | MW | Net Firm Capacity Transfers |  | 3370 | 5627 | 8796 | 9087 | 9863 | 8462 | 6037 | 2783 | 2423 | 2370 | 2140
2024 | US | WECC | - | WECC-NW | MW | Expected Imports |  | 0 | 0 | 0 | 0 | 0 | 0 | 0 | 0 | 0 | 0 | 0
2024 | US | WECC | - | WECC-NW | MW | Expected Exports |  | 0 | 0 | 0 | 0 | 0 | 0 | 0 | 0 | 0 | 0 | 0
2024 | US | WECC | - | WECC-NW | MW | Net Expected Transfers |  | 0 | 0 | 0 | 0 | 0 | 0 | 0 | 0 | 0 | 0 | 0
2024 | US | WECC | - | WECC-NW | MW | Existing-Certain & Net Firm Transfers |  | 84693.909 | 86608.9453 | 85564.327 | 85605.0748 | 84618.3768 | 81787.7808 | 78094.3154 | 74002.7188 | 73297.4597 | 72810.2244 | 71446.3385
2024 | US | WECC | - | WECC-NW | MW | Anticipated Resources |  | 88161.0989 | 93608.9617 | 94950.3473 | 94899.5854 | 94107.0189 | 91540.2195 | 87846.7541 | 84143.3969 | 83438.1378 | 82725.1155 | 81587.0165
2024 | US | WECC | - | WECC-NW | MW | Prospective Resources |  | 88290.449 | 94397.2803 | 96905.7191 | 97527.8448 | 97702.0086 | 96586.6401 | 94440.036 | 91401.2326 | 90711.1238 | 89660.0191 | 88839.6553
2024 | US | WECC | - | WECC-NW | MW | Existing-Certain and Net Firm Transfers Excess/Shortfall |  | 8086.4106 | 8164.2568 | 5738.3233 | 3556.8098 | 569.918 | -3385.881 | -7867.2813 | -12759.7495 | -14197.3283 | -15842.4389 | -17341.8074
2024 | US | WECC | - | WECC-NW | MW | Anticipated Excess/Shortfall |  | 11553.6005 | 15164.2732 | 15124.3435 | 12851.3204 | 10058.5601 | 6366.5577 | 1885.1574 | -2619.0714 | -4056.6502 | -5927.5477 | -7201.1293
2024 | US | WECC | - | WECC-NW | MW | Prospective Excess/Shortfall |  | 11682.9506 | 15952.5919 | 17079.7153 | 15479.5798 | 13653.5498 | 11412.9782 | 8478.4393 | 4638.7643 | 3216.3357 | 1007.3558 | 51.5094
2024 | US | WECC | - | WECC-NW | % | Existing-Certain and Net Firm Transfers Reserve Margin |  | 29.07% | 28.37% | 24.12% | 20.97% | 16.22% | 10.12% | 3.976% | -2.531% | -4.371% | -6.05% | -8.42%
2024 | US | WECC | - | WECC-NW | % | Anticipated Reserve Margin |  | 34.36% | 38.74% | 37.74% | 34.1% | 29.25% | 23.25% | 16.96% | 10.82% | 8.86% | 6.744% | 4.578%
2024 | US | WECC | - | WECC-NW | % | Prospective Reserve Margin |  | 34.55% | 39.91% | 40.57% | 37.81% | 34.18% | 30.04% | 25.74% | 20.38% | 18.35% | 15.69% | 13.87%
2024 | US | WECC | - | WECC-NW | % | Reference Margin Level |  | 16.75% | 16.27% | 15.8% | 15.94% | 15.43% | 14.68% | 14.45% | 14.27% | 14.15% | 14.39% | 13.81%
2024 | US | WECC | - | WECC-SW | MW | Energy Efficiency and Conservation |  | 156 | 280 | 408.8509 | 556.5442 | 717.2781 | 867.6307 | 998.7287 | 1137.9472 | 1299.0507 | 1469.3424 | 1584.6736
2024 | US | WECC | - | WECC-SW | MW | Total Installed Photovoltaic |  | 2407.4433 | 2699.7793 | 2846.5793 | 3113.4183 | 3354.828 | 3540.0454 | 3708.7255 | 3887.4171 | 4020.8514 | 4156.7398 | 4306.5883
2024 | US | WECC | - | WECC-SW | MW | Photovoltaic On-Peak |  | 1786.1672 | 1079.0582 | 945.406 | 1864.6406 | 900.4816 | 699.3535 | 1691.5046 | 457.4908 | 449.2989 | 215.2501 | 144.94
2024 | US | WECC | - | WECC-SW | MW | Total Internal Demand |  | 27292.2771 | 28347.4751 | 29184.3843 | 30098.3339 | 30905.3191 | 31683.9195 | 32401.3759 | 33082.4577 | 33675.5388 | 34300.7157 | 34885.7165
2024 | US | WECC | - | WECC-SW | MW | Controllable and Dispatchable Demand Response - Available |  | 422.3442 | 417.2221 | 392.2221 | 396.2221 | 424.2221 | 373.2221 | 389.2221 | 392.2221 | 396.2221 | 424.2221 | 373.2221
2024 | US | WECC | - | WECC-SW | MW | Net Internal Demand |  | 26869.9329 | 27930.253 | 28792.1622 | 29702.1119 | 30481.097 | 31310.6974 | 32012.1539 | 32690.2356 | 33279.3167 | 33876.4936 | 34512.4944
2024 | US | WECC | - | WECC-SW | MW | Behind the Meter Generation - Capacity |  | 0 | 0 | 0 | 0 | 0 | 0 | 0 | 0 | 0 | 0 | 0
2024 | US | WECC | - | WECC-SW | MW | Other Capacity Adjustments - Additions |  | 0 | 0 | 0 | 0 | 0 | 0 | 0 | 0 | 0 | 0 | 0
2024 | US | WECC | - | WECC-SW | MW | Other Capacity Adjustments - Reductions |  | 0 | 0 | 0 | 0 | 0 | 0 | 0 | 0 | 0 | 0 | 0
2024 | US | WECC | - | WECC-SW | MW | Confirmed Retirements |  | 0 | 407 | 597 | 907 | 1643 | 1643 | 1643 | 3222.84 | 3828.84 | 4842.92 | 5022.02
2024 | US | WECC | - | WECC-SW | MW | Unconfirmed Retirements |  | 0 | 0 | 0 | 0 | 0 | 0 | 0 | 0 | 0 | 0 | 0
2024 | US | WECC | - | WECC-SW | MW | Scheduled Outages |  | 0 | 0 | 0 | 0 | 0 | 0 | 0 | 0 | 0 | 0 | 0
2024 | US | WECC | - | WECC-SW | MW | Transmission Limitations |  | 0 | 0 | 0 | 0 | 0 | 0 | 0 | 0 | 0 | 0 | 0
2024 | US | WECC | - | WECC-SW | MW | Existing-Certain |  | 30830.2766 | 30459.4174 | 30227.569 | 29937.4818 | 29246.196 | 29141.5726 | 29141.5726 | 28927.6642 | 27466.8491 | 26322.9069 | 25956.331
2024 | US | WECC | - | WECC-SW | MW | Existing-Other |  | 0 | 0 | 0 | 0 | 0 | 0 | 0 | 0 | 0 | 0 | 0
2024 | US | WECC | - | WECC-SW | MW | Additions - Tier 1 |  | 2889.5576 | 5139.6951 | 5251.4406 | 5655.5721 | 5655.5721 | 5556.5829 | 5556.5829 | 5556.5829 | 5556.5829 | 5655.5721 | 5556.5829
2024 | US | WECC | - | WECC-SW | MW | Additions - Tier 2 |  | 0 | 475.0072 | 1305.3809 | 1899.1697 | 2079.2591 | 2931.6294 | 2931.6294 | 2966.4144 | 2983.807 | 3221.4924 | 2983.807
2024 | US | WECC | - | WECC-SW | MW | Additions - Tier 3 |  | 0 | 40.0985 | 677.4534 | 1147.5064 | 2588.6161 | 3112.7455 | 4438.2973 | 5734.1378 | 7478.8237 | 8960.1282 | 10026.6621
2024 | US | WECC | - | WECC-SW | MW | Firm Imports |  | 1254 | 2651 | 3556 | 3554 | 2966 | 2045 | 928 | 716 | 320 | 322 | 0
2024 | US | WECC | - | WECC-SW | MW | Firm Exports |  | 0 | 0 | 0 | 0 | 0 | 0 | 0 | 0 | 0 | 0 | 0
2024 | US | WECC | - | WECC-SW | MW | Net Firm Capacity Transfers |  | 1254 | 2651 | 3556 | 3554 | 2966 | 2045 | 928 | 716 | 320 | 322 | 0
2024 | US | WECC | - | WECC-SW | MW | Expected Imports |  | 0 | 0 | 0 | 0 | 0 | 0 | 0 | 0 | 0 | 0 | 0
2024 | US | WECC | - | WECC-SW | MW | Expected Exports |  | 0 | 0 | 0 | 0 | 0 | 0 | 0 | 0 | 0 | 0 | 0
2024 | US | WECC | - | WECC-SW | MW | Net Expected Transfers |  | 0 | 0 | 0 | 0 | 0 | 0 | 0 | 0 | 0 | 0 | 0
2024 | US | WECC | - | WECC-SW | MW | Existing-Certain & Net Firm Transfers |  | 32084.2766 | 33110.4174 | 33783.569 | 33491.4818 | 32212.196 | 31186.5726 | 30069.5726 | 29643.6642 | 27786.8491 | 26644.9069 | 25956.331
2024 | US | WECC | - | WECC-SW | MW | Anticipated Resources |  | 34973.8342 | 38250.1125 | 39035.0096 | 39147.0539 | 37867.768 | 36743.1555 | 35626.1555 | 35200.2471 | 33343.432 | 32300.479 | 31512.9139
2024 | US | WECC | - | WECC-SW | MW | Prospective Resources |  | 34973.8342 | 38725.1197 | 40340.3905 | 41046.2236 | 39947.0272 | 39674.7848 | 38557.7848 | 38166.6615 | 36327.239 | 35521.9714 | 34496.7209
2024 | US | WECC | - | WECC-SW | MW | Existing-Certain and Net Firm Transfers Excess/Shortfall |  | 2194.8855 | 2121.5644 | 1888.6211 | 236.1804 | -1837.6508 | -3315.9268 | -5174.1834 | -6299.1201 | -8718.8174 | -10893.4502 | -11815.4884
2024 | US | WECC | - | WECC-SW | MW | Anticipated Excess/Shortfall |  | 5084.4431 | 7261.2595 | 7140.0617 | 5891.7525 | 3817.9212 | 2240.6562 | 382.3996 | -742.5372 | -3162.2345 | -5237.8781 | -6258.9055
2024 | US | WECC | - | WECC-SW | MW | Prospective Excess/Shortfall |  | 5084.4431 | 7736.2667 | 8445.4426 | 7790.9221 | 5897.1804 | 5172.2855 | 3314.0289 | 2223.8773 | -178.4276 | -2016.3857 | -3275.0985
2024 | US | WECC | - | WECC-SW | % | Existing-Certain and Net Firm Transfers Reserve Margin |  | 19.41% | 18.55% | 17.34% | 12.76% | 5.679% | -0.3964% | -6.068% | -9.32% | -16.5% | -21.35% | -24.79%
2024 | US | WECC | - | WECC-SW | % | Anticipated Reserve Margin |  | 30.16% | 36.95% | 35.58% | 31.8% | 24.23% | 17.35% | 11.29% | 7.678% | 0.1927% | -4.652% | -8.691%
2024 | US | WECC | - | WECC-SW | % | Prospective Reserve Margin |  | 30.16% | 38.65% | 40.11% | 38.19% | 31.06% | 26.71% | 20.45% | 16.75% | 9.159% | 4.857% | -0.0457%
2024 | US | WECC | - | WECC-SW | % | Reference Margin Level |  | 11.24% | 10.95% | 10.78% | 11.96% | 11.71% | 10.19% | 10.09% | 9.95% | 9.695% | 10.81% | 9.444%

## Demand & Resources-Winter
Report Year | Country | Region | Subregion | Assessment Area | Code | Description | Actual | Year 0 | Year 1 | Year 2 | Year 3 | Year 4 | Year 5 | Year 6 | Year 7 | Year 8 | Year 9 | Year 10
1990 | CA | MRO | - | - | CWIPP | IPPs | 0 | 0 | 0 | 0 | 0 | 0 | 0 | 0 | 0 | 0 | 0
1990 | CA | MRO | - | - | CWT | Total Capacity | 6678 | 6918 | 7518 | 8097 | 8147 | 8182 | 8232 | 8512 | 8512 | 8512 | 8512
1990 | CA | MRO | - | - | CWTOC | Total Owned Capacity | 6678 | 6918 | 7518 | 8097 | 8147 | 8182 | 8232 | 8512 | 8512 | 8512 | 8512
1990 | CA | MRO | - | - | DCWAJ | Adjustments | 0 | 0 | 0 | 0 | 0 | 0 | 0 | 0 | 0 | 0 | 0
1990 | CA | MRO | - | - | DCWFP | Full-Responsibility Purchases (portion of total purchases) | 0 | 0 | 0 | 0 | 0 | 0 | 0 | 0 | 0 | 0 | 0
1990 | CA | MRO | - | - | DCWFS | Full-Responsibility Sales (portion of total sales) | 0 | 0 | 0 | 0 | 0 | 0 | 0 | 0 | 0 | 0 | 0
1990 | CA | MRO | - | - | DCWIC | Inoperable capacity | 0 | 0 | 0 | 0 | 0 | 0 | 0 | 0 | 0 | 0 | 0
1990 | CA | MRO | - | - | DCWIN | Internal Demand | 0 | 5969 | 6167 | 6353 | 6549 | 6684 | 6814 | 6936 | 7105 | 7233 | 7335
1990 | CA | MRO | - | - | DCWIPP | IPPs | 0 | 0 | 0 | 0 | 0 | 0 | 0 | 0 | 0 | 0 | 0
1990 | CA | MRO | - | - | DCWIT | Interruptible Demand | 0 | 0 | 0 | 0 | 0 | 0 | 0 | 0 | 0 | 0 | 0
1990 | CA | MRO | - | - | DCWLM | Direct Control Load Management | 0 | 0 | 0 | 0 | 0 | 0 | 0 | 0 | 0 | 0 | 0
1990 | CA | MRO | - | - | DCWNC | Net Capacity Resources | 0 | 7377 | 7977 | 8506 | 7756 | 7791 | 8141 | 8621 | 8621 | 8421 | 8421
1990 | CA | MRO | - | - | DCWNI | Projected Net Internal Demand | 0 | 5969 | 6167 | 6353 | 6549 | 6684 | 6814 | 6936 | 7105 | 7233 | 7335
1990 | CA | MRO | - | - | DCWNO | Net Operable Capacity | 0 | 6918 | 7518 | 8097 | 8147 | 8182 | 8232 | 8512 | 8512 | 8512 | 8512
1990 | CA | MRO | - | - | DCWPU | Purchases | 0 | 459 | 459 | 409 | 109 | 109 | 409 | 609 | 609 | 609 | 609
1990 | CA | MRO | - | - | DCWSA | Sales | 0 | 0 | 0 | 0 | 500 | 500 | 500 | 500 | 500 | 700 | 700
1990 | CA | MRO | - | - | DCWST | Standby Demand | 0 | 0 | 0 | 0 | 0 | 0 | 0 | 0 | 0 | 0 | 0
1990 | CA | MRO | - | - | DCWTI | Projected Total Internal Demand | 0 | 5969 | 6167 | 6353 | 6549 | 6684 | 6814 | 6936 | 7105 | 7233 | 7335
1990 | CA | MRO | - | - | DCWTO | Operable Total Internal Capacity | 0 | 6918 | 7518 | 8097 | 8147 | 8182 | 8232 | 8512 | 8512 | 8512 | 8512
1990 | CA | NPCC | - | - | CWIPP | IPPs | 45 | 291 | 510 | 702 | 859 | 935 | 996 | 1059 | 1127 | 1200 | 1264
1990 | CA | NPCC | - | - | CWT | Total Capacity | 59678 | 63049 | 65739 | 68534 | 70085 | 71795 | 73149 | 74735 | 75781 | 77591 | 78616
1990 | CA | NPCC | - | - | CWTOC | Total Owned Capacity | 59633 | 62758 | 65229 | 67832 | 69226 | 70860 | 72153 | 73676 | 74654 | 76391 | 77352
1990 | CA | NPCC | - | - | DCWAJ | Adjustments | 0 | 0 | 0 | 0 | 0 | 0 | 0 | 0 | 0 | 0 | 0
1990 | CA | NPCC | - | - | DCWFP | Full-Responsibility Purchases (portion of total purchases) | 0 | 5371 | 5486 | 5546 | 5506 | 4966 | 4922 | 4816 | 4816 | 4816 | 4816
1990 | CA | NPCC | - | - | DCWFS | Full-Responsibility Sales (portion of total sales) | 0 | 723 | 1133 | 1291 | 1241 | 791 | 1368 | 1907 | 1907 | 1807 | 1751
1990 | CA | NPCC | - | - | DCWIC | Inoperable capacity | 0 | 1708 | 1657 | 1606 | 1606 | 1473 | 1473 | 1473 | 1473 | 1473 | 1473
1990 | CA | NPCC | - | - | DCWIN | Internal Demand | 0 | 58149 | 59676 | 61614 | 62648 | 63804 | 65340 | 66714 | 67788 | 68883 | 70258
1990 | CA | NPCC | - | - | DCWIPP | IPPs | 0 | 291 | 510 | 702 | 859 | 935 | 996 | 1059 | 1127 | 1200 | 1264
1990 | CA | NPCC | - | - | DCWIT | Interruptible Demand | 0 | 1771 | 1935 | 1997 | 2050 | 2103 | 2155 | 2156 | 2158 | 2159 | 2161
1990 | CA | NPCC | - | - | DCWLM | Direct Control Load Management | 0 | 0 | 0 | 0 | 0 | 0 | 0 | 0 | 0 | 0 | 0
1990 | CA | NPCC | - | - | DCWNC | Net Capacity Resources | 0 | 65881 | 68323 | 71183 | 72744 | 74497 | 75230 | 76171 | 77217 | 79327 | 80408
1990 | CA | NPCC | - | - | DCWNI | Projected Net Internal Demand | 0 | 56378 | 57741 | 59617 | 60598 | 61701 | 63185 | 64558 | 65630 | 66724 | 68097
1990 | CA | NPCC | - | - | DCWNO | Net Operable Capacity | 0 | 61050 | 63572 | 66226 | 67620 | 69387 | 70680 | 72203 | 73181 | 74918 | 75879
1990 | CA | NPCC | - | - | DCWPU | Purchases | 0 | 5371 | 5486 | 5546 | 5506 | 4966 | 4922 | 4816 | 4816 | 5016 | 5016
1990 | CA | NPCC | - | - | DCWSA | Sales | 0 | 831 | 1245 | 1291 | 1241 | 791 | 1368 | 1907 | 1907 | 1807 | 1751
1990 | CA | NPCC | - | - | DCWST | Standby Demand | 0 | 0 | 0 | 0 | 0 | 0 | 0 | 0 | 0 | 0 | 0
1990 | CA | NPCC | - | - | DCWTI | Projected Total Internal Demand | 0 | 58149 | 59676 | 61614 | 62648 | 63804 | 65340 | 66714 | 67788 | 68883 | 70258
1990 | CA | NPCC | - | - | DCWTO | Operable Total Internal Capacity | 0 | 62758 | 65229 | 67832 | 69226 | 70860 | 72153 | 73676 | 74654 | 76391 | 77352
1990 | CA | NPCC | Maritimes | Maritimes | CWIPP | IPPs | 5 | 10 | 10 | 10 | 50 | 65 | 65 | 65 | 65 | 65 | 65
1990 | CA | NPCC | Maritimes | Maritimes | CWT | Total Capacity | 5233 | 5238 | 5788 | 5888 | 6514 | 6699 | 6799 | 6799 | 7404 | 7404 | 7569
1990 | CA | NPCC | Maritimes | Maritimes | CWTOC | Total Owned Capacity | 5228 | 5228 | 5778 | 5878 | 6464 | 6634 | 6734 | 6734 | 7339 | 7339 | 7504
1990 | CA | NPCC | Maritimes | Maritimes | DCWAJ | Adjustments | 0 | 0 | 0 | 0 | 0 | 0 | 0 | 0 | 0 | 0 | 0
1990 | CA | NPCC | Maritimes | Maritimes | DCWFP | Full-Responsibility Purchases (portion of total purchases) | 0 | 125 | 250 | 350 | 350 | 0 | 0 | 0 | 0 | 0 | 0
1990 | CA | NPCC | Maritimes | Maritimes | DCWFS | Full-Responsibility Sales (portion of total sales) | 0 | 285 | 570 | 570 | 520 | 420 | 420 | 420 | 420 | 320 | 320
1990 | CA | NPCC | Maritimes | Maritimes | DCWIC | Inoperable capacity | 0 | 0 | 0 | 0 | 0 | 0 | 0 | 0 | 0 | 0 | 0
1990 | CA | NPCC | Maritimes | Maritimes | DCWIN | Internal Demand | 0 | 4519 | 4657 | 4783 | 4923 | 5061 | 5203 | 5349 | 5497 | 5643 | 5791
1990 | CA | NPCC | Maritimes | Maritimes | DCWIPP | IPPs | 0 | 10 | 10 | 10 | 50 | 65 | 65 | 65 | 65 | 65 | 65
1990 | CA | NPCC | Maritimes | Maritimes | DCWIT | Interruptible Demand | 0 | 207 | 208 | 208 | 209 | 212 | 214 | 215 | 217 | 218 | 220
1990 | CA | NPCC | Maritimes | Maritimes | DCWLM | Direct Control Load Management | 0 | 0 | 0 | 0 | 0 | 0 | 0 | 0 | 0 | 0 | 0
1990 | CA | NPCC | Maritimes | Maritimes | DCWNC | Net Capacity Resources | 0 | 5078 | 5468 | 5668 | 6344 | 6279 | 6379 | 6379 | 6984 | 7084 | 7249
1990 | CA | NPCC | Maritimes | Maritimes | DCWNI | Projected Net Internal Demand | 0 | 4312 | 4449 | 4575 | 4714 | 4849 | 4989 | 5134 | 5280 | 5425 | 5571
1990 | CA | NPCC | Maritimes | Maritimes | DCWNO | Net Operable Capacity | 0 | 5228 | 5778 | 5878 | 6464 | 6634 | 6734 | 6734 | 7339 | 7339 | 7504
1990 | CA | NPCC | Maritimes | Maritimes | DCWPU | Purchases | 0 | 125 | 250 | 350 | 350 | 0 | 0 | 0 | 0 | 0 | 0
1990 | CA | NPCC | Maritimes | Maritimes | DCWSA | Sales | 0 | 285 | 570 | 570 | 520 | 420 | 420 | 420 | 420 | 320 | 320
1990 | CA | NPCC | Maritimes | Maritimes | DCWST | Standby Demand | 0 | 0 | 0 | 0 | 0 | 0 | 0 | 0 | 0 | 0 | 0
1990 | CA | NPCC | Maritimes | Maritimes | DCWTI | Projected Total Internal Demand | 0 | 4519 | 4657 | 4783 | 4923 | 5061 | 5203 | 5349 | 5497 | 5643 | 5791
1990 | CA | NPCC | Maritimes | Maritimes | DCWTO | Operable Total Internal Capacity | 0 | 5228 | 5778 | 5878 | 6464 | 6634 | 6734 | 6734 | 7339 | 7339 | 7504
1990 | CA | NPCC | Ontario | Ontario | CWIPP | IPPs | 40 | 211 | 284 | 357 | 419 | 480 | 541 | 604 | 672 | 745 | 809
1990 | CA | NPCC | Ontario | Ontario | CWT | Total Capacity | 30474 | 32404 | 33354 | 34313 | 34385 | 34519 | 34836 | 35079 | 35147 | 35770 | 35834
1990 | CA | NPCC | Ontario | Ontario | CWTOC | Total Owned Capacity | 30434 | 32193 | 33070 | 33956 | 33966 | 34039 | 34295 | 34475 | 34475 | 35025 | 35025
1990 | CA | NPCC | Ontario | Ontario | DCWAJ | Adjustments | 0 | 0 | 0 | 0 | 0 | 0 | 0 | 0 | 0 | 0 | 0
1990 | CA | NPCC | Ontario | Ontario | DCWFP | Full-Responsibility Purchases (portion of total purchases) | 0 | 0 | 0 | 0 | 0 | 0 | 0 | 0 | 0 | 0 | 0
1990 | CA | NPCC | Ontario | Ontario | DCWFS | Full-Responsibility Sales (portion of total sales) | 0 | 0 | 0 | 0 | 0 | 0 | 0 | 0 | 0 | 0 | 0
1990 | CA | NPCC | Ontario | Ontario | DCWIC | Inoperable capacity | 0 | 1708 | 1657 | 1606 | 1606 | 1473 | 1473 | 1473 | 1473 | 1473 | 1473
1990 | CA | NPCC | Ontario | Ontario | DCWIN | Internal Demand | 0 | 24615 | 25336 | 25880 | 26356 | 26855 | 27321 | 27990 | 28378 | 28788 | 29207
1990 | CA | NPCC | Ontario | Ontario | DCWIPP | IPPs | 0 | 211 | 284 | 357 | 419 | 480 | 541 | 604 | 672 | 745 | 809
1990 | CA | NPCC | Ontario | Ontario | DCWIT | Interruptible Demand | 0 | 714 | 727 | 739 | 741 | 741 | 741 | 741 | 741 | 741 | 741
1990 | CA | NPCC | Ontario | Ontario | DCWLM | Direct Control Load Management | 0 | 0 | 0 | 0 | 0 | 0 | 0 | 0 | 0 | 0 | 0
1990 | CA | NPCC | Ontario | Ontario | DCWNC | Net Capacity Resources | 0 | 30588 | 31585 | 32707 | 32779 | 33046 | 33363 | 33606 | 33674 | 34497 | 34561
1990 | CA | NPCC | Ontario | Ontario | DCWNI | Projected Net Internal Demand | 0 | 23901 | 24609 | 25141 | 25615 | 26114 | 26580 | 27249 | 27637 | 28047 | 28466
1990 | CA | NPCC | Ontario | Ontario | DCWNO | Net Operable Capacity | 0 | 30485 | 31413 | 32350 | 32360 | 32566 | 32822 | 33002 | 33002 | 33552 | 33552
1990 | CA | NPCC | Ontario | Ontario | DCWPU | Purchases | 0 | 0 | 0 | 0 | 0 | 0 | 0 | 0 | 0 | 200 | 200
1990 | CA | NPCC | Ontario | Ontario | DCWSA | Sales | 0 | 108 | 112 | 0 | 0 | 0 | 0 | 0 | 0 | 0 | 0
1990 | CA | NPCC | Ontario | Ontario | DCWST | Standby Demand | 0 | 0 | 0 | 0 | 0 | 0 | 0 | 0 | 0 | 0 | 0
1990 | CA | NPCC | Ontario | Ontario | DCWTI | Projected Total Internal Demand | 0 | 24615 | 25336 | 25880 | 26356 | 26855 | 27321 | 27990 | 28378 | 28788 | 29207
1990 | CA | NPCC | Ontario | Ontario | DCWTO | Operable Total Internal Capacity | 0 | 32193 | 33070 | 33956 | 33966 | 34039 | 34295 | 34475 | 34475 | 35025 | 35025
1990 | CA | NPCC | Quebec | Quebec | CWIPP | IPPs | 0 | 70 | 216 | 335 | 390 | 390 | 390 | 390 | 390 | 390 | 390
1990 | CA | NPCC | Quebec | Quebec | CWT | Total Capacity | 23971 | 25407 | 26597 | 28333 | 29186 | 30577 | 31514 | 32857 | 33230 | 34417 | 35213
1990 | CA | NPCC | Quebec | Quebec | CWTOC | Total Owned Capacity | 23971 | 25337 | 26381 | 27998 | 28796 | 30187 | 31124 | 32467 | 32840 | 34027 | 34823
1990 | CA | NPCC | Quebec | Quebec | DCWAJ | Adjustments | 0 | 0 | 0 | 0 | 0 | 0 | 0 | 0 | 0 | 0 | 0
1990 | CA | NPCC | Quebec | Quebec | DCWFP | Full-Responsibility Purchases (portion of total purchases) | 0 | 5246 | 5236 | 5196 | 5156 | 4966 | 4922 | 4816 | 4816 | 4816 | 4816
1990 | CA | NPCC | Quebec | Quebec | DCWFS | Full-Responsibility Sales (portion of total sales) | 0 | 438 | 563 | 721 | 721 | 371 | 948 | 1487 | 1487 | 1487 | 1431
1990 | CA | NPCC | Quebec | Quebec | DCWIC | Inoperable capacity | 0 | 0 | 0 | 0 | 0 | 0 | 0 | 0 | 0 | 0 | 0
1990 | CA | NPCC | Quebec | Quebec | DCWIN | Internal Demand | 0 | 29015 | 29683 | 30951 | 31369 | 31888 | 32816 | 33375 | 33913 | 34452 | 35260
1990 | CA | NPCC | Quebec | Quebec | DCWIPP | IPPs | 0 | 70 | 216 | 335 | 390 | 390 | 390 | 390 | 390 | 390 | 390
1990 | CA | NPCC | Quebec | Quebec | DCWIT | Interruptible Demand | 0 | 850 | 1000 | 1050 | 1100 | 1150 | 1200 | 1200 | 1200 | 1200 | 1200
1990 | CA | NPCC | Quebec | Quebec | DCWLM | Direct Control Load Management | 0 | 0 | 0 | 0 | 0 | 0 | 0 | 0 | 0 | 0 | 0
1990 | CA | NPCC | Quebec | Quebec | DCWNC | Net Capacity Resources | 0 | 30215 | 31270 | 32808 | 33621 | 35172 | 35488 | 36186 | 36559 | 37746 | 38598
1990 | CA | NPCC | Quebec | Quebec | DCWNI | Projected Net Internal Demand | 0 | 28165 | 28683 | 29901 | 30269 | 30738 | 31616 | 32175 | 32713 | 33252 | 34060
1990 | CA | NPCC | Quebec | Quebec | DCWNO | Net Operable Capacity | 0 | 25337 | 26381 | 27998 | 28796 | 30187 | 31124 | 32467 | 32840 | 34027 | 34823
1990 | CA | NPCC | Quebec | Quebec | DCWPU | Purchases | 0 | 5246 | 5236 | 5196 | 5156 | 4966 | 4922 | 4816 | 4816 | 4816 | 4816
1990 | CA | NPCC | Quebec | Quebec | DCWSA | Sales | 0 | 438 | 563 | 721 | 721 | 371 | 948 | 1487 | 1487 | 1487 | 1431
1990 | CA | NPCC | Quebec | Quebec | DCWST | Standby Demand | 0 | 0 | 0 | 0 | 0 | 0 | 0 | 0 | 0 | 0 | 0
1990 | CA | NPCC | Quebec | Quebec | DCWTI | Projected Total Internal Demand | 0 | 29015 | 29683 | 30951 | 31369 | 31888 | 32816 | 33375 | 33913 | 34452 | 35260
1990 | CA | NPCC | Quebec | Quebec | DCWTO | Operable Total Internal Capacity | 0 | 25337 | 26381 | 27998 | 28796 | 30187 | 31124 | 32467 | 32840 | 34027 | 34823
1990 | CA | WECC | - | - | CWIPP | IPPs | 0 | 0 | 130 | 130 | 130 | 130 | 430 | 430 | 430 | 430 | 430
1990 | CA | WECC | - | - | CWT | Total Capacity | 18335 | 18631 | 19303 | 19303 | 19303 | 19303 | 19784 | 19962 | 20162 | 20362 | 20587
1990 | CA | WECC | - | - | CWTOC | Total Owned Capacity | 18335 | 18631 | 19173 | 19173 | 19173 | 19173 | 19354 | 19532 | 19732 | 19932 | 20157
1990 | CA | WECC | - | - | DCWAJ | Adjustments | 0 | 0 | 0 | 0 | 0 | 0 | 0 | 0 | 0 | 0 | 0
1990 | CA | WECC | - | - | DCWFP | Full-Responsibility Purchases (portion of total purchases) | 0 | 0 | 0 | 0 | 0 | 0 | 0 | 0 | 0 | 126 | 768
1990 | CA | WECC | - | - | DCWFS | Full-Responsibility Sales (portion of total sales) | 0 | 126 | 126 | 126 | 126 | 126 | 126 | 126 | 126 | 126 | 126
1990 | CA | WECC | - | - | DCWIC | Inoperable capacity | 0 | 750 | 750 | 750 | 750 | 750 | 750 | 750 | 750 | 750 | 750
1990 | CA | WECC | - | - | DCWIN | Internal Demand | 0 | 14493 | 14988 | 15351 | 15768 | 16142 | 16528 | 16920 | 17274 | 17666 | 18060
1990 | CA | WECC | - | - | DCWIPP | IPPs | 0 | 0 | 130 | 130 | 130 | 130 | 430 | 430 | 430 | 430 | 430
1990 | CA | WECC | - | - | DCWIT | Interruptible Demand | 0 | 87 | 78 | 78 | 78 | 78 | 78 | 78 | 78 | 78 | 78
1990 | CA | WECC | - | - | DCWLM | Direct Control Load Management | 0 | 4 | 8 | 12 | 16 | 21 | 24 | 26 | 27 | 29 | 31
1990 | CA | WECC | - | - | DCWNC | Net Capacity Resources | 0 | 17755 | 18427 | 18427 | 18427 | 18427 | 18908 | 19086 | 19286 | 19612 | 20479
1990 | CA | WECC | - | - | DCWNI | Projected Net Internal Demand | 0 | 14402 | 14902 | 15261 | 15674 | 16043 | 16426 | 16816 | 17169 | 17559 | 17951
1990 | CA | WECC | - | - | DCWNO | Net Operable Capacity | 0 | 17881 | 18423 | 18423 | 18423 | 18423 | 18604 | 18782 | 18982 | 19182 | 19407
1990 | CA | WECC | - | - | DCWPU | Purchases | 0 | 0 | 0 | 0 | 0 | 0 | 0 | 0 | 0 | 126 | 768
1990 | CA | WECC | - | - | DCWSA | Sales | 0 | 126 | 126 | 126 | 126 | 126 | 126 | 126 | 126 | 126 | 126
1990 | CA | WECC | - | - | DCWST | Standby Demand | 0 | 0 | 0 | 0 | 0 | 0 | 0 | 0 | 0 | 0 | 0
1990 | CA | WECC | - | - | DCWTI | Projected Total Internal Demand | 0 | 14493 | 14988 | 15351 | 15768 | 16142 | 16528 | 16920 | 17274 | 17666 | 18060
1990 | CA | WECC | - | - | DCWTO | Operable Total Internal Capacity | 0 | 18631 | 19173 | 19173 | 19173 | 19173 | 19354 | 19532 | 19732 | 19932 | 20157
1990 | MX | WECC | CA-MX | - | CWIPP | IPPs | 0 | 0 | 0 | 0 | 0 | 0 | 0 | 0 | 0 | 0 | 0
1990 | MX | WECC | CA-MX | - | CWT | Total Capacity | 1038 | 1188 | 1338 | 1357 | 1376 | 1545 | 1564 | 1714 | 1714 | 1714 | 1714
1990 | MX | WECC | CA-MX | - | CWTOC | Total Owned Capacity | 1038 | 1188 | 1338 | 1357 | 1376 | 1545 | 1564 | 1714 | 1714 | 1714 | 1714
1990 | MX | WECC | CA-MX | - | DCWAJ | Adjustments | 0 | 0 | 0 | 0 | 0 | 0 | 0 | 0 | 0 | 0 | 0
1990 | MX | WECC | CA-MX | - | DCWFP | Full-Responsibility Purchases (portion of total purchases) | 0 | 0 | 0 | 0 | 0 | 0 | 0 | 0 | 0 | 0 | 0
1990 | MX | WECC | CA-MX | - | DCWFS | Full-Responsibility Sales (portion of total sales) | 0 | 220 | 220 | 220 | 220 | 220 | 220 | 0 | 0 | 0 | 0
1990 | MX | WECC | CA-MX | - | DCWIC | Inoperable capacity | 0 | 0 | 0 | 0 | 0 | 0 | 0 | 0 | 0 | 0 | 0
1990 | MX | WECC | CA-MX | - | DCWIN | Internal Demand | 0 | 607 | 660 | 712 | 768 | 835 | 898 | 956 | 1016 | 1081 | 1146
1990 | MX | WECC | CA-MX | - | DCWIPP | IPPs | 0 | 0 | 0 | 0 | 0 | 0 | 0 | 0 | 0 | 0 | 0
1990 | MX | WECC | CA-MX | - | DCWIT | Interruptible Demand | 0 | 0 | 0 | 0 | 0 | 0 | 0 | 0 | 0 | 0 | 0
1990 | MX | WECC | CA-MX | - | DCWLM | Direct Control Load Management | 0 | 0 | 0 | 0 | 0 | 0 | 0 | 0 | 0 | 0 | 0
1990 | MX | WECC | CA-MX | - | DCWNC | Net Capacity Resources | 0 | 968 | 1118 | 1137 | 1156 | 1325 | 1344 | 1714 | 1714 | 1714 | 1714
1990 | MX | WECC | CA-MX | - | DCWNI | Projected Net Internal Demand | 0 | 607 | 660 | 712 | 768 | 835 | 898 | 956 | 1016 | 1081 | 1146
1990 | MX | WECC | CA-MX | - | DCWNO | Net Operable Capacity | 0 | 1188 | 1338 | 1357 | 1376 | 1545 | 1564 | 1714 | 1714 | 1714 | 1714
1990 | MX | WECC | CA-MX | - | DCWPU | Purchases | 0 | 0 | 0 | 0 | 0 | 0 | 0 | 0 | 0 | 0 | 0
1990 | MX | WECC | CA-MX | - | DCWSA | Sales | 0 | 220 | 220 | 220 | 220 | 220 | 220 | 0 | 0 | 0 | 0
1990 | MX | WECC | CA-MX | - | DCWST | Standby Demand | 0 | 0 | 0 | 0 | 0 | 0 | 0 | 0 | 0 | 0 | 0
1990 | MX | WECC | CA-MX | - | DCWTI | Projected Total Internal Demand | 0 | 607 | 660 | 712 | 768 | 835 | 898 | 956 | 1016 | 1081 | 1146
1990 | MX | WECC | CA-MX | - | DCWTO | Operable Total Internal Capacity | 0 | 1188 | 1338 | 1357 | 1376 | 1545 | 1564 | 1714 | 1714 | 1714 | 1714
1990 | US | ECAR | - | - | CWIPP | IPPs | 263 | 1278 | 1618 | 1929 | 2043 | 2182 | 2489 | 2511 | 2516 | 2524 | 2531
1990 | US | ECAR | - | - | CWT | Total Capacity | 99981 | 101383 | 102963 | 103804 | 104765 | 105479 | 106330 | 107736 | 108576 | 109100 | 109434
1990 | US | ECAR | - | - | CWTOC | Total Owned Capacity | 99718 | 100105 | 101345 | 101875 | 102722 | 103297 | 103841 | 105225 | 106060 | 106576 | 106903
1990 | US | ECAR | - | - | DCWAJ | Adjustments | 0 | 0 | 0 | 0 | 0 | 0 | 0 | 0 | 0 | 0 | 0
1990 | US | ECAR | - | - | DCWFP | Full-Responsibility Purchases (portion of total purchases) | 0 | 0 | 0 | 0 | 0 | 0 | 0 | 0 | 0 | 0 | 0
1990 | US | ECAR | - | - | DCWFS | Full-Responsibility Sales (portion of total sales) | 0 | 1154 | 1154 | 1154 | 850 | 850 | 850 | 850 | 850 | 850 | 450
1990 | US | ECAR | - | - | DCWIC | Inoperable capacity | 0 | 0 | 0 | 0 | 0 | 0 | 0 | 0 | 0 | 0 | 0
1990 | US | ECAR | - | - | DCWIN | Internal Demand | 0 | 74452 | 75839 | 77043 | 78209 | 79361 | 80775 | 82040 | 83328 | 84598 | 85736
1990 | US | ECAR | - | - | DCWIPP | IPPs | 0 | 1278 | 1618 | 1929 | 2043 | 2182 | 2489 | 2511 | 2516 | 2524 | 2531
1990 | US | ECAR | - | - | DCWIT | Interruptible Demand | 0 | 932 | 932 | 932 | 932 | 932 | 932 | 932 | 992 | 992 | 992
1990 | US | ECAR | - | - | DCWLM | Direct Control Load Management | 0 | 28 | 33 | 38 | 43 | 43 | 43 | 43 | 43 | 43 | 43
1990 | US | ECAR | - | - | DCWNC | Net Capacity Resources | 0 | 98946 | 100526 | 101412 | 103083 | 104197 | 105048 | 106508 | 107348 | 107872 | 109106
1990 | US | ECAR | - | - | DCWNI | Projected Net Internal Demand | 0 | 73495 | 74881 | 76081 | 77244 | 78398 | 79813 | 81080 | 82310 | 83582 | 84721
1990 | US | ECAR | - | - | DCWNO | Net Operable Capacity | 0 | 100105 | 101345 | 101875 | 102722 | 103297 | 103841 | 105225 | 106060 | 106576 | 106903
1990 | US | ECAR | - | - | DCWPU | Purchases | 0 | 227 | 227 | 272 | 272 | 372 | 372 | 372 | 372 | 372 | 372
1990 | US | ECAR | - | - | DCWSA | Sales | 0 | 2664 | 2664 | 2664 | 1954 | 1654 | 1654 | 1600 | 1600 | 1600 | 700
1990 | US | ECAR | - | - | DCWST | Standby Demand | 0 | 3 | 7 | 8 | 10 | 12 | 13 | 15 | 17 | 19 | 20
1990 | US | ECAR | - | - | DCWTI | Projected Total Internal Demand | 0 | 74455 | 75846 | 77051 | 78219 | 79373 | 80788 | 82055 | 83345 | 84617 | 85756
1990 | US | ECAR | - | - | DCWTO | Operable Total Internal Capacity | 0 | 100105 | 101345 | 101875 | 102722 | 103297 | 103841 | 105225 | 106060 | 106576 | 106903
1990 | US | TRE | - | ERCOT | CWIPP | IPPs | 2895 | 2672 | 2572 | 2272 | 2047 | 1722 | 1375 | 1375 | 1375 | 1239 | 750
1990 | US | TRE | - | ERCOT | CWT | Total Capacity | 52169 | 53527 | 53391 | 54843 | 54721 | 54653 | 55423 | 57110 | 57549 | 59178 | 60512
1990 | US | TRE | - | ERCOT | CWTOC | Total Owned Capacity | 49274 | 50855 | 50819 | 52571 | 52674 | 52931 | 54048 | 55735 | 56174 | 57939 | 59762
1990 | US | TRE | - | ERCOT | DCWAJ | Adjustments | 0 | 0 | 0 | 0 | 0 | 0 | 0 | 0 | 0 | 0 | 0
1990 | US | TRE | - | ERCOT | DCWFP | Full-Responsibility Purchases (portion of total purchases) | 0 | 0 | 0 | 0 | 0 | 0 | 0 | 0 | 0 | 0 | 0
1990 | US | TRE | - | ERCOT | DCWFS | Full-Responsibility Sales (portion of total sales) | 0 | 0 | 0 | 0 | 0 | 0 | 0 | 0 | 0 | 0 | 0
1990 | US | TRE | - | ERCOT | DCWIC | Inoperable capacity | 0 | 452 | 452 | 284 | 284 | 250 | 108 | 0 | 0 | 0 | 0
1990 | US | TRE | - | ERCOT | DCWIN | Internal Demand | 0 | 34028 | 35597 | 36595 | 37353 | 38206 | 39376 | 40553 | 41733 | 43064 | 44398
1990 | US | TRE | - | ERCOT | DCWIPP | IPPs | 0 | 2672 | 2572 | 2272 | 2047 | 1722 | 1375 | 1375 | 1375 | 1239 | 750
1990 | US | TRE | - | ERCOT | DCWIT | Interruptible Demand | 0 | 1303 | 1464 | 1625 | 1401 | 1341 | 1379 | 1415 | 1455 | 1497 | 1537
1990 | US | TRE | - | ERCOT | DCWLM | Direct Control Load Management | 0 | 19 | 25 | 31 | 37 | 44 | 51 | 58 | 65 | 66 | 68
1990 | US | TRE | - | ERCOT | DCWNC | Net Capacity Resources | 0 | 53075 | 52939 | 54559 | 54459 | 54458 | 55399 | 57137 | 57643 | 59197 | 60518
1990 | US | TRE | - | ERCOT | DCWNI | Projected Net Internal Demand | 0 | 32737 | 34144 | 34979 | 35956 | 36863 | 37989 | 39123 | 40257 | 41546 | 42839
1990 | US | TRE | - | ERCOT | DCWNO | Net Operable Capacity | 0 | 50403 | 50367 | 52287 | 52390 | 52681 | 53940 | 55735 | 56174 | 57939 | 59762
1990 | US | TRE | - | ERCOT | DCWPU | Purchases | 0 | 0 | 0 | 0 | 22 | 55 | 84 | 27 | 94 | 19 | 6
1990 | US | TRE | - | ERCOT | DCWSA | Sales | 0 | 0 | 0 | 0 | 0 | 0 | 0 | 0 | 0 | 0 | 0
1990 | US | TRE | - | ERCOT | DCWST | Standby Demand | 0 | 31 | 36 | 40 | 41 | 42 | 43 | 43 | 44 | 45 | 46
1990 | US | TRE | - | ERCOT | DCWTI | Projected Total Internal Demand | 0 | 34059 | 35633 | 36635 | 37394 | 38248 | 39419 | 40596 | 41777 | 43109 | 44444
1990 | US | TRE | - | ERCOT | DCWTO | Operable Total Internal Capacity | 0 | 50855 | 50819 | 52571 | 52674 | 52931 | 54048 | 55735 | 56174 | 57939 | 59762
1990 | US | FRCC | - | - | CWIPP | IPPs | 809 | 829 | 897 | 1069 | 1443 | 1522 | 1905 | 1973 | 2010 | 2035 | 2035
1990 | US | FRCC | - | - | CWT | Total Capacity | 31925 | 32161 | 32537 | 33068 | 34743 | 35300 | 36233 | 37804 | 38572 | 39888 | 40223
1990 | US | FRCC | - | - | CWTOC | Total Owned Capacity | 31116 | 31332 | 31640 | 31999 | 33300 | 33778 | 34328 | 35831 | 36562 | 37853 | 38188
1990 | US | FRCC | - | - | DCWAJ | Adjustments | 0 | 0 | 0 | 0 | 0 | 0 | 0 | 0 | 0 | 0 | 0
1990 | US | FRCC | - | - | DCWFP | Full-Responsibility Purchases (portion of total purchases) | 0 | 2479 | 2472 | 2070 | 1805 | 1620 | 1515 | 1515 | 1515 | 1515 | 1515
1990 | US | FRCC | - | - | DCWFS | Full-Responsibility Sales (portion of total sales) | 0 | 0 | 0 | 0 | 0 | 0 | 0 | 0 | 0 | 0 | 0
1990 | US | FRCC | - | - | DCWIC | Inoperable capacity | 0 | 0 | 0 | 0 | 0 | 0 | 0 | 0 | 0 | 0 | 0
1990 | US | FRCC | - | - | DCWIN | Internal Demand | 0 | 30872 | 31219 | 32367 | 33519 | 34710 | 35849 | 36952 | 37980 | 39039 | 40084
1990 | US | FRCC | - | - | DCWIPP | IPPs | 0 | 829 | 897 | 1069 | 1443 | 1522 | 1905 | 1973 | 2010 | 2035 | 2035
1990 | US | FRCC | - | - | DCWIT | Interruptible Demand | 0 | 668 | 749 | 851 | 868 | 920 | 923 | 928 | 932 | 936 | 937
1990 | US | FRCC | - | - | DCWLM | Direct Control Load Management | 0 | 993 | 1185 | 1381 | 1569 | 1751 | 1913 | 2078 | 2145 | 2195 | 2245
1990 | US | FRCC | - | - | DCWNC | Net Capacity Resources | 0 | 34640 | 35009 | 35138 | 36548 | 36920 | 37748 | 39319 | 40087 | 41403 | 41738
1990 | US | FRCC | - | - | DCWNI | Projected Net Internal Demand | 0 | 29211 | 29285 | 30135 | 31082 | 32039 | 33013 | 33946 | 34903 | 35908 | 36902
1990 | US | FRCC | - | - | DCWNO | Net Operable Capacity | 0 | 31332 | 31640 | 31999 | 33300 | 33778 | 34328 | 35831 | 36562 | 37853 | 38188
1990 | US | FRCC | - | - | DCWPU | Purchases | 0 | 2479 | 2472 | 2070 | 1805 | 1620 | 1515 | 1515 | 1515 | 1515 | 1515
1990 | US | FRCC | - | - | DCWSA | Sales | 0 | 0 | 0 | 0 | 0 | 0 | 0 | 0 | 0 | 0 | 0
1990 | US | FRCC | - | - | DCWST | Standby Demand | 0 | 0 | 0 | 0 | 0 | 0 | 0 | 0 | 0 | 0 | 0
1990 | US | FRCC | - | - | DCWTI | Projected Total Internal Demand | 0 | 30872 | 31219 | 32367 | 33519 | 34710 | 35849 | 36952 | 37980 | 39039 | 40084
1990 | US | FRCC | - | - | DCWTO | Operable Total Internal Capacity | 0 | 31332 | 31640 | 31999 | 33300 | 33778 | 34328 | 35831 | 36562 | 37853 | 38188
1990 | US | MAAC | - | - | CWIPP | IPPs | 1093 | 1464 | 2337 | 3302 | 3597 | 4584 | 4633 | 4745 | 4745 | 4751 | 4751
1990 | US | MAAC | - | - | CWT | Total Capacity | 52336 | 53844 | 56386 | 57482 | 57718 | 59181 | 60042 | 61002 | 61674 | 62437 | 63416
1990 | US | MAAC | - | - | CWTOC | Total Owned Capacity | 51243 | 52380 | 54049 | 54180 | 54121 | 54597 | 55409 | 56257 | 56929 | 57686 | 58665
1990 | US | MAAC | - | - | DCWAJ | Adjustments | 0 | 0 | 0 | 0 | 0 | 0 | 0 | 0 | 0 | 0 | 0
1990 | US | MAAC | - | - | DCWFP | Full-Responsibility Purchases (portion of total purchases) | 0 | 450 | 450 | 450 | 450 | 450 | 450 | 450 | 450 | 450 | 450
1990 | US | MAAC | - | - | DCWFS | Full-Responsibility Sales (portion of total sales) | 0 | 0 | 0 | 0 | 0 | 0 | 0 | 0 | 0 | 0 | 0
1990 | US | MAAC | - | - | DCWIC | Inoperable capacity | 0 | 0 | 0 | 0 | 0 | 0 | 0 | 0 | 0 | 0 | 0
1990 | US | MAAC | - | - | DCWIN | Internal Demand | 0 | 38626 | 39600 | 40596 | 41531 | 42440 | 43258 | 44110 | 44894 | 45700 | 46439
1990 | US | MAAC | - | - | DCWIPP | IPPs | 0 | 1464 | 2337 | 3302 | 3597 | 4584 | 4633 | 4745 | 4745 | 4751 | 4751
1990 | US | MAAC | - | - | DCWIT | Interruptible Demand | 0 | 791 | 823 | 855 | 889 | 916 | 945 | 958 | 967 | 976 | 987
1990 | US | MAAC | - | - | DCWLM | Direct Control Load Management | 0 | 10 | 10 | 10 | 11 | 12 | 15 | 18 | 22 | 26 | 29
1990 | US | MAAC | - | - | DCWNC | Net Capacity Resources | 0 | 54450 | 56995 | 58095 | 58253 | 59719 | 60580 | 61540 | 62212 | 62975 | 63954
1990 | US | MAAC | - | - | DCWNI | Projected Net Internal Demand | 0 | 37825 | 38767 | 39731 | 40631 | 41512 | 42298 | 43134 | 43905 | 44698 | 45423
1990 | US | MAAC | - | - | DCWNO | Net Operable Capacity | 0 | 52380 | 54049 | 54180 | 54121 | 54597 | 55409 | 56257 | 56929 | 57686 | 58665
1990 | US | MAAC | - | - | DCWPU | Purchases | 0 | 606 | 609 | 613 | 535 | 538 | 538 | 538 | 538 | 538 | 538
1990 | US | MAAC | - | - | DCWSA | Sales | 0 | 0 | 0 | 0 | 0 | 0 | 0 | 0 | 0 | 0 | 0
1990 | US | MAAC | - | - | DCWST | Standby Demand | 0 | 0 | 0 | 0 | 0 | 0 | 0 | 0 | 0 | 0 | 0
1990 | US | MAAC | - | - | DCWTI | Projected Total Internal Demand | 0 | 38626 | 39600 | 40596 | 41531 | 42440 | 43258 | 44110 | 44894 | 45700 | 46439
1990 | US | MAAC | - | - | DCWTO | Operable Total Internal Capacity | 0 | 52380 | 54049 | 54180 | 54121 | 54597 | 55409 | 56257 | 56929 | 57686 | 58665
1990 | US | MAIN | - | - | CWIPP | IPPs | 1 | 4 | 4 | 40 | 40 | 40 | 47 | 50 | 116 | 160 | 187
1990 | US | MAIN | - | - | CWT | Total Capacity | 50334 | 50147 | 50161 | 50287 | 50607 | 51051 | 51376 | 51704 | 52145 | 52445 | 53243
1990 | US | MAIN | - | - | CWTOC | Total Owned Capacity | 50333 | 50143 | 50157 | 50247 | 50567 | 51011 | 51329 | 51654 | 52029 | 52285 | 53056
1990 | US | MAIN | - | - | DCWAJ | Adjustments | 0 | 9 | 0 | 0 | 0 | 0 | 0 | 0 | 0 | 0 | 0
1990 | US | MAIN | - | - | DCWFP | Full-Responsibility Purchases (portion of total purchases) | 0 | 400 | 530 | 435 | 290 | 310 | 265 | 215 | 215 | 280 | 290
1990 | US | MAIN | - | - | DCWFS | Full-Responsibility Sales (portion of total sales) | 0 | 876 | 881 | 881 | 897 | 612 | 592 | 524 | 524 | 524 | 525
1990 | US | MAIN | - | - | DCWIC | Inoperable capacity | 0 | 380 | 380 | 380 | 107 | 107 | 30 | 30 | 30 | 30 | 30
1990 | US | MAIN | - | - | DCWIN | Internal Demand | 0 | 32117 | 32733 | 33250 | 33875 | 34512 | 35126 | 35754 | 36421 | 37124 | 37761
1990 | US | MAIN | - | - | DCWIPP | IPPs | 0 | 4 | 4 | 40 | 40 | 40 | 47 | 50 | 116 | 160 | 187
1990 | US | MAIN | - | - | DCWIT | Interruptible Demand | 0 | 744 | 744 | 746 | 824 | 817 | 806 | 859 | 914 | 902 | 894
1990 | US | MAIN | - | - | DCWLM | Direct Control Load Management | 0 | 49 | 65 | 83 | 107 | 113 | 123 | 134 | 149 | 163 | 174
1990 | US | MAIN | - | - | DCWNC | Net Capacity Resources | 0 | 49300 | 49430 | 49461 | 49893 | 50642 | 51019 | 51365 | 51806 | 52171 | 52978
1990 | US | MAIN | - | - | DCWNI | Projected Net Internal Demand | 0 | 31324 | 31924 | 32421 | 32944 | 33582 | 34197 | 34761 | 35358 | 36059 | 36693
1990 | US | MAIN | - | - | DCWNO | Net Operable Capacity | 0 | 49763 | 49777 | 49867 | 50460 | 50904 | 51299 | 51624 | 51999 | 52255 | 53026
1990 | US | MAIN | - | - | DCWPU | Purchases | 0 | 400 | 530 | 435 | 290 | 310 | 265 | 215 | 215 | 280 | 290
1990 | US | MAIN | - | - | DCWSA | Sales | 0 | 876 | 881 | 881 | 897 | 612 | 592 | 524 | 524 | 524 | 525
1990 | US | MAIN | - | - | DCWST | Standby Demand | 0 | 0 | 0 | 0 | 0 | 0 | 0 | 0 | 0 | 0 | 0
1990 | US | MAIN | - | - | DCWTI | Projected Total Internal Demand | 0 | 32117 | 32733 | 33250 | 33875 | 34512 | 35126 | 35754 | 36421 | 37124 | 37761
1990 | US | MAIN | - | - | DCWTO | Operable Total Internal Capacity | 0 | 50143 | 50157 | 50247 | 50567 | 51011 | 51329 | 51654 | 52029 | 52285 | 53056
1990 | US | MRO | - | - | CWIPP | IPPs | 346 | 435 | 435 | 435 | 435 | 435 | 435 | 435 | 435 | 435 | 435
1990 | US | MRO | - | - | CWT | Total Capacity | 31680 | 31992 | 32125 | 32108 | 32248 | 32408 | 32514 | 32608 | 32758 | 33307 | 33401
1990 | US | MRO | - | - | CWTOC | Total Owned Capacity | 31334 | 31557 | 31690 | 31673 | 31813 | 31973 | 32079 | 32173 | 32323 | 32872 | 32966
1990 | US | MRO | - | - | DCWAJ | Adjustments | 0 | 0 | 0 | 0 | 0 | 0 | 0 | 0 | 0 | 0 | 0
1990 | US | MRO | - | - | DCWFP | Full-Responsibility Purchases (portion of total purchases) | 0 | 296 | 298 | 357 | 848 | 834 | 819 | 809 | 809 | 809 | 809
1990 | US | MRO | - | - | DCWFS | Full-Responsibility Sales (portion of total sales) | 0 | 1121 | 1182 | 1199 | 761 | 788 | 973 | 1026 | 1027 | 1013 | 1005
1990 | US | MRO | - | - | DCWIC | Inoperable capacity | 0 | 0 | 0 | 0 | 0 | 0 | 0 | 0 | 0 | 0 | 0
1990 | US | MRO | - | - | DCWIN | Internal Demand | 0 | 21082 | 21506 | 21886 | 22201 | 22540 | 22890 | 23291 | 23702 | 24101 | 24563
1990 | US | MRO | - | - | DCWIPP | IPPs | 0 | 435 | 435 | 435 | 435 | 435 | 435 | 435 | 435 | 435 | 435
1990 | US | MRO | - | - | DCWIT | Interruptible Demand | 0 | 68 | 73 | 80 | 90 | 108 | 127 | 142 | 156 | 171 | 184
1990 | US | MRO | - | - | DCWLM | Direct Control Load Management | 0 | 129 | 130 | 142 | 151 | 162 | 173 | 184 | 195 | 206 | 217
1990 | US | MRO | - | - | DCWNC | Net Capacity Resources | 0 | 31167 | 31241 | 31266 | 32335 | 32454 | 32360 | 32391 | 32540 | 33103 | 33205
1990 | US | MRO | - | - | DCWNI | Projected Net Internal Demand | 0 | 20890 | 21308 | 21670 | 21966 | 22277 | 22598 | 22973 | 23360 | 23733 | 24172
1990 | US | MRO | - | - | DCWNO | Net Operable Capacity | 0 | 31557 | 31690 | 31673 | 31813 | 31973 | 32079 | 32173 | 32323 | 32872 | 32966
1990 | US | MRO | - | - | DCWPU | Purchases | 0 | 296 | 298 | 357 | 848 | 834 | 819 | 809 | 809 | 809 | 809
1990 | US | MRO | - | - | DCWSA | Sales | 0 | 1121 | 1182 | 1199 | 761 | 788 | 973 | 1026 | 1027 | 1013 | 1005
1990 | US | MRO | - | - | DCWST | Standby Demand | 0 | 5 | 5 | 6 | 6 | 7 | 8 | 8 | 9 | 9 | 10
1990 | US | MRO | - | - | DCWTI | Projected Total Internal Demand | 0 | 21087 | 21511 | 21892 | 22207 | 22547 | 22898 | 23299 | 23711 | 24110 | 24573
1990 | US | MRO | - | - | DCWTO | Operable Total Internal Capacity | 0 | 31557 | 31690 | 31673 | 31813 | 31973 | 32079 | 32173 | 32323 | 32872 | 32966
1990 | US | NPCC | - | - | CWIPP | IPPs | 2001 | 2687 | 4485 | 5758 | 6749 | 7629 | 7821 | 7821 | 7773 | 7773 | 7728
1990 | US | NPCC | - | - | CWT | Total Capacity | 56992 | 60009 | 61835 | 63028 | 63818 | 64739 | 65244 | 65746 | 66431 | 66974 | 67601
1990 | US | NPCC | - | - | CWTOC | Total Owned Capacity | 54991 | 57322 | 57350 | 57270 | 57069 | 57110 | 57423 | 57925 | 58658 | 59201 | 59873
1990 | US | NPCC | - | - | DCWAJ | Adjustments | 0 | 0 | 0 | 0 | 0 | 0 | 0 | 0 | 0 | 0 | 0
1990 | US | NPCC | - | - | DCWFP | Full-Responsibility Purchases (portion of total purchases) | 0 | 1642 | 791 | 675 | 619 | 329 | 329 | 343 | 343 | 343 | 363
1990 | US | NPCC | - | - | DCWFS | Full-Responsibility Sales (portion of total sales) | 0 | 414 | 414 | 414 | 414 | 414 | 414 | 447 | 447 | 447 | 447
1990 | US | NPCC | - | - | DCWIC | Inoperable capacity | 0 | 255 | 255 | 255 | 358 | 358 | 358 | 358 | 358 | 358 | 358
1990 | US | NPCC | - | - | DCWIN | Internal Demand | 0 | 45070 | 45774 | 46739 | 47595 | 48487 | 49356 | 50144 | 50970 | 51940 | 52950
1990 | US | NPCC | - | - | DCWIPP | IPPs | 0 | 2687 | 4485 | 5758 | 6749 | 7629 | 7821 | 7821 | 7773 | 7773 | 7728
1990 | US | NPCC | - | - | DCWIT | Interruptible Demand | 0 | 414 | 491 | 565 | 572 | 588 | 610 | 617 | 626 | 641 | 650
1990 | US | NPCC | - | - | DCWLM | Direct Control Load Management | 0 | 339 | 497 | 635 | 752 | 874 | 979 | 1098 | 1207 | 1294 | 1339
1990 | US | NPCC | - | - | DCWNC | Net Capacity Resources | 0 | 60343 | 61861 | 62999 | 63521 | 64371 | 65376 | 66392 | 67094 | 67637 | 68284
1990 | US | NPCC | - | - | DCWNI | Projected Net Internal Demand | 0 | 44317 | 44786 | 45539 | 46271 | 47025 | 47767 | 48429 | 49137 | 50005 | 50961
1990 | US | NPCC | - | - | DCWNO | Net Operable Capacity | 0 | 57067 | 57095 | 57015 | 56711 | 56752 | 57065 | 57567 | 58300 | 58843 | 59515
1990 | US | NPCC | - | - | DCWPU | Purchases | 0 | 1643 | 1315 | 1310 | 1145 | 854 | 1354 | 1868 | 1868 | 1868 | 1888
1990 | US | NPCC | - | - | DCWSA | Sales | 0 | 1054 | 1034 | 1084 | 1084 | 864 | 864 | 864 | 847 | 847 | 847
1990 | US | NPCC | - | - | DCWST | Standby Demand | 0 | 0 | 0 | 0 | 0 | 0 | 0 | 0 | 0 | 0 | 0
1990 | US | NPCC | - | - | DCWTI | Projected Total Internal Demand | 0 | 45070 | 45774 | 46739 | 47595 | 48487 | 49356 | 50144 | 50970 | 51940 | 52950
1990 | US | NPCC | - | - | DCWTO | Operable Total Internal Capacity | 0 | 57322 | 57350 | 57270 | 57069 | 57110 | 57423 | 57925 | 58658 | 59201 | 59873
1990 | US | NPCC | New England | New England | CWIPP | IPPs | 1315 | 1777 | 2280 | 2417 | 2417 | 2416 | 2416 | 2416 | 2368 | 2368 | 2323
1990 | US | NPCC | New England | New England | CWT | Total Capacity | 23851 | 25997 | 26532 | 26536 | 26321 | 26320 | 26633 | 27135 | 27490 | 28033 | 28660
1990 | US | NPCC | New England | New England | CWTOC | Total Owned Capacity | 22536 | 24220 | 24252 | 24119 | 23904 | 23904 | 24217 | 24719 | 25122 | 25665 | 26337
1990 | US | NPCC | New England | New England | DCWAJ | Adjustments | 0 | 0 | 0 | 0 | 0 | 0 | 0 | 0 | 0 | 0 | 0
1990 | US | NPCC | New England | New England | DCWFP | Full-Responsibility Purchases (portion of total purchases) | 0 | 1642 | 791 | 675 | 619 | 329 | 329 | 343 | 343 | 343 | 363
1990 | US | NPCC | New England | New England | DCWFS | Full-Responsibility Sales (portion of total sales) | 0 | 118 | 118 | 118 | 118 | 118 | 118 | 118 | 118 | 118 | 118
1990 | US | NPCC | New England | New England | DCWIC | Inoperable capacity | 0 | 255 | 255 | 255 | 358 | 358 | 358 | 358 | 358 | 358 | 358
1990 | US | NPCC | New England | New England | DCWIN | Internal Demand | 0 | 20870 | 21064 | 21529 | 22015 | 22517 | 22946 | 23324 | 23730 | 24270 | 24840
1990 | US | NPCC | New England | New England | DCWIPP | IPPs | 0 | 1777 | 2280 | 2417 | 2417 | 2416 | 2416 | 2416 | 2368 | 2368 | 2323
1990 | US | NPCC | New England | New England | DCWIT | Interruptible Demand | 0 | 175 | 189 | 201 | 208 | 224 | 246 | 253 | 262 | 277 | 286
1990 | US | NPCC | New England | New England | DCWLM | Direct Control Load Management | 0 | 303 | 384 | 444 | 481 | 523 | 548 | 577 | 606 | 633 | 648
1990 | US | NPCC | New England | New England | DCWNC | Net Capacity Resources | 0 | 27267 | 27474 | 27473 | 26990 | 26698 | 27011 | 27527 | 27882 | 28425 | 29072
1990 | US | NPCC | New England | New England | DCWNI | Projected Net Internal Demand | 0 | 20392 | 20491 | 20884 | 21326 | 21770 | 22152 | 22494 | 22862 | 23360 | 23906
1990 | US | NPCC | New England | New England | DCWNO | Net Operable Capacity | 0 | 23965 | 23997 | 23864 | 23546 | 23546 | 23859 | 24361 | 24764 | 25307 | 25979
1990 | US | NPCC | New England | New England | DCWPU | Purchases | 0 | 1643 | 1315 | 1310 | 1145 | 854 | 854 | 868 | 868 | 868 | 888
1990 | US | NPCC | New England | New England | DCWSA | Sales | 0 | 118 | 118 | 118 | 118 | 118 | 118 | 118 | 118 | 118 | 118
1990 | US | NPCC | New England | New England | DCWST | Standby Demand | 0 | 0 | 0 | 0 | 0 | 0 | 0 | 0 | 0 | 0 | 0
1990 | US | NPCC | New England | New England | DCWTI | Projected Total Internal Demand | 0 | 20870 | 21064 | 21529 | 22015 | 22517 | 22946 | 23324 | 23730 | 24270 | 24840
1990 | US | NPCC | New England | New England | DCWTO | Operable Total Internal Capacity | 0 | 24220 | 24252 | 24119 | 23904 | 23904 | 24217 | 24719 | 25122 | 25665 | 26337
1990 | US | NPCC | New York | New York | CWIPP | IPPs | 686 | 910 | 2205 | 3341 | 4332 | 5213 | 5405 | 5405 | 5405 | 5405 | 5405
1990 | US | NPCC | New York | New York | CWT | Total Capacity | 33141 | 34012 | 35303 | 36492 | 37497 | 38419 | 38611 | 38611 | 38941 | 38941 | 38941
1990 | US | NPCC | New York | New York | CWTOC | Total Owned Capacity | 32455 | 33102 | 33098 | 33151 | 33165 | 33206 | 33206 | 33206 | 33536 | 33536 | 33536
1990 | US | NPCC | New York | New York | DCWAJ | Adjustments | 0 | 0 | 0 | 0 | 0 | 0 | 0 | 0 | 0 | 0 | 0
1990 | US | NPCC | New York | New York | DCWFP | Full-Responsibility Purchases (portion of total purchases) | 0 | 0 | 0 | 0 | 0 | 0 | 0 | 0 | 0 | 0 | 0
1990 | US | NPCC | New York | New York | DCWFS | Full-Responsibility Sales (portion of total sales) | 0 | 296 | 296 | 296 | 296 | 296 | 296 | 329 | 329 | 329 | 329
1990 | US | NPCC | New York | New York | DCWIC | Inoperable capacity | 0 | 0 | 0 | 0 | 0 | 0 | 0 | 0 | 0 | 0 | 0
1990 | US | NPCC | New York | New York | DCWIN | Internal Demand | 0 | 24200 | 24710 | 25210 | 25580 | 25970 | 26410 | 26820 | 27240 | 27670 | 28110
1990 | US | NPCC | New York | New York | DCWIPP | IPPs | 0 | 910 | 2205 | 3341 | 4332 | 5213 | 5405 | 5405 | 5405 | 5405 | 5405
1990 | US | NPCC | New York | New York | DCWIT | Interruptible Demand | 0 | 239 | 302 | 364 | 364 | 364 | 364 | 364 | 364 | 364 | 364
1990 | US | NPCC | New York | New York | DCWLM | Direct Control Load Management | 0 | 36 | 113 | 191 | 271 | 351 | 431 | 521 | 601 | 661 | 691
1990 | US | NPCC | New York | New York | DCWNC | Net Capacity Resources | 0 | 33076 | 34387 | 35526 | 36531 | 37673 | 38365 | 38865 | 39212 | 39212 | 39212
1990 | US | NPCC | New York | New York | DCWNI | Projected Net Internal Demand | 0 | 23925 | 24295 | 24655 | 24945 | 25255 | 25615 | 25935 | 26275 | 26645 | 27055
1990 | US | NPCC | New York | New York | DCWNO | Net Operable Capacity | 0 | 33102 | 33098 | 33151 | 33165 | 33206 | 33206 | 33206 | 33536 | 33536 | 33536
1990 | US | NPCC | New York | New York | DCWPU | Purchases | 0 | 0 | 0 | 0 | 0 | 0 | 500 | 1000 | 1000 | 1000 | 1000
1990 | US | NPCC | New York | New York | DCWSA | Sales | 0 | 936 | 916 | 966 | 966 | 746 | 746 | 746 | 729 | 729 | 729
1990 | US | NPCC | New York | New York | DCWST | Standby Demand | 0 | 0 | 0 | 0 | 0 | 0 | 0 | 0 | 0 | 0 | 0
1990 | US | NPCC | New York | New York | DCWTI | Projected Total Internal Demand | 0 | 24200 | 24710 | 25210 | 25580 | 25970 | 26410 | 26820 | 27240 | 27670 | 28110
1990 | US | NPCC | New York | New York | DCWTO | Operable Total Internal Capacity | 0 | 33102 | 33098 | 33151 | 33165 | 33206 | 33206 | 33206 | 33536 | 33536 | 33536
1990 | US | SERC | - | - | CWIPP | IPPs | 1239 | 2251 | 2911 | 3838 | 4186 | 4241 | 4296 | 4296 | 4290 | 4290 | 4290
1990 | US | SERC | - | - | CWT | Total Capacity | 113984 | 116064 | 119215 | 121751 | 123554 | 126734 | 129645 | 133156 | 136719 | 138996 | 140939
1990 | US | SERC | - | - | CWTOC | Total Owned Capacity | 112745 | 113813 | 116304 | 117913 | 119368 | 122493 | 125349 | 128860 | 132429 | 134706 | 136649
1990 | US | SERC | - | - | DCWAJ | Adjustments | 0 | 0 | 0 | 0 | 0 | 0 | 0 | 0 | 0 | 0 | 0
1990 | US | SERC | - | - | DCWFP | Full-Responsibility Purchases (portion of total purchases) | 0 | 0 | 0 | 0 | 0 | 0 | 0 | 0 | 0 | 0 | 0
1990 | US | SERC | - | - | DCWFS | Full-Responsibility Sales (portion of total sales) | 0 | 2479 | 2472 | 2070 | 1805 | 1620 | 1515 | 1515 | 1515 | 1515 | 1515
1990 | US | SERC | - | - | DCWIC | Inoperable capacity | 0 | 2130 | 2130 | 1065 | 1065 | 0 | 0 | 0 | 0 | 0 | 0
1990 | US | SERC | - | - | DCWIN | Internal Demand | 0 | 86938 | 90311 | 92867 | 95391 | 97896 | 100376 | 102871 | 105259 | 107696 | 110112
1990 | US | SERC | - | - | DCWIPP | IPPs | 0 | 2251 | 2911 | 3838 | 4186 | 4241 | 4296 | 4296 | 4290 | 4290 | 4290
1990 | US | SERC | - | - | DCWIT | Interruptible Demand | 0 | 1364 | 1394 | 1402 | 1471 | 1485 | 1530 | 1562 | 1619 | 1678 | 1738
1990 | US | SERC | - | - | DCWLM | Direct Control Load Management | 0 | 573 | 662 | 723 | 751 | 754 | 757 | 776 | 808 | 833 | 861
1990 | US | SERC | - | - | DCWNC | Net Capacity Resources | 0 | 112578 | 115771 | 120254 | 122101 | 126256 | 129172 | 132703 | 136201 | 138223 | 139291
1990 | US | SERC | - | - | DCWNI | Projected Net Internal Demand | 0 | 85001 | 88255 | 90742 | 93169 | 95657 | 98089 | 100533 | 102832 | 105185 | 107513
1990 | US | SERC | - | - | DCWNO | Net Operable Capacity | 0 | 111683 | 114174 | 116848 | 118303 | 122493 | 125349 | 128860 | 132429 | 134706 | 136649
1990 | US | SERC | - | - | DCWPU | Purchases | 0 | 2026 | 2061 | 2091 | 1885 | 1620 | 1545 | 1565 | 1510 | 1255 | 380
1990 | US | SERC | - | - | DCWSA | Sales | 0 | 3382 | 3375 | 2523 | 2273 | 2098 | 2018 | 2018 | 2028 | 2028 | 2028
1990 | US | SERC | - | - | DCWST | Standby Demand | 0 | 0 | 0 | 0 | 0 | 0 | 0 | 0 | 0 | 0 | 0
1990 | US | SERC | - | - | DCWTI | Projected Total Internal Demand | 0 | 86938 | 90311 | 92867 | 95391 | 97896 | 100376 | 102871 | 105259 | 107696 | 110112
1990 | US | SERC | - | - | DCWTO | Operable Total Internal Capacity | 0 | 113813 | 116304 | 117913 | 119368 | 122493 | 125349 | 128860 | 132429 | 134706 | 136649
1990 | US | SERC | Central | - | CWIPP | IPPs | 0 | 0 | 0 | 0 | 0 | 0 | 0 | 0 | 0 | 0 | 0
1990 | US | SERC | Central | - | CWT | Total Capacity | 29848 | 29848 | 31018 | 31368 | 31718 | 32888 | 32888 | 33388 | 34600 | 34900 | 36112
1990 | US | SERC | Central | - | CWTOC | Total Owned Capacity | 29848 | 29848 | 31018 | 31368 | 31718 | 32888 | 32888 | 33388 | 34600 | 34900 | 36112
1990 | US | SERC | Central | - | DCWAJ | Adjustments | 0 | 0 | 0 | 0 | 0 | 0 | 0 | 0 | 0 | 0 | 0
1990 | US | SERC | Central | - | DCWFP | Full-Responsibility Purchases (portion of total purchases) | 0 | 0 | 0 | 0 | 0 | 0 | 0 | 0 | 0 | 0 | 0
1990 | US | SERC | Central | - | DCWFS | Full-Responsibility Sales (portion of total sales) | 0 | 0 | 0 | 0 | 0 | 0 | 0 | 0 | 0 | 0 | 0
1990 | US | SERC | Central | - | DCWIC | Inoperable capacity | 0 | 2130 | 2130 | 1065 | 1065 | 0 | 0 | 0 | 0 | 0 | 0
1990 | US | SERC | Central | - | DCWIN | Internal Demand | 0 | 21633 | 22404 | 23181 | 23992 | 24815 | 25411 | 26006 | 26598 | 27201 | 27793
1990 | US | SERC | Central | - | DCWIPP | IPPs | 0 | 0 | 0 | 0 | 0 | 0 | 0 | 0 | 0 | 0 | 0
1990 | US | SERC | Central | - | DCWIT | Interruptible Demand | 0 | 625 | 636 | 626 | 628 | 638 | 653 | 656 | 661 | 665 | 669
1990 | US | SERC | Central | - | DCWLM | Direct Control Load Management | 0 | 0 | 0 | 0 | 0 | 0 | 0 | 0 | 0 | 0 | 0
1990 | US | SERC | Central | - | DCWNC | Net Capacity Resources | 0 | 27305 | 28475 | 29890 | 30240 | 32475 | 32475 | 32975 | 34187 | 34487 | 35699
1990 | US | SERC | Central | - | DCWNI | Projected Net Internal Demand | 0 | 21008 | 21768 | 22555 | 23364 | 24177 | 24758 | 25350 | 25937 | 26536 | 27124
1990 | US | SERC | Central | - | DCWNO | Net Operable Capacity | 0 | 27718 | 28888 | 30303 | 30653 | 32888 | 32888 | 33388 | 34600 | 34900 | 36112
1990 | US | SERC | Central | - | DCWPU | Purchases | 0 | 0 | 0 | 0 | 0 | 0 | 0 | 0 | 0 | 0 | 0
1990 | US | SERC | Central | - | DCWSA | Sales | 0 | 413 | 413 | 413 | 413 | 413 | 413 | 413 | 413 | 413 | 413
1990 | US | SERC | Central | - | DCWST | Standby Demand | 0 | 0 | 0 | 0 | 0 | 0 | 0 | 0 | 0 | 0 | 0
1990 | US | SERC | Central | - | DCWTI | Projected Total Internal Demand | 0 | 21633 | 22404 | 23181 | 23992 | 24815 | 25411 | 26006 | 26598 | 27201 | 27793
1990 | US | SERC | Central | - | DCWTO | Operable Total Internal Capacity | 0 | 29848 | 31018 | 31368 | 31718 | 32888 | 32888 | 33388 | 34600 | 34900 | 36112
1990 | US | SERC | Southeastern | - | CWIPP | IPPs | 445 | 445 | 445 | 445 | 445 | 445 | 445 | 445 | 445 | 445 | 445
1990 | US | SERC | Southeastern | - | CWT | Total Capacity | 37506 | 37727 | 38579 | 38579 | 38759 | 39762 | 40879 | 42089 | 43452 | 44449 | 44930
1990 | US | SERC | Southeastern | - | CWTOC | Total Owned Capacity | 37061 | 37282 | 38134 | 38134 | 38314 | 39317 | 40434 | 41644 | 43007 | 44004 | 44485
1990 | US | SERC | Southeastern | - | DCWAJ | Adjustments | 0 | 0 | 0 | 0 | 0 | 0 | 0 | 0 | 0 | 0 | 0
1990 | US | SERC | Southeastern | - | DCWFP | Full-Responsibility Purchases (portion of total purchases) | 0 | 0 | 0 | 0 | 0 | 0 | 0 | 0 | 0 | 0 | 0
1990 | US | SERC | Southeastern | - | DCWFS | Full-Responsibility Sales (portion of total sales) | 0 | 2479 | 2472 | 2070 | 1805 | 1620 | 1515 | 1515 | 1515 | 1515 | 1515
1990 | US | SERC | Southeastern | - | DCWIC | Inoperable capacity | 0 | 0 | 0 | 0 | 0 | 0 | 0 | 0 | 0 | 0 | 0
1990 | US | SERC | Southeastern | - | DCWIN | Internal Demand | 0 | 24654 | 25451 | 26135 | 26837 | 27544 | 28249 | 29037 | 29821 | 30485 | 31206
1990 | US | SERC | Southeastern | - | DCWIPP | IPPs | 0 | 445 | 445 | 445 | 445 | 445 | 445 | 445 | 445 | 445 | 445
1990 | US | SERC | Southeastern | - | DCWIT | Interruptible Demand | 0 | 479 | 492 | 504 | 566 | 566 | 591 | 616 | 663 | 714 | 765
1990 | US | SERC | Southeastern | - | DCWLM | Direct Control Load Management | 0 | 0 | 0 | 0 | 0 | 0 | 0 | 0 | 0 | 0 | 0
1990 | US | SERC | Southeastern | - | DCWNC | Net Capacity Resources | 0 | 35335 | 36229 | 37111 | 37335 | 38448 | 39670 | 40900 | 42198 | 42940 | 43446
1990 | US | SERC | Southeastern | - | DCWNI | Projected Net Internal Demand | 0 | 24175 | 24959 | 25631 | 26271 | 26978 | 27658 | 28421 | 29158 | 29771 | 30441
1990 | US | SERC | Southeastern | - | DCWNO | Net Operable Capacity | 0 | 37282 | 38134 | 38134 | 38314 | 39317 | 40434 | 41644 | 43007 | 44004 | 44485
1990 | US | SERC | Southeastern | - | DCWPU | Purchases | 0 | 562 | 597 | 627 | 421 | 356 | 381 | 401 | 346 | 91 | 116
1990 | US | SERC | Southeastern | - | DCWSA | Sales | 0 | 2954 | 2947 | 2095 | 1845 | 1670 | 1590 | 1590 | 1600 | 1600 | 1600
1990 | US | SERC | Southeastern | - | DCWST | Standby Demand | 0 | 0 | 0 | 0 | 0 | 0 | 0 | 0 | 0 | 0 | 0
1990 | US | SERC | Southeastern | - | DCWTI | Projected Total Internal Demand | 0 | 24654 | 25451 | 26135 | 26837 | 27544 | 28249 | 29037 | 29821 | 30485 | 31206
1990 | US | SERC | Southeastern | - | DCWTO | Operable Total Internal Capacity | 0 | 37282 | 38134 | 38134 | 38314 | 39317 | 40434 | 41644 | 43007 | 44004 | 44485
1990 | US | SERC | VACAR | - | CWIPP | IPPs | 794 | 1806 | 2466 | 3393 | 3741 | 3796 | 3851 | 3851 | 3845 | 3845 | 3845
1990 | US | SERC | VACAR | - | CWT | Total Capacity | 46630 | 48489 | 49618 | 51804 | 53077 | 54084 | 55878 | 57679 | 58667 | 59647 | 59897
1990 | US | SERC | VACAR | - | CWTOC | Total Owned Capacity | 45836 | 46683 | 47152 | 48411 | 49336 | 50288 | 52027 | 53828 | 54822 | 55802 | 56052
1990 | US | SERC | VACAR | - | DCWAJ | Adjustments | 0 | 0 | 0 | 0 | 0 | 0 | 0 | 0 | 0 | 0 | 0
1990 | US | SERC | VACAR | - | DCWFP | Full-Responsibility Purchases (portion of total purchases) | 0 | 0 | 0 | 0 | 0 | 0 | 0 | 0 | 0 | 0 | 0
1990 | US | SERC | VACAR | - | DCWFS | Full-Responsibility Sales (portion of total sales) | 0 | 0 | 0 | 0 | 0 | 0 | 0 | 0 | 0 | 0 | 0
1990 | US | SERC | VACAR | - | DCWIC | Inoperable capacity | 0 | 0 | 0 | 0 | 0 | 0 | 0 | 0 | 0 | 0 | 0
1990 | US | SERC | VACAR | - | DCWIN | Internal Demand | 0 | 40651 | 42456 | 43551 | 44562 | 45537 | 46716 | 47828 | 48840 | 50010 | 51113
1990 | US | SERC | VACAR | - | DCWIPP | IPPs | 0 | 1806 | 2466 | 3393 | 3741 | 3796 | 3851 | 3851 | 3845 | 3845 | 3845
1990 | US | SERC | VACAR | - | DCWIT | Interruptible Demand | 0 | 260 | 266 | 272 | 277 | 281 | 286 | 290 | 295 | 299 | 304
1990 | US | SERC | VACAR | - | DCWLM | Direct Control Load Management | 0 | 573 | 662 | 723 | 751 | 754 | 757 | 776 | 808 | 833 | 861
1990 | US | SERC | VACAR | - | DCWNC | Net Capacity Resources | 0 | 49938 | 51067 | 53253 | 54526 | 55333 | 57027 | 58828 | 59816 | 60796 | 60146
1990 | US | SERC | VACAR | - | DCWNI | Projected Net Internal Demand | 0 | 39818 | 41528 | 42556 | 43534 | 44502 | 45673 | 46762 | 47737 | 48878 | 49948
1990 | US | SERC | VACAR | - | DCWNO | Net Operable Capacity | 0 | 46683 | 47152 | 48411 | 49336 | 50288 | 52027 | 53828 | 54822 | 55802 | 56052
1990 | US | SERC | VACAR | - | DCWPU | Purchases | 0 | 1464 | 1464 | 1464 | 1464 | 1264 | 1164 | 1164 | 1164 | 1164 | 264
1990 | US | SERC | VACAR | - | DCWSA | Sales | 0 | 15 | 15 | 15 | 15 | 15 | 15 | 15 | 15 | 15 | 15
1990 | US | SERC | VACAR | - | DCWST | Standby Demand | 0 | 0 | 0 | 0 | 0 | 0 | 0 | 0 | 0 | 0 | 0
1990 | US | SERC | VACAR | - | DCWTI | Projected Total Internal Demand | 0 | 40651 | 42456 | 43551 | 44562 | 45537 | 46716 | 47828 | 48840 | 50010 | 51113
1990 | US | SERC | VACAR | - | DCWTO | Operable Total Internal Capacity | 0 | 46683 | 47152 | 48411 | 49336 | 50288 | 52027 | 53828 | 54822 | 55802 | 56052
1990 | US | SPP | - | - | CWIPP | IPPs | 141 | 141 | 441 | 471 | 471 | 471 | 471 | 501 | 501 | 601 | 601
1990 | US | SPP | - | - | CWT | Total Capacity | 67194 | 67805 | 68168 | 68371 | 68748 | 68785 | 69089 | 69793 | 70424 | 71044 | 71522
1990 | US | SPP | - | - | CWTOC | Total Owned Capacity | 67053 | 67664 | 67727 | 67900 | 68277 | 68314 | 68618 | 69292 | 69923 | 70443 | 70921
1990 | US | SPP | - | - | DCWAJ | Adjustments | 0 | 0 | 0 | 0 | 0 | 0 | 0 | 0 | 0 | 0 | 0
1990 | US | SPP | - | - | DCWFP | Full-Responsibility Purchases (portion of total purchases) | 0 | 2468 | 2487 | 2481 | 2498 | 2495 | 2512 | 2516 | 2448 | 2465 | 2457
1990 | US | SPP | - | - | DCWFS | Full-Responsibility Sales (portion of total sales) | 0 | 1197 | 1176 | 1155 | 1098 | 1134 | 1150 | 1095 | 1164 | 1091 | 1080
1990 | US | SPP | - | - | DCWIC | Inoperable capacity | 0 | 618 | 618 | 857 | 613 | 569 | 569 | 407 | 354 | 107 | 107
1990 | US | SPP | - | - | DCWIN | Internal Demand | 0 | 38718 | 39434 | 40174 | 41012 | 41933 | 42967 | 43940 | 44897 | 45844 | 46818
1990 | US | SPP | - | - | DCWIPP | IPPs | 0 | 141 | 441 | 471 | 471 | 471 | 471 | 501 | 501 | 601 | 601
1990 | US | SPP | - | - | DCWIT | Interruptible Demand | 0 | 339 | 469 | 480 | 491 | 477 | 564 | 550 | 540 | 531 | 535
1990 | US | SPP | - | - | DCWLM | Direct Control Load Management | 0 | 0 | 0 | 0 | 3 | 5 | 7 | 9 | 9 | 9 | 9
1990 | US | SPP | - | - | DCWNC | Net Capacity Resources | 0 | 67593 | 67959 | 67958 | 68727 | 68747 | 69072 | 70007 | 70576 | 71736 | 72344
1990 | US | SPP | - | - | DCWNI | Projected Net Internal Demand | 0 | 38392 | 38978 | 39707 | 40531 | 41464 | 42410 | 43395 | 44362 | 45318 | 46288
1990 | US | SPP | - | - | DCWNO | Net Operable Capacity | 0 | 67046 | 67109 | 67043 | 67664 | 67745 | 68049 | 68885 | 69569 | 70336 | 70814
1990 | US | SPP | - | - | DCWPU | Purchases | 0 | 5513 | 5638 | 5926 | 6210 | 6428 | 6567 | 6180 | 6102 | 6083 | 6087
1990 | US | SPP | - | - | DCWSA | Sales | 0 | 5107 | 5229 | 5482 | 5618 | 5897 | 6015 | 5559 | 5596 | 5284 | 5158
1990 | US | SPP | - | - | DCWST | Standby Demand | 0 | 13 | 13 | 13 | 13 | 13 | 14 | 14 | 14 | 14 | 14
1990 | US | SPP | - | - | DCWTI | Projected Total Internal Demand | 0 | 38731 | 39447 | 40187 | 41025 | 41946 | 42981 | 43954 | 44911 | 45858 | 46832
1990 | US | SPP | - | - | DCWTO | Operable Total Internal Capacity | 0 | 67664 | 67727 | 67900 | 68277 | 68314 | 68618 | 69292 | 69923 | 70443 | 70921
1990 | US | WECC | - | - | CWIPP | IPPs | 6241 | 7633 | 7951 | 8408 | 8929 | 9361 | 9528 | 9754 | 9805 | 9817 | 9823
1990 | US | WECC | - | - | CWT | Total Capacity | 128654 | 129453 | 129811 | 131301 | 132235 | 133492 | 134386 | 135922 | 136728 | 138060 | 138736
1990 | US | WECC | - | - | CWTOC | Total Owned Capacity | 122413 | 121820 | 121860 | 122893 | 123306 | 124131 | 124858 | 126168 | 126923 | 128243 | 128913
1990 | US | WECC | - | - | DCWAJ | Adjustments | 0 | 0 | 0 | 0 | 0 | 0 | 0 | 0 | 0 | 0 | 0
1990 | US | WECC | - | - | DCWFP | Full-Responsibility Purchases (portion of total purchases) | 0 | 472 | 572 | 572 | 542 | 542 | 642 | 422 | 422 | 422 | 422
1990 | US | WECC | - | - | DCWFS | Full-Responsibility Sales (portion of total sales) | 0 | 41 | 41 | 41 | 41 | 41 | 41 | 41 | 41 | 167 | 809
1990 | US | WECC | - | - | DCWIC | Inoperable capacity | 0 | 318 | 213 | 213 | 213 | 221 | 221 | 221 | 221 | 176 | 176
1990 | US | WECC | - | - | DCWIN | Internal Demand | 0 | 88754 | 90173 | 92277 | 93555 | 95278 | 97014 | 98721 | 100290 | 102001 | 103767
1990 | US | WECC | - | - | DCWIPP | IPPs | 0 | 7633 | 7951 | 8408 | 8929 | 9361 | 9528 | 9754 | 9805 | 9817 | 9823
1990 | US | WECC | - | - | DCWIT | Interruptible Demand | 0 | 1748 | 1686 | 2028 | 2007 | 1997 | 1990 | 1979 | 1981 | 1983 | 1985
1990 | US | WECC | - | - | DCWLM | Direct Control Load Management | 0 | 428 | 428 | 428 | 429 | 429 | 430 | 430 | 430 | 430 | 430
1990 | US | WECC | - | - | DCWNC | Net Capacity Resources | 0 | 129566 | 130129 | 131619 | 132523 | 133772 | 134766 | 136082 | 136888 | 138139 | 138173
1990 | US | WECC | - | - | DCWNI | Projected Net Internal Demand | 0 | 86578 | 88059 | 89821 | 91119 | 92852 | 94594 | 96312 | 97879 | 99588 | 101352
1990 | US | WECC | - | - | DCWNO | Net Operable Capacity | 0 | 121502 | 121647 | 122680 | 123093 | 123910 | 124637 | 125947 | 126702 | 128067 | 128737
1990 | US | WECC | - | - | DCWPU | Purchases | 0 | 472 | 572 | 572 | 542 | 542 | 642 | 422 | 422 | 422 | 422
1990 | US | WECC | - | - | DCWSA | Sales | 0 | 41 | 41 | 41 | 41 | 41 | 41 | 41 | 41 | 167 | 809
1990 | US | WECC | - | - | DCWST | Standby Demand | 0 | 0 | 0 | 0 | 0 | 0 | 0 | 0 | 0 | 0 | 0
1990 | US | WECC | - | - | DCWTI | Projected Total Internal Demand | 0 | 88754 | 90173 | 92277 | 93555 | 95278 | 97014 | 98721 | 100290 | 102001 | 103767
1990 | US | WECC | - | - | DCWTO | Operable Total Internal Capacity | 0 | 121820 | 121860 | 122893 | 123306 | 124131 | 124858 | 126168 | 126923 | 128243 | 128913
1990 | US | WECC | AZN | - | CWIPP | IPPs | 360 | 360 | 0 | 360 | 360 | 360 | 360 | 364 | 368 | 382 | 390
1990 | US | WECC | AZN | - | CWT | Total Capacity | 15776 | 16433 | 15898 | 16616 | 16618 | 16656 | 16653 | 16777 | 16904 | 17206 | 17352
1990 | US | WECC | AZN | - | CWTOC | Total Owned Capacity | 15416 | 16073 | 15898 | 16256 | 16258 | 16296 | 16293 | 16413 | 16536 | 16824 | 16962
1990 | US | WECC | AZN | - | DCWAJ | Adjustments | 0 | 3422 | 2972 | 3576 | 3576 | 3576 | 3719 | 3719 | 3719 | 3719 | 3719
1990 | US | WECC | AZN | - | DCWFP | Full-Responsibility Purchases (portion of total purchases) | 0 | 453 | 554 | 554 | 554 | 524 | 624 | 624 | 624 | 624 | 624
1990 | US | WECC | AZN | - | DCWFS | Full-Responsibility Sales (portion of total sales) | 0 | 505 | 494 | 474 | 474 | 474 | 244 | 194 | 194 | 194 | 194
1990 | US | WECC | AZN | - | DCWIC | Inoperable capacity | 0 | 118 | 13 | 13 | 13 | 13 | 13 | 13 | 13 | 13 | 13
1990 | US | WECC | AZN | - | DCWIN | Internal Demand | 0 | 9609 | 9809 | 10331 | 10678 | 11032 | 11361 | 11611 | 11883 | 12072 | 12348
1990 | US | WECC | AZN | - | DCWIPP | IPPs | 0 | 360 | 0 | 360 | 360 | 360 | 360 | 364 | 368 | 382 | 390
1990 | US | WECC | AZN | - | DCWIT | Interruptible Demand | 0 | 334 | 335 | 704 | 721 | 722 | 723 | 711 | 712 | 713 | 695
1990 | US | WECC | AZN | - | DCWLM | Direct Control Load Management | 0 | 0 | 0 | 0 | 0 | 0 | 0 | 0 | 0 | 0 | 0
1990 | US | WECC | AZN | - | DCWNC | Net Capacity Resources | 0 | 15777 | 15476 | 16607 | 16607 | 16513 | 16720 | 16894 | 17021 | 17323 | 17473
1990 | US | WECC | AZN | - | DCWNI | Projected Net Internal Demand | 0 | 9275 | 9474 | 9627 | 9957 | 10310 | 10638 | 10900 | 11171 | 11359 | 11653
1990 | US | WECC | AZN | - | DCWNO | Net Operable Capacity | 0 | 15955 | 15885 | 16243 | 16245 | 16283 | 16280 | 16400 | 16523 | 16811 | 16949
1990 | US | WECC | AZN | - | DCWPU | Purchases | 0 | 1000 | 1101 | 1101 | 1101 | 1071 | 1171 | 1171 | 1171 | 1171 | 1171
1990 | US | WECC | AZN | - | DCWSA | Sales | 0 | 4960 | 4482 | 4673 | 4675 | 4777 | 4810 | 4760 | 4760 | 4760 | 4756
1990 | US | WECC | AZN | - | DCWST | Standby Demand | 0 | 0 | 0 | 0 | 0 | 0 | 0 | 0 | 0 | 0 | 0
1990 | US | WECC | AZN | - | DCWTI | Projected Total Internal Demand | 0 | 9609 | 9809 | 10331 | 10678 | 11032 | 11361 | 11611 | 11883 | 12072 | 12348
1990 | US | WECC | AZN | - | DCWTO | Operable Total Internal Capacity | 0 | 16073 | 15898 | 16256 | 16258 | 16296 | 16293 | 16413 | 16536 | 16824 | 16962
1990 | US | WECC | CNV | - | CWIPP | IPPs | 5085 | 6375 | 6520 | 6845 | 7214 | 7496 | 7559 | 7566 | 7573 | 7581 | 7583
1990 | US | WECC | CNV | - | CWT | Total Capacity | 52780 | 55486 | 55711 | 56609 | 57211 | 58042 | 58634 | 59575 | 60071 | 60694 | 61226
1990 | US | WECC | CNV | - | CWTOC | Total Owned Capacity | 47695 | 49111 | 49191 | 49764 | 49997 | 50546 | 51075 | 52009 | 52498 | 53113 | 53643
1990 | US | WECC | CNV | - | DCWAJ | Adjustments | 0 | -3810 | -3511 | -3964 | -3964 | -4107 | -4107 | -4107 | -4107 | -4107 | -4107
1990 | US | WECC | CNV | - | DCWFP | Full-Responsibility Purchases (portion of total purchases) | 0 | 2068 | 2037 | 2067 | 2167 | 2040 | 1660 | 1490 | 1240 | 1240 | 1190
1990 | US | WECC | CNV | - | DCWFS | Full-Responsibility Sales (portion of total sales) | 0 | 258 | 709 | 751 | 951 | 951 | 951 | 951 | 951 | 951 | 951
1990 | US | WECC | CNV | - | DCWIC | Inoperable capacity | 0 | 0 | 0 | 0 | 0 | 0 | 0 | 0 | 0 | 0 | 0
1990 | US | WECC | CNV | - | DCWIN | Internal Demand | 0 | 36236 | 37058 | 37950 | 38362 | 39168 | 39944 | 40777 | 41396 | 42263 | 43062
1990 | US | WECC | CNV | - | DCWIPP | IPPs | 0 | 6375 | 6520 | 6845 | 7214 | 7496 | 7559 | 7566 | 7573 | 7581 | 7583
1990 | US | WECC | CNV | - | DCWIT | Interruptible Demand | 0 | 31 | 32 | 32 | 32 | 33 | 33 | 33 | 34 | 34 | 35
1990 | US | WECC | CNV | - | DCWLM | Direct Control Load Management | 0 | 428 | 428 | 428 | 429 | 429 | 430 | 430 | 430 | 430 | 430
1990 | US | WECC | CNV | - | DCWNC | Net Capacity Resources | 0 | 58429 | 58177 | 59319 | 59584 | 60251 | 60422 | 61199 | 61451 | 61771 | 62268
1990 | US | WECC | CNV | - | DCWNI | Projected Net Internal Demand | 0 | 35777 | 36598 | 37490 | 37901 | 38706 | 39481 | 40314 | 40932 | 41799 | 42597
1990 | US | WECC | CNV | - | DCWNO | Net Operable Capacity | 0 | 49111 | 49191 | 49764 | 49997 | 50546 | 51075 | 52009 | 52498 | 53113 | 53643
1990 | US | WECC | CNV | - | DCWPU | Purchases | 0 | 7570 | 7245 | 7984 | 7847 | 7826 | 7405 | 7241 | 6997 | 6694 | 6659
1990 | US | WECC | CNV | - | DCWSA | Sales | 0 | 817 | 1268 | 1310 | 1510 | 1510 | 1510 | 1510 | 1510 | 1510 | 1510
1990 | US | WECC | CNV | - | DCWST | Standby Demand | 0 | 0 | 0 | 0 | 0 | 0 | 0 | 0 | 0 | 0 | 0
1990 | US | WECC | CNV | - | DCWTI | Projected Total Internal Demand | 0 | 36236 | 37058 | 37950 | 38362 | 39168 | 39944 | 40777 | 41396 | 42263 | 43062
1990 | US | WECC | CNV | - | DCWTO | Operable Total Internal Capacity | 0 | 49111 | 49191 | 49764 | 49997 | 50546 | 51075 | 52009 | 52498 | 53113 | 53643
1990 | US | WECC | NWPP | - | CWIPP | IPPs | 543 | 668 | 773 | 773 | 803 | 803 | 833 | 968 | 998 | 998 | 998
1990 | US | WECC | NWPP | - | CWT | Total Capacity | 49452 | 47966 | 48074 | 48188 | 48396 | 48525 | 48633 | 48768 | 48834 | 48844 | 48844
1990 | US | WECC | NWPP | - | CWTOC | Total Owned Capacity | 48909 | 47298 | 47301 | 47415 | 47593 | 47722 | 47800 | 47800 | 47836 | 47846 | 47846
1990 | US | WECC | NWPP | - | DCWAJ | Adjustments | 0 | 62 | 62 | 62 | 62 | 62 | 62 | 62 | 62 | 62 | 62
1990 | US | WECC | NWPP | - | DCWFP | Full-Responsibility Purchases (portion of total purchases) | 0 | 1050 | 1500 | 1542 | 1742 | 1742 | 1743 | 1743 | 1743 | 1743 | 1743
1990 | US | WECC | NWPP | - | DCWFS | Full-Responsibility Sales (portion of total sales) | 0 | 1638 | 1647 | 1704 | 1776 | 1652 | 1554 | 1606 | 1358 | 1486 | 2080
1990 | US | WECC | NWPP | - | DCWIC | Inoperable capacity | 0 | 49 | 49 | 49 | 49 | 49 | 49 | 49 | 49 | 4 | 4
1990 | US | WECC | NWPP | - | DCWIN | Internal Demand | 0 | 36571 | 36868 | 37307 | 37739 | 38157 | 38657 | 39150 | 39688 | 40196 | 40617
1990 | US | WECC | NWPP | - | DCWIPP | IPPs | 0 | 668 | 773 | 773 | 803 | 803 | 833 | 968 | 998 | 998 | 998
1990 | US | WECC | NWPP | - | DCWIT | Interruptible Demand | 0 | 1244 | 1166 | 1124 | 1111 | 1099 | 1095 | 1082 | 1082 | 1082 | 1083
1990 | US | WECC | NWPP | - | DCWLM | Direct Control Load Management | 0 | 0 | 0 | 0 | 0 | 0 | 0 | 0 | 0 | 0 | 0
1990 | US | WECC | NWPP | - | DCWNC | Net Capacity Resources | 0 | 47239 | 47794 | 48049 | 48391 | 48649 | 48863 | 48953 | 49274 | 49208 | 48621
1990 | US | WECC | NWPP | - | DCWNI | Projected Net Internal Demand | 0 | 35327 | 35702 | 36183 | 36628 | 37058 | 37562 | 38068 | 38606 | 39114 | 39534
1990 | US | WECC | NWPP | - | DCWNO | Net Operable Capacity | 0 | 47249 | 47252 | 47366 | 47544 | 47673 | 47751 | 47751 | 47787 | 47842 | 47842
1990 | US | WECC | NWPP | - | DCWPU | Purchases | 0 | 1451 | 1901 | 2015 | 2221 | 2226 | 2234 | 2241 | 2248 | 2255 | 2262
1990 | US | WECC | NWPP | - | DCWSA | Sales | 0 | 2191 | 2194 | 2167 | 2239 | 2115 | 2017 | 2069 | 1821 | 1949 | 2543
1990 | US | WECC | NWPP | - | DCWST | Standby Demand | 0 | 0 | 0 | 0 | 0 | 0 | 0 | 0 | 0 | 0 | 0
1990 | US | WECC | NWPP | - | DCWTI | Projected Total Internal Demand | 0 | 36571 | 36868 | 37307 | 37739 | 38157 | 38657 | 39150 | 39688 | 40196 | 40617
1990 | US | WECC | NWPP | - | DCWTO | Operable Total Internal Capacity | 0 | 47298 | 47301 | 47415 | 47593 | 47722 | 47800 | 47800 | 47836 | 47846 | 47846
1990 | US | WECC | RMPA | - | CWIPP | IPPs | 176 | 230 | 298 | 430 | 552 | 702 | 772 | 852 | 852 | 852 | 852
1990 | US | WECC | RMPA | - | CWT | Total Capacity | 9500 | 9570 | 9752 | 9891 | 10014 | 10278 | 10344 | 10758 | 10833 | 11318 | 11318
1990 | US | WECC | RMPA | - | CWTOC | Total Owned Capacity | 9324 | 9340 | 9454 | 9461 | 9462 | 9576 | 9572 | 9906 | 9981 | 10466 | 10466
1990 | US | WECC | RMPA | - | DCWAJ | Adjustments | 0 | 326 | 326 | 327 | 326 | 326 | 326 | 326 | 326 | 326 | 326
1990 | US | WECC | RMPA | - | DCWFP | Full-Responsibility Purchases (portion of total purchases) | 0 | 314 | 323 | 330 | 302 | 305 | 307 | 309 | 311 | 313 | 315
1990 | US | WECC | RMPA | - | DCWFS | Full-Responsibility Sales (portion of total sales) | 0 | 1033 | 1035 | 1035 | 1035 | 1035 | 1034 | 1036 | 1036 | 1036 | 1036
1990 | US | WECC | RMPA | - | DCWIC | Inoperable capacity | 0 | 151 | 167 | 167 | 167 | 175 | 159 | 175 | 175 | 175 | 175
1990 | US | WECC | RMPA | - | DCWIN | Internal Demand | 0 | 6419 | 6571 | 6715 | 6832 | 6968 | 7158 | 7333 | 7472 | 7623 | 7777
1990 | US | WECC | RMPA | - | DCWIPP | IPPs | 0 | 230 | 298 | 430 | 552 | 702 | 772 | 852 | 852 | 852 | 852
1990 | US | WECC | RMPA | - | DCWIT | Interruptible Demand | 0 | 158 | 167 | 167 | 167 | 159 | 169 | 169 | 170 | 171 | 172
1990 | US | WECC | RMPA | - | DCWLM | Direct Control Load Management | 0 | 0 | 0 | 0 | 0 | 0 | 0 | 0 | 0 | 0 | 0
1990 | US | WECC | RMPA | - | DCWNC | Net Capacity Resources | 0 | 8700 | 8873 | 9019 | 9114 | 9373 | 9458 | 9856 | 9933 | 10420 | 10422
1990 | US | WECC | RMPA | - | DCWNI | Projected Net Internal Demand | 0 | 6261 | 6404 | 6548 | 6665 | 6809 | 6989 | 7164 | 7302 | 7452 | 7605
1990 | US | WECC | RMPA | - | DCWNO | Net Operable Capacity | 0 | 9189 | 9287 | 9294 | 9295 | 9401 | 9413 | 9731 | 9806 | 10291 | 10291
1990 | US | WECC | RMPA | - | DCWPU | Purchases | 0 | 377 | 386 | 393 | 365 | 368 | 370 | 372 | 374 | 376 | 378
1990 | US | WECC | RMPA | - | DCWSA | Sales | 0 | 1422 | 1424 | 1425 | 1424 | 1424 | 1423 | 1425 | 1425 | 1425 | 1425
1990 | US | WECC | RMPA | - | DCWST | Standby Demand | 0 | 0 | 0 | 0 | 0 | 0 | 0 | 0 | 0 | 0 | 0
1990 | US | WECC | RMPA | - | DCWTI | Projected Total Internal Demand | 0 | 6419 | 6571 | 6715 | 6832 | 6968 | 7158 | 7333 | 7472 | 7623 | 7777
1990 | US | WECC | RMPA | - | DCWTO | Operable Total Internal Capacity | 0 | 9340 | 9454 | 9461 | 9462 | 9576 | 9572 | 9906 | 9981 | 10466 | 10466
1991 | CA | MRO | - | - | CWIPP | IPPs | 0 | 0 | 0 | 0 | 0 | 0 | 0 | 0 | 0 | 0 | 0
1991 | CA | MRO | - | - | CWT | Total Capacity | 7329 | 7425 | 8042 | 8042 | 8142 | 8142 | 8422 | 8422 | 8422 | 8422 | 8552
1991 | CA | MRO | - | - | CWTOC | Total Owned Capacity | 7329 | 7425 | 8042 | 8042 | 8142 | 8142 | 8422 | 8422 | 8422 | 8422 | 8552
1991 | CA | MRO | - | - | DCWAJ | Adjustments | 0 | 0 | 0 | 0 | 0 | 0 | 0 | 0 | 0 | 0 | 0
1991 | CA | MRO | - | - | DCWFP | Full-Responsibility Purchases (portion of total purchases) | 0 | 600 | 550 | 250 | 225 | 525 | 725 | 725 | 725 | 725 | 725
1991 | CA | MRO | - | - | DCWFS | Full-Responsibility Sales (portion of total sales) | 0 | 0 | 0 | 500 | 500 | 500 | 500 | 500 | 700 | 700 | 700
1991 | CA | MRO | - | - | DCWIC | Inoperable capacity | 0 | 0 | 0 | 0 | 0 | 0 | 0 | 0 | 0 | 0 | 0
1991 | CA | MRO | - | - | DCWIN | Internal Demand | 0 | 6116 | 6319 | 6467 | 6640 | 6795 | 6930 | 7080 | 7197 | 7324 | 7476
1991 | CA | MRO | - | - | DCWIPP | IPPs | 0 | 0 | 0 | 0 | 0 | 0 | 0 | 0 | 0 | 0 | 0
1991 | CA | MRO | - | - | DCWIT | Interruptible Demand | 0 | 148 | 152 | 152 | 152 | 152 | 152 | 152 | 152 | 152 | 152
1991 | CA | MRO | - | - | DCWLM | Direct Control Load Management | 0 | 0 | 0 | 0 | 0 | 0 | 0 | 0 | 0 | 0 | 0
1991 | CA | MRO | - | - | DCWNC | Net Capacity Resources | 0 | 8025 | 8592 | 7792 | 7867 | 8167 | 8647 | 8647 | 8447 | 8447 | 8577
1991 | CA | MRO | - | - | DCWNI | Projected Net Internal Demand | 0 | 5968 | 6167 | 6315 | 6488 | 6643 | 6778 | 6928 | 7045 | 7172 | 7324
1991 | CA | MRO | - | - | DCWNO | Net Operable Capacity | 0 | 7425 | 8042 | 8042 | 8142 | 8142 | 8422 | 8422 | 8422 | 8422 | 8552
1991 | CA | MRO | - | - | DCWPU | Purchases | 0 | 600 | 550 | 250 | 225 | 525 | 725 | 725 | 725 | 725 | 725
1991 | CA | MRO | - | - | DCWSA | Sales | 0 | 0 | 0 | 500 | 500 | 500 | 500 | 500 | 700 | 700 | 700
1991 | CA | MRO | - | - | DCWST | Standby Demand | 0 | 0 | 0 | 0 | 0 | 0 | 0 | 0 | 0 | 0 | 0
1991 | CA | MRO | - | - | DCWTI | Projected Total Internal Demand | 0 | 6116 | 6319 | 6467 | 6640 | 6795 | 6930 | 7080 | 7197 | 7324 | 7476
1991 | CA | MRO | - | - | DCWTO | Operable Total Internal Capacity | 0 | 7425 | 8042 | 8042 | 8142 | 8142 | 8422 | 8422 | 8422 | 8422 | 8552
1991 | CA | NPCC | - | - | CWIPP | IPPs | 207 | 635 | 1002 | 1191 | 1328 | 1469 | 1608 | 1752 | 1897 | 2043 | 2164
1991 | CA | NPCC | - | - | CWT | Total Capacity | 60896 | 64913 | 67808 | 70296 | 71967 | 73382 | 75152 | 75821 | 78369 | 79462 | 81423
1991 | CA | NPCC | - | - | CWTOC | Total Owned Capacity | 60689 | 64278 | 66806 | 69105 | 70639 | 71913 | 73544 | 74069 | 76472 | 77419 | 79259
1991 | CA | NPCC | - | - | DCWAJ | Adjustments | 0 | 0 | 0 | 0 | 0 | 0 | 0 | 0 | 0 | 0 | 0
1991 | CA | NPCC | - | - | DCWFP | Full-Responsibility Purchases (portion of total purchases) | 0 | 5336 | 5296 | 5156 | 4966 | 4922 | 4816 | 4816 | 4816 | 4816 | 4816
1991 | CA | NPCC | - | - | DCWFS | Full-Responsibility Sales (portion of total sales) | 0 | 1183 | 1341 | 1341 | 991 | 1568 | 2107 | 2107 | 2007 | 1970 | 3070
1991 | CA | NPCC | - | - | DCWIC | Inoperable capacity | 0 | 1686 | 1584 | 1584 | 1599 | 1947 | 1960 | 1965 | 1965 | 1965 | 1965
1991 | CA | NPCC | - | - | DCWIN | Internal Demand | 0 | 59675 | 61649 | 62733 | 64013 | 65683 | 67033 | 68058 | 69074 | 70334 | 71343
1991 | CA | NPCC | - | - | DCWIPP | IPPs | 0 | 635 | 1002 | 1191 | 1328 | 1469 | 1608 | 1752 | 1897 | 2043 | 2164
1991 | CA | NPCC | - | - | DCWIT | Interruptible Demand | 0 | 1945 | 2004 | 2050 | 2096 | 2155 | 2173 | 2183 | 2195 | 2207 | 2218
1991 | CA | NPCC | - | - | DCWLM | Direct Control Load Management | 0 | 0 | 0 | 0 | 0 | 0 | 0 | 0 | 0 | 0 | 0
1991 | CA | NPCC | - | - | DCWNC | Net Capacity Resources | 0 | 67468 | 70379 | 72527 | 74343 | 74789 | 75901 | 76565 | 79413 | 80543 | 81604
1991 | CA | NPCC | - | - | DCWNI | Projected Net Internal Demand | 0 | 57730 | 59645 | 60683 | 61917 | 63528 | 64860 | 65875 | 66879 | 68127 | 69125
1991 | CA | NPCC | - | - | DCWNO | Net Operable Capacity | 0 | 62592 | 65222 | 67521 | 69040 | 69966 | 71584 | 72104 | 74507 | 75454 | 77294
1991 | CA | NPCC | - | - | DCWPU | Purchases | 0 | 5536 | 5496 | 5156 | 4966 | 4922 | 4816 | 4816 | 5016 | 5016 | 5216
1991 | CA | NPCC | - | - | DCWSA | Sales | 0 | 1295 | 1341 | 1341 | 991 | 1568 | 2107 | 2107 | 2007 | 1970 | 3070
1991 | CA | NPCC | - | - | DCWST | Standby Demand | 0 | 0 | 0 | 0 | 0 | 0 | 0 | 0 | 0 | 0 | 0
1991 | CA | NPCC | - | - | DCWTI | Projected Total Internal Demand | 0 | 59675 | 61649 | 62733 | 64013 | 65683 | 67033 | 68058 | 69074 | 70334 | 71343
1991 | CA | NPCC | - | - | DCWTO | Operable Total Internal Capacity | 0 | 64278 | 66806 | 69105 | 70639 | 71913 | 73544 | 74069 | 76472 | 77419 | 79259
1991 | CA | NPCC | Maritimes | Maritimes | CWIPP | IPPs | 10 | 10 | 30 | 40 | 60 | 60 | 60 | 60 | 60 | 60 | 60
1991 | CA | NPCC | Maritimes | Maritimes | CWT | Total Capacity | 5264 | 5914 | 5958 | 6576 | 6588 | 6738 | 6838 | 6988 | 7153 | 7303 | 7284
1991 | CA | NPCC | Maritimes | Maritimes | CWTOC | Total Owned Capacity | 5254 | 5904 | 5928 | 6536 | 6528 | 6678 | 6778 | 6928 | 7093 | 7243 | 7224
1991 | CA | NPCC | Maritimes | Maritimes | DCWAJ | Adjustments | 0 | 0 | 0 | 0 | 0 | 0 | 0 | 0 | 0 | 0 | 0
1991 | CA | NPCC | Maritimes | Maritimes | DCWFP | Full-Responsibility Purchases (portion of total purchases) | 0 | 100 | 100 | 0 | 0 | 0 | 0 | 0 | 0 | 0 | 0
1991 | CA | NPCC | Maritimes | Maritimes | DCWFS | Full-Responsibility Sales (portion of total sales) | 0 | 620 | 620 | 620 | 620 | 620 | 620 | 620 | 520 | 520 | 520
1991 | CA | NPCC | Maritimes | Maritimes | DCWIC | Inoperable capacity | 0 | 0 | 0 | 0 | 0 | 0 | 0 | 0 | 0 | 0 | 0
1991 | CA | NPCC | Maritimes | Maritimes | DCWIN | Internal Demand | 0 | 4645 | 4767 | 4917 | 5071 | 5213 | 5352 | 5489 | 5630 | 5769 | 5909
1991 | CA | NPCC | Maritimes | Maritimes | DCWIPP | IPPs | 0 | 10 | 30 | 40 | 60 | 60 | 60 | 60 | 60 | 60 | 60
1991 | CA | NPCC | Maritimes | Maritimes | DCWIT | Interruptible Demand | 0 | 233 | 235 | 237 | 241 | 243 | 246 | 248 | 251 | 253 | 256
1991 | CA | NPCC | Maritimes | Maritimes | DCWLM | Direct Control Load Management | 0 | 0 | 0 | 0 | 0 | 0 | 0 | 0 | 0 | 0 | 0
1991 | CA | NPCC | Maritimes | Maritimes | DCWNC | Net Capacity Resources | 0 | 5394 | 5438 | 5956 | 5968 | 6118 | 6218 | 6368 | 6633 | 6783 | 6764
1991 | CA | NPCC | Maritimes | Maritimes | DCWNI | Projected Net Internal Demand | 0 | 4412 | 4532 | 4680 | 4830 | 4970 | 5106 | 5241 | 5379 | 5516 | 5653
1991 | CA | NPCC | Maritimes | Maritimes | DCWNO | Net Operable Capacity | 0 | 5904 | 5928 | 6536 | 6528 | 6678 | 6778 | 6928 | 7093 | 7243 | 7224
1991 | CA | NPCC | Maritimes | Maritimes | DCWPU | Purchases | 0 | 100 | 100 | 0 | 0 | 0 | 0 | 0 | 0 | 0 | 0
1991 | CA | NPCC | Maritimes | Maritimes | DCWSA | Sales | 0 | 620 | 620 | 620 | 620 | 620 | 620 | 620 | 520 | 520 | 520
1991 | CA | NPCC | Maritimes | Maritimes | DCWST | Standby Demand | 0 | 0 | 0 | 0 | 0 | 0 | 0 | 0 | 0 | 0 | 0
1991 | CA | NPCC | Maritimes | Maritimes | DCWTI | Projected Total Internal Demand | 0 | 4645 | 4767 | 4917 | 5071 | 5213 | 5352 | 5489 | 5630 | 5769 | 5909
1991 | CA | NPCC | Maritimes | Maritimes | DCWTO | Operable Total Internal Capacity | 0 | 5904 | 5928 | 6536 | 6528 | 6678 | 6778 | 6928 | 7093 | 7243 | 7224
1991 | CA | NPCC | Ontario | Ontario | CWIPP | IPPs | 176 | 409 | 637 | 761 | 878 | 1019 | 1158 | 1302 | 1447 | 1593 | 1714
1991 | CA | NPCC | Ontario | Ontario | CWT | Total Capacity | 31488 | 32598 | 33712 | 34727 | 34844 | 35171 | 35497 | 35641 | 36836 | 36982 | 37103
1991 | CA | NPCC | Ontario | Ontario | CWTOC | Total Owned Capacity | 31312 | 32189 | 33075 | 33966 | 33966 | 34152 | 34339 | 34339 | 35389 | 35389 | 35389
1991 | CA | NPCC | Ontario | Ontario | DCWAJ | Adjustments | 0 | 0 | 0 | 0 | 0 | 0 | 0 | 0 | 0 | 0 | 0
1991 | CA | NPCC | Ontario | Ontario | DCWFP | Full-Responsibility Purchases (portion of total purchases) | 0 | 0 | 0 | 0 | 0 | 0 | 0 | 0 | 0 | 0 | 0
1991 | CA | NPCC | Ontario | Ontario | DCWFS | Full-Responsibility Sales (portion of total sales) | 0 | 0 | 0 | 0 | 0 | 0 | 0 | 0 | 0 | 0 | 0
1991 | CA | NPCC | Ontario | Ontario | DCWIC | Inoperable capacity | 0 | 1686 | 1584 | 1584 | 1599 | 1947 | 1960 | 1965 | 1965 | 1965 | 1965
1991 | CA | NPCC | Ontario | Ontario | DCWIN | Internal Demand | 0 | 24959 | 25551 | 26065 | 26671 | 27269 | 27920 | 28268 | 28603 | 28914 | 29293
1991 | CA | NPCC | Ontario | Ontario | DCWIPP | IPPs | 0 | 409 | 637 | 761 | 878 | 1019 | 1158 | 1302 | 1447 | 1593 | 1714
1991 | CA | NPCC | Ontario | Ontario | DCWIT | Interruptible Demand | 0 | 712 | 719 | 713 | 705 | 712 | 727 | 735 | 744 | 754 | 762
1991 | CA | NPCC | Ontario | Ontario | DCWLM | Direct Control Load Management | 0 | 0 | 0 | 0 | 0 | 0 | 0 | 0 | 0 | 0 | 0
1991 | CA | NPCC | Ontario | Ontario | DCWNC | Net Capacity Resources | 0 | 31000 | 32328 | 33143 | 33245 | 33224 | 33537 | 33676 | 35071 | 35217 | 35538
1991 | CA | NPCC | Ontario | Ontario | DCWNI | Projected Net Internal Demand | 0 | 24247 | 24832 | 25352 | 25966 | 26557 | 27193 | 27533 | 27859 | 28160 | 28531
1991 | CA | NPCC | Ontario | Ontario | DCWNO | Net Operable Capacity | 0 | 30503 | 31491 | 32382 | 32367 | 32205 | 32379 | 32374 | 33424 | 33424 | 33424
1991 | CA | NPCC | Ontario | Ontario | DCWPU | Purchases | 0 | 200 | 200 | 0 | 0 | 0 | 0 | 0 | 200 | 200 | 400
1991 | CA | NPCC | Ontario | Ontario | DCWSA | Sales | 0 | 112 | 0 | 0 | 0 | 0 | 0 | 0 | 0 | 0 | 0
1991 | CA | NPCC | Ontario | Ontario | DCWST | Standby Demand | 0 | 0 | 0 | 0 | 0 | 0 | 0 | 0 | 0 | 0 | 0
1991 | CA | NPCC | Ontario | Ontario | DCWTI | Projected Total Internal Demand | 0 | 24959 | 25551 | 26065 | 26671 | 27269 | 27920 | 28268 | 28603 | 28914 | 29293
1991 | CA | NPCC | Ontario | Ontario | DCWTO | Operable Total Internal Capacity | 0 | 32189 | 33075 | 33966 | 33966 | 34152 | 34339 | 34339 | 35389 | 35389 | 35389
1991 | CA | NPCC | Quebec | Quebec | CWIPP | IPPs | 21 | 216 | 335 | 390 | 390 | 390 | 390 | 390 | 390 | 390 | 390
1991 | CA | NPCC | Quebec | Quebec | CWT | Total Capacity | 24144 | 26401 | 28138 | 28993 | 30535 | 31473 | 32817 | 33192 | 34380 | 35177 | 37036
1991 | CA | NPCC | Quebec | Quebec | CWTOC | Total Owned Capacity | 24123 | 26185 | 27803 | 28603 | 30145 | 31083 | 32427 | 32802 | 33990 | 34787 | 36646
1991 | CA | NPCC | Quebec | Quebec | DCWAJ | Adjustments | 0 | 0 | 0 | 0 | 0 | 0 | 0 | 0 | 0 | 0 | 0
1991 | CA | NPCC | Quebec | Quebec | DCWFP | Full-Responsibility Purchases (portion of total purchases) | 0 | 5236 | 5196 | 5156 | 4966 | 4922 | 4816 | 4816 | 4816 | 4816 | 4816
1991 | CA | NPCC | Quebec | Quebec | DCWFS | Full-Responsibility Sales (portion of total sales) | 0 | 563 | 721 | 721 | 371 | 948 | 1487 | 1487 | 1487 | 1450 | 2550
1991 | CA | NPCC | Quebec | Quebec | DCWIC | Inoperable capacity | 0 | 0 | 0 | 0 | 0 | 0 | 0 | 0 | 0 | 0 | 0
1991 | CA | NPCC | Quebec | Quebec | DCWIN | Internal Demand | 0 | 30071 | 31331 | 31751 | 32271 | 33201 | 33761 | 34301 | 34841 | 35651 | 36141
1991 | CA | NPCC | Quebec | Quebec | DCWIPP | IPPs | 0 | 216 | 335 | 390 | 390 | 390 | 390 | 390 | 390 | 390 | 390
1991 | CA | NPCC | Quebec | Quebec | DCWIT | Interruptible Demand | 0 | 1000 | 1050 | 1100 | 1150 | 1200 | 1200 | 1200 | 1200 | 1200 | 1200
1991 | CA | NPCC | Quebec | Quebec | DCWLM | Direct Control Load Management | 0 | 0 | 0 | 0 | 0 | 0 | 0 | 0 | 0 | 0 | 0
1991 | CA | NPCC | Quebec | Quebec | DCWNC | Net Capacity Resources | 0 | 31074 | 32613 | 33428 | 35130 | 35447 | 36146 | 36521 | 37709 | 38543 | 39302
1991 | CA | NPCC | Quebec | Quebec | DCWNI | Projected Net Internal Demand | 0 | 29071 | 30281 | 30651 | 31121 | 32001 | 32561 | 33101 | 33641 | 34451 | 34941
1991 | CA | NPCC | Quebec | Quebec | DCWNO | Net Operable Capacity | 0 | 26185 | 27803 | 28603 | 30145 | 31083 | 32427 | 32802 | 33990 | 34787 | 36646
1991 | CA | NPCC | Quebec | Quebec | DCWPU | Purchases | 0 | 5236 | 5196 | 5156 | 4966 | 4922 | 4816 | 4816 | 4816 | 4816 | 4816
1991 | CA | NPCC | Quebec | Quebec | DCWSA | Sales | 0 | 563 | 721 | 721 | 371 | 948 | 1487 | 1487 | 1487 | 1450 | 2550
1991 | CA | NPCC | Quebec | Quebec | DCWST | Standby Demand | 0 | 0 | 0 | 0 | 0 | 0 | 0 | 0 | 0 | 0 | 0
1991 | CA | NPCC | Quebec | Quebec | DCWTI | Projected Total Internal Demand | 0 | 30071 | 31331 | 31751 | 32271 | 33201 | 33761 | 34301 | 34841 | 35651 | 36141
1991 | CA | NPCC | Quebec | Quebec | DCWTO | Operable Total Internal Capacity | 0 | 26185 | 27803 | 28603 | 30145 | 31083 | 32427 | 32802 | 33990 | 34787 | 36646
1991 | CA | WECC | - | - | CWIPP | IPPs | 0 | 0 | 42 | 244 | 292 | 592 | 592 | 592 | 592 | 592 | 592
1991 | CA | WECC | - | - | CWT | Total Capacity | 18663 | 19069 | 19111 | 19483 | 19531 | 19812 | 19820 | 19920 | 20120 | 20358 | 20569
1991 | CA | WECC | - | - | CWTOC | Total Owned Capacity | 18663 | 19069 | 19069 | 19239 | 19239 | 19220 | 19228 | 19328 | 19528 | 19766 | 19977
1991 | CA | WECC | - | - | DCWAJ | Adjustments | 0 | 0 | 0 | 0 | 0 | 0 | 0 | 0 | 0 | 0 | 0
1991 | CA | WECC | - | - | DCWFP | Full-Responsibility Purchases (portion of total purchases) | 0 | 0 | 0 | 0 | 0 | 0 | 0 | 0 | 100 | 600 | 600
1991 | CA | WECC | - | - | DCWFS | Full-Responsibility Sales (portion of total sales) | 0 | 153 | 153 | 153 | 153 | 153 | 153 | 153 | 153 | 153 | 153
1991 | CA | WECC | - | - | DCWIC | Inoperable capacity | 0 | 750 | 750 | 750 | 750 | 750 | 750 | 750 | 750 | 750 | 750
1991 | CA | WECC | - | - | DCWIN | Internal Demand | 0 | 15135 | 15485 | 15827 | 16189 | 16683 | 16994 | 17290 | 17676 | 17983 | 18318
1991 | CA | WECC | - | - | DCWIPP | IPPs | 0 | 0 | 42 | 244 | 292 | 592 | 592 | 592 | 592 | 592 | 592
1991 | CA | WECC | - | - | DCWIT | Interruptible Demand | 0 | 299 | 331 | 318 | 326 | 348 | 348 | 361 | 370 | 387 | 418
1991 | CA | WECC | - | - | DCWLM | Direct Control Load Management | 0 | 0 | 0 | 0 | 0 | 0 | 0 | 0 | 0 | 0 | 0
1991 | CA | WECC | - | - | DCWNC | Net Capacity Resources | 0 | 18166 | 18208 | 18580 | 18628 | 18909 | 18917 | 19017 | 19317 | 20055 | 20266
1991 | CA | WECC | - | - | DCWNI | Projected Net Internal Demand | 0 | 14836 | 15154 | 15509 | 15863 | 16335 | 16646 | 16929 | 17306 | 17596 | 17900
1991 | CA | WECC | - | - | DCWNO | Net Operable Capacity | 0 | 18319 | 18319 | 18489 | 18489 | 18470 | 18478 | 18578 | 18778 | 19016 | 19227
1991 | CA | WECC | - | - | DCWPU | Purchases | 0 | 0 | 0 | 0 | 0 | 0 | 0 | 0 | 100 | 600 | 600
1991 | CA | WECC | - | - | DCWSA | Sales | 0 | 153 | 153 | 153 | 153 | 153 | 153 | 153 | 153 | 153 | 153
1991 | CA | WECC | - | - | DCWST | Standby Demand | 0 | 0 | 0 | 0 | 0 | 0 | 0 | 0 | 0 | 0 | 0
1991 | CA | WECC | - | - | DCWTI | Projected Total Internal Demand | 0 | 15135 | 15485 | 15827 | 16189 | 16683 | 16994 | 17290 | 17676 | 17983 | 18318
1991 | CA | WECC | - | - | DCWTO | Operable Total Internal Capacity | 0 | 19069 | 19069 | 19239 | 19239 | 19220 | 19228 | 19328 | 19528 | 19766 | 19977
1991 | MX | WECC | CA-MX | - | CWIPP | IPPs | 0 | 0 | 0 | 0 | 0 | 0 | 0 | 0 | 0 | 0 | 0
1991 | MX | WECC | CA-MX | - | CWT | Total Capacity | 1038 | 1338 | 1357 | 1406 | 1436 | 1780 | 1799 | 2124 | 2124 | 2124 | 2124
1991 | MX | WECC | CA-MX | - | CWTOC | Total Owned Capacity | 1038 | 1338 | 1357 | 1406 | 1436 | 1780 | 1799 | 2124 | 2124 | 2124 | 2124
1991 | MX | WECC | CA-MX | - | DCWAJ | Adjustments | 0 | 0 | 0 | 0 | 0 | 0 | 0 | 0 | 0 | 0 | 0
1991 | MX | WECC | CA-MX | - | DCWFP | Full-Responsibility Purchases (portion of total purchases) | 0 | 0 | 0 | 0 | 0 | 0 | 0 | 0 | 0 | 0 | 0
1991 | MX | WECC | CA-MX | - | DCWFS | Full-Responsibility Sales (portion of total sales) | 0 | 220 | 220 | 220 | 220 | 220 | 0 | 0 | 0 | 0 | 0
1991 | MX | WECC | CA-MX | - | DCWIC | Inoperable capacity | 0 | 0 | 0 | 0 | 0 | 0 | 0 | 0 | 0 | 0 | 0
1991 | MX | WECC | CA-MX | - | DCWIN | Internal Demand | 0 | 655 | 709 | 766 | 835 | 899 | 968 | 1044 | 1126 | 1215 | 1310
1991 | MX | WECC | CA-MX | - | DCWIPP | IPPs | 0 | 0 | 0 | 0 | 0 | 0 | 0 | 0 | 0 | 0 | 0
1991 | MX | WECC | CA-MX | - | DCWIT | Interruptible Demand | 0 | 0 | 0 | 0 | 0 | 0 | 0 | 0 | 0 | 0 | 0
1991 | MX | WECC | CA-MX | - | DCWLM | Direct Control Load Management | 0 | 0 | 0 | 0 | 0 | 0 | 0 | 0 | 0 | 0 | 0
1991 | MX | WECC | CA-MX | - | DCWNC | Net Capacity Resources | 0 | 1118 | 1137 | 1186 | 1216 | 1560 | 1799 | 2124 | 2124 | 2124 | 2124
1991 | MX | WECC | CA-MX | - | DCWNI | Projected Net Internal Demand | 0 | 655 | 709 | 766 | 835 | 899 | 968 | 1044 | 1126 | 1215 | 1310
1991 | MX | WECC | CA-MX | - | DCWNO | Net Operable Capacity | 0 | 1338 | 1357 | 1406 | 1436 | 1780 | 1799 | 2124 | 2124 | 2124 | 2124
1991 | MX | WECC | CA-MX | - | DCWPU | Purchases | 0 | 0 | 0 | 0 | 0 | 0 | 0 | 0 | 0 | 0 | 0
1991 | MX | WECC | CA-MX | - | DCWSA | Sales | 0 | 220 | 220 | 220 | 220 | 220 | 0 | 0 | 0 | 0 | 0
1991 | MX | WECC | CA-MX | - | DCWST | Standby Demand | 0 | 0 | 0 | 0 | 0 | 0 | 0 | 0 | 0 | 0 | 0
1991 | MX | WECC | CA-MX | - | DCWTI | Projected Total Internal Demand | 0 | 655 | 709 | 766 | 835 | 899 | 968 | 1044 | 1126 | 1215 | 1310
1991 | MX | WECC | CA-MX | - | DCWTO | Operable Total Internal Capacity | 0 | 1338 | 1357 | 1406 | 1436 | 1780 | 1799 | 2124 | 2124 | 2124 | 2124
1991 | US | ECAR | - | - | CWIPP | IPPs | 1206 | 2191 | 2437 | 2659 | 2877 | 3221 | 3256 | 3286 | 3291 | 3296 | 3296
1991 | US | ECAR | - | - | CWT | Total Capacity | 101384 | 102813 | 103507 | 104739 | 105686 | 107330 | 108294 | 108980 | 109782 | 110536 | 111606
1991 | US | ECAR | - | - | CWTOC | Total Owned Capacity | 100178 | 100622 | 101070 | 102080 | 102809 | 104109 | 105038 | 105694 | 106491 | 107240 | 108310
1991 | US | ECAR | - | - | DCWAJ | Adjustments | 0 | 0 | 0 | 0 | 0 | 0 | 0 | 0 | 0 | 0 | 0
1991 | US | ECAR | - | - | DCWFP | Full-Responsibility Purchases (portion of total purchases) | 0 | 183 | 183 | 183 | 183 | 183 | 183 | 183 | 183 | 183 | 183
1991 | US | ECAR | - | - | DCWFS | Full-Responsibility Sales (portion of total sales) | 0 | 504 | 504 | 854 | 854 | 800 | 800 | 800 | 800 | 800 | 800
1991 | US | ECAR | - | - | DCWIC | Inoperable capacity | 0 | 0 | 0 | 0 | 0 | 0 | 0 | 0 | 0 | 0 | 0
1991 | US | ECAR | - | - | DCWIN | Internal Demand | 0 | 74981 | 76580 | 78019 | 79389 | 80672 | 81972 | 83289 | 84626 | 85957 | 87268
1991 | US | ECAR | - | - | DCWIPP | IPPs | 0 | 2191 | 2437 | 2659 | 2877 | 3221 | 3256 | 3286 | 3291 | 3296 | 3296
1991 | US | ECAR | - | - | DCWIT | Interruptible Demand | 0 | 792 | 947 | 947 | 1099 | 1099 | 1099 | 1099 | 1099 | 1099 | 1099
1991 | US | ECAR | - | - | DCWLM | Direct Control Load Management | 0 | 37 | 60 | 82 | 113 | 137 | 161 | 189 | 211 | 236 | 264
1991 | US | ECAR | - | - | DCWNC | Net Capacity Resources | 0 | 100344 | 101264 | 102650 | 103922 | 105620 | 106584 | 107270 | 108072 | 109726 | 110796
1991 | US | ECAR | - | - | DCWNI | Projected Net Internal Demand | 0 | 74152 | 75573 | 76990 | 78177 | 79436 | 80712 | 82001 | 83316 | 84622 | 85905
1991 | US | ECAR | - | - | DCWNO | Net Operable Capacity | 0 | 100622 | 101070 | 102080 | 102809 | 104109 | 105038 | 105694 | 106491 | 107240 | 108310
1991 | US | ECAR | - | - | DCWPU | Purchases | 0 | 255 | 375 | 375 | 400 | 400 | 400 | 400 | 400 | 400 | 400
1991 | US | ECAR | - | - | DCWSA | Sales | 0 | 2724 | 2618 | 2464 | 2164 | 2110 | 2110 | 2110 | 2110 | 1210 | 1210
1991 | US | ECAR | - | - | DCWST | Standby Demand | 0 | 0 | 0 | 0 | 0 | 0 | 0 | 0 | 0 | 0 | 0
1991 | US | ECAR | - | - | DCWTI | Projected Total Internal Demand | 0 | 74981 | 76580 | 78019 | 79389 | 80672 | 81972 | 83289 | 84626 | 85957 | 87268
1991 | US | ECAR | - | - | DCWTO | Operable Total Internal Capacity | 0 | 100622 | 101070 | 102080 | 102809 | 104109 | 105038 | 105694 | 106491 | 107240 | 108310
1991 | US | TRE | - | ERCOT | CWIPP | IPPs | 3247 | 3147 | 3097 | 2872 | 2197 | 1750 | 1750 | 1750 | 1625 | 1141 | 1141
1991 | US | TRE | - | ERCOT | CWT | Total Capacity | 54328 | 54313 | 54962 | 55834 | 55673 | 56551 | 57439 | 57908 | 58675 | 59828 | 61691
1991 | US | TRE | - | ERCOT | CWTOC | Total Owned Capacity | 51081 | 51166 | 51865 | 52962 | 53476 | 54801 | 55689 | 56158 | 57050 | 58687 | 60550
1991 | US | TRE | - | ERCOT | DCWAJ | Adjustments | 0 | 0 | 0 | 0 | 0 | 0 | 0 | 0 | 0 | 0 | 0
1991 | US | TRE | - | ERCOT | DCWFP | Full-Responsibility Purchases (portion of total purchases) | 0 | 0 | 0 | 0 | 0 | 0 | 0 | 0 | 0 | 0 | 0
1991 | US | TRE | - | ERCOT | DCWFS | Full-Responsibility Sales (portion of total sales) | 0 | 0 | 0 | 0 | 0 | 0 | 0 | 0 | 0 | 0 | 0
1991 | US | TRE | - | ERCOT | DCWIC | Inoperable capacity | 0 | 552 | 552 | 552 | 410 | 410 | 410 | 242 | 242 | 100 | 100
1991 | US | TRE | - | ERCOT | DCWIN | Internal Demand | 0 | 35580 | 36761 | 37733 | 38538 | 39600 | 40564 | 41602 | 42730 | 43975 | 45287
1991 | US | TRE | - | ERCOT | DCWIPP | IPPs | 0 | 3147 | 3097 | 2872 | 2197 | 1750 | 1750 | 1750 | 1625 | 1141 | 1141
1991 | US | TRE | - | ERCOT | DCWIT | Interruptible Demand | 0 | 1390 | 1518 | 1391 | 1130 | 1166 | 1199 | 1232 | 1265 | 1297 | 1329
1991 | US | TRE | - | ERCOT | DCWLM | Direct Control Load Management | 0 | 0 | 0 | 0 | 0 | 0 | 0 | 0 | 0 | 0 | 0
1991 | US | TRE | - | ERCOT | DCWNC | Net Capacity Resources | 0 | 53761 | 54410 | 55303 | 55301 | 56203 | 57092 | 57782 | 58496 | 59676 | 61577
1991 | US | TRE | - | ERCOT | DCWNI | Projected Net Internal Demand | 0 | 34328 | 35377 | 36471 | 37534 | 38556 | 39482 | 40483 | 41573 | 42782 | 44057
1991 | US | TRE | - | ERCOT | DCWNO | Net Operable Capacity | 0 | 50614 | 51313 | 52410 | 53066 | 54391 | 55279 | 55916 | 56808 | 58587 | 60450
1991 | US | TRE | - | ERCOT | DCWPU | Purchases | 0 | 0 | 0 | 21 | 38 | 62 | 63 | 116 | 63 | 7 | 17
1991 | US | TRE | - | ERCOT | DCWSA | Sales | 0 | 0 | 0 | 0 | 0 | 0 | 0 | 0 | 0 | 59 | 31
1991 | US | TRE | - | ERCOT | DCWST | Standby Demand | 0 | 138 | 134 | 129 | 126 | 122 | 117 | 113 | 108 | 104 | 99
1991 | US | TRE | - | ERCOT | DCWTI | Projected Total Internal Demand | 0 | 35718 | 36895 | 37862 | 38664 | 39722 | 40681 | 41715 | 42838 | 44079 | 45386
1991 | US | TRE | - | ERCOT | DCWTO | Operable Total Internal Capacity | 0 | 51166 | 51865 | 52962 | 53476 | 54801 | 55689 | 56158 | 57050 | 58687 | 60550
1991 | US | FRCC | - | - | CWIPP | IPPs | 62 | 181 | 345 | 663 | 1290 | 1501 | 1889 | 1977 | 2040 | 2083 | 2096
1991 | US | FRCC | - | - | CWT | Total Capacity | 31617 | 32061 | 33086 | 34731 | 36000 | 36815 | 37487 | 38404 | 40330 | 40880 | 43150
1991 | US | FRCC | - | - | CWTOC | Total Owned Capacity | 31555 | 31880 | 32741 | 34068 | 34710 | 35314 | 35598 | 36427 | 38290 | 38797 | 41054
1991 | US | FRCC | - | - | DCWAJ | Adjustments | 0 | 0 | 0 | 0 | 0 | 0 | 0 | 0 | 0 | 0 | 0
1991 | US | FRCC | - | - | DCWFP | Full-Responsibility Purchases (portion of total purchases) | 0 | 2562 | 2156 | 1904 | 1718 | 1637 | 1637 | 1637 | 1637 | 1637 | 1512
1991 | US | FRCC | - | - | DCWFS | Full-Responsibility Sales (portion of total sales) | 0 | 0 | 0 | 0 | 0 | 0 | 0 | 0 | 0 | 0 | 0
1991 | US | FRCC | - | - | DCWIC | Inoperable capacity | 0 | 0 | 0 | 0 | 0 | 0 | 0 | 0 | 0 | 0 | 0
1991 | US | FRCC | - | - | DCWIN | Internal Demand | 0 | 32138 | 33267 | 34364 | 35431 | 36468 | 37498 | 38520 | 39529 | 40535 | 41552
1991 | US | FRCC | - | - | DCWIPP | IPPs | 0 | 181 | 345 | 663 | 1290 | 1501 | 1889 | 1977 | 2040 | 2083 | 2096
1991 | US | FRCC | - | - | DCWIT | Interruptible Demand | 0 | 795 | 848 | 851 | 901 | 903 | 908 | 910 | 913 | 909 | 919
1991 | US | FRCC | - | - | DCWLM | Direct Control Load Management | 0 | 1262 | 1468 | 1679 | 1876 | 2072 | 2280 | 2349 | 2404 | 2461 | 2511
1991 | US | FRCC | - | - | DCWNC | Net Capacity Resources | 0 | 34623 | 35242 | 36635 | 37718 | 38452 | 39124 | 40041 | 41967 | 42517 | 44662
1991 | US | FRCC | - | - | DCWNI | Projected Net Internal Demand | 0 | 30081 | 30951 | 31834 | 32654 | 33493 | 34310 | 35261 | 36212 | 37165 | 38122
1991 | US | FRCC | - | - | DCWNO | Net Operable Capacity | 0 | 31880 | 32741 | 34068 | 34710 | 35314 | 35598 | 36427 | 38290 | 38797 | 41054
1991 | US | FRCC | - | - | DCWPU | Purchases | 0 | 2562 | 2156 | 1904 | 1718 | 1637 | 1637 | 1637 | 1637 | 1637 | 1512
1991 | US | FRCC | - | - | DCWSA | Sales | 0 | 0 | 0 | 0 | 0 | 0 | 0 | 0 | 0 | 0 | 0
1991 | US | FRCC | - | - | DCWST | Standby Demand | 0 | 0 | 0 | 0 | 0 | 0 | 0 | 0 | 0 | 0 | 0
1991 | US | FRCC | - | - | DCWTI | Projected Total Internal Demand | 0 | 32138 | 33267 | 34364 | 35431 | 36468 | 37498 | 38520 | 39529 | 40535 | 41552
1991 | US | FRCC | - | - | DCWTO | Operable Total Internal Capacity | 0 | 31880 | 32741 | 34068 | 34710 | 35314 | 35598 | 36427 | 38290 | 38797 | 41054
1991 | US | MAAC | - | - | CWIPP | IPPs | 1431 | 2265 | 2583 | 3574 | 4472 | 4572 | 4872 | 4872 | 4872 | 4872 | 4872
1991 | US | MAAC | - | - | CWT | Total Capacity | 53720 | 55801 | 56246 | 57688 | 58986 | 59561 | 60503 | 61353 | 62965 | 63803 | 64641
1991 | US | MAAC | - | - | CWTOC | Total Owned Capacity | 52289 | 53536 | 53663 | 54114 | 54514 | 54989 | 55631 | 56481 | 58093 | 58931 | 59769
1991 | US | MAAC | - | - | DCWAJ | Adjustments | 0 | 0 | 0 | 0 | 0 | 0 | 0 | 0 | 0 | 0 | 0
1991 | US | MAAC | - | - | DCWFP | Full-Responsibility Purchases (portion of total purchases) | 0 | 450 | 450 | 465 | 465 | 465 | 800 | 800 | 800 | 800 | 800
1991 | US | MAAC | - | - | DCWFS | Full-Responsibility Sales (portion of total sales) | 0 | 0 | 0 | 0 | 0 | 0 | 0 | 0 | 0 | 0 | 0
1991 | US | MAAC | - | - | DCWIC | Inoperable capacity | 0 | 0 | 0 | 0 | 0 | 0 | 0 | 0 | 0 | 0 | 0
1991 | US | MAAC | - | - | DCWIN | Internal Demand | 0 | 39371 | 40243 | 41072 | 41873 | 42715 | 43581 | 44402 | 45230 | 46038 | 46820
1991 | US | MAAC | - | - | DCWIPP | IPPs | 0 | 2265 | 2583 | 3574 | 4472 | 4572 | 4872 | 4872 | 4872 | 4872 | 4872
1991 | US | MAAC | - | - | DCWIT | Interruptible Demand | 0 | 815 | 980 | 1020 | 1044 | 1063 | 1084 | 1095 | 1106 | 1112 | 1123
1991 | US | MAAC | - | - | DCWLM | Direct Control Load Management | 0 | 75 | 98 | 120 | 146 | 159 | 168 | 182 | 192 | 201 | 205
1991 | US | MAAC | - | - | DCWNC | Net Capacity Resources | 0 | 56402 | 56857 | 58238 | 59539 | 60449 | 61391 | 62241 | 63853 | 64691 | 65529
1991 | US | MAAC | - | - | DCWNI | Projected Net Internal Demand | 0 | 38481 | 39165 | 39932 | 40683 | 41493 | 42329 | 43125 | 43932 | 44725 | 45492
1991 | US | MAAC | - | - | DCWNO | Net Operable Capacity | 0 | 53536 | 53663 | 54114 | 54514 | 54989 | 55631 | 56481 | 58093 | 58931 | 59769
1991 | US | MAAC | - | - | DCWPU | Purchases | 0 | 601 | 611 | 550 | 553 | 888 | 888 | 888 | 888 | 888 | 888
1991 | US | MAAC | - | - | DCWSA | Sales | 0 | 0 | 0 | 0 | 0 | 0 | 0 | 0 | 0 | 0 | 0
1991 | US | MAAC | - | - | DCWST | Standby Demand | 0 | 0 | 0 | 0 | 0 | 0 | 0 | 0 | 0 | 0 | 0
1991 | US | MAAC | - | - | DCWTI | Projected Total Internal Demand | 0 | 39371 | 40243 | 41072 | 41873 | 42715 | 43581 | 44402 | 45230 | 46038 | 46820
1991 | US | MAAC | - | - | DCWTO | Operable Total Internal Capacity | 0 | 53536 | 53663 | 54114 | 54514 | 54989 | 55631 | 56481 | 58093 | 58931 | 59769
1991 | US | MAIN | - | - | CWIPP | IPPs | 26 | 26 | 32 | 33 | 36 | 36 | 39 | 85 | 89 | 89 | 140
1991 | US | MAIN | - | - | CWT | Total Capacity | 50204 | 50279 | 50294 | 50661 | 51222 | 51616 | 52231 | 53102 | 54301 | 55054 | 56111
1991 | US | MAIN | - | - | CWTOC | Total Owned Capacity | 50178 | 50253 | 50262 | 50628 | 51186 | 51580 | 52192 | 53017 | 54212 | 54965 | 55971
1991 | US | MAIN | - | - | DCWAJ | Adjustments | 0 | 0 | 0 | 0 | 0 | 0 | 0 | 0 | 0 | 0 | 0
1991 | US | MAIN | - | - | DCWFP | Full-Responsibility Purchases (portion of total purchases) | 0 | 280 | 225 | 34 | 30 | 0 | 0 | 0 | 0 | 0 | 0
1991 | US | MAIN | - | - | DCWFS | Full-Responsibility Sales (portion of total sales) | 0 | 84 | 84 | 84 | 84 | 79 | 79 | 79 | 79 | 79 | 79
1991 | US | MAIN | - | - | DCWIC | Inoperable capacity | 0 | 554 | 554 | 392 | 209 | 112 | 112 | 112 | 112 | 112 | 112
1991 | US | MAIN | - | - | DCWIN | Internal Demand | 0 | 33668 | 34382 | 35035 | 35672 | 36330 | 36982 | 37720 | 38473 | 39191 | 39923
1991 | US | MAIN | - | - | DCWIPP | IPPs | 0 | 26 | 32 | 33 | 36 | 36 | 39 | 85 | 89 | 89 | 140
1991 | US | MAIN | - | - | DCWIT | Interruptible Demand | 0 | 807 | 828 | 905 | 922 | 936 | 952 | 967 | 1048 | 1051 | 1089
1991 | US | MAIN | - | - | DCWLM | Direct Control Load Management | 0 | 51 | 83 | 93 | 103 | 119 | 133 | 151 | 171 | 186 | 202
1991 | US | MAIN | - | - | DCWNC | Net Capacity Resources | 0 | 49596 | 49477 | 49815 | 50975 | 51441 | 52006 | 52877 | 54141 | 54899 | 55961
1991 | US | MAIN | - | - | DCWNI | Projected Net Internal Demand | 0 | 32810 | 33471 | 34037 | 34647 | 35275 | 35897 | 36602 | 37254 | 37954 | 38632
1991 | US | MAIN | - | - | DCWNO | Net Operable Capacity | 0 | 49699 | 49708 | 50236 | 50977 | 51468 | 52080 | 52905 | 54100 | 54853 | 55859
1991 | US | MAIN | - | - | DCWPU | Purchases | 0 | 716 | 657 | 481 | 537 | 487 | 437 | 437 | 502 | 507 | 512
1991 | US | MAIN | - | - | DCWSA | Sales | 0 | 845 | 920 | 935 | 575 | 550 | 550 | 550 | 550 | 550 | 550
1991 | US | MAIN | - | - | DCWST | Standby Demand | 0 | 0 | 0 | 0 | 0 | 0 | 0 | 0 | 0 | 0 | 0
1991 | US | MAIN | - | - | DCWTI | Projected Total Internal Demand | 0 | 33668 | 34382 | 35035 | 35672 | 36330 | 36982 | 37720 | 38473 | 39191 | 39923
1991 | US | MAIN | - | - | DCWTO | Operable Total Internal Capacity | 0 | 50253 | 50262 | 50628 | 51186 | 51580 | 52192 | 53017 | 54212 | 54965 | 55971
1991 | US | MRO | - | - | CWIPP | IPPs | 329 | 370 | 370 | 370 | 390 | 390 | 390 | 390 | 390 | 390 | 390
1991 | US | MRO | - | - | CWT | Total Capacity | 32184 | 32328 | 32273 | 32305 | 32381 | 32637 | 32993 | 33299 | 33573 | 33807 | 34111
1991 | US | MRO | - | - | CWTOC | Total Owned Capacity | 31855 | 31958 | 31903 | 31935 | 31991 | 32247 | 32603 | 32909 | 33183 | 33417 | 33721
1991 | US | MRO | - | - | DCWAJ | Adjustments | 0 | 0 | 0 | 0 | 0 | 0 | 0 | 0 | 0 | 0 | 0
1991 | US | MRO | - | - | DCWFP | Full-Responsibility Purchases (portion of total purchases) | 0 | 2797 | 2827 | 2983 | 2967 | 3007 | 2877 | 2878 | 2870 | 2863 | 2857
1991 | US | MRO | - | - | DCWFS | Full-Responsibility Sales (portion of total sales) | 0 | 3746 | 3744 | 2979 | 2972 | 3146 | 3033 | 3035 | 3023 | 3016 | 3007
1991 | US | MRO | - | - | DCWIC | Inoperable capacity | 0 | 0 | 0 | 0 | 0 | 0 | 0 | 0 | 0 | 0 | 0
1991 | US | MRO | - | - | DCWIN | Internal Demand | 0 | 21439 | 21919 | 22279 | 22589 | 22935 | 23333 | 23716 | 24108 | 24521 | 24979
1991 | US | MRO | - | - | DCWIPP | IPPs | 0 | 370 | 370 | 370 | 390 | 390 | 390 | 390 | 390 | 390 | 390
1991 | US | MRO | - | - | DCWIT | Interruptible Demand | 0 | 52 | 54 | 56 | 58 | 60 | 61 | 63 | 64 | 66 | 67
1991 | US | MRO | - | - | DCWLM | Direct Control Load Management | 0 | 552 | 604 | 659 | 709 | 757 | 800 | 842 | 874 | 915 | 953
1991 | US | MRO | - | - | DCWNC | Net Capacity Resources | 0 | 31379 | 31356 | 32309 | 32376 | 32498 | 32837 | 33142 | 33420 | 33654 | 33961
1991 | US | MRO | - | - | DCWNI | Projected Net Internal Demand | 0 | 20875 | 21301 | 21604 | 21862 | 22162 | 22516 | 22855 | 23214 | 23584 | 24003
1991 | US | MRO | - | - | DCWNO | Net Operable Capacity | 0 | 31958 | 31903 | 31935 | 31991 | 32247 | 32603 | 32909 | 33183 | 33417 | 33721
1991 | US | MRO | - | - | DCWPU | Purchases | 0 | 2797 | 2827 | 2983 | 2967 | 3007 | 2877 | 2878 | 2870 | 2863 | 2857
1991 | US | MRO | - | - | DCWSA | Sales | 0 | 3746 | 3744 | 2979 | 2972 | 3146 | 3033 | 3035 | 3023 | 3016 | 3007
1991 | US | MRO | - | - | DCWST | Standby Demand | 0 | 40 | 40 | 40 | 40 | 44 | 44 | 44 | 44 | 44 | 44
1991 | US | MRO | - | - | DCWTI | Projected Total Internal Demand | 0 | 21479 | 21959 | 22319 | 22629 | 22979 | 23377 | 23760 | 24152 | 24565 | 25023
1991 | US | MRO | - | - | DCWTO | Operable Total Internal Capacity | 0 | 31958 | 31903 | 31935 | 31991 | 32247 | 32603 | 32909 | 33183 | 33417 | 33721
1991 | US | NPCC | - | - | CWIPP | IPPs | 2550 | 4043 | 5736 | 7097 | 8150 | 8346 | 8346 | 8271 | 8270 | 8220 | 8219
1991 | US | NPCC | - | - | CWT | Total Capacity | 59413 | 60324 | 61946 | 62983 | 64038 | 64254 | 64254 | 64434 | 64375 | 64325 | 63917
1991 | US | NPCC | - | - | CWTOC | Total Owned Capacity | 56863 | 56281 | 56210 | 55886 | 55888 | 55908 | 55908 | 56163 | 56105 | 56105 | 55698
1991 | US | NPCC | - | - | DCWAJ | Adjustments | 0 | 0 | 0 | 0 | 0 | 0 | 0 | 0 | 0 | 0 | 0
1991 | US | NPCC | - | - | DCWFP | Full-Responsibility Purchases (portion of total purchases) | 0 | 850 | 792 | 736 | 511 | 588 | 627 | 591 | 591 | 591 | 610
1991 | US | NPCC | - | - | DCWFS | Full-Responsibility Sales (portion of total sales) | 0 | 366 | 366 | 366 | 366 | 366 | 366 | 399 | 399 | 399 | 399
1991 | US | NPCC | - | - | DCWIC | Inoperable capacity | 0 | 0 | 0 | 0 | 0 | 0 | 0 | 0 | 0 | 0 | 0
1991 | US | NPCC | - | - | DCWIN | Internal Demand | 0 | 43240 | 43327 | 43726 | 44061 | 44430 | 44921 | 45342 | 46022 | 46666 | 47171
1991 | US | NPCC | - | - | DCWIPP | IPPs | 0 | 4043 | 5736 | 7097 | 8150 | 8346 | 8346 | 8271 | 8271 | 8220 | 8219
1991 | US | NPCC | - | - | DCWIT | Interruptible Demand | 0 | 270 | 302 | 344 | 386 | 399 | 412 | 421 | 423 | 423 | 451
1991 | US | NPCC | - | - | DCWLM | Direct Control Load Management | 0 | 70 | 75 | 82 | 85 | 90 | 95 | 100 | 104 | 108 | 111
1991 | US | NPCC | - | - | DCWNC | Net Capacity Resources | 0 | 60762 | 62354 | 63384 | 64358 | 65100 | 65639 | 65751 | 65692 | 65642 | 65253
1991 | US | NPCC | - | - | DCWNI | Projected Net Internal Demand | 0 | 42900 | 42950 | 43300 | 43590 | 43941 | 44414 | 44821 | 45495 | 46135 | 46609
1991 | US | NPCC | - | - | DCWNO | Net Operable Capacity | 0 | 56281 | 56212 | 55886 | 55888 | 55908 | 55908 | 56163 | 56105 | 56105 | 55698
1991 | US | NPCC | - | - | DCWPU | Purchases | 0 | 1425 | 1392 | 1386 | 1086 | 1613 | 2152 | 2116 | 2116 | 2116 | 2135
1991 | US | NPCC | - | - | DCWSA | Sales | 0 | 986 | 986 | 986 | 766 | 766 | 766 | 799 | 799 | 799 | 799
1991 | US | NPCC | - | - | DCWST | Standby Demand | 0 | 0 | 0 | 0 | 0 | 0 | 0 | 0 | 0 | 0 | 0
1991 | US | NPCC | - | - | DCWTI | Projected Total Internal Demand | 0 | 43240 | 43327 | 43726 | 44061 | 44430 | 44921 | 45342 | 46022 | 46666 | 47171
1991 | US | NPCC | - | - | DCWTO | Operable Total Internal Capacity | 0 | 56281 | 56212 | 55886 | 55888 | 55908 | 55908 | 56163 | 56105 | 56105 | 55698
1991 | US | NPCC | New England | New England | CWIPP | IPPs | 1703 | 2631 | 2785 | 2924 | 2921 | 2921 | 2921 | 2849 | 2848 | 2802 | 2801
1991 | US | NPCC | New England | New England | CWT | Total Capacity | 25659 | 26014 | 26049 | 25872 | 25869 | 25839 | 25839 | 25686 | 25627 | 25581 | 25173
1991 | US | NPCC | New England | New England | CWTOC | Total Owned Capacity | 23956 | 23383 | 23264 | 22948 | 22948 | 22918 | 22918 | 22837 | 22779 | 22779 | 22372
1991 | US | NPCC | New England | New England | DCWAJ | Adjustments | 0 | 0 | 0 | 0 | 0 | 0 | 0 | 0 | 0 | 0 | 0
1991 | US | NPCC | New England | New England | DCWFP | Full-Responsibility Purchases (portion of total purchases) | 0 | 850 | 792 | 736 | 511 | 588 | 627 | 591 | 591 | 591 | 610
1991 | US | NPCC | New England | New England | DCWFS | Full-Responsibility Sales (portion of total sales) | 0 | 70 | 70 | 70 | 70 | 70 | 70 | 70 | 70 | 70 | 70
1991 | US | NPCC | New England | New England | DCWIC | Inoperable capacity | 0 | 0 | 0 | 0 | 0 | 0 | 0 | 0 | 0 | 0 | 0
1991 | US | NPCC | New England | New England | DCWIN | Internal Demand | 0 | 19500 | 19407 | 19496 | 19581 | 19670 | 19921 | 20122 | 20552 | 20956 | 21271
1991 | US | NPCC | New England | New England | DCWIPP | IPPs | 0 | 2631 | 2785 | 2924 | 2921 | 2921 | 2921 | 2849 | 2849 | 2802 | 2801
1991 | US | NPCC | New England | New England | DCWIT | Interruptible Demand | 0 | 130 | 132 | 134 | 136 | 139 | 142 | 141 | 143 | 143 | 141
1991 | US | NPCC | New England | New England | DCWLM | Direct Control Load Management | 0 | 70 | 75 | 82 | 85 | 90 | 95 | 100 | 104 | 108 | 111
1991 | US | NPCC | New England | New England | DCWNC | Net Capacity Resources | 0 | 27318 | 27296 | 27064 | 26835 | 26881 | 26920 | 26732 | 26673 | 26627 | 26238
1991 | US | NPCC | New England | New England | DCWNI | Projected Net Internal Demand | 0 | 19300 | 19200 | 19280 | 19360 | 19441 | 19684 | 19881 | 20305 | 20705 | 21019
1991 | US | NPCC | New England | New England | DCWNO | Net Operable Capacity | 0 | 23383 | 23264 | 22948 | 22948 | 22918 | 22918 | 22837 | 22779 | 22779 | 22372
1991 | US | NPCC | New England | New England | DCWPU | Purchases | 0 | 1375 | 1317 | 1261 | 1036 | 1113 | 1152 | 1116 | 1116 | 1116 | 1135
1991 | US | NPCC | New England | New England | DCWSA | Sales | 0 | 70 | 70 | 70 | 70 | 70 | 70 | 70 | 70 | 70 | 70
1991 | US | NPCC | New England | New England | DCWST | Standby Demand | 0 | 0 | 0 | 0 | 0 | 0 | 0 | 0 | 0 | 0 | 0
1991 | US | NPCC | New England | New England | DCWTI | Projected Total Internal Demand | 0 | 19500 | 19407 | 19496 | 19581 | 19670 | 19921 | 20122 | 20552 | 20956 | 21271
1991 | US | NPCC | New England | New England | DCWTO | Operable Total Internal Capacity | 0 | 23383 | 23264 | 22948 | 22948 | 22918 | 22918 | 22837 | 22779 | 22779 | 22372
1991 | US | NPCC | New York | New York | CWIPP | IPPs | 847 | 1412 | 2951 | 4173 | 5229 | 5425 | 5425 | 5422 | 5422 | 5418 | 5418
1991 | US | NPCC | New York | New York | CWT | Total Capacity | 33754 | 34310 | 35897 | 37111 | 38169 | 38415 | 38415 | 38748 | 38748 | 38744 | 38744
1991 | US | NPCC | New York | New York | CWTOC | Total Owned Capacity | 32907 | 32898 | 32946 | 32938 | 32940 | 32990 | 32990 | 33326 | 33326 | 33326 | 33326
1991 | US | NPCC | New York | New York | DCWAJ | Adjustments | 0 | 0 | 0 | 0 | 0 | 0 | 0 | 0 | 0 | 0 | 0
1991 | US | NPCC | New York | New York | DCWFP | Full-Responsibility Purchases (portion of total purchases) | 0 | 0 | 0 | 0 | 0 | 0 | 0 | 0 | 0 | 0 | 0
1991 | US | NPCC | New York | New York | DCWFS | Full-Responsibility Sales (portion of total sales) | 0 | 296 | 296 | 296 | 296 | 296 | 296 | 329 | 329 | 329 | 329
1991 | US | NPCC | New York | New York | DCWIC | Inoperable capacity | 0 | 0 | 0 | 0 | 0 | 0 | 0 | 0 | 0 | 0 | 0
1991 | US | NPCC | New York | New York | DCWIN | Internal Demand | 0 | 23740 | 23920 | 24230 | 24480 | 24760 | 25000 | 25220 | 25470 | 25710 | 25900
1991 | US | NPCC | New York | New York | DCWIPP | IPPs | 0 | 1412 | 2951 | 4173 | 5229 | 5425 | 5425 | 5422 | 5422 | 5418 | 5418
1991 | US | NPCC | New York | New York | DCWIT | Interruptible Demand | 0 | 140 | 170 | 210 | 250 | 260 | 270 | 280 | 280 | 280 | 310
1991 | US | NPCC | New York | New York | DCWLM | Direct Control Load Management | 0 | 0 | 0 | 0 | 0 | 0 | 0 | 0 | 0 | 0 | 0
1991 | US | NPCC | New York | New York | DCWNC | Net Capacity Resources | 0 | 33444 | 35058 | 36320 | 37523 | 38219 | 38719 | 39019 | 39019 | 39015 | 39015
1991 | US | NPCC | New York | New York | DCWNI | Projected Net Internal Demand | 0 | 23600 | 23750 | 24020 | 24230 | 24500 | 24730 | 24940 | 25190 | 25430 | 25590
1991 | US | NPCC | New York | New York | DCWNO | Net Operable Capacity | 0 | 32898 | 32948 | 32938 | 32940 | 32990 | 32990 | 33326 | 33326 | 33326 | 33326
1991 | US | NPCC | New York | New York | DCWPU | Purchases | 0 | 50 | 75 | 125 | 50 | 500 | 1000 | 1000 | 1000 | 1000 | 1000
1991 | US | NPCC | New York | New York | DCWSA | Sales | 0 | 916 | 916 | 916 | 696 | 696 | 696 | 729 | 729 | 729 | 729
1991 | US | NPCC | New York | New York | DCWST | Standby Demand | 0 | 0 | 0 | 0 | 0 | 0 | 0 | 0 | 0 | 0 | 0
1991 | US | NPCC | New York | New York | DCWTI | Projected Total Internal Demand | 0 | 23740 | 23920 | 24230 | 24480 | 24760 | 25000 | 25220 | 25470 | 25710 | 25900
1991 | US | NPCC | New York | New York | DCWTO | Operable Total Internal Capacity | 0 | 32898 | 32948 | 32938 | 32940 | 32990 | 32990 | 33326 | 33326 | 33326 | 33326
1991 | US | SERC | - | - | CWIPP | IPPs | 2023 | 2354 | 3528 | 3999 | 4239 | 4315 | 4412 | 4487 | 4487 | 4485 | 4485
1991 | US | SERC | - | - | CWT | Total Capacity | 116126 | 117723 | 122119 | 122827 | 125680 | 130338 | 132478 | 135129 | 137961 | 140646 | 143500
1991 | US | SERC | - | - | CWTOC | Total Owned Capacity | 114103 | 115369 | 118591 | 118828 | 121441 | 126023 | 128066 | 130642 | 133474 | 136161 | 139015
1991 | US | SERC | - | - | DCWAJ | Adjustments | 0 | 0 | 0 | 0 | 0 | 0 | 0 | 0 | 0 | 0 | 0
1991 | US | SERC | - | - | DCWFP | Full-Responsibility Purchases (portion of total purchases) | 0 | 0 | 0 | 0 | 0 | 0 | 0 | 0 | 0 | 0 | 0
1991 | US | SERC | - | - | DCWFS | Full-Responsibility Sales (portion of total sales) | 0 | 2562 | 2156 | 1904 | 1718 | 1637 | 1637 | 1637 | 1637 | 1637 | 1512
1991 | US | SERC | - | - | DCWIC | Inoperable capacity | 0 | 2130 | 1065 | 1065 | 1065 | 0 | 0 | 0 | 0 | 0 | 0
1991 | US | SERC | - | - | DCWIN | Internal Demand | 0 | 90478 | 92640 | 94907 | 97077 | 99321 | 101568 | 103785 | 106188 | 108414 | 110375
1991 | US | SERC | - | - | DCWIPP | IPPs | 0 | 2354 | 3528 | 3999 | 4239 | 4315 | 4412 | 4487 | 4487 | 4485 | 4485
1991 | US | SERC | - | - | DCWIT | Interruptible Demand | 0 | 1356 | 1363 | 1447 | 1490 | 1516 | 1553 | 1575 | 1599 | 1619 | 1632
1991 | US | SERC | - | - | DCWLM | Direct Control Load Management | 0 | 1015 | 1158 | 1315 | 1521 | 1725 | 1685 | 1846 | 1834 | 2147 | 2047
1991 | US | SERC | - | - | DCWNC | Net Capacity Resources | 0 | 114174 | 119966 | 121327 | 124043 | 129746 | 131886 | 134537 | 137199 | 138984 | 141967
1991 | US | SERC | - | - | DCWNI | Projected Net Internal Demand | 0 | 88107 | 90119 | 92145 | 94066 | 96080 | 98330 | 100364 | 102755 | 104648 | 106696
1991 | US | SERC | - | - | DCWNO | Net Operable Capacity | 0 | 113239 | 117526 | 117763 | 120376 | 126023 | 128066 | 130642 | 133474 | 136161 | 139015
1991 | US | SERC | - | - | DCWPU | Purchases | 0 | 1981 | 1905 | 1905 | 1585 | 1485 | 1485 | 1485 | 1315 | 415 | 415
1991 | US | SERC | - | - | DCWSA | Sales | 0 | 3400 | 2993 | 2340 | 2157 | 2077 | 2077 | 2077 | 2077 | 2077 | 1948
1991 | US | SERC | - | - | DCWST | Standby Demand | 0 | 0 | 0 | 0 | 0 | 0 | 0 | 0 | 0 | 0 | 0
1991 | US | SERC | - | - | DCWTI | Projected Total Internal Demand | 0 | 90478 | 92640 | 94907 | 97077 | 99321 | 101568 | 103785 | 106188 | 108414 | 110375
1991 | US | SERC | - | - | DCWTO | Operable Total Internal Capacity | 0 | 115369 | 118591 | 118828 | 121441 | 126023 | 128066 | 130642 | 133474 | 136161 | 139015
1991 | US | SERC | Central | - | CWIPP | IPPs | 0 | 0 | 0 | 0 | 0 | 0 | 0 | 0 | 0 | 0 | 0
1991 | US | SERC | Central | - | CWT | Total Capacity | 29848 | 29759 | 30929 | 30929 | 31153 | 32323 | 32323 | 33535 | 34135 | 35647 | 35947
1991 | US | SERC | Central | - | CWTOC | Total Owned Capacity | 29848 | 29759 | 30929 | 30929 | 31153 | 32323 | 32323 | 33535 | 34135 | 35647 | 35947
1991 | US | SERC | Central | - | DCWAJ | Adjustments | 0 | 0 | 0 | 0 | 0 | 0 | 0 | 0 | 0 | 0 | 0
1991 | US | SERC | Central | - | DCWFP | Full-Responsibility Purchases (portion of total purchases) | 0 | 0 | 0 | 0 | 0 | 0 | 0 | 0 | 0 | 0 | 0
1991 | US | SERC | Central | - | DCWFS | Full-Responsibility Sales (portion of total sales) | 0 | 0 | 0 | 0 | 0 | 0 | 0 | 0 | 0 | 0 | 0
1991 | US | SERC | Central | - | DCWIC | Inoperable capacity | 0 | 2130 | 1065 | 1065 | 1065 | 0 | 0 | 0 | 0 | 0 | 0
1991 | US | SERC | Central | - | DCWIN | Internal Demand | 0 | 22910 | 23344 | 23801 | 24330 | 24692 | 25167 | 25645 | 26116 | 26589 | 27232
1991 | US | SERC | Central | - | DCWIPP | IPPs | 0 | 0 | 0 | 0 | 0 | 0 | 0 | 0 | 0 | 0 | 0
1991 | US | SERC | Central | - | DCWIT | Interruptible Demand | 0 | 604 | 547 | 527 | 527 | 536 | 545 | 554 | 563 | 571 | 576
1991 | US | SERC | Central | - | DCWLM | Direct Control Load Management | 0 | 0 | 0 | 0 | 0 | 0 | 0 | 0 | 0 | 0 | 0
1991 | US | SERC | Central | - | DCWNC | Net Capacity Resources | 0 | 27216 | 29451 | 29451 | 29675 | 31910 | 31910 | 33122 | 33722 | 35234 | 35534
1991 | US | SERC | Central | - | DCWNI | Projected Net Internal Demand | 0 | 22306 | 22797 | 23274 | 23803 | 24156 | 24622 | 25091 | 25553 | 26018 | 26656
1991 | US | SERC | Central | - | DCWNO | Net Operable Capacity | 0 | 27629 | 29864 | 29864 | 30088 | 32323 | 32323 | 33535 | 34135 | 35647 | 35947
1991 | US | SERC | Central | - | DCWPU | Purchases | 0 | 0 | 0 | 0 | 0 | 0 | 0 | 0 | 0 | 0 | 0
1991 | US | SERC | Central | - | DCWSA | Sales | 0 | 413 | 413 | 413 | 413 | 413 | 413 | 413 | 413 | 413 | 413
1991 | US | SERC | Central | - | DCWST | Standby Demand | 0 | 0 | 0 | 0 | 0 | 0 | 0 | 0 | 0 | 0 | 0
1991 | US | SERC | Central | - | DCWTI | Projected Total Internal Demand | 0 | 22910 | 23344 | 23801 | 24330 | 24692 | 25167 | 25645 | 26116 | 26589 | 27232
1991 | US | SERC | Central | - | DCWTO | Operable Total Internal Capacity | 0 | 29759 | 30929 | 30929 | 31153 | 32323 | 32323 | 33535 | 34135 | 35647 | 35947
1991 | US | SERC | Southeastern | - | CWIPP | IPPs | 459 | 459 | 459 | 459 | 459 | 459 | 459 | 459 | 459 | 459 | 459
1991 | US | SERC | Southeastern | - | CWT | Total Capacity | 38002 | 38431 | 39010 | 39154 | 39908 | 41398 | 42096 | 42810 | 43914 | 44483 | 45089
1991 | US | SERC | Southeastern | - | CWTOC | Total Owned Capacity | 37543 | 37972 | 38551 | 38695 | 39449 | 40939 | 41637 | 42351 | 43455 | 44024 | 44630
1991 | US | SERC | Southeastern | - | DCWAJ | Adjustments | 0 | 0 | 0 | 0 | 0 | 0 | 0 | 0 | 0 | 0 | 0
1991 | US | SERC | Southeastern | - | DCWFP | Full-Responsibility Purchases (portion of total purchases) | 0 | 0 | 0 | 0 | 0 | 0 | 0 | 0 | 0 | 0 | 0
1991 | US | SERC | Southeastern | - | DCWFS | Full-Responsibility Sales (portion of total sales) | 0 | 2562 | 2156 | 1904 | 1718 | 1637 | 1637 | 1637 | 1637 | 1637 | 1512
1991 | US | SERC | Southeastern | - | DCWIC | Inoperable capacity | 0 | 0 | 0 | 0 | 0 | 0 | 0 | 0 | 0 | 0 | 0
1991 | US | SERC | Southeastern | - | DCWIN | Internal Demand | 0 | 24971 | 25576 | 26161 | 26757 | 27404 | 28042 | 28693 | 29316 | 29814 | 30394
1991 | US | SERC | Southeastern | - | DCWIPP | IPPs | 0 | 459 | 459 | 459 | 459 | 459 | 459 | 459 | 459 | 459 | 459
1991 | US | SERC | Southeastern | - | DCWIT | Interruptible Demand | 0 | 517 | 575 | 674 | 713 | 725 | 749 | 757 | 768 | 775 | 779
1991 | US | SERC | Southeastern | - | DCWLM | Direct Control Load Management | 0 | 27 | 100 | 175 | 327 | 397 | 416 | 445 | 456 | 469 | 479
1991 | US | SERC | Southeastern | - | DCWNC | Net Capacity Resources | 0 | 35976 | 36886 | 37683 | 38500 | 40070 | 40768 | 41482 | 42416 | 42985 | 43720
1991 | US | SERC | Southeastern | - | DCWNI | Projected Net Internal Demand | 0 | 24427 | 24901 | 25312 | 25717 | 26282 | 26877 | 27491 | 28092 | 28570 | 29136
1991 | US | SERC | Southeastern | - | DCWNO | Net Operable Capacity | 0 | 37972 | 38551 | 38695 | 39449 | 40939 | 41637 | 42351 | 43455 | 44024 | 44630
1991 | US | SERC | Southeastern | - | DCWPU | Purchases | 0 | 517 | 441 | 441 | 321 | 321 | 321 | 321 | 151 | 151 | 151
1991 | US | SERC | Southeastern | - | DCWSA | Sales | 0 | 2972 | 2565 | 1912 | 1729 | 1649 | 1649 | 1649 | 1649 | 1649 | 1520
1991 | US | SERC | Southeastern | - | DCWST | Standby Demand | 0 | 0 | 0 | 0 | 0 | 0 | 0 | 0 | 0 | 0 | 0
1991 | US | SERC | Southeastern | - | DCWTI | Projected Total Internal Demand | 0 | 24971 | 25576 | 26161 | 26757 | 27404 | 28042 | 28693 | 29316 | 29814 | 30394
1991 | US | SERC | Southeastern | - | DCWTO | Operable Total Internal Capacity | 0 | 37972 | 38551 | 38695 | 39449 | 40939 | 41637 | 42351 | 43455 | 44024 | 44630
1991 | US | SERC | VACAR | - | CWIPP | IPPs | 1564 | 1895 | 3069 | 3540 | 3780 | 3856 | 3953 | 4028 | 4028 | 4026 | 4026
1991 | US | SERC | VACAR | - | CWT | Total Capacity | 48276 | 49533 | 52180 | 52744 | 54619 | 56617 | 58059 | 58784 | 59912 | 60516 | 62464
1991 | US | SERC | VACAR | - | CWTOC | Total Owned Capacity | 46712 | 47638 | 49111 | 49204 | 50839 | 52761 | 54106 | 54756 | 55884 | 56490 | 58438
1991 | US | SERC | VACAR | - | DCWAJ | Adjustments | 0 | 0 | 0 | 0 | 0 | 0 | 0 | 0 | 0 | 0 | 0
1991 | US | SERC | VACAR | - | DCWFP | Full-Responsibility Purchases (portion of total purchases) | 0 | 0 | 0 | 0 | 0 | 0 | 0 | 0 | 0 | 0 | 0
1991 | US | SERC | VACAR | - | DCWFS | Full-Responsibility Sales (portion of total sales) | 0 | 0 | 0 | 0 | 0 | 0 | 0 | 0 | 0 | 0 | 0
1991 | US | SERC | VACAR | - | DCWIC | Inoperable capacity | 0 | 0 | 0 | 0 | 0 | 0 | 0 | 0 | 0 | 0 | 0
1991 | US | SERC | VACAR | - | DCWIN | Internal Demand | 0 | 42597 | 43720 | 44945 | 45990 | 47225 | 48359 | 49447 | 50756 | 52011 | 52749
1991 | US | SERC | VACAR | - | DCWIPP | IPPs | 0 | 1895 | 3069 | 3540 | 3780 | 3856 | 3953 | 4028 | 4028 | 4026 | 4026
1991 | US | SERC | VACAR | - | DCWIT | Interruptible Demand | 0 | 235 | 241 | 246 | 250 | 255 | 259 | 264 | 268 | 273 | 277
1991 | US | SERC | VACAR | - | DCWLM | Direct Control Load Management | 0 | 988 | 1058 | 1140 | 1194 | 1328 | 1269 | 1401 | 1378 | 1678 | 1568
1991 | US | SERC | VACAR | - | DCWNC | Net Capacity Resources | 0 | 50982 | 53629 | 54193 | 55868 | 57766 | 59208 | 59933 | 61061 | 60765 | 62713
1991 | US | SERC | VACAR | - | DCWNI | Projected Net Internal Demand | 0 | 41374 | 42421 | 43559 | 44546 | 45642 | 46831 | 47782 | 49110 | 50060 | 50904
1991 | US | SERC | VACAR | - | DCWNO | Net Operable Capacity | 0 | 47638 | 49111 | 49204 | 50839 | 52761 | 54106 | 54756 | 55884 | 56490 | 58438
1991 | US | SERC | VACAR | - | DCWPU | Purchases | 0 | 1464 | 1464 | 1464 | 1264 | 1164 | 1164 | 1164 | 1164 | 264 | 264
1991 | US | SERC | VACAR | - | DCWSA | Sales | 0 | 15 | 15 | 15 | 15 | 15 | 15 | 15 | 15 | 15 | 15
1991 | US | SERC | VACAR | - | DCWST | Standby Demand | 0 | 0 | 0 | 0 | 0 | 0 | 0 | 0 | 0 | 0 | 0
1991 | US | SERC | VACAR | - | DCWTI | Projected Total Internal Demand | 0 | 42597 | 43720 | 44945 | 45990 | 47225 | 48359 | 49447 | 50756 | 52011 | 52749
1991 | US | SERC | VACAR | - | DCWTO | Operable Total Internal Capacity | 0 | 47638 | 49111 | 49204 | 50839 | 52761 | 54106 | 54756 | 55884 | 56490 | 58438
1991 | US | SPP | - | - | CWIPP | IPPs | 151 | 451 | 451 | 451 | 451 | 451 | 451 | 551 | 551 | 551 | 551
1991 | US | SPP | - | - | CWT | Total Capacity | 67200 | 67634 | 67674 | 67955 | 68087 | 68621 | 69342 | 70172 | 71173 | 72276 | 73534
1991 | US | SPP | - | - | CWTOC | Total Owned Capacity | 67049 | 67183 | 67223 | 67504 | 67636 | 68170 | 68891 | 69621 | 70622 | 71725 | 72983
1991 | US | SPP | - | - | DCWAJ | Adjustments | 0 | 0 | 0 | 0 | 0 | 0 | 0 | 0 | 0 | 0 | 0
1991 | US | SPP | - | - | DCWFP | Full-Responsibility Purchases (portion of total purchases) | 0 | 2001 | 2009 | 2069 | 2088 | 2101 | 2097 | 1966 | 1977 | 1952 | 1960
1991 | US | SPP | - | - | DCWFS | Full-Responsibility Sales (portion of total sales) | 0 | 1361 | 1337 | 1356 | 1350 | 1363 | 1339 | 1349 | 1425 | 1432 | 1330
1991 | US | SPP | - | - | DCWIC | Inoperable capacity | 0 | 201 | 206 | 206 | 206 | 206 | 206 | 162 | 116 | 116 | 116
1991 | US | SPP | - | - | DCWIN | Internal Demand | 0 | 39567 | 40512 | 41497 | 42321 | 43217 | 44175 | 45159 | 46137 | 47107 | 48082
1991 | US | SPP | - | - | DCWIPP | IPPs | 0 | 451 | 451 | 451 | 451 | 451 | 451 | 551 | 551 | 551 | 551
1991 | US | SPP | - | - | DCWIT | Interruptible Demand | 0 | 342 | 347 | 352 | 357 | 367 | 377 | 392 | 407 | 422 | 437
1991 | US | SPP | - | - | DCWLM | Direct Control Load Management | 0 | 80 | 80 | 80 | 80 | 80 | 80 | 80 | 80 | 80 | 80
1991 | US | SPP | - | - | DCWNC | Net Capacity Resources | 0 | 67668 | 67797 | 68118 | 68390 | 68951 | 69616 | 70496 | 71477 | 72656 | 74034
1991 | US | SPP | - | - | DCWNI | Projected Net Internal Demand | 0 | 39145 | 40085 | 41065 | 41884 | 42770 | 43718 | 44687 | 45650 | 46605 | 47565
1991 | US | SPP | - | - | DCWNO | Net Operable Capacity | 0 | 66982 | 67017 | 67298 | 67430 | 67964 | 68685 | 69459 | 70506 | 71609 | 72867
1991 | US | SPP | - | - | DCWPU | Purchases | 0 | 5848 | 6117 | 6420 | 6657 | 6841 | 6357 | 6184 | 6137 | 6117 | 4617
1991 | US | SPP | - | - | DCWSA | Sales | 0 | 5613 | 5788 | 6051 | 6148 | 6305 | 5877 | 5698 | 5717 | 5621 | 4001
1991 | US | SPP | - | - | DCWST | Standby Demand | 0 | 0 | 0 | 0 | 0 | 0 | 0 | 0 | 0 | 0 | 0
1991 | US | SPP | - | - | DCWTI | Projected Total Internal Demand | 0 | 39567 | 40512 | 41497 | 42321 | 43217 | 44175 | 45159 | 46137 | 47107 | 48082
1991 | US | SPP | - | - | DCWTO | Operable Total Internal Capacity | 0 | 67183 | 67223 | 67504 | 67636 | 68170 | 68891 | 69621 | 70622 | 71725 | 72983
1991 | US | WECC | - | - | CWIPP | IPPs | 7462 | 8033 | 9006 | 9605 | 9974 | 10175 | 10284 | 10304 | 10343 | 10375 | 10400
1991 | US | WECC | - | - | CWT | Total Capacity | 130581 | 130082 | 131740 | 133180 | 134151 | 135985 | 136936 | 138038 | 138740 | 140072 | 140710
1991 | US | WECC | - | - | CWTOC | Total Owned Capacity | 123119 | 122049 | 122734 | 123575 | 124177 | 125810 | 126652 | 127734 | 128397 | 129697 | 130310
1991 | US | WECC | - | - | DCWAJ | Adjustments | 0 | 0 | 0 | 0 | 0 | 0 | 0 | 0 | 0 | 0 | 0
1991 | US | WECC | - | - | DCWFP | Full-Responsibility Purchases (portion of total purchases) | 0 | 564 | 564 | 534 | 534 | 634 | 414 | 414 | 414 | 414 | 414
1991 | US | WECC | - | - | DCWFS | Full-Responsibility Sales (portion of total sales) | 0 | 41 | 41 | 41 | 41 | 41 | 41 | 41 | 141 | 641 | 641
1991 | US | WECC | - | - | DCWIC | Inoperable capacity | 0 | 213 | 213 | 213 | 221 | 221 | 221 | 221 | 221 | 221 | 221
1991 | US | WECC | - | - | DCWIN | Internal Demand | 0 | 91295 | 93427 | 94834 | 96392 | 97994 | 99775 | 101277 | 103065 | 104843 | 106469
1991 | US | WECC | - | - | DCWIPP | IPPs | 0 | 8033 | 9006 | 9605 | 9974 | 10175 | 10284 | 10304 | 10343 | 10375 | 10400
1991 | US | WECC | - | - | DCWIT | Interruptible Demand | 0 | 1863 | 2221 | 2196 | 2186 | 2168 | 2174 | 2180 | 2187 | 2192 | 2195
1991 | US | WECC | - | - | DCWLM | Direct Control Load Management | 0 | 428 | 428 | 429 | 429 | 430 | 430 | 430 | 430 | 430 | 430
1991 | US | WECC | - | - | DCWNC | Net Capacity Resources | 0 | 130392 | 132050 | 133460 | 134423 | 136357 | 137088 | 138190 | 138792 | 139624 | 140262
1991 | US | WECC | - | - | DCWNI | Projected Net Internal Demand | 0 | 89004 | 90778 | 92209 | 93777 | 95396 | 97171 | 98667 | 100448 | 102221 | 103844
1991 | US | WECC | - | - | DCWNO | Net Operable Capacity | 0 | 121836 | 122521 | 123362 | 123956 | 125589 | 126431 | 127513 | 128176 | 129476 | 130089
1991 | US | WECC | - | - | DCWPU | Purchases | 0 | 564 | 564 | 534 | 534 | 634 | 414 | 414 | 414 | 414 | 414
1991 | US | WECC | - | - | DCWSA | Sales | 0 | 41 | 41 | 41 | 41 | 41 | 41 | 41 | 141 | 641 | 641
1991 | US | WECC | - | - | DCWST | Standby Demand | 0 | 0 | 0 | 0 | 0 | 0 | 0 | 0 | 0 | 0 | 0
1991 | US | WECC | - | - | DCWTI | Projected Total Internal Demand | 0 | 91295 | 93427 | 94834 | 96392 | 97994 | 99775 | 101277 | 103065 | 104843 | 106469
1991 | US | WECC | - | - | DCWTO | Operable Total Internal Capacity | 0 | 122049 | 122734 | 123575 | 124177 | 125810 | 126652 | 127734 | 128397 | 129697 | 130310
1991 | US | WECC | AZN | - | CWIPP | IPPs | 360 | 360 | 360 | 360 | 360 | 360 | 364 | 368 | 382 | 400 | 400
1991 | US | WECC | AZN | - | CWT | Total Capacity | 16580 | 16452 | 16749 | 16821 | 16857 | 16716 | 16770 | 16897 | 17199 | 17437 | 17507
1991 | US | WECC | AZN | - | CWTOC | Total Owned Capacity | 16220 | 16092 | 16389 | 16461 | 16497 | 16356 | 16406 | 16529 | 16817 | 17037 | 17107
1991 | US | WECC | AZN | - | DCWAJ | Adjustments | 0 | 3283 | 3576 | 3576 | 3576 | 3719 | 3719 | 3719 | 3719 | 3719 | 3719
1991 | US | WECC | AZN | - | DCWFP | Full-Responsibility Purchases (portion of total purchases) | 0 | 529 | 533 | 503 | 499 | 599 | 599 | 599 | 599 | 603 | 599
1991 | US | WECC | AZN | - | DCWFS | Full-Responsibility Sales (portion of total sales) | 0 | 513 | 248 | 248 | 248 | 248 | 198 | 198 | 198 | 198 | 198
1991 | US | WECC | AZN | - | DCWIC | Inoperable capacity | 0 | 13 | 13 | 13 | 13 | 13 | 13 | 13 | 13 | 13 | 13
1991 | US | WECC | AZN | - | DCWIN | Internal Demand | 0 | 10075 | 10739 | 11043 | 11355 | 11605 | 11866 | 12130 | 12391 | 12673 | 12966
1991 | US | WECC | AZN | - | DCWIPP | IPPs | 0 | 360 | 360 | 360 | 360 | 360 | 364 | 368 | 382 | 400 | 400
1991 | US | WECC | AZN | - | DCWIT | Interruptible Demand | 0 | 376 | 772 | 770 | 788 | 787 | 773 | 772 | 771 | 753 | 772
1991 | US | WECC | AZN | - | DCWLM | Direct Control Load Management | 0 | 0 | 0 | 0 | 0 | 0 | 0 | 0 | 0 | 0 | 0
1991 | US | WECC | AZN | - | DCWNC | Net Capacity Resources | 0 | 16016 | 16945 | 16987 | 17047 | 16886 | 16990 | 17117 | 17419 | 17665 | 17727
1991 | US | WECC | AZN | - | DCWNI | Projected Net Internal Demand | 0 | 9699 | 9967 | 10273 | 10567 | 10818 | 11093 | 11358 | 11620 | 11920 | 12194
1991 | US | WECC | AZN | - | DCWNO | Net Operable Capacity | 0 | 16079 | 16376 | 16448 | 16484 | 16343 | 16393 | 16516 | 16804 | 17024 | 17094
1991 | US | WECC | AZN | - | DCWPU | Purchases | 0 | 1076 | 1080 | 1050 | 1046 | 1146 | 1146 | 1146 | 1146 | 1150 | 1146
1991 | US | WECC | AZN | - | DCWSA | Sales | 0 | 4782 | 4447 | 4447 | 4419 | 4682 | 4632 | 4632 | 4632 | 4628 | 4632
1991 | US | WECC | AZN | - | DCWST | Standby Demand | 0 | 0 | 0 | 0 | 0 | 0 | 0 | 0 | 0 | 0 | 0
1991 | US | WECC | AZN | - | DCWTI | Projected Total Internal Demand | 0 | 10075 | 10739 | 11043 | 11355 | 11605 | 11866 | 12130 | 12391 | 12673 | 12966
1991 | US | WECC | AZN | - | DCWTO | Operable Total Internal Capacity | 0 | 16092 | 16389 | 16461 | 16497 | 16356 | 16406 | 16529 | 16817 | 17037 | 17107
1991 | US | WECC | CNV | - | CWIPP | IPPs | 6285 | 6660 | 7184 | 7584 | 7783 | 7821 | 7830 | 7833 | 7835 | 7838 | 7840
1991 | US | WECC | CNV | - | CWT | Total Capacity | 53983 | 55584 | 56459 | 57428 | 58262 | 59340 | 60035 | 60785 | 61029 | 62112 | 62657
1991 | US | WECC | CNV | - | CWTOC | Total Owned Capacity | 47698 | 48924 | 49275 | 49844 | 50479 | 51519 | 52205 | 52952 | 53194 | 54274 | 54817
1991 | US | WECC | CNV | - | DCWAJ | Adjustments | 0 | -3837 | -4009 | -4009 | -4152 | -4152 | -4152 | -4152 | -4152 | -4152 | -4152
1991 | US | WECC | CNV | - | DCWFP | Full-Responsibility Purchases (portion of total purchases) | 0 | 2006 | 1741 | 1841 | 1840 | 1690 | 1520 | 1270 | 1270 | 1220 | 1220
1991 | US | WECC | CNV | - | DCWFS | Full-Responsibility Sales (portion of total sales) | 0 | 709 | 679 | 951 | 951 | 951 | 951 | 951 | 951 | 951 | 951
1991 | US | WECC | CNV | - | DCWIC | Inoperable capacity | 0 | 0 | 0 | 0 | 0 | 0 | 0 | 0 | 0 | 0 | 0
1991 | US | WECC | CNV | - | DCWIN | Internal Demand | 0 | 37270 | 38034 | 38445 | 39244 | 40015 | 40884 | 41522 | 42398 | 43227 | 43921
1991 | US | WECC | CNV | - | DCWIPP | IPPs | 0 | 6660 | 7184 | 7584 | 7783 | 7821 | 7830 | 7833 | 7835 | 7838 | 7840
1991 | US | WECC | CNV | - | DCWIT | Interruptible Demand | 0 | 32 | 34 | 34 | 35 | 35 | 35 | 36 | 36 | 37 | 37
1991 | US | WECC | CNV | - | DCWLM | Direct Control Load Management | 0 | 428 | 428 | 429 | 429 | 430 | 430 | 430 | 430 | 430 | 430
1991 | US | WECC | CNV | - | DCWNC | Net Capacity Resources | 0 | 57510 | 58226 | 59007 | 59843 | 60962 | 61594 | 62189 | 63190 | 64404 | 64481
1991 | US | WECC | CNV | - | DCWNI | Projected Net Internal Demand | 0 | 36810 | 37572 | 37982 | 38780 | 39550 | 40419 | 41056 | 41932 | 42760 | 43454
1991 | US | WECC | CNV | - | DCWNO | Net Operable Capacity | 0 | 48924 | 49275 | 49844 | 50479 | 51519 | 52205 | 52952 | 53194 | 54274 | 54817
1991 | US | WECC | CNV | - | DCWPU | Purchases | 0 | 7031 | 7014 | 7098 | 7243 | 7284 | 7221 | 7066 | 7823 | 7954 | 7486
1991 | US | WECC | CNV | - | DCWSA | Sales | 0 | 1268 | 1238 | 1510 | 1510 | 1510 | 1510 | 1510 | 1510 | 1510 | 1510
1991 | US | WECC | CNV | - | DCWST | Standby Demand | 0 | 0 | 0 | 0 | 0 | 0 | 0 | 0 | 0 | 0 | 0
1991 | US | WECC | CNV | - | DCWTI | Projected Total Internal Demand | 0 | 37270 | 38034 | 38445 | 39244 | 40015 | 40884 | 41522 | 42398 | 43227 | 43921
1991 | US | WECC | CNV | - | DCWTO | Operable Total Internal Capacity | 0 | 48924 | 49275 | 49844 | 50479 | 51519 | 52205 | 52952 | 53194 | 54274 | 54817
1991 | US | WECC | NWPP | - | CWIPP | IPPs | 590 | 771 | 1042 | 1094 | 1114 | 1203 | 1219 | 1222 | 1255 | 1270 | 1289
1991 | US | WECC | NWPP | - | CWT | Total Capacity | 50377 | 48183 | 48516 | 48728 | 48756 | 49047 | 49173 | 49282 | 49525 | 49540 | 49559
1991 | US | WECC | NWPP | - | CWTOC | Total Owned Capacity | 49787 | 47412 | 47474 | 47634 | 47642 | 47844 | 47954 | 48060 | 48270 | 48270 | 48270
1991 | US | WECC | NWPP | - | DCWAJ | Adjustments | 0 | 108 | 108 | 108 | 108 | 108 | 108 | 108 | 108 | 108 | 108
1991 | US | WECC | NWPP | - | DCWFP | Full-Responsibility Purchases (portion of total purchases) | 0 | 1451 | 1421 | 1693 | 1693 | 1694 | 1694 | 1694 | 1694 | 1694 | 1694
1991 | US | WECC | NWPP | - | DCWFS | Full-Responsibility Sales (portion of total sales) | 0 | 1598 | 1606 | 1681 | 1683 | 1585 | 1637 | 1389 | 1491 | 1943 | 1945
1991 | US | WECC | NWPP | - | DCWIC | Inoperable capacity | 0 | 49 | 49 | 49 | 49 | 49 | 49 | 49 | 49 | 49 | 49
1991 | US | WECC | NWPP | - | DCWIN | Internal Demand | 0 | 37313 | 37843 | 38379 | 38739 | 39157 | 39621 | 40051 | 40506 | 40982 | 41478
1991 | US | WECC | NWPP | - | DCWIPP | IPPs | 0 | 771 | 1042 | 1094 | 1114 | 1203 | 1219 | 1222 | 1255 | 1270 | 1289
1991 | US | WECC | NWPP | - | DCWIT | Interruptible Demand | 0 | 1248 | 1220 | 1194 | 1181 | 1173 | 1173 | 1173 | 1174 | 1174 | 1174
1991 | US | WECC | NWPP | - | DCWLM | Direct Control Load Management | 0 | 0 | 0 | 0 | 0 | 0 | 0 | 0 | 0 | 0 | 0
1991 | US | WECC | NWPP | - | DCWNC | Net Capacity Resources | 0 | 48033 | 48334 | 48754 | 48780 | 49176 | 49256 | 49621 | 49768 | 49338 | 49362
1991 | US | WECC | NWPP | - | DCWNI | Projected Net Internal Demand | 0 | 36065 | 36623 | 37185 | 37558 | 37984 | 38448 | 38878 | 39332 | 39808 | 40304
1991 | US | WECC | NWPP | - | DCWNO | Net Operable Capacity | 0 | 47363 | 47425 | 47585 | 47593 | 47795 | 47905 | 48011 | 48221 | 48221 | 48221
1991 | US | WECC | NWPP | - | DCWPU | Purchases | 0 | 1898 | 1874 | 2157 | 2157 | 2164 | 2170 | 2178 | 2184 | 2191 | 2198
1991 | US | WECC | NWPP | - | DCWSA | Sales | 0 | 2107 | 2115 | 2190 | 2192 | 2094 | 2146 | 1898 | 2000 | 2452 | 2454
1991 | US | WECC | NWPP | - | DCWST | Standby Demand | 0 | 0 | 0 | 0 | 0 | 0 | 0 | 0 | 0 | 0 | 0
1991 | US | WECC | NWPP | - | DCWTI | Projected Total Internal Demand | 0 | 37313 | 37843 | 38379 | 38739 | 39157 | 39621 | 40051 | 40506 | 40982 | 41478
1991 | US | WECC | NWPP | - | DCWTO | Operable Total Internal Capacity | 0 | 47412 | 47474 | 47634 | 47642 | 47844 | 47954 | 48060 | 48270 | 48270 | 48270
1991 | US | WECC | RMPA | - | CWIPP | IPPs | 227 | 242 | 417 | 567 | 717 | 787 | 867 | 867 | 867 | 867 | 867
1991 | US | WECC | RMPA | - | CWT | Total Capacity | 9641 | 9797 | 10012 | 10203 | 10417 | 10828 | 10908 | 10983 | 10982 | 10983 | 10983
1991 | US | WECC | RMPA | - | CWTOC | Total Owned Capacity | 9414 | 9555 | 9595 | 9636 | 9700 | 10041 | 10041 | 10116 | 10115 | 10116 | 10116
1991 | US | WECC | RMPA | - | DCWAJ | Adjustments | 0 | 326 | 326 | 325 | 325 | 325 | 325 | 325 | 325 | 325 | 325
1991 | US | WECC | RMPA | - | DCWFP | Full-Responsibility Purchases (portion of total purchases) | 0 | 324 | 332 | 307 | 310 | 312 | 314 | 316 | 318 | 320 | 322
1991 | US | WECC | RMPA | - | DCWFS | Full-Responsibility Sales (portion of total sales) | 0 | 971 | 962 | 962 | 962 | 962 | 963 | 963 | 963 | 963 | 963
1991 | US | WECC | RMPA | - | DCWIC | Inoperable capacity | 0 | 151 | 175 | 175 | 175 | 175 | 175 | 175 | 175 | 183 | 183
1991 | US | WECC | RMPA | - | DCWIN | Internal Demand | 0 | 6660 | 6867 | 7016 | 7175 | 7344 | 7520 | 7681 | 7862 | 8040 | 8208
1991 | US | WECC | RMPA | - | DCWIPP | IPPs | 0 | 242 | 417 | 567 | 717 | 787 | 867 | 867 | 867 | 867 | 867
1991 | US | WECC | RMPA | - | DCWIT | Interruptible Demand | 0 | 192 | 220 | 224 | 227 | 231 | 235 | 243 | 252 | 258 | 262
1991 | US | WECC | RMPA | - | DCWLM | Direct Control Load Management | 0 | 0 | 0 | 0 | 0 | 0 | 0 | 0 | 0 | 0 | 0
1991 | US | WECC | RMPA | - | DCWNC | Net Capacity Resources | 0 | 8999 | 9207 | 9373 | 9590 | 10003 | 10084 | 10161 | 10162 | 10157 | 10159
1991 | US | WECC | RMPA | - | DCWNI | Projected Net Internal Demand | 0 | 6468 | 6647 | 6792 | 6948 | 7113 | 7285 | 7438 | 7610 | 7782 | 7946
1991 | US | WECC | RMPA | - | DCWNO | Net Operable Capacity | 0 | 9404 | 9420 | 9461 | 9525 | 9866 | 9866 | 9941 | 9940 | 9933 | 9933
1991 | US | WECC | RMPA | - | DCWPU | Purchases | 0 | 388 | 396 | 371 | 374 | 376 | 378 | 380 | 382 | 384 | 386
1991 | US | WECC | RMPA | - | DCWSA | Sales | 0 | 1361 | 1352 | 1351 | 1351 | 1351 | 1352 | 1352 | 1352 | 1352 | 1352
1991 | US | WECC | RMPA | - | DCWST | Standby Demand | 0 | 0 | 0 | 0 | 0 | 0 | 0 | 0 | 0 | 0 | 0
1991 | US | WECC | RMPA | - | DCWTI | Projected Total Internal Demand | 0 | 6660 | 6867 | 7016 | 7175 | 7344 | 7520 | 7681 | 7862 | 8040 | 8208
1991 | US | WECC | RMPA | - | DCWTO | Operable Total Internal Capacity | 0 | 9555 | 9595 | 9636 | 9700 | 10041 | 10041 | 10116 | 10115 | 10116 | 10116
1992 | CA | MRO | - | - | CWIPP | IPPs | 0 | 0 | 0 | 0 | 0 | 0 | 0 | 0 | 0 | 0 | 0
1992 | CA | MRO | - | - | CWT | Total Capacity | 7435 | 8057 | 8057 | 8057 | 8107 | 8259 | 8259 | 8259 | 8259 | 8309 | 8859
1992 | CA | MRO | - | - | CWTOC | Total Owned Capacity | 7435 | 8057 | 8057 | 8057 | 8107 | 8259 | 8259 | 8259 | 8259 | 8309 | 8859
1992 | CA | MRO | - | - | DCWAJ | Adjustments | 0 | 0 | 0 | 0 | 0 | 0 | 0 | 0 | 0 | 0 | 0
1992 | CA | MRO | - | - | DCWFP | Full-Responsibility Purchases (portion of total purchases) | 0 | 150 | 150 | 125 | 125 | 125 | 125 | 125 | 125 | 125 | 125
1992 | CA | MRO | - | - | DCWFS | Full-Responsibility Sales (portion of total sales) | 0 | 200 | 0 | 0 | 0 | 0 | 0 | 200 | 200 | 400 | 600
1992 | CA | MRO | - | - | DCWIC | Inoperable capacity | 0 | 0 | 0 | 0 | 0 | 0 | 0 | 0 | 0 | 0 | 0
1992 | CA | MRO | - | - | DCWIN | Internal Demand | 0 | 6155 | 6309 | 6451 | 6598 | 6697 | 6811 | 6904 | 7035 | 7145 | 7209
1992 | CA | MRO | - | - | DCWIPP | IPPs | 0 | 0 | 0 | 0 | 0 | 0 | 0 | 0 | 0 | 0 | 0
1992 | CA | MRO | - | - | DCWIT | Interruptible Demand | 0 | 149 | 149 | 150 | 191 | 191 | 191 | 191 | 191 | 191 | 191
1992 | CA | MRO | - | - | DCWLM | Direct Control Load Management | 0 | 0 | 0 | 0 | 0 | 0 | 0 | 0 | 0 | 0 | 0
1992 | CA | MRO | - | - | DCWNC | Net Capacity Resources | 0 | 8007 | 8207 | 8182 | 8232 | 8384 | 8384 | 8184 | 8184 | 8034 | 8384
1992 | CA | MRO | - | - | DCWNI | Projected Net Internal Demand | 0 | 6006 | 6160 | 6301 | 6407 | 6506 | 6620 | 6713 | 6844 | 6954 | 7018
1992 | CA | MRO | - | - | DCWNO | Net Operable Capacity | 0 | 8057 | 8057 | 8057 | 8107 | 8259 | 8259 | 8259 | 8259 | 8309 | 8859
1992 | CA | MRO | - | - | DCWPU | Purchases | 0 | 150 | 150 | 125 | 125 | 125 | 125 | 125 | 125 | 125 | 125
1992 | CA | MRO | - | - | DCWSA | Sales | 0 | 200 | 0 | 0 | 0 | 0 | 0 | 200 | 200 | 400 | 600
1992 | CA | MRO | - | - | DCWST | Standby Demand | 0 | 0 | 0 | 0 | 0 | 0 | 0 | 0 | 0 | 0 | 0
1992 | CA | MRO | - | - | DCWTI | Projected Total Internal Demand | 0 | 6155 | 6309 | 6451 | 6598 | 6697 | 6811 | 6904 | 7035 | 7145 | 7209
1992 | CA | MRO | - | - | DCWTO | Operable Total Internal Capacity | 0 | 8057 | 8057 | 8057 | 8107 | 8259 | 8259 | 8259 | 8259 | 8309 | 8859
1992 | CA | NPCC | - | - | CWIPP | IPPs | 370 | 471 | 907 | 1662 | 2226 | 2927 | 3132 | 3152 | 3267 | 3546 | 3667
1992 | CA | NPCC | - | - | CWT | Total Capacity | 61988 | 66896 | 69745 | 71797 | 73057 | 74078 | 75116 | 76940 | 78877 | 80196 | 81225
1992 | CA | NPCC | - | - | CWTOC | Total Owned Capacity | 61618 | 66425 | 68838 | 70135 | 70831 | 71151 | 71984 | 73788 | 75610 | 76650 | 77558
1992 | CA | NPCC | - | - | DCWAJ | Adjustments | 0 | -12 | -12 | -12 | -12 | -12 | -12 | -12 | -12 | -12 | -12
1992 | CA | NPCC | - | - | DCWFP | Full-Responsibility Purchases (portion of total purchases) | 0 | 5437 | 5337 | 5304 | 5271 | 5238 | 5205 | 5073 | 5073 | 5073 | 5073
1992 | CA | NPCC | - | - | DCWFS | Full-Responsibility Sales (portion of total sales) | 0 | 998 | 1147 | 1056 | 1079 | 1095 | 1030 | 1463 | 1936 | 1955 | 1955
1992 | CA | NPCC | - | - | DCWIC | Inoperable capacity | 0 | 1666 | 1542 | 1542 | 1542 | 1542 | 1542 | 1542 | 1542 | 1542 | 1542
1992 | CA | NPCC | - | - | DCWIN | Internal Demand | 0 | 59712 | 61143 | 62512 | 63823 | 65040 | 65671 | 66356 | 67318 | 68032 | 68734
1992 | CA | NPCC | - | - | DCWIPP | IPPs | 0 | 471 | 907 | 1662 | 2226 | 2927 | 3132 | 3152 | 3267 | 3546 | 3667
1992 | CA | NPCC | - | - | DCWIT | Interruptible Demand | 0 | 1706 | 1723 | 1728 | 1746 | 1953 | 1957 | 1962 | 1966 | 1970 | 1975
1992 | CA | NPCC | - | - | DCWLM | Direct Control Load Management | 0 | 0 | 0 | 0 | 0 | 0 | 0 | 0 | 0 | 0 | 0
1992 | CA | NPCC | - | - | DCWNC | Net Capacity Resources | 0 | 69745 | 72381 | 74491 | 75695 | 76667 | 77737 | 79196 | 80660 | 82160 | 83389
1992 | CA | NPCC | - | - | DCWNI | Projected Net Internal Demand | 0 | 58006 | 59420 | 60784 | 62077 | 63087 | 63714 | 64394 | 65352 | 66062 | 66759
1992 | CA | NPCC | - | - | DCWNO | Net Operable Capacity | 0 | 64759 | 67296 | 68593 | 69289 | 69609 | 70442 | 72246 | 74068 | 75108 | 76016
1992 | CA | NPCC | - | - | DCWPU | Purchases | 0 | 5637 | 5337 | 5304 | 5271 | 5238 | 5205 | 5273 | 5273 | 5473 | 5673
1992 | CA | NPCC | - | - | DCWSA | Sales | 0 | 1110 | 1147 | 1056 | 1079 | 1095 | 1030 | 1463 | 1936 | 1955 | 1955
1992 | CA | NPCC | - | - | DCWST | Standby Demand | 0 | 0 | 0 | 0 | 0 | 0 | 0 | 0 | 0 | 0 | 0
1992 | CA | NPCC | - | - | DCWTI | Projected Total Internal Demand | 0 | 59712 | 61143 | 62512 | 63823 | 65040 | 65671 | 66356 | 67318 | 68032 | 68734
1992 | CA | NPCC | - | - | DCWTO | Operable Total Internal Capacity | 0 | 66425 | 68838 | 70135 | 70831 | 71151 | 71984 | 73788 | 75610 | 76650 | 77558
1992 | CA | NPCC | Maritimes | Maritimes | CWIPP | IPPs | 10 | 16 | 25 | 38 | 72 | 122 | 122 | 122 | 122 | 122 | 122
1992 | CA | NPCC | Maritimes | Maritimes | CWT | Total Capacity | 5912 | 5904 | 6521 | 6512 | 6546 | 6596 | 6596 | 6596 | 6696 | 6776 | 6997
1992 | CA | NPCC | Maritimes | Maritimes | CWTOC | Total Owned Capacity | 5902 | 5888 | 6496 | 6474 | 6474 | 6474 | 6474 | 6474 | 6574 | 6654 | 6875
1992 | CA | NPCC | Maritimes | Maritimes | DCWAJ | Adjustments | 0 | -12 | -12 | -12 | -12 | -12 | -12 | -12 | -12 | -12 | -12
1992 | CA | NPCC | Maritimes | Maritimes | DCWFP | Full-Responsibility Purchases (portion of total purchases) | 0 | 100 | 0 | 0 | 0 | 0 | 0 | 0 | 0 | 0 | 0
1992 | CA | NPCC | Maritimes | Maritimes | DCWFS | Full-Responsibility Sales (portion of total sales) | 0 | 618 | 820 | 782 | 733 | 683 | 618 | 518 | 518 | 518 | 518
1992 | CA | NPCC | Maritimes | Maritimes | DCWIC | Inoperable capacity | 0 | 0 | 0 | 0 | 0 | 0 | 0 | 0 | 0 | 0 | 0
1992 | CA | NPCC | Maritimes | Maritimes | DCWIN | Internal Demand | 0 | 4663 | 4746 | 4852 | 4943 | 5038 | 5138 | 5241 | 5342 | 5440 | 5536
1992 | CA | NPCC | Maritimes | Maritimes | DCWIPP | IPPs | 0 | 16 | 25 | 38 | 72 | 122 | 122 | 122 | 122 | 122 | 122
1992 | CA | NPCC | Maritimes | Maritimes | DCWIT | Interruptible Demand | 0 | 256 | 263 | 265 | 269 | 276 | 280 | 285 | 289 | 293 | 298
1992 | CA | NPCC | Maritimes | Maritimes | DCWLM | Direct Control Load Management | 0 | 0 | 0 | 0 | 0 | 0 | 0 | 0 | 0 | 0 | 0
1992 | CA | NPCC | Maritimes | Maritimes | DCWNC | Net Capacity Resources | 0 | 5374 | 5689 | 5718 | 5801 | 5901 | 5966 | 6066 | 6166 | 6246 | 6467
1992 | CA | NPCC | Maritimes | Maritimes | DCWNI | Projected Net Internal Demand | 0 | 4407 | 4483 | 4587 | 4674 | 4762 | 4858 | 4956 | 5053 | 5147 | 5238
1992 | CA | NPCC | Maritimes | Maritimes | DCWNO | Net Operable Capacity | 0 | 5888 | 6496 | 6474 | 6474 | 6474 | 6474 | 6474 | 6574 | 6654 | 6875
1992 | CA | NPCC | Maritimes | Maritimes | DCWPU | Purchases | 0 | 100 | 0 | 0 | 0 | 0 | 0 | 0 | 0 | 0 | 0
1992 | CA | NPCC | Maritimes | Maritimes | DCWSA | Sales | 0 | 618 | 820 | 782 | 733 | 683 | 618 | 518 | 518 | 518 | 518
1992 | CA | NPCC | Maritimes | Maritimes | DCWST | Standby Demand | 0 | 0 | 0 | 0 | 0 | 0 | 0 | 0 | 0 | 0 | 0
1992 | CA | NPCC | Maritimes | Maritimes | DCWTI | Projected Total Internal Demand | 0 | 4663 | 4746 | 4852 | 4943 | 5038 | 5138 | 5241 | 5342 | 5440 | 5536
1992 | CA | NPCC | Maritimes | Maritimes | DCWTO | Operable Total Internal Capacity | 0 | 5888 | 6496 | 6474 | 6474 | 6474 | 6474 | 6474 | 6574 | 6654 | 6875
1992 | CA | NPCC | Ontario | Ontario | CWIPP | IPPs | 346 | 421 | 654 | 1322 | 1504 | 2075 | 2260 | 2280 | 2395 | 2674 | 2795
1992 | CA | NPCC | Ontario | Ontario | CWT | Total Capacity | 31641 | 33522 | 34642 | 35343 | 35525 | 36096 | 36638 | 37759 | 37915 | 38319 | 38576
1992 | CA | NPCC | Ontario | Ontario | CWTOC | Total Owned Capacity | 31295 | 33101 | 33988 | 34021 | 34021 | 34021 | 34378 | 35479 | 35520 | 35645 | 35781
1992 | CA | NPCC | Ontario | Ontario | DCWAJ | Adjustments | 0 | 0 | 0 | 0 | 0 | 0 | 0 | 0 | 0 | 0 | 0
1992 | CA | NPCC | Ontario | Ontario | DCWFP | Full-Responsibility Purchases (portion of total purchases) | 0 | 0 | 0 | 0 | 0 | 0 | 0 | 0 | 0 | 0 | 0
1992 | CA | NPCC | Ontario | Ontario | DCWFS | Full-Responsibility Sales (portion of total sales) | 0 | 0 | 0 | 0 | 0 | 0 | 0 | 0 | 0 | 0 | 0
1992 | CA | NPCC | Ontario | Ontario | DCWIC | Inoperable capacity | 0 | 1666 | 1542 | 1542 | 1542 | 1542 | 1542 | 1542 | 1542 | 1542 | 1542
1992 | CA | NPCC | Ontario | Ontario | DCWIN | Internal Demand | 0 | 24049 | 24567 | 25260 | 25730 | 26102 | 26193 | 26275 | 26306 | 26382 | 26508
1992 | CA | NPCC | Ontario | Ontario | DCWIPP | IPPs | 0 | 421 | 654 | 1322 | 1504 | 2075 | 2260 | 2280 | 2395 | 2674 | 2795
1992 | CA | NPCC | Ontario | Ontario | DCWIT | Interruptible Demand | 0 | 450 | 460 | 463 | 477 | 477 | 477 | 477 | 477 | 477 | 477
1992 | CA | NPCC | Ontario | Ontario | DCWLM | Direct Control Load Management | 0 | 0 | 0 | 0 | 0 | 0 | 0 | 0 | 0 | 0 | 0
1992 | CA | NPCC | Ontario | Ontario | DCWNC | Net Capacity Resources | 0 | 31944 | 33100 | 33801 | 33983 | 34554 | 35096 | 36417 | 36573 | 37177 | 37634
1992 | CA | NPCC | Ontario | Ontario | DCWNI | Projected Net Internal Demand | 0 | 23599 | 24107 | 24797 | 25253 | 25625 | 25716 | 25798 | 25829 | 25905 | 26031
1992 | CA | NPCC | Ontario | Ontario | DCWNO | Net Operable Capacity | 0 | 31435 | 32446 | 32479 | 32479 | 32479 | 32836 | 33937 | 33978 | 34103 | 34239
1992 | CA | NPCC | Ontario | Ontario | DCWPU | Purchases | 0 | 200 | 0 | 0 | 0 | 0 | 0 | 200 | 200 | 400 | 600
1992 | CA | NPCC | Ontario | Ontario | DCWSA | Sales | 0 | 112 | 0 | 0 | 0 | 0 | 0 | 0 | 0 | 0 | 0
1992 | CA | NPCC | Ontario | Ontario | DCWST | Standby Demand | 0 | 0 | 0 | 0 | 0 | 0 | 0 | 0 | 0 | 0 | 0
1992 | CA | NPCC | Ontario | Ontario | DCWTI | Projected Total Internal Demand | 0 | 24049 | 24567 | 25260 | 25730 | 26102 | 26193 | 26275 | 26306 | 26382 | 26508
1992 | CA | NPCC | Ontario | Ontario | DCWTO | Operable Total Internal Capacity | 0 | 33101 | 33988 | 34021 | 34021 | 34021 | 34378 | 35479 | 35520 | 35645 | 35781
1992 | CA | NPCC | Quebec | Quebec | CWIPP | IPPs | 14 | 34 | 228 | 302 | 650 | 730 | 750 | 750 | 750 | 750 | 750
1992 | CA | NPCC | Quebec | Quebec | CWT | Total Capacity | 24435 | 27470 | 28582 | 29942 | 30986 | 31386 | 31882 | 32585 | 34266 | 35101 | 35652
1992 | CA | NPCC | Quebec | Quebec | CWTOC | Total Owned Capacity | 24421 | 27436 | 28354 | 29640 | 30336 | 30656 | 31132 | 31835 | 33516 | 34351 | 34902
1992 | CA | NPCC | Quebec | Quebec | DCWAJ | Adjustments | 0 | 0 | 0 | 0 | 0 | 0 | 0 | 0 | 0 | 0 | 0
1992 | CA | NPCC | Quebec | Quebec | DCWFP | Full-Responsibility Purchases (portion of total purchases) | 0 | 5337 | 5337 | 5304 | 5271 | 5238 | 5205 | 5073 | 5073 | 5073 | 5073
1992 | CA | NPCC | Quebec | Quebec | DCWFS | Full-Responsibility Sales (portion of total sales) | 0 | 380 | 327 | 274 | 346 | 412 | 412 | 945 | 1418 | 1437 | 1437
1992 | CA | NPCC | Quebec | Quebec | DCWIC | Inoperable capacity | 0 | 0 | 0 | 0 | 0 | 0 | 0 | 0 | 0 | 0 | 0
1992 | CA | NPCC | Quebec | Quebec | DCWIN | Internal Demand | 0 | 31000 | 31830 | 32400 | 33150 | 33900 | 34340 | 34840 | 35670 | 36210 | 36690
1992 | CA | NPCC | Quebec | Quebec | DCWIPP | IPPs | 0 | 34 | 228 | 302 | 650 | 730 | 750 | 750 | 750 | 750 | 750
1992 | CA | NPCC | Quebec | Quebec | DCWIT | Interruptible Demand | 0 | 1000 | 1000 | 1000 | 1000 | 1200 | 1200 | 1200 | 1200 | 1200 | 1200
1992 | CA | NPCC | Quebec | Quebec | DCWLM | Direct Control Load Management | 0 | 0 | 0 | 0 | 0 | 0 | 0 | 0 | 0 | 0 | 0
1992 | CA | NPCC | Quebec | Quebec | DCWNC | Net Capacity Resources | 0 | 32427 | 33592 | 34972 | 35911 | 36212 | 36675 | 36713 | 37921 | 38737 | 39288
1992 | CA | NPCC | Quebec | Quebec | DCWNI | Projected Net Internal Demand | 0 | 30000 | 30830 | 31400 | 32150 | 32700 | 33140 | 33640 | 34470 | 35010 | 35490
1992 | CA | NPCC | Quebec | Quebec | DCWNO | Net Operable Capacity | 0 | 27436 | 28354 | 29640 | 30336 | 30656 | 31132 | 31835 | 33516 | 34351 | 34902
1992 | CA | NPCC | Quebec | Quebec | DCWPU | Purchases | 0 | 5337 | 5337 | 5304 | 5271 | 5238 | 5205 | 5073 | 5073 | 5073 | 5073
1992 | CA | NPCC | Quebec | Quebec | DCWSA | Sales | 0 | 380 | 327 | 274 | 346 | 412 | 412 | 945 | 1418 | 1437 | 1437
1992 | CA | NPCC | Quebec | Quebec | DCWST | Standby Demand | 0 | 0 | 0 | 0 | 0 | 0 | 0 | 0 | 0 | 0 | 0
1992 | CA | NPCC | Quebec | Quebec | DCWTI | Projected Total Internal Demand | 0 | 31000 | 31830 | 32400 | 33150 | 33900 | 34340 | 34840 | 35670 | 36210 | 36690
1992 | CA | NPCC | Quebec | Quebec | DCWTO | Operable Total Internal Capacity | 0 | 27436 | 28354 | 29640 | 30336 | 30656 | 31132 | 31835 | 33516 | 34351 | 34902
1992 | CA | WECC | - | - | CWIPP | IPPs | 19 | 81 | 312 | 422 | 577 | 917 | 1545 | 1583 | 1619 | 1655 | 1691
1992 | CA | WECC | - | - | CWT | Total Capacity | 18498 | 18559 | 18825 | 19341 | 19476 | 19819 | 20647 | 20885 | 21158 | 21405 | 21441
1992 | CA | WECC | - | - | CWTOC | Total Owned Capacity | 18479 | 18478 | 18513 | 18919 | 18899 | 18902 | 19102 | 19302 | 19539 | 19750 | 19750
1992 | CA | WECC | - | - | DCWAJ | Adjustments | 0 | 0 | 0 | 0 | 0 | 0 | 130 | 130 | 130 | 130 | 130
1992 | CA | WECC | - | - | DCWFP | Full-Responsibility Purchases (portion of total purchases) | 0 | 0 | 0 | 0 | 0 | 0 | 0 | 100 | 600 | 600 | 600
1992 | CA | WECC | - | - | DCWFS | Full-Responsibility Sales (portion of total sales) | 0 | 153 | 149 | 149 | 149 | 147 | 144 | 144 | 144 | 144 | 144
1992 | CA | WECC | - | - | DCWIC | Inoperable capacity | 0 | 710 | 710 | 710 | 710 | 710 | 710 | 710 | 710 | 710 | 710
1992 | CA | WECC | - | - | DCWIN | Internal Demand | 0 | 15586 | 16004 | 16320 | 16580 | 16892 | 17265 | 17663 | 18012 | 18418 | 18764
1992 | CA | WECC | - | - | DCWIPP | IPPs | 0 | 81 | 312 | 422 | 577 | 917 | 1545 | 1583 | 1619 | 1655 | 1691
1992 | CA | WECC | - | - | DCWIT | Interruptible Demand | 0 | 216 | 203 | 211 | 233 | 233 | 246 | 255 | 272 | 303 | 304
1992 | CA | WECC | - | - | DCWLM | Direct Control Load Management | 0 | 0 | 0 | 0 | 0 | 0 | 0 | 0 | 0 | 0 | 0
1992 | CA | WECC | - | - | DCWNC | Net Capacity Resources | 0 | 17696 | 17966 | 18482 | 18617 | 18962 | 19793 | 20131 | 20904 | 21151 | 21187
1992 | CA | WECC | - | - | DCWNI | Projected Net Internal Demand | 0 | 15370 | 15801 | 16109 | 16347 | 16659 | 17019 | 17408 | 17740 | 18115 | 18460
1992 | CA | WECC | - | - | DCWNO | Net Operable Capacity | 0 | 17768 | 17803 | 18209 | 18189 | 18192 | 18392 | 18592 | 18829 | 19040 | 19040
1992 | CA | WECC | - | - | DCWPU | Purchases | 0 | 0 | 0 | 0 | 0 | 0 | 0 | 100 | 600 | 600 | 600
1992 | CA | WECC | - | - | DCWSA | Sales | 0 | 153 | 149 | 149 | 149 | 147 | 274 | 274 | 274 | 274 | 274
1992 | CA | WECC | - | - | DCWST | Standby Demand | 0 | 0 | 0 | 0 | 0 | 0 | 0 | 0 | 0 | 0 | 0
1992 | CA | WECC | - | - | DCWTI | Projected Total Internal Demand | 0 | 15586 | 16004 | 16320 | 16580 | 16892 | 17265 | 17663 | 18012 | 18418 | 18764
1992 | CA | WECC | - | - | DCWTO | Operable Total Internal Capacity | 0 | 18478 | 18513 | 18919 | 18899 | 18902 | 19102 | 19302 | 19539 | 19750 | 19750
1992 | MX | WECC | CA-MX | - | CWIPP | IPPs | 0 | 0 | 0 | 0 | 0 | 0 | 0 | 0 | 0 | 0 | 0
1992 | MX | WECC | CA-MX | - | CWT | Total Capacity | 1338 | 1338 | 1376 | 1406 | 1455 | 2124 | 2124 | 2124 | 2124 | 2449 | 2449
1992 | MX | WECC | CA-MX | - | CWTOC | Total Owned Capacity | 1338 | 1338 | 1376 | 1406 | 1455 | 2124 | 2124 | 2124 | 2124 | 2449 | 2449
1992 | MX | WECC | CA-MX | - | DCWAJ | Adjustments | 0 | 0 | 0 | 0 | 0 | 0 | 0 | 0 | 0 | 0 | 0
1992 | MX | WECC | CA-MX | - | DCWFP | Full-Responsibility Purchases (portion of total purchases) | 0 | 0 | 0 | 0 | 0 | 0 | 0 | 0 | 0 | 0 | 0
1992 | MX | WECC | CA-MX | - | DCWFS | Full-Responsibility Sales (portion of total sales) | 0 | 220 | 220 | 220 | 220 | 0 | 0 | 0 | 0 | 0 | 0
1992 | MX | WECC | CA-MX | - | DCWIC | Inoperable capacity | 0 | 0 | 0 | 0 | 0 | 0 | 0 | 0 | 0 | 0 | 0
1992 | MX | WECC | CA-MX | - | DCWIN | Internal Demand | 0 | 702 | 777 | 855 | 923 | 996 | 1075 | 1161 | 1253 | 1353 | 1460
1992 | MX | WECC | CA-MX | - | DCWIPP | IPPs | 0 | 0 | 0 | 0 | 0 | 0 | 0 | 0 | 0 | 0 | 0
1992 | MX | WECC | CA-MX | - | DCWIT | Interruptible Demand | 0 | 0 | 0 | 0 | 0 | 0 | 0 | 0 | 0 | 0 | 0
1992 | MX | WECC | CA-MX | - | DCWLM | Direct Control Load Management | 0 | 0 | 0 | 0 | 0 | 0 | 0 | 0 | 0 | 0 | 0
1992 | MX | WECC | CA-MX | - | DCWNC | Net Capacity Resources | 0 | 1118 | 1156 | 1186 | 1235 | 2124 | 2124 | 2124 | 2124 | 2449 | 2449
1992 | MX | WECC | CA-MX | - | DCWNI | Projected Net Internal Demand | 0 | 702 | 777 | 855 | 923 | 996 | 1075 | 1161 | 1253 | 1353 | 1460
1992 | MX | WECC | CA-MX | - | DCWNO | Net Operable Capacity | 0 | 1338 | 1376 | 1406 | 1455 | 2124 | 2124 | 2124 | 2124 | 2449 | 2449
1992 | MX | WECC | CA-MX | - | DCWPU | Purchases | 0 | 0 | 0 | 0 | 0 | 0 | 0 | 0 | 0 | 0 | 0
1992 | MX | WECC | CA-MX | - | DCWSA | Sales | 0 | 220 | 220 | 220 | 220 | 0 | 0 | 0 | 0 | 0 | 0
1992 | MX | WECC | CA-MX | - | DCWST | Standby Demand | 0 | 0 | 0 | 0 | 0 | 0 | 0 | 0 | 0 | 0 | 0
1992 | MX | WECC | CA-MX | - | DCWTI | Projected Total Internal Demand | 0 | 702 | 777 | 855 | 923 | 996 | 1075 | 1161 | 1253 | 1353 | 1460
1992 | MX | WECC | CA-MX | - | DCWTO | Operable Total Internal Capacity | 0 | 1338 | 1376 | 1406 | 1455 | 2124 | 2124 | 2124 | 2124 | 2449 | 2449
1992 | US | ECAR | - | - | CWIPP | IPPs | 1289 | 1570 | 1751 | 1949 | 2586 | 2761 | 2936 | 3176 | 3621 | 4301 | 4306
1992 | US | ECAR | - | - | CWT | Total Capacity | 102697 | 103552 | 104374 | 105343 | 106470 | 107304 | 108217 | 109608 | 110728 | 112148 | 113836
1992 | US | ECAR | - | - | CWTOC | Total Owned Capacity | 101408 | 101982 | 102623 | 103394 | 103884 | 104543 | 105281 | 106432 | 107107 | 107847 | 109530
1992 | US | ECAR | - | - | DCWAJ | Adjustments | 0 | 0 | 0 | 0 | 0 | 0 | 0 | 0 | 0 | 0 | 0
1992 | US | ECAR | - | - | DCWFP | Full-Responsibility Purchases (portion of total purchases) | 0 | 397 | 246 | 246 | 246 | 246 | 396 | 386 | 386 | 396 | 398
1992 | US | ECAR | - | - | DCWFS | Full-Responsibility Sales (portion of total sales) | 0 | 507 | 507 | 507 | 453 | 453 | 453 | 453 | 450 | 450 | 450
1992 | US | ECAR | - | - | DCWIC | Inoperable capacity | 0 | 0 | 0 | 0 | 0 | 0 | 0 | 0 | 0 | 0 | 0
1992 | US | ECAR | - | - | DCWIN | Internal Demand | 0 | 75837 | 77506 | 78830 | 80073 | 81288 | 82482 | 83768 | 85057 | 86372 | 87602
1992 | US | ECAR | - | - | DCWIPP | IPPs | 0 | 1570 | 1751 | 1949 | 2586 | 2761 | 2936 | 3176 | 3621 | 4301 | 4306
1992 | US | ECAR | - | - | DCWIT | Interruptible Demand | 0 | 1410 | 1561 | 1724 | 1763 | 1766 | 1765 | 1765 | 1766 | 1766 | 1767
1992 | US | ECAR | - | - | DCWLM | Direct Control Load Management | 0 | 125 | 149 | 162 | 169 | 174 | 175 | 178 | 179 | 181 | 182
1992 | US | ECAR | - | - | DCWNC | Net Capacity Resources | 0 | 101739 | 102789 | 103787 | 104924 | 105868 | 107065 | 108478 | 110529 | 112005 | 113807
1992 | US | ECAR | - | - | DCWNI | Projected Net Internal Demand | 0 | 74302 | 75796 | 76944 | 78141 | 79348 | 80542 | 81825 | 83112 | 84425 | 85653
1992 | US | ECAR | - | - | DCWNO | Net Operable Capacity | 0 | 101982 | 102623 | 103394 | 103884 | 104543 | 105281 | 106432 | 107107 | 107847 | 109530
1992 | US | ECAR | - | - | DCWPU | Purchases | 0 | 819 | 885 | 924 | 879 | 987 | 1164 | 1180 | 1202 | 1254 | 1351
1992 | US | ECAR | - | - | DCWSA | Sales | 0 | 2632 | 2470 | 2480 | 2425 | 2423 | 2316 | 2310 | 1401 | 1397 | 1380
1992 | US | ECAR | - | - | DCWST | Standby Demand | 0 | 0 | 0 | 0 | 0 | 0 | 0 | 0 | 0 | 0 | 0
1992 | US | ECAR | - | - | DCWTI | Projected Total Internal Demand | 0 | 75837 | 77506 | 78830 | 80073 | 81288 | 82482 | 83768 | 85057 | 86372 | 87602
1992 | US | ECAR | - | - | DCWTO | Operable Total Internal Capacity | 0 | 101982 | 102623 | 103394 | 103884 | 104543 | 105281 | 106432 | 107107 | 107847 | 109530
1992 | US | TRE | - | ERCOT | CWIPP | IPPs | 3067 | 3047 | 3029 | 2668 | 2798 | 2665 | 1984 | 1868 | 1888 | 1888 | 2183
1992 | US | TRE | - | ERCOT | CWT | Total Capacity | 54185 | 54700 | 55902 | 55759 | 56090 | 56937 | 58134 | 59075 | 59859 | 61496 | 62630
1992 | US | TRE | - | ERCOT | CWTOC | Total Owned Capacity | 51118 | 51653 | 52873 | 53091 | 53292 | 54272 | 56150 | 57207 | 57971 | 59608 | 60447
1992 | US | TRE | - | ERCOT | DCWAJ | Adjustments | 0 | 0 | 0 | 0 | 0 | 0 | 0 | 0 | 0 | 0 | 0
1992 | US | TRE | - | ERCOT | DCWFP | Full-Responsibility Purchases (portion of total purchases) | 0 | 0 | 0 | 0 | 0 | 0 | 0 | 0 | 0 | 0 | 0
1992 | US | TRE | - | ERCOT | DCWFS | Full-Responsibility Sales (portion of total sales) | 0 | 0 | 0 | 0 | 0 | 0 | 0 | 0 | 0 | 0 | 0
1992 | US | TRE | - | ERCOT | DCWIC | Inoperable capacity | 0 | 437 | 366 | 295 | 295 | 127 | 127 | 0 | 0 | 0 | 0
1992 | US | TRE | - | ERCOT | DCWIN | Internal Demand | 0 | 36866 | 37699 | 38484 | 39409 | 40436 | 41561 | 42733 | 44050 | 45164 | 46616
1992 | US | TRE | - | ERCOT | DCWIPP | IPPs | 0 | 3047 | 3029 | 2668 | 2798 | 2665 | 1984 | 1868 | 1888 | 1888 | 2183
1992 | US | TRE | - | ERCOT | DCWIT | Interruptible Demand | 0 | 1768 | 1580 | 1207 | 1160 | 1188 | 1217 | 1248 | 1278 | 1318 | 1371
1992 | US | TRE | - | ERCOT | DCWLM | Direct Control Load Management | 0 | 7 | 7 | 7 | 7 | 7 | 7 | 7 | 7 | 7 | 7
1992 | US | TRE | - | ERCOT | DCWNC | Net Capacity Resources | 0 | 54213 | 55485 | 55414 | 55795 | 56820 | 58036 | 59157 | 59937 | 61495 | 62647
1992 | US | TRE | - | ERCOT | DCWNI | Projected Net Internal Demand | 0 | 35387 | 36403 | 37558 | 38527 | 39521 | 40614 | 41752 | 43035 | 44105 | 45477
1992 | US | TRE | - | ERCOT | DCWNO | Net Operable Capacity | 0 | 51216 | 52507 | 52796 | 52997 | 54145 | 56023 | 57207 | 57971 | 59608 | 60447
1992 | US | TRE | - | ERCOT | DCWPU | Purchases | 0 | 0 | 0 | 0 | 0 | 10 | 29 | 82 | 80 | 11 | 17
1992 | US | TRE | - | ERCOT | DCWSA | Sales | 0 | 50 | 51 | 50 | 0 | 0 | 0 | 0 | 2 | 12 | 0
1992 | US | TRE | - | ERCOT | DCWST | Standby Demand | 0 | 296 | 291 | 288 | 285 | 280 | 277 | 274 | 270 | 266 | 239
1992 | US | TRE | - | ERCOT | DCWTI | Projected Total Internal Demand | 0 | 37162 | 37990 | 38772 | 39694 | 40716 | 41838 | 43007 | 44320 | 45430 | 46855
1992 | US | TRE | - | ERCOT | DCWTO | Operable Total Internal Capacity | 0 | 51653 | 52873 | 53091 | 53292 | 54272 | 56150 | 57207 | 57971 | 59608 | 60447
1992 | US | FRCC | - | - | CWIPP | IPPs | 156 | 361 | 887 | 1481 | 1774 | 2349 | 2441 | 2857 | 3273 | 3273 | 3273
1992 | US | FRCC | - | - | CWT | Total Capacity | 31972 | 32930 | 34787 | 36038 | 37233 | 37992 | 38496 | 39251 | 40593 | 41486 | 42150
1992 | US | FRCC | - | - | CWTOC | Total Owned Capacity | 31816 | 32569 | 33900 | 34557 | 35459 | 35643 | 36055 | 36394 | 37320 | 38213 | 38877
1992 | US | FRCC | - | - | DCWAJ | Adjustments | 0 | 0 | 0 | 0 | 0 | 0 | 0 | 0 | 0 | 0 | 0
1992 | US | FRCC | - | - | DCWFP | Full-Responsibility Purchases (portion of total purchases) | 0 | 2158 | 1907 | 1719 | 1614 | 1614 | 1614 | 1614 | 1614 | 1514 | 1514
1992 | US | FRCC | - | - | DCWFS | Full-Responsibility Sales (portion of total sales) | 0 | 0 | 0 | 0 | 0 | 0 | 0 | 0 | 0 | 0 | 0
1992 | US | FRCC | - | - | DCWIC | Inoperable capacity | 0 | 0 | 0 | 0 | 0 | 0 | 0 | 0 | 0 | 0 | 0
1992 | US | FRCC | - | - | DCWIN | Internal Demand | 0 | 33071 | 34032 | 35065 | 36175 | 37193 | 38181 | 39177 | 40167 | 41143 | 41938
1992 | US | FRCC | - | - | DCWIPP | IPPs | 0 | 361 | 887 | 1481 | 1774 | 2349 | 2441 | 2857 | 3273 | 3273 | 3273
1992 | US | FRCC | - | - | DCWIT | Interruptible Demand | 0 | 843 | 844 | 878 | 878 | 880 | 879 | 880 | 882 | 890 | 896
1992 | US | FRCC | - | - | DCWLM | Direct Control Load Management | 0 | 1453 | 1693 | 1935 | 2175 | 2412 | 2631 | 2795 | 2951 | 3019 | 3085
1992 | US | FRCC | - | - | DCWNC | Net Capacity Resources | 0 | 35088 | 36694 | 37757 | 38847 | 39606 | 40110 | 40865 | 42207 | 43000 | 43664
1992 | US | FRCC | - | - | DCWNI | Projected Net Internal Demand | 0 | 30775 | 31495 | 32252 | 33122 | 33901 | 34671 | 35502 | 36334 | 37234 | 37957
1992 | US | FRCC | - | - | DCWNO | Net Operable Capacity | 0 | 32569 | 33900 | 34557 | 35459 | 35643 | 36055 | 36394 | 37320 | 38213 | 38877
1992 | US | FRCC | - | - | DCWPU | Purchases | 0 | 2158 | 1907 | 1719 | 1614 | 1614 | 1614 | 1614 | 1614 | 1514 | 1514
1992 | US | FRCC | - | - | DCWSA | Sales | 0 | 0 | 0 | 0 | 0 | 0 | 0 | 0 | 0 | 0 | 0
1992 | US | FRCC | - | - | DCWST | Standby Demand | 0 | 0 | 0 | 0 | 0 | 0 | 0 | 0 | 0 | 0 | 0
1992 | US | FRCC | - | - | DCWTI | Projected Total Internal Demand | 0 | 33071 | 34032 | 35065 | 36175 | 37193 | 38181 | 39177 | 40167 | 41143 | 41938
1992 | US | FRCC | - | - | DCWTO | Operable Total Internal Capacity | 0 | 32569 | 33900 | 34557 | 35459 | 35643 | 36055 | 36394 | 37320 | 38213 | 38877
1992 | US | MAAC | - | - | CWIPP | IPPs | 2417 | 2618 | 3346 | 4128 | 4432 | 4782 | 5269 | 5266 | 5788 | 6141 | 6490
1992 | US | MAAC | - | - | CWT | Total Capacity | 56613 | 57175 | 58046 | 58422 | 59108 | 59457 | 60486 | 61693 | 63105 | 63659 | 64758
1992 | US | MAAC | - | - | CWTOC | Total Owned Capacity | 54196 | 54557 | 54700 | 54294 | 54676 | 54675 | 55217 | 56427 | 57317 | 57518 | 58268
1992 | US | MAAC | - | - | DCWAJ | Adjustments | 0 | 0 | 0 | 0 | 0 | 0 | 0 | 0 | 0 | 0 | 0
1992 | US | MAAC | - | - | DCWFP | Full-Responsibility Purchases (portion of total purchases) | 0 | 450 | 465 | 465 | 800 | 800 | 800 | 800 | 800 | 800 | 800
1992 | US | MAAC | - | - | DCWFS | Full-Responsibility Sales (portion of total sales) | 0 | 0 | 0 | 0 | 0 | 0 | 0 | 0 | 0 | 0 | 0
1992 | US | MAAC | - | - | DCWIC | Inoperable capacity | 0 | 0 | 0 | 0 | 0 | 0 | 0 | 0 | 0 | 0 | 0
1992 | US | MAAC | - | - | DCWIN | Internal Demand | 0 | 40013 | 40814 | 41566 | 42363 | 43070 | 43844 | 44618 | 45378 | 46142 | 46935
1992 | US | MAAC | - | - | DCWIPP | IPPs | 0 | 2618 | 3346 | 4128 | 4432 | 4782 | 5269 | 5266 | 5788 | 6141 | 6490
1992 | US | MAAC | - | - | DCWIT | Interruptible Demand | 0 | 750 | 779 | 809 | 825 | 840 | 844 | 859 | 864 | 869 | 875
1992 | US | MAAC | - | - | DCWLM | Direct Control Load Management | 0 | 93 | 121 | 147 | 160 | 184 | 188 | 203 | 207 | 221 | 225
1992 | US | MAAC | - | - | DCWNC | Net Capacity Resources | 0 | 57786 | 58596 | 58975 | 59996 | 60345 | 61374 | 62581 | 63993 | 64547 | 65646
1992 | US | MAAC | - | - | DCWNI | Projected Net Internal Demand | 0 | 39170 | 39914 | 40610 | 41378 | 42046 | 42812 | 43556 | 44307 | 45052 | 45835
1992 | US | MAAC | - | - | DCWNO | Net Operable Capacity | 0 | 54557 | 54700 | 54294 | 54676 | 54675 | 55217 | 56427 | 57317 | 57518 | 58268
1992 | US | MAAC | - | - | DCWPU | Purchases | 0 | 611 | 550 | 553 | 888 | 888 | 888 | 888 | 888 | 888 | 888
1992 | US | MAAC | - | - | DCWSA | Sales | 0 | 0 | 0 | 0 | 0 | 0 | 0 | 0 | 0 | 0 | 0
1992 | US | MAAC | - | - | DCWST | Standby Demand | 0 | 0 | 0 | 0 | 0 | 0 | 0 | 0 | 0 | 0 | 0
1992 | US | MAAC | - | - | DCWTI | Projected Total Internal Demand | 0 | 40013 | 40814 | 41566 | 42363 | 43070 | 43844 | 44618 | 45378 | 46142 | 46935
1992 | US | MAAC | - | - | DCWTO | Operable Total Internal Capacity | 0 | 54557 | 54700 | 54294 | 54676 | 54675 | 55217 | 56427 | 57317 | 57518 | 58268
1992 | US | MAIN | - | - | CWIPP | IPPs | 28 | 28 | 35 | 38 | 38 | 41 | 41 | 41 | 41 | 46 | 46
1992 | US | MAIN | - | - | CWT | Total Capacity | 50184 | 50255 | 50655 | 51318 | 51845 | 52481 | 53446 | 54353 | 55553 | 56662 | 57702
1992 | US | MAIN | - | - | CWTOC | Total Owned Capacity | 50156 | 50227 | 50620 | 51280 | 51807 | 52440 | 53405 | 54312 | 55512 | 56616 | 57656
1992 | US | MAIN | - | - | DCWAJ | Adjustments | 0 | 0 | 0 | 0 | 0 | 0 | 0 | 0 | 0 | 0 | 0
1992 | US | MAIN | - | - | DCWFP | Full-Responsibility Purchases (portion of total purchases) | 0 | 247 | 87 | 87 | 62 | 62 | 62 | 62 | 62 | 62 | 62
1992 | US | MAIN | - | - | DCWFS | Full-Responsibility Sales (portion of total sales) | 0 | 79 | 79 | 79 | 79 | 79 | 79 | 79 | 79 | 79 | 79
1992 | US | MAIN | - | - | DCWIC | Inoperable capacity | 0 | 477 | 315 | 132 | 35 | 35 | 35 | 35 | 35 | 35 | 35
1992 | US | MAIN | - | - | DCWIN | Internal Demand | 0 | 34355 | 35015 | 35632 | 36271 | 36908 | 37614 | 38330 | 38994 | 39652 | 40342
1992 | US | MAIN | - | - | DCWIPP | IPPs | 0 | 28 | 35 | 38 | 38 | 41 | 41 | 41 | 41 | 46 | 46
1992 | US | MAIN | - | - | DCWIT | Interruptible Demand | 0 | 845 | 921 | 936 | 952 | 969 | 983 | 1060 | 1061 | 1099 | 1102
1992 | US | MAIN | - | - | DCWLM | Direct Control Load Management | 0 | 88 | 103 | 117 | 135 | 152 | 170 | 190 | 205 | 221 | 236
1992 | US | MAIN | - | - | DCWNC | Net Capacity Resources | 0 | 49534 | 49892 | 51153 | 51752 | 52338 | 53303 | 54201 | 55401 | 56510 | 57550
1992 | US | MAIN | - | - | DCWNI | Projected Net Internal Demand | 0 | 33422 | 33991 | 34579 | 35184 | 35787 | 36461 | 37080 | 37728 | 38332 | 39004
1992 | US | MAIN | - | - | DCWNO | Net Operable Capacity | 0 | 49750 | 50305 | 51148 | 51772 | 52405 | 53370 | 54277 | 55477 | 56581 | 57621
1992 | US | MAIN | - | - | DCWPU | Purchases | 0 | 726 | 542 | 602 | 557 | 507 | 507 | 498 | 498 | 498 | 383
1992 | US | MAIN | - | - | DCWSA | Sales | 0 | 970 | 990 | 635 | 615 | 615 | 615 | 615 | 615 | 615 | 500
1992 | US | MAIN | - | - | DCWST | Standby Demand | 0 | 0 | 0 | 0 | 0 | 0 | 0 | 0 | 0 | 0 | 0
1992 | US | MAIN | - | - | DCWTI | Projected Total Internal Demand | 0 | 34355 | 35015 | 35632 | 36271 | 36908 | 37614 | 38330 | 38994 | 39652 | 40342
1992 | US | MAIN | - | - | DCWTO | Operable Total Internal Capacity | 0 | 50227 | 50620 | 51280 | 51807 | 52440 | 53405 | 54312 | 55512 | 56616 | 57656
1992 | US | MRO | - | - | CWIPP | IPPs | 376 | 376 | 376 | 376 | 376 | 376 | 376 | 376 | 376 | 376 | 376
1992 | US | MRO | - | - | CWT | Total Capacity | 32357 | 32138 | 32185 | 32424 | 32567 | 32667 | 32727 | 33071 | 33281 | 33362 | 33662
1992 | US | MRO | - | - | CWTOC | Total Owned Capacity | 31981 | 31762 | 31809 | 32048 | 32191 | 32291 | 32351 | 32695 | 32905 | 32986 | 33286
1992 | US | MRO | - | - | DCWAJ | Adjustments | 0 | 0 | 0 | 0 | 0 | 0 | 0 | 0 | 0 | 0 | 0
1992 | US | MRO | - | - | DCWFP | Full-Responsibility Purchases (portion of total purchases) | 0 | 406 | 882 | 879 | 832 | 822 | 822 | 822 | 822 | 812 | 812
1992 | US | MRO | - | - | DCWFS | Full-Responsibility Sales (portion of total sales) | 0 | 1388 | 954 | 983 | 1167 | 1183 | 1179 | 1167 | 1160 | 1143 | 983
1992 | US | MRO | - | - | DCWIC | Inoperable capacity | 0 | 0 | 0 | 0 | 0 | 0 | 0 | 0 | 0 | 0 | 0
1992 | US | MRO | - | - | DCWIN | Internal Demand | 0 | 22709 | 23199 | 23708 | 24154 | 24593 | 25025 | 25473 | 25903 | 26337 | 26491
1992 | US | MRO | - | - | DCWIPP | IPPs | 0 | 376 | 376 | 376 | 376 | 376 | 376 | 376 | 376 | 376 | 376
1992 | US | MRO | - | - | DCWIT | Interruptible Demand | 0 | 55 | 57 | 57 | 60 | 62 | 63 | 65 | 66 | 68 | 69
1992 | US | MRO | - | - | DCWLM | Direct Control Load Management | 0 | 599 | 634 | 679 | 714 | 742 | 767 | 793 | 821 | 846 | 872
1992 | US | MRO | - | - | DCWNC | Net Capacity Resources | 0 | 31156 | 32113 | 32320 | 32232 | 32306 | 32370 | 32726 | 32943 | 33031 | 33491
1992 | US | MRO | - | - | DCWNI | Projected Net Internal Demand | 0 | 22093 | 22546 | 23014 | 23452 | 23831 | 24237 | 24657 | 25058 | 25465 | 25592
1992 | US | MRO | - | - | DCWNO | Net Operable Capacity | 0 | 31762 | 31809 | 32048 | 32191 | 32291 | 32351 | 32695 | 32905 | 32986 | 33286
1992 | US | MRO | - | - | DCWPU | Purchases | 0 | 406 | 882 | 879 | 832 | 822 | 822 | 822 | 822 | 812 | 812
1992 | US | MRO | - | - | DCWSA | Sales | 0 | 1388 | 954 | 983 | 1167 | 1183 | 1179 | 1167 | 1160 | 1143 | 983
1992 | US | MRO | - | - | DCWST | Standby Demand | 0 | 38 | 38 | 38 | 42 | 42 | 42 | 42 | 42 | 42 | 42
1992 | US | MRO | - | - | DCWTI | Projected Total Internal Demand | 0 | 22747 | 23237 | 23750 | 24196 | 24635 | 25067 | 25515 | 25945 | 26379 | 26533
1992 | US | MRO | - | - | DCWTO | Operable Total Internal Capacity | 0 | 31762 | 31809 | 32048 | 32191 | 32291 | 32351 | 32695 | 32905 | 32986 | 33286
1992 | US | NPCC | - | - | CWIPP | IPPs | 4171 | 5686 | 6846 | 8007 | 8598 | 8599 | 8549 | 8848 | 8812 | 8811 | 8792
1992 | US | NPCC | - | - | CWT | Total Capacity | 60020 | 61152 | 62330 | 63489 | 64438 | 64439 | 64394 | 65023 | 64985 | 64803 | 64765
1992 | US | NPCC | - | - | CWTOC | Total Owned Capacity | 55849 | 55466 | 55484 | 55482 | 55840 | 55840 | 55845 | 56175 | 56173 | 55992 | 55973
1992 | US | NPCC | - | - | DCWAJ | Adjustments | 0 | 0 | 0 | 0 | 0 | 0 | 0 | 0 | 0 | 0 | 0
1992 | US | NPCC | - | - | DCWFP | Full-Responsibility Purchases (portion of total purchases) | 0 | 683 | 587 | 451 | 502 | 482 | 445 | 447 | 447 | 452 | 453
1992 | US | NPCC | - | - | DCWFS | Full-Responsibility Sales (portion of total sales) | 0 | 366 | 368 | 368 | 368 | 368 | 401 | 401 | 401 | 401 | 401
1992 | US | NPCC | - | - | DCWIC | Inoperable capacity | 0 | 0 | 0 | 0 | 0 | 0 | 0 | 0 | 0 | 0 | 0
1992 | US | NPCC | - | - | DCWIN | Internal Demand | 0 | 43061 | 43428 | 43914 | 44510 | 44925 | 45582 | 46317 | 46930 | 47456 | 48121
1992 | US | NPCC | - | - | DCWIPP | IPPs | 0 | 5686 | 6846 | 8007 | 8598 | 8599 | 8549 | 8848 | 8812 | 8811 | 8792
1992 | US | NPCC | - | - | DCWIT | Interruptible Demand | 0 | 183 | 193 | 204 | 214 | 229 | 228 | 240 | 240 | 298 | 274
1992 | US | NPCC | - | - | DCWLM | Direct Control Load Management | 0 | 73 | 85 | 93 | 102 | 112 | 121 | 130 | 135 | 138 | 140
1992 | US | NPCC | - | - | DCWNC | Net Capacity Resources | 0 | 60964 | 62094 | 63110 | 64110 | 64091 | 64059 | 64657 | 64619 | 64442 | 64405
1992 | US | NPCC | - | - | DCWNI | Projected Net Internal Demand | 0 | 42805 | 43150 | 43617 | 44194 | 44584 | 45233 | 45947 | 46555 | 47020 | 47707
1992 | US | NPCC | - | - | DCWNO | Net Operable Capacity | 0 | 55466 | 55484 | 55482 | 55840 | 55840 | 55845 | 56175 | 56173 | 55992 | 55973
1992 | US | NPCC | - | - | DCWPU | Purchases | 0 | 758 | 712 | 501 | 502 | 482 | 445 | 447 | 447 | 452 | 453
1992 | US | NPCC | - | - | DCWSA | Sales | 0 | 946 | 948 | 880 | 830 | 830 | 780 | 813 | 813 | 813 | 813
1992 | US | NPCC | - | - | DCWST | Standby Demand | 0 | 0 | 0 | 0 | 0 | 0 | 0 | 0 | 0 | 0 | 0
1992 | US | NPCC | - | - | DCWTI | Projected Total Internal Demand | 0 | 43061 | 43428 | 43914 | 44510 | 44925 | 45582 | 46317 | 46930 | 47456 | 48121
1992 | US | NPCC | - | - | DCWTO | Operable Total Internal Capacity | 0 | 55466 | 55484 | 55482 | 55840 | 55840 | 55845 | 56175 | 56173 | 55992 | 55973
1992 | US | NPCC | New England | New England | CWIPP | IPPs | 2757 | 2886 | 3100 | 3093 | 3093 | 3093 | 3045 | 3044 | 3012 | 3011 | 2994
1992 | US | NPCC | New England | New England | CWT | Total Capacity | 25684 | 25400 | 25611 | 25604 | 25957 | 25957 | 25909 | 25908 | 25874 | 25692 | 25656
1992 | US | NPCC | New England | New England | CWTOC | Total Owned Capacity | 22927 | 22514 | 22511 | 22511 | 22864 | 22864 | 22864 | 22864 | 22862 | 22681 | 22662
1992 | US | NPCC | New England | New England | DCWAJ | Adjustments | 0 | 0 | 0 | 0 | 0 | 0 | 0 | 0 | 0 | 0 | 0
1992 | US | NPCC | New England | New England | DCWFP | Full-Responsibility Purchases (portion of total purchases) | 0 | 683 | 587 | 451 | 502 | 482 | 445 | 447 | 447 | 452 | 453
1992 | US | NPCC | New England | New England | DCWFS | Full-Responsibility Sales (portion of total sales) | 0 | 70 | 72 | 72 | 72 | 72 | 72 | 72 | 72 | 72 | 72
1992 | US | NPCC | New England | New England | DCWIC | Inoperable capacity | 0 | 0 | 0 | 0 | 0 | 0 | 0 | 0 | 0 | 0 | 0
1992 | US | NPCC | New England | New England | DCWIN | Internal Demand | 0 | 19431 | 19628 | 19814 | 20140 | 20335 | 20792 | 21317 | 21700 | 22036 | 22521
1992 | US | NPCC | New England | New England | DCWIPP | IPPs | 0 | 2886 | 3100 | 3093 | 3093 | 3093 | 3045 | 3044 | 3012 | 3011 | 2994
1992 | US | NPCC | New England | New England | DCWIT | Interruptible Demand | 0 | 133 | 133 | 134 | 134 | 139 | 138 | 140 | 140 | 138 | 114
1992 | US | NPCC | New England | New England | DCWLM | Direct Control Load Management | 0 | 73 | 85 | 93 | 102 | 112 | 121 | 130 | 135 | 138 | 140
1992 | US | NPCC | New England | New England | DCWNC | Net Capacity Resources | 0 | 26013 | 26126 | 25983 | 26387 | 26367 | 26282 | 26283 | 26249 | 26072 | 26037
1992 | US | NPCC | New England | New England | DCWNI | Projected Net Internal Demand | 0 | 19225 | 19410 | 19587 | 19904 | 20084 | 20533 | 21047 | 21425 | 21760 | 22267
1992 | US | NPCC | New England | New England | DCWNO | Net Operable Capacity | 0 | 22514 | 22511 | 22511 | 22864 | 22864 | 22864 | 22864 | 22862 | 22681 | 22662
1992 | US | NPCC | New England | New England | DCWPU | Purchases | 0 | 683 | 587 | 451 | 502 | 482 | 445 | 447 | 447 | 452 | 453
1992 | US | NPCC | New England | New England | DCWSA | Sales | 0 | 70 | 72 | 72 | 72 | 72 | 72 | 72 | 72 | 72 | 72
1992 | US | NPCC | New England | New England | DCWST | Standby Demand | 0 | 0 | 0 | 0 | 0 | 0 | 0 | 0 | 0 | 0 | 0
1992 | US | NPCC | New England | New England | DCWTI | Projected Total Internal Demand | 0 | 19431 | 19628 | 19814 | 20140 | 20335 | 20792 | 21317 | 21700 | 22036 | 22521
1992 | US | NPCC | New England | New England | DCWTO | Operable Total Internal Capacity | 0 | 22514 | 22511 | 22511 | 22864 | 22864 | 22864 | 22864 | 22862 | 22681 | 22662
1992 | US | NPCC | New York | New York | CWIPP | IPPs | 1414 | 2800 | 3746 | 4914 | 5505 | 5506 | 5504 | 5804 | 5800 | 5800 | 5798
1992 | US | NPCC | New York | New York | CWT | Total Capacity | 34336 | 35752 | 36719 | 37885 | 38481 | 38482 | 38485 | 39115 | 39111 | 39111 | 39109
1992 | US | NPCC | New York | New York | CWTOC | Total Owned Capacity | 32922 | 32952 | 32973 | 32971 | 32976 | 32976 | 32981 | 33311 | 33311 | 33311 | 33311
1992 | US | NPCC | New York | New York | DCWAJ | Adjustments | 0 | 0 | 0 | 0 | 0 | 0 | 0 | 0 | 0 | 0 | 0
1992 | US | NPCC | New York | New York | DCWFP | Full-Responsibility Purchases (portion of total purchases) | 0 | 0 | 0 | 0 | 0 | 0 | 0 | 0 | 0 | 0 | 0
1992 | US | NPCC | New York | New York | DCWFS | Full-Responsibility Sales (portion of total sales) | 0 | 296 | 296 | 296 | 296 | 296 | 329 | 329 | 329 | 329 | 329
1992 | US | NPCC | New York | New York | DCWIC | Inoperable capacity | 0 | 0 | 0 | 0 | 0 | 0 | 0 | 0 | 0 | 0 | 0
1992 | US | NPCC | New York | New York | DCWIN | Internal Demand | 0 | 23630 | 23800 | 24100 | 24370 | 24590 | 24790 | 25000 | 25230 | 25420 | 25600
1992 | US | NPCC | New York | New York | DCWIPP | IPPs | 0 | 2800 | 3746 | 4914 | 5505 | 5506 | 5504 | 5804 | 5800 | 5800 | 5798
1992 | US | NPCC | New York | New York | DCWIT | Interruptible Demand | 0 | 50 | 60 | 70 | 80 | 90 | 90 | 100 | 100 | 160 | 160
1992 | US | NPCC | New York | New York | DCWLM | Direct Control Load Management | 0 | 0 | 0 | 0 | 0 | 0 | 0 | 0 | 0 | 0 | 0
1992 | US | NPCC | New York | New York | DCWNC | Net Capacity Resources | 0 | 34951 | 35968 | 37127 | 37723 | 37724 | 37777 | 38374 | 38370 | 38370 | 38368
1992 | US | NPCC | New York | New York | DCWNI | Projected Net Internal Demand | 0 | 23580 | 23740 | 24030 | 24290 | 24500 | 24700 | 24900 | 25130 | 25260 | 25440
1992 | US | NPCC | New York | New York | DCWNO | Net Operable Capacity | 0 | 32952 | 32973 | 32971 | 32976 | 32976 | 32981 | 33311 | 33311 | 33311 | 33311
1992 | US | NPCC | New York | New York | DCWPU | Purchases | 0 | 75 | 125 | 50 | 0 | 0 | 0 | 0 | 0 | 0 | 0
1992 | US | NPCC | New York | New York | DCWSA | Sales | 0 | 876 | 876 | 808 | 758 | 758 | 708 | 741 | 741 | 741 | 741
1992 | US | NPCC | New York | New York | DCWST | Standby Demand | 0 | 0 | 0 | 0 | 0 | 0 | 0 | 0 | 0 | 0 | 0
1992 | US | NPCC | New York | New York | DCWTI | Projected Total Internal Demand | 0 | 23630 | 23800 | 24100 | 24370 | 24590 | 24790 | 25000 | 25230 | 25420 | 25600
1992 | US | NPCC | New York | New York | DCWTO | Operable Total Internal Capacity | 0 | 32952 | 32973 | 32971 | 32976 | 32976 | 32981 | 33311 | 33311 | 33311 | 33311
1992 | US | SERC | - | - | CWIPP | IPPs | 2486 | 4048 | 4093 | 4700 | 4850 | 4947 | 5140 | 5137 | 5134 | 5134 | 5134
1992 | US | SERC | - | - | CWT | Total Capacity | 117628 | 119956 | 119750 | 123419 | 125966 | 127910 | 132323 | 133730 | 137807 | 140480 | 142423
1992 | US | SERC | - | - | CWTOC | Total Owned Capacity | 115142 | 115908 | 115657 | 118719 | 121116 | 122963 | 127183 | 128593 | 132673 | 135346 | 137289
1992 | US | SERC | - | - | DCWAJ | Adjustments | 0 | 0 | 0 | 0 | 0 | 0 | 0 | 0 | 0 | 0 | 0
1992 | US | SERC | - | - | DCWFP | Full-Responsibility Purchases (portion of total purchases) | 0 | 0 | 0 | 0 | 0 | 0 | 0 | 0 | 0 | 0 | 0
1992 | US | SERC | - | - | DCWFS | Full-Responsibility Sales (portion of total sales) | 0 | 2168 | 1917 | 1732 | 1651 | 1651 | 1651 | 1651 | 1651 | 1522 | 1522
1992 | US | SERC | - | - | DCWIC | Inoperable capacity | 0 | 2135 | 1070 | 1114 | 5 | 5 | 5 | 86 | 5 | 5 | 5
1992 | US | SERC | - | - | DCWIN | Internal Demand | 0 | 91609 | 93865 | 96014 | 98495 | 100787 | 102918 | 105257 | 107513 | 109687 | 111995
1992 | US | SERC | - | - | DCWIPP | IPPs | 0 | 4048 | 4093 | 4700 | 4850 | 4947 | 5140 | 5137 | 5134 | 5134 | 5134
1992 | US | SERC | - | - | DCWIT | Interruptible Demand | 0 | 3434 | 3336 | 3377 | 3404 | 3455 | 3530 | 3597 | 3695 | 3910 | 4070
1992 | US | SERC | - | - | DCWLM | Direct Control Load Management | 0 | 989 | 1101 | 1234 | 1367 | 1431 | 1556 | 1734 | 1782 | 1915 | 1973
1992 | US | SERC | - | - | DCWNC | Net Capacity Resources | 0 | 116810 | 117920 | 121610 | 125347 | 127191 | 131604 | 132680 | 135938 | 138740 | 140683
1992 | US | SERC | - | - | DCWNI | Projected Net Internal Demand | 0 | 87186 | 89428 | 91403 | 93724 | 95901 | 97832 | 99926 | 102036 | 103862 | 105952
1992 | US | SERC | - | - | DCWNO | Net Operable Capacity | 0 | 113773 | 114587 | 117605 | 121111 | 122958 | 127178 | 128507 | 132668 | 135341 | 137284
1992 | US | SERC | - | - | DCWPU | Purchases | 0 | 2185 | 2185 | 1665 | 1665 | 1665 | 1665 | 1415 | 515 | 515 | 515
1992 | US | SERC | - | - | DCWSA | Sales | 0 | 3196 | 2945 | 2360 | 2279 | 2379 | 2379 | 2379 | 2379 | 2250 | 2250
1992 | US | SERC | - | - | DCWST | Standby Demand | 0 | 0 | 0 | 0 | 0 | 0 | 0 | 0 | 0 | 0 | 0
1992 | US | SERC | - | - | DCWTI | Projected Total Internal Demand | 0 | 91609 | 93865 | 96014 | 98495 | 100787 | 102918 | 105257 | 107513 | 109687 | 111995
1992 | US | SERC | - | - | DCWTO | Operable Total Internal Capacity | 0 | 115908 | 115657 | 118719 | 121116 | 122963 | 127183 | 128593 | 132673 | 135346 | 137289
1992 | US | SERC | Central | - | CWIPP | IPPs | 0 | 0 | 0 | 0 | 0 | 0 | 0 | 0 | 0 | 0 | 0
1992 | US | SERC | Central | - | CWT | Total Capacity | 28571 | 28571 | 28571 | 29741 | 29965 | 29965 | 32347 | 32347 | 33559 | 34159 | 34759
1992 | US | SERC | Central | - | CWTOC | Total Owned Capacity | 28571 | 28571 | 28571 | 29741 | 29965 | 29965 | 32347 | 32347 | 33559 | 34159 | 34759
1992 | US | SERC | Central | - | DCWAJ | Adjustments | 0 | 0 | 0 | 0 | 0 | 0 | 0 | 0 | 0 | 0 | 0
1992 | US | SERC | Central | - | DCWFP | Full-Responsibility Purchases (portion of total purchases) | 0 | 0 | 0 | 0 | 0 | 0 | 0 | 0 | 0 | 0 | 0
1992 | US | SERC | Central | - | DCWFS | Full-Responsibility Sales (portion of total sales) | 0 | 0 | 0 | 0 | 0 | 0 | 0 | 0 | 0 | 0 | 0
1992 | US | SERC | Central | - | DCWIC | Inoperable capacity | 0 | 2130 | 1065 | 1065 | 0 | 0 | 0 | 0 | 0 | 0 | 0
1992 | US | SERC | Central | - | DCWIN | Internal Demand | 0 | 22895 | 23329 | 23897 | 24443 | 24998 | 25546 | 26090 | 26638 | 27272 | 27906
1992 | US | SERC | Central | - | DCWIPP | IPPs | 0 | 0 | 0 | 0 | 0 | 0 | 0 | 0 | 0 | 0 | 0
1992 | US | SERC | Central | - | DCWIT | Interruptible Demand | 0 | 1708 | 1576 | 1596 | 1591 | 1646 | 1663 | 1685 | 1726 | 1838 | 1903
1992 | US | SERC | Central | - | DCWLM | Direct Control Load Management | 0 | 0 | 0 | 0 | 0 | 0 | 0 | 0 | 0 | 0 | 0
1992 | US | SERC | Central | - | DCWNC | Net Capacity Resources | 0 | 25828 | 26893 | 28263 | 29552 | 29552 | 31934 | 31934 | 33146 | 33746 | 34346
1992 | US | SERC | Central | - | DCWNI | Projected Net Internal Demand | 0 | 21187 | 21753 | 22301 | 22852 | 23352 | 23883 | 24405 | 24912 | 25434 | 26003
1992 | US | SERC | Central | - | DCWNO | Net Operable Capacity | 0 | 26441 | 27506 | 28676 | 29965 | 29965 | 32347 | 32347 | 33559 | 34159 | 34759
1992 | US | SERC | Central | - | DCWPU | Purchases | 0 | 0 | 0 | 0 | 0 | 0 | 0 | 0 | 0 | 0 | 0
1992 | US | SERC | Central | - | DCWSA | Sales | 0 | 613 | 613 | 413 | 413 | 413 | 413 | 413 | 413 | 413 | 413
1992 | US | SERC | Central | - | DCWST | Standby Demand | 0 | 0 | 0 | 0 | 0 | 0 | 0 | 0 | 0 | 0 | 0
1992 | US | SERC | Central | - | DCWTI | Projected Total Internal Demand | 0 | 22895 | 23329 | 23897 | 24443 | 24998 | 25546 | 26090 | 26638 | 27272 | 27906
1992 | US | SERC | Central | - | DCWTO | Operable Total Internal Capacity | 0 | 28571 | 28571 | 29741 | 29965 | 29965 | 32347 | 32347 | 33559 | 34159 | 34759
1992 | US | SERC | Southeastern | - | CWIPP | IPPs | 528 | 495 | 495 | 789 | 789 | 789 | 789 | 789 | 789 | 789 | 789
1992 | US | SERC | Southeastern | - | CWT | Total Capacity | 38894 | 39193 | 38924 | 40705 | 41504 | 41984 | 42645 | 43719 | 44874 | 45593 | 45898
1992 | US | SERC | Southeastern | - | CWTOC | Total Owned Capacity | 38366 | 38698 | 38429 | 39916 | 40715 | 41195 | 41856 | 42930 | 44085 | 44804 | 45109
1992 | US | SERC | Southeastern | - | DCWAJ | Adjustments | 0 | 0 | 0 | 0 | 0 | 0 | 0 | 0 | 0 | 0 | 0
1992 | US | SERC | Southeastern | - | DCWFP | Full-Responsibility Purchases (portion of total purchases) | 0 | 0 | 0 | 0 | 0 | 0 | 0 | 0 | 0 | 0 | 0
1992 | US | SERC | Southeastern | - | DCWFS | Full-Responsibility Sales (portion of total sales) | 0 | 2168 | 1917 | 1732 | 1651 | 1651 | 1651 | 1651 | 1651 | 1522 | 1522
1992 | US | SERC | Southeastern | - | DCWIC | Inoperable capacity | 0 | 5 | 5 | 49 | 5 | 5 | 5 | 86 | 5 | 5 | 5
1992 | US | SERC | Southeastern | - | DCWIN | Internal Demand | 0 | 25785 | 26383 | 27062 | 27822 | 28432 | 29105 | 29738 | 30392 | 31000 | 31612
1992 | US | SERC | Southeastern | - | DCWIPP | IPPs | 0 | 495 | 495 | 789 | 789 | 789 | 789 | 789 | 789 | 789 | 789
1992 | US | SERC | Southeastern | - | DCWIT | Interruptible Demand | 0 | 928 | 954 | 972 | 995 | 1007 | 1021 | 1037 | 1098 | 1109 | 1112
1992 | US | SERC | Southeastern | - | DCWLM | Direct Control Load Management | 0 | 0 | 0 | 0 | 0 | 0 | 0 | 0 | 0 | 0 | 0
1992 | US | SERC | Southeastern | - | DCWNC | Net Capacity Resources | 0 | 37241 | 37423 | 39425 | 40349 | 40829 | 41490 | 42233 | 43469 | 44317 | 44622
1992 | US | SERC | Southeastern | - | DCWNI | Projected Net Internal Demand | 0 | 24857 | 25429 | 26090 | 26827 | 27425 | 28084 | 28701 | 29294 | 29891 | 30500
1992 | US | SERC | Southeastern | - | DCWNO | Net Operable Capacity | 0 | 38693 | 38424 | 39867 | 40710 | 41190 | 41851 | 42844 | 44080 | 44799 | 45104
1992 | US | SERC | Southeastern | - | DCWPU | Purchases | 0 | 621 | 621 | 501 | 501 | 501 | 501 | 251 | 251 | 251 | 251
1992 | US | SERC | Southeastern | - | DCWSA | Sales | 0 | 2568 | 2117 | 1732 | 1651 | 1651 | 1651 | 1651 | 1651 | 1522 | 1522
1992 | US | SERC | Southeastern | - | DCWST | Standby Demand | 0 | 0 | 0 | 0 | 0 | 0 | 0 | 0 | 0 | 0 | 0
1992 | US | SERC | Southeastern | - | DCWTI | Projected Total Internal Demand | 0 | 25785 | 26383 | 27062 | 27822 | 28432 | 29105 | 29738 | 30392 | 31000 | 31612
1992 | US | SERC | Southeastern | - | DCWTO | Operable Total Internal Capacity | 0 | 38698 | 38429 | 39916 | 40715 | 41195 | 41856 | 42930 | 44085 | 44804 | 45109
1992 | US | SERC | VACAR | - | CWIPP | IPPs | 1958 | 3553 | 3598 | 3911 | 4061 | 4158 | 4351 | 4348 | 4345 | 4345 | 4345
1992 | US | SERC | VACAR | - | CWT | Total Capacity | 50163 | 52192 | 52255 | 52973 | 54497 | 55961 | 57331 | 57664 | 59374 | 60728 | 61766
1992 | US | SERC | VACAR | - | CWTOC | Total Owned Capacity | 48205 | 48639 | 48657 | 49062 | 50436 | 51803 | 52980 | 53316 | 55029 | 56383 | 57421
1992 | US | SERC | VACAR | - | DCWAJ | Adjustments | 0 | 0 | 0 | 0 | 0 | 0 | 0 | 0 | 0 | 0 | 0
1992 | US | SERC | VACAR | - | DCWFP | Full-Responsibility Purchases (portion of total purchases) | 0 | 0 | 0 | 0 | 0 | 0 | 0 | 0 | 0 | 0 | 0
1992 | US | SERC | VACAR | - | DCWFS | Full-Responsibility Sales (portion of total sales) | 0 | 0 | 0 | 0 | 0 | 0 | 0 | 0 | 0 | 0 | 0
1992 | US | SERC | VACAR | - | DCWIC | Inoperable capacity | 0 | 0 | 0 | 0 | 0 | 0 | 0 | 0 | 0 | 0 | 0
1992 | US | SERC | VACAR | - | DCWIN | Internal Demand | 0 | 42929 | 44153 | 45055 | 46230 | 47357 | 48267 | 49429 | 50483 | 51415 | 52477
1992 | US | SERC | VACAR | - | DCWIPP | IPPs | 0 | 3553 | 3598 | 3911 | 4061 | 4158 | 4351 | 4348 | 4345 | 4345 | 4345
1992 | US | SERC | VACAR | - | DCWIT | Interruptible Demand | 0 | 798 | 806 | 809 | 818 | 802 | 846 | 875 | 871 | 963 | 1055
1992 | US | SERC | VACAR | - | DCWLM | Direct Control Load Management | 0 | 989 | 1101 | 1234 | 1367 | 1431 | 1556 | 1734 | 1782 | 1915 | 1973
1992 | US | SERC | VACAR | - | DCWNC | Net Capacity Resources | 0 | 53741 | 53604 | 53922 | 55446 | 56810 | 58180 | 58513 | 59323 | 60677 | 61715
1992 | US | SERC | VACAR | - | DCWNI | Projected Net Internal Demand | 0 | 41142 | 42246 | 43012 | 44045 | 45124 | 45865 | 46820 | 47830 | 48537 | 49449
1992 | US | SERC | VACAR | - | DCWNO | Net Operable Capacity | 0 | 48639 | 48657 | 49062 | 50436 | 51803 | 52980 | 53316 | 55029 | 56383 | 57421
1992 | US | SERC | VACAR | - | DCWPU | Purchases | 0 | 1564 | 1564 | 1164 | 1164 | 1164 | 1164 | 1164 | 264 | 264 | 264
1992 | US | SERC | VACAR | - | DCWSA | Sales | 0 | 15 | 215 | 215 | 215 | 315 | 315 | 315 | 315 | 315 | 315
1992 | US | SERC | VACAR | - | DCWST | Standby Demand | 0 | 0 | 0 | 0 | 0 | 0 | 0 | 0 | 0 | 0 | 0
1992 | US | SERC | VACAR | - | DCWTI | Projected Total Internal Demand | 0 | 42929 | 44153 | 45055 | 46230 | 47357 | 48267 | 49429 | 50483 | 51415 | 52477
1992 | US | SERC | VACAR | - | DCWTO | Operable Total Internal Capacity | 0 | 48639 | 48657 | 49062 | 50436 | 51803 | 52980 | 53316 | 55029 | 56383 | 57421
1992 | US | SPP | - | - | CWIPP | IPPs | 471 | 683 | 683 | 683 | 683 | 683 | 683 | 783 | 783 | 783 | 783
1992 | US | SPP | - | - | CWT | Total Capacity | 67901 | 68094 | 69307 | 69761 | 70144 | 70334 | 70734 | 70951 | 71434 | 72746 | 73517
1992 | US | SPP | - | - | CWTOC | Total Owned Capacity | 67430 | 67411 | 68624 | 69078 | 69461 | 69651 | 70051 | 70168 | 70651 | 71963 | 72734
1992 | US | SPP | - | - | DCWAJ | Adjustments | 0 | 0 | 0 | 0 | 0 | 0 | 0 | 0 | 0 | 0 | 0
1992 | US | SPP | - | - | DCWFP | Full-Responsibility Purchases (portion of total purchases) | 0 | 2708 | 2802 | 2819 | 2862 | 2780 | 2673 | 2704 | 2712 | 2668 | 2628
1992 | US | SPP | - | - | DCWFS | Full-Responsibility Sales (portion of total sales) | 0 | 1671 | 1754 | 1827 | 1862 | 1827 | 1762 | 1788 | 1724 | 1654 | 1623
1992 | US | SPP | - | - | DCWIC | Inoperable capacity | 0 | 578 | 617 | 455 | 293 | 293 | 293 | 208 | 208 | 208 | 164
1992 | US | SPP | - | - | DCWIN | Internal Demand | 0 | 40180 | 40861 | 41805 | 42490 | 43395 | 44299 | 45244 | 46193 | 47094 | 48047
1992 | US | SPP | - | - | DCWIPP | IPPs | 0 | 683 | 683 | 683 | 683 | 683 | 683 | 783 | 783 | 783 | 783
1992 | US | SPP | - | - | DCWIT | Interruptible Demand | 0 | 1311 | 1327 | 1314 | 1314 | 1314 | 1314 | 1314 | 1384 | 1384 | 1399
1992 | US | SPP | - | - | DCWLM | Direct Control Load Management | 0 | 0 | 0 | 0 | 0 | 0 | 0 | 0 | 0 | 0 | 0
1992 | US | SPP | - | - | DCWNC | Net Capacity Resources | 0 | 67706 | 68915 | 69624 | 70200 | 70197 | 70804 | 71375 | 71928 | 73420 | 74100
1992 | US | SPP | - | - | DCWNI | Projected Net Internal Demand | 0 | 38962 | 39634 | 40613 | 41298 | 42203 | 43107 | 44052 | 44931 | 45832 | 46770
1992 | US | SPP | - | - | DCWNO | Net Operable Capacity | 0 | 66833 | 68007 | 68623 | 69168 | 69358 | 69758 | 69960 | 70443 | 71755 | 72570
1992 | US | SPP | - | - | DCWPU | Purchases | 0 | 6394 | 6718 | 6986 | 7094 | 6566 | 6419 | 6423 | 6418 | 4964 | 4710
1992 | US | SPP | - | - | DCWSA | Sales | 0 | 6204 | 6493 | 6668 | 6745 | 6410 | 6056 | 5791 | 5716 | 4082 | 3963
1992 | US | SPP | - | - | DCWST | Standby Demand | 0 | 93 | 100 | 122 | 122 | 122 | 122 | 122 | 122 | 122 | 122
1992 | US | SPP | - | - | DCWTI | Projected Total Internal Demand | 0 | 40273 | 40961 | 41927 | 42612 | 43517 | 44421 | 45366 | 46315 | 47216 | 48169
1992 | US | SPP | - | - | DCWTO | Operable Total Internal Capacity | 0 | 67411 | 68624 | 69078 | 69461 | 69651 | 70051 | 70168 | 70651 | 71963 | 72734
1992 | US | WECC | - | - | CWIPP | IPPs | 8589 | 9167 | 9935 | 10795 | 11362 | 11703 | 11987 | 12044 | 12274 | 12334 | 12352
1992 | US | WECC | - | - | CWT | Total Capacity | 129655 | 131241 | 133125 | 134395 | 135926 | 137817 | 138410 | 140040 | 141099 | 141869 | 142356
1992 | US | WECC | - | - | CWTOC | Total Owned Capacity | 121066 | 122074 | 123190 | 123600 | 124564 | 126114 | 126423 | 127996 | 128825 | 129535 | 130004
1992 | US | WECC | - | - | DCWAJ | Adjustments | 0 | 0 | 0 | 0 | 0 | -130 | -130 | -130 | -130 | -130 | -130
1992 | US | WECC | - | - | DCWFP | Full-Responsibility Purchases (portion of total purchases) | 0 | 557 | 557 | 557 | 657 | 435 | 432 | 432 | 432 | 432 | 432
1992 | US | WECC | - | - | DCWFS | Full-Responsibility Sales (portion of total sales) | 0 | 170 | 200 | 200 | 200 | 50 | 50 | 150 | 650 | 650 | 650
1992 | US | WECC | - | - | DCWIC | Inoperable capacity | 0 | 92 | 100 | 100 | 100 | 100 | 100 | 100 | 100 | 100 | 100
1992 | US | WECC | - | - | DCWIN | Internal Demand | 0 | 92103 | 93974 | 95157 | 96599 | 98528 | 100285 | 101757 | 103776 | 105365 | 106889
1992 | US | WECC | - | - | DCWIPP | IPPs | 0 | 9167 | 9935 | 10795 | 11362 | 11703 | 11987 | 12044 | 12274 | 12334 | 12352
1992 | US | WECC | - | - | DCWIT | Interruptible Demand | 0 | 1858 | 2103 | 1837 | 1850 | 1985 | 2201 | 2210 | 2216 | 2223 | 2230
1992 | US | WECC | - | - | DCWLM | Direct Control Load Management | 0 | 5 | 5 | 6 | 6 | 7 | 7 | 7 | 7 | 7 | 7
1992 | US | WECC | - | - | DCWNC | Net Capacity Resources | 0 | 131536 | 133382 | 134652 | 136283 | 138102 | 138692 | 140222 | 140781 | 141551 | 142038
1992 | US | WECC | - | - | DCWNI | Projected Net Internal Demand | 0 | 90240 | 91866 | 93314 | 94743 | 96536 | 98077 | 99540 | 101553 | 103135 | 104652
1992 | US | WECC | - | - | DCWNO | Net Operable Capacity | 0 | 121982 | 123090 | 123500 | 124464 | 126014 | 126323 | 127896 | 128725 | 129435 | 129904
1992 | US | WECC | - | - | DCWPU | Purchases | 0 | 557 | 557 | 557 | 657 | 565 | 562 | 562 | 562 | 562 | 562
1992 | US | WECC | - | - | DCWSA | Sales | 0 | 170 | 200 | 200 | 200 | 50 | 50 | 150 | 650 | 650 | 650
1992 | US | WECC | - | - | DCWST | Standby Demand | 0 | 0 | 0 | 0 | 0 | 0 | 0 | 0 | 0 | 0 | 0
1992 | US | WECC | - | - | DCWTI | Projected Total Internal Demand | 0 | 92103 | 93974 | 95157 | 96599 | 98528 | 100285 | 101757 | 103776 | 105365 | 106889
1992 | US | WECC | - | - | DCWTO | Operable Total Internal Capacity | 0 | 122074 | 123190 | 123600 | 124564 | 126114 | 126423 | 127996 | 128825 | 129535 | 130004
1992 | US | WECC | AZN | - | CWIPP | IPPs | 360 | 360 | 360 | 360 | 360 | 360 | 378 | 382 | 396 | 400 | 414
1992 | US | WECC | AZN | - | CWT | Total Capacity | 16041 | 16311 | 16393 | 16252 | 16298 | 16328 | 16373 | 16577 | 16772 | 17074 | 17159
1992 | US | WECC | AZN | - | CWTOC | Total Owned Capacity | 15681 | 15951 | 16033 | 15892 | 15938 | 15968 | 15995 | 16195 | 16376 | 16674 | 16745
1992 | US | WECC | AZN | - | DCWAJ | Adjustments | 0 | 3926 | 3926 | 4069 | 4069 | 4219 | 4219 | 4219 | 4219 | 4219 | 4218
1992 | US | WECC | AZN | - | DCWFP | Full-Responsibility Purchases (portion of total purchases) | 0 | 515 | 518 | 518 | 615 | 615 | 618 | 618 | 618 | 618 | 618
1992 | US | WECC | AZN | - | DCWFS | Full-Responsibility Sales (portion of total sales) | 0 | 375 | 418 | 398 | 397 | 447 | 298 | 298 | 298 | 298 | 198
1992 | US | WECC | AZN | - | DCWIC | Inoperable capacity | 0 | 13 | 13 | 13 | 13 | 13 | 13 | 13 | 13 | 13 | 13
1992 | US | WECC | AZN | - | DCWIN | Internal Demand | 0 | 10305 | 10817 | 10863 | 11435 | 11663 | 12036 | 12293 | 12606 | 12850 | 13137
1992 | US | WECC | AZN | - | DCWIPP | IPPs | 0 | 360 | 360 | 360 | 360 | 360 | 378 | 382 | 396 | 400 | 414
1992 | US | WECC | AZN | - | DCWIT | Interruptible Demand | 0 | 370 | 585 | 373 | 766 | 753 | 724 | 726 | 727 | 728 | 729
1992 | US | WECC | AZN | - | DCWLM | Direct Control Load Management | 0 | 2 | 2 | 2 | 2 | 2 | 2 | 2 | 2 | 2 | 2
1992 | US | WECC | AZN | - | DCWNC | Net Capacity Resources | 0 | 16538 | 16580 | 16459 | 16603 | 16583 | 16780 | 16984 | 17279 | 17581 | 17766
1992 | US | WECC | AZN | - | DCWNI | Projected Net Internal Demand | 0 | 9933 | 10230 | 10488 | 10667 | 10908 | 11310 | 11565 | 11877 | 12120 | 12406
1992 | US | WECC | AZN | - | DCWNO | Net Operable Capacity | 0 | 15938 | 16020 | 15879 | 15925 | 15955 | 15982 | 16182 | 16363 | 16661 | 16732
1992 | US | WECC | AZN | - | DCWPU | Purchases | 0 | 1162 | 1165 | 1165 | 1262 | 1262 | 1265 | 1265 | 1365 | 1365 | 1366
1992 | US | WECC | AZN | - | DCWSA | Sales | 0 | 4848 | 4891 | 5014 | 5013 | 5213 | 5064 | 5064 | 5064 | 5064 | 4964
1992 | US | WECC | AZN | - | DCWST | Standby Demand | 0 | 0 | 0 | 0 | 0 | 0 | 0 | 0 | 0 | 0 | 0
1992 | US | WECC | AZN | - | DCWTI | Projected Total Internal Demand | 0 | 10305 | 10817 | 10863 | 11435 | 11663 | 12036 | 12293 | 12606 | 12850 | 13137
1992 | US | WECC | AZN | - | DCWTO | Operable Total Internal Capacity | 0 | 15951 | 16033 | 15892 | 15938 | 15968 | 15995 | 16195 | 16376 | 16674 | 16745
1992 | US | WECC | CNV | - | CWIPP | IPPs | 7203 | 7345 | 7495 | 7655 | 8119 | 8550 | 8733 | 8736 | 8739 | 8943 | 8946
1992 | US | WECC | CNV | - | CWT | Total Capacity | 55505 | 55592 | 56250 | 57205 | 57998 | 59398 | 60357 | 60953 | 61553 | 62054 | 62471
1992 | US | WECC | CNV | - | CWTOC | Total Owned Capacity | 48302 | 48247 | 48755 | 49550 | 49879 | 50848 | 51624 | 52217 | 52814 | 53111 | 53525
1992 | US | WECC | CNV | - | DCWAJ | Adjustments | 0 | -3931 | -4009 | -4009 | -4152 | -4152 | -4282 | -4282 | -4282 | -4282 | -4282
1992 | US | WECC | CNV | - | DCWFP | Full-Responsibility Purchases (portion of total purchases) | 0 | 2467 | 2129 | 2142 | 1995 | 1801 | 1801 | 1801 | 1751 | 1751 | 1651
1992 | US | WECC | CNV | - | DCWFS | Full-Responsibility Sales (portion of total sales) | 0 | 677 | 677 | 677 | 784 | 784 | 784 | 784 | 784 | 784 | 784
1992 | US | WECC | CNV | - | DCWIC | Inoperable capacity | 0 | 0 | 0 | 0 | 0 | 0 | 0 | 0 | 0 | 0 | 0
1992 | US | WECC | CNV | - | DCWIN | Internal Demand | 0 | 37178 | 37932 | 38483 | 38963 | 39636 | 40348 | 40898 | 41444 | 42307 | 43085
1992 | US | WECC | CNV | - | DCWIPP | IPPs | 0 | 7345 | 7495 | 7655 | 8119 | 8550 | 8733 | 8736 | 8739 | 8943 | 8946
1992 | US | WECC | CNV | - | DCWIT | Interruptible Demand | 0 | 31 | 31 | 32 | 34 | 34 | 35 | 37 | 38 | 40 | 43
1992 | US | WECC | CNV | - | DCWLM | Direct Control Load Management | 0 | 3 | 3 | 3 | 4 | 4 | 5 | 5 | 5 | 5 | 5
1992 | US | WECC | CNV | - | DCWNC | Net Capacity Resources | 0 | 57584 | 58014 | 58982 | 59391 | 60405 | 61275 | 61887 | 62408 | 62924 | 63254
1992 | US | WECC | CNV | - | DCWNI | Projected Net Internal Demand | 0 | 37144 | 37898 | 38448 | 38925 | 39598 | 40308 | 40856 | 41401 | 42262 | 43037
1992 | US | WECC | CNV | - | DCWNO | Net Operable Capacity | 0 | 48247 | 48755 | 49550 | 49879 | 50848 | 51624 | 52217 | 52814 | 53111 | 53525
1992 | US | WECC | CNV | - | DCWPU | Purchases | 0 | 7159 | 7009 | 7022 | 6888 | 6512 | 6642 | 6642 | 6592 | 6592 | 6492
1992 | US | WECC | CNV | - | DCWSA | Sales | 0 | 1236 | 1236 | 1236 | 1343 | 1353 | 1442 | 1426 | 1455 | 1440 | 1427
1992 | US | WECC | CNV | - | DCWST | Standby Demand | 0 | 0 | 0 | 0 | 0 | 0 | 0 | 0 | 0 | 0 | 0
1992 | US | WECC | CNV | - | DCWTI | Projected Total Internal Demand | 0 | 37178 | 37932 | 38483 | 38963 | 39636 | 40348 | 40898 | 41444 | 42307 | 43085
1992 | US | WECC | CNV | - | DCWTO | Operable Total Internal Capacity | 0 | 48247 | 48755 | 49550 | 49879 | 50848 | 51624 | 52217 | 52814 | 53111 | 53525
1992 | US | WECC | NWPP | - | CWIPP | IPPs | 795 | 1076 | 1548 | 1598 | 1691 | 1707 | 1910 | 1943 | 1946 | 1968 | 1968
1992 | US | WECC | NWPP | - | CWT | Total Capacity | 48540 | 48895 | 49577 | 49683 | 50012 | 50292 | 50600 | 50633 | 50636 | 50658 | 50658
1992 | US | WECC | NWPP | - | CWTOC | Total Owned Capacity | 47745 | 47819 | 48029 | 48085 | 48321 | 48585 | 48690 | 48690 | 48690 | 48690 | 48690
1992 | US | WECC | NWPP | - | DCWAJ | Adjustments | 0 | -242 | -242 | -242 | -242 | -392 | -389 | -389 | -389 | -389 | -389
1992 | US | WECC | NWPP | - | DCWFP | Full-Responsibility Purchases (portion of total purchases) | 0 | 1454 | 1451 | 1451 | 1659 | 1657 | 1654 | 1654 | 1654 | 1654 | 1654
1992 | US | WECC | NWPP | - | DCWFS | Full-Responsibility Sales (portion of total sales) | 0 | 1761 | 1831 | 1704 | 1730 | 1780 | 1780 | 1880 | 2330 | 2330 | 2330
1992 | US | WECC | NWPP | - | DCWIC | Inoperable capacity | 0 | 47 | 47 | 47 | 47 | 47 | 47 | 47 | 47 | 47 | 47
1992 | US | WECC | NWPP | - | DCWIN | Internal Demand | 0 | 38233 | 39114 | 39630 | 40166 | 40733 | 41283 | 41852 | 42419 | 43005 | 43586
1992 | US | WECC | NWPP | - | DCWIPP | IPPs | 0 | 1076 | 1548 | 1598 | 1691 | 1707 | 1910 | 1943 | 1946 | 1968 | 1968
1992 | US | WECC | NWPP | - | DCWIT | Interruptible Demand | 0 | 1260 | 1287 | 1227 | 1219 | 1219 | 1219 | 1220 | 1220 | 1220 | 1220
1992 | US | WECC | NWPP | - | DCWLM | Direct Control Load Management | 0 | 0 | 0 | 0 | 0 | 0 | 0 | 0 | 0 | 0 | 0
1992 | US | WECC | NWPP | - | DCWNC | Net Capacity Resources | 0 | 48541 | 49150 | 49383 | 49894 | 50122 | 50427 | 50360 | 49913 | 49935 | 49935
1992 | US | WECC | NWPP | - | DCWNI | Projected Net Internal Demand | 0 | 36973 | 37827 | 38403 | 38947 | 39514 | 40064 | 40632 | 41199 | 41785 | 42366
1992 | US | WECC | NWPP | - | DCWNO | Net Operable Capacity | 0 | 47772 | 47982 | 48038 | 48274 | 48538 | 48643 | 48643 | 48643 | 48643 | 48643
1992 | US | WECC | NWPP | - | DCWPU | Purchases | 0 | 2205 | 2202 | 2202 | 2410 | 2558 | 2555 | 2555 | 2555 | 2555 | 2555
1992 | US | WECC | NWPP | - | DCWSA | Sales | 0 | 2270 | 2340 | 2213 | 2239 | 2289 | 2292 | 2392 | 2842 | 2842 | 2842
1992 | US | WECC | NWPP | - | DCWST | Standby Demand | 0 | 0 | 0 | 0 | 0 | 0 | 0 | 0 | 0 | 0 | 0
1992 | US | WECC | NWPP | - | DCWTI | Projected Total Internal Demand | 0 | 38233 | 39114 | 39630 | 40166 | 40733 | 41283 | 41852 | 42419 | 43005 | 43586
1992 | US | WECC | NWPP | - | DCWTO | Operable Total Internal Capacity | 0 | 47819 | 48029 | 48085 | 48321 | 48585 | 48690 | 48690 | 48690 | 48690 | 48690
1992 | US | WECC | RMPA | - | CWIPP | IPPs | 237 | 248 | 401 | 696 | 723 | 909 | 923 | 940 | 949 | 980 | 980
1992 | US | WECC | RMPA | - | CWT | Total Capacity | 9753 | 9824 | 9992 | 10287 | 10404 | 10590 | 10687 | 11039 | 11399 | 11430 | 11696
1992 | US | WECC | RMPA | - | CWTOC | Total Owned Capacity | 9516 | 9576 | 9591 | 9591 | 9681 | 9681 | 9764 | 10099 | 10450 | 10450 | 10716
1992 | US | WECC | RMPA | - | DCWAJ | Adjustments | 0 | 326 | 325 | 325 | 325 | 325 | 322 | 322 | 322 | 322 | 322
1992 | US | WECC | RMPA | - | DCWFP | Full-Responsibility Purchases (portion of total purchases) | 0 | 205 | 175 | 175 | 175 | 175 | 175 | 175 | 175 | 175 | 175
1992 | US | WECC | RMPA | - | DCWFS | Full-Responsibility Sales (portion of total sales) | 0 | 993 | 993 | 993 | 993 | 994 | 994 | 994 | 994 | 994 | 994
1992 | US | WECC | RMPA | - | DCWIC | Inoperable capacity | 0 | 56 | 56 | 64 | 56 | 56 | 56 | 56 | 56 | 56 | 56
1992 | US | WECC | RMPA | - | DCWIN | Internal Demand | 0 | 6771 | 6870 | 6990 | 7134 | 7294 | 7440 | 7605 | 7744 | 7881 | 8024
1992 | US | WECC | RMPA | - | DCWIPP | IPPs | 0 | 248 | 401 | 696 | 723 | 909 | 923 | 940 | 949 | 980 | 980
1992 | US | WECC | RMPA | - | DCWIT | Interruptible Demand | 0 | 222 | 226 | 228 | 232 | 236 | 245 | 253 | 260 | 263 | 266
1992 | US | WECC | RMPA | - | DCWLM | Direct Control Load Management | 0 | 0 | 0 | 0 | 0 | 0 | 0 | 0 | 0 | 0 | 0
1992 | US | WECC | RMPA | - | DCWNC | Net Capacity Resources | 0 | 8980 | 9118 | 9405 | 9530 | 9715 | 9812 | 10164 | 10524 | 10555 | 10821
1992 | US | WECC | RMPA | - | DCWNI | Projected Net Internal Demand | 0 | 6549 | 6644 | 6762 | 6902 | 7058 | 7195 | 7352 | 7484 | 7618 | 7758
1992 | US | WECC | RMPA | - | DCWNO | Net Operable Capacity | 0 | 9520 | 9535 | 9527 | 9625 | 9625 | 9708 | 10043 | 10394 | 10394 | 10660
1992 | US | WECC | RMPA | - | DCWPU | Purchases | 0 | 269 | 239 | 239 | 239 | 239 | 242 | 242 | 242 | 242 | 242
1992 | US | WECC | RMPA | - | DCWSA | Sales | 0 | 1383 | 1382 | 1382 | 1382 | 1383 | 1383 | 1383 | 1383 | 1383 | 1383
1992 | US | WECC | RMPA | - | DCWST | Standby Demand | 0 | 0 | 0 | 0 | 0 | 0 | 0 | 0 | 0 | 0 | 0
1992 | US | WECC | RMPA | - | DCWTI | Projected Total Internal Demand | 0 | 6771 | 6870 | 6990 | 7134 | 7294 | 7440 | 7605 | 7744 | 7881 | 8024
1992 | US | WECC | RMPA | - | DCWTO | Operable Total Internal Capacity | 0 | 9576 | 9591 | 9591 | 9681 | 9681 | 9764 | 10099 | 10450 | 10450 | 10716
1993 | CA | MRO | - | - | CWIPP | IPPs | 0 | 0 | 0 | 0 | 0 | 0 | 0 | 0 | 0 | 0 | 0
1993 | CA | MRO | - | - | CWT | Total Capacity | 8057 | 8057 | 8057 | 8057 | 7937 | 7937 | 7937 | 7937 | 7937 | 7937 | 7937
1993 | CA | MRO | - | - | CWTOC | Total Owned Capacity | 8057 | 8057 | 8057 | 8057 | 7937 | 7937 | 7937 | 7937 | 7937 | 7937 | 7937
1993 | CA | MRO | - | - | DCWAJ | Adjustments | 0 | 0 | 0 | 0 | 0 | 0 | 0 | 0 | 0 | 0 | 0
1993 | CA | MRO | - | - | DCWFP | Full-Responsibility Purchases (portion of total purchases) | 0 | 150 | 175 | 165 | 165 | 165 | 165 | 165 | 165 | 200 | 225
1993 | CA | MRO | - | - | DCWFS | Full-Responsibility Sales (portion of total sales) | 0 | 0 | 0 | 0 | 0 | 0 | 200 | 200 | 200 | 200 | 200
1993 | CA | MRO | - | - | DCWIC | Inoperable capacity | 0 | 0 | 0 | 0 | 0 | 0 | 0 | 0 | 0 | 0 | 0
1993 | CA | MRO | - | - | DCWIN | Internal Demand | 0 | 6226 | 6283 | 6352 | 6431 | 6526 | 6593 | 6669 | 6733 | 6794 | 6858
1993 | CA | MRO | - | - | DCWIPP | IPPs | 0 | 0 | 0 | 0 | 0 | 0 | 0 | 0 | 0 | 0 | 0
1993 | CA | MRO | - | - | DCWIT | Interruptible Demand | 0 | 0 | 0 | 0 | 0 | 0 | 0 | 0 | 0 | 0 | 0
1993 | CA | MRO | - | - | DCWLM | Direct Control Load Management | 0 | 0 | 0 | 0 | 0 | 0 | 0 | 0 | 0 | 0 | 0
1993 | CA | MRO | - | - | DCWNC | Net Capacity Resources | 0 | 8207 | 8232 | 8222 | 8102 | 8102 | 7902 | 7902 | 7902 | 7937 | 7962
1993 | CA | MRO | - | - | DCWNI | Projected Net Internal Demand | 0 | 6226 | 6283 | 6352 | 6431 | 6526 | 6593 | 6669 | 6733 | 6794 | 6858
1993 | CA | MRO | - | - | DCWNO | Net Operable Capacity | 0 | 8057 | 8057 | 8057 | 7937 | 7937 | 7937 | 7937 | 7937 | 7937 | 7937
1993 | CA | MRO | - | - | DCWPU | Purchases | 0 | 150 | 175 | 165 | 165 | 165 | 165 | 165 | 165 | 200 | 225
1993 | CA | MRO | - | - | DCWSA | Sales | 0 | 0 | 0 | 0 | 0 | 0 | 200 | 200 | 200 | 200 | 200
1993 | CA | MRO | - | - | DCWST | Standby Demand | 0 | 0 | 0 | 0 | 0 | 0 | 0 | 0 | 0 | 0 | 0
1993 | CA | MRO | - | - | DCWTI | Projected Total Internal Demand | 0 | 6226 | 6283 | 6352 | 6431 | 6526 | 6593 | 6669 | 6733 | 6794 | 6858
1993 | CA | MRO | - | - | DCWTO | Operable Total Internal Capacity | 0 | 8057 | 8057 | 8057 | 7937 | 7937 | 7937 | 7937 | 7937 | 7937 | 7937
1993 | CA | NPCC | - | - | CWIPP | IPPs | 529 | 771 | 1165 | 1818 | 3162 | 3187 | 3212 | 3237 | 3262 | 3287 | 3312
1993 | CA | NPCC | - | - | CWT | Total Capacity | 65505 | 69922 | 71595 | 72891 | 74580 | 74618 | 75042 | 75721 | 76527 | 77733 | 78392
1993 | CA | NPCC | - | - | CWTOC | Total Owned Capacity | 64976 | 69151 | 70430 | 71073 | 71418 | 71431 | 71830 | 72484 | 73265 | 74446 | 75080
1993 | CA | NPCC | - | - | DCWAJ | Adjustments | 0 | -12 | -12 | -12 | -12 | -12 | -12 | -12 | -12 | -12 | -12
1993 | CA | NPCC | - | - | DCWFP | Full-Responsibility Purchases (portion of total purchases) | 0 | 0 | 0 | 0 | 0 | 0 | 0 | 0 | 0 | 0 | 0
1993 | CA | NPCC | - | - | DCWFS | Full-Responsibility Sales (portion of total sales) | 0 | 513 | 490 | 490 | 490 | 490 | 390 | 390 | 390 | 390 | 290
1993 | CA | NPCC | - | - | DCWIC | Inoperable capacity | 0 | 2840 | 2840 | 2840 | 2840 | 2840 | 2840 | 2840 | 2840 | 2840 | 2840
1993 | CA | NPCC | - | - | DCWIN | Internal Demand | 0 | 60437 | 62289 | 63984 | 65955 | 67343 | 68491 | 69531 | 70689 | 71707 | 72752
1993 | CA | NPCC | - | - | DCWIPP | IPPs | 0 | 771 | 1165 | 1818 | 3162 | 3187 | 3212 | 3237 | 3262 | 3287 | 3312
1993 | CA | NPCC | - | - | DCWIT | Interruptible Demand | 0 | 2610 | 2639 | 2682 | 2824 | 2842 | 2862 | 2883 | 2904 | 2925 | 2946
1993 | CA | NPCC | - | - | DCWLM | Direct Control Load Management | 0 | 0 | 0 | 0 | 0 | 0 | 0 | 0 | 0 | 0 | 0
1993 | CA | NPCC | - | - | DCWNC | Net Capacity Resources | 0 | 72231 | 73917 | 75033 | 76123 | 76151 | 76770 | 77439 | 78280 | 79481 | 80135
1993 | CA | NPCC | - | - | DCWNI | Projected Net Internal Demand | 0 | 57827 | 59650 | 61302 | 63131 | 64501 | 65629 | 66648 | 67785 | 68782 | 69806
1993 | CA | NPCC | - | - | DCWNO | Net Operable Capacity | 0 | 66311 | 67590 | 68233 | 68578 | 68591 | 68990 | 69644 | 70425 | 71606 | 72240
1993 | CA | NPCC | - | - | DCWPU | Purchases | 0 | 6024 | 6014 | 5884 | 5305 | 5295 | 5390 | 5380 | 5375 | 5370 | 5265
1993 | CA | NPCC | - | - | DCWSA | Sales | 0 | 863 | 840 | 890 | 910 | 910 | 810 | 810 | 770 | 770 | 670
1993 | CA | NPCC | - | - | DCWST | Standby Demand | 0 | 0 | 0 | 0 | 0 | 0 | 0 | 0 | 0 | 0 | 0
1993 | CA | NPCC | - | - | DCWTI | Projected Total Internal Demand | 0 | 60437 | 62289 | 63984 | 65955 | 67343 | 68491 | 69531 | 70689 | 71707 | 72752
1993 | CA | NPCC | - | - | DCWTO | Operable Total Internal Capacity | 0 | 69151 | 70430 | 71073 | 71418 | 71431 | 71830 | 72484 | 73265 | 74446 | 75080
1993 | CA | NPCC | Maritimes | Maritimes | CWIPP | IPPs | 10 | 19 | 23 | 68 | 118 | 118 | 118 | 118 | 118 | 118 | 118
1993 | CA | NPCC | Maritimes | Maritimes | CWT | Total Capacity | 6053 | 6669 | 6666 | 6711 | 6785 | 6785 | 6785 | 6785 | 6766 | 6821 | 6821
1993 | CA | NPCC | Maritimes | Maritimes | CWTOC | Total Owned Capacity | 6043 | 6650 | 6643 | 6643 | 6667 | 6667 | 6667 | 6667 | 6648 | 6703 | 6703
1993 | CA | NPCC | Maritimes | Maritimes | DCWAJ | Adjustments | 0 | -12 | -12 | -12 | -12 | -12 | -12 | -12 | -12 | -12 | -12
1993 | CA | NPCC | Maritimes | Maritimes | DCWFP | Full-Responsibility Purchases (portion of total purchases) | 0 | 0 | 0 | 0 | 0 | 0 | 0 | 0 | 0 | 0 | 0
1993 | CA | NPCC | Maritimes | Maritimes | DCWFS | Full-Responsibility Sales (portion of total sales) | 0 | 513 | 490 | 490 | 490 | 490 | 390 | 390 | 390 | 390 | 290
1993 | CA | NPCC | Maritimes | Maritimes | DCWIC | Inoperable capacity | 0 | 0 | 0 | 0 | 0 | 0 | 0 | 0 | 0 | 0 | 0
1993 | CA | NPCC | Maritimes | Maritimes | DCWIN | Internal Demand | 0 | 4833 | 4918 | 5022 | 5140 | 5240 | 5337 | 5424 | 5504 | 5577 | 5650
1993 | CA | NPCC | Maritimes | Maritimes | DCWIPP | IPPs | 0 | 19 | 23 | 68 | 118 | 118 | 118 | 118 | 118 | 118 | 118
1993 | CA | NPCC | Maritimes | Maritimes | DCWIT | Interruptible Demand | 0 | 277 | 279 | 284 | 287 | 291 | 297 | 303 | 309 | 315 | 321
1993 | CA | NPCC | Maritimes | Maritimes | DCWLM | Direct Control Load Management | 0 | 0 | 0 | 0 | 0 | 0 | 0 | 0 | 0 | 0 | 0
1993 | CA | NPCC | Maritimes | Maritimes | DCWNC | Net Capacity Resources | 0 | 6168 | 6188 | 6233 | 6288 | 6288 | 6393 | 6393 | 6379 | 6439 | 6544
1993 | CA | NPCC | Maritimes | Maritimes | DCWNI | Projected Net Internal Demand | 0 | 4556 | 4639 | 4738 | 4853 | 4949 | 5040 | 5121 | 5195 | 5262 | 5329
1993 | CA | NPCC | Maritimes | Maritimes | DCWNO | Net Operable Capacity | 0 | 6650 | 6643 | 6643 | 6667 | 6667 | 6667 | 6667 | 6648 | 6703 | 6703
1993 | CA | NPCC | Maritimes | Maritimes | DCWPU | Purchases | 0 | 24 | 24 | 24 | 5 | 5 | 10 | 10 | 15 | 20 | 25
1993 | CA | NPCC | Maritimes | Maritimes | DCWSA | Sales | 0 | 513 | 490 | 490 | 490 | 490 | 390 | 390 | 390 | 390 | 290
1993 | CA | NPCC | Maritimes | Maritimes | DCWST | Standby Demand | 0 | 0 | 0 | 0 | 0 | 0 | 0 | 0 | 0 | 0 | 0
1993 | CA | NPCC | Maritimes | Maritimes | DCWTI | Projected Total Internal Demand | 0 | 4833 | 4918 | 5022 | 5140 | 5240 | 5337 | 5424 | 5504 | 5577 | 5650
1993 | CA | NPCC | Maritimes | Maritimes | DCWTO | Operable Total Internal Capacity | 0 | 6650 | 6643 | 6643 | 6667 | 6667 | 6667 | 6667 | 6648 | 6703 | 6703
1993 | CA | NPCC | Ontario | Ontario | CWIPP | IPPs | 489 | 702 | 1072 | 1590 | 2284 | 2309 | 2334 | 2359 | 2384 | 2409 | 2434
1993 | CA | NPCC | Ontario | Ontario | CWT | Total Capacity | 32712 | 34693 | 35049 | 35590 | 36285 | 36323 | 36717 | 36746 | 36771 | 37362 | 37401
1993 | CA | NPCC | Ontario | Ontario | CWTOC | Total Owned Capacity | 32223 | 33991 | 33977 | 34000 | 34001 | 34014 | 34383 | 34387 | 34387 | 34953 | 34967
1993 | CA | NPCC | Ontario | Ontario | DCWAJ | Adjustments | 0 | 0 | 0 | 0 | 0 | 0 | 0 | 0 | 0 | 0 | 0
1993 | CA | NPCC | Ontario | Ontario | DCWFP | Full-Responsibility Purchases (portion of total purchases) | 0 | 0 | 0 | 0 | 0 | 0 | 0 | 0 | 0 | 0 | 0
1993 | CA | NPCC | Ontario | Ontario | DCWFS | Full-Responsibility Sales (portion of total sales) | 0 | 0 | 0 | 0 | 0 | 0 | 0 | 0 | 0 | 0 | 0
1993 | CA | NPCC | Ontario | Ontario | DCWIC | Inoperable capacity | 0 | 2840 | 2840 | 2840 | 2840 | 2840 | 2840 | 2840 | 2840 | 2840 | 2840
1993 | CA | NPCC | Ontario | Ontario | DCWIN | Internal Demand | 0 | 23034 | 23431 | 23962 | 24555 | 24793 | 25104 | 25387 | 25715 | 26040 | 26372
1993 | CA | NPCC | Ontario | Ontario | DCWIPP | IPPs | 0 | 702 | 1072 | 1590 | 2284 | 2309 | 2334 | 2359 | 2384 | 2409 | 2434
1993 | CA | NPCC | Ontario | Ontario | DCWIT | Interruptible Demand | 0 | 753 | 780 | 818 | 787 | 801 | 815 | 830 | 845 | 860 | 875
1993 | CA | NPCC | Ontario | Ontario | DCWLM | Direct Control Load Management | 0 | 0 | 0 | 0 | 0 | 0 | 0 | 0 | 0 | 0 | 0
1993 | CA | NPCC | Ontario | Ontario | DCWNC | Net Capacity Resources | 0 | 31853 | 32209 | 32750 | 33445 | 33483 | 34077 | 34106 | 34131 | 34722 | 34761
1993 | CA | NPCC | Ontario | Ontario | DCWNI | Projected Net Internal Demand | 0 | 22281 | 22651 | 23144 | 23768 | 23992 | 24289 | 24557 | 24870 | 25180 | 25497
1993 | CA | NPCC | Ontario | Ontario | DCWNO | Net Operable Capacity | 0 | 31151 | 31137 | 31160 | 31161 | 31174 | 31543 | 31547 | 31547 | 32113 | 32127
1993 | CA | NPCC | Ontario | Ontario | DCWPU | Purchases | 0 | 0 | 0 | 0 | 0 | 0 | 200 | 200 | 200 | 200 | 200
1993 | CA | NPCC | Ontario | Ontario | DCWSA | Sales | 0 | 0 | 0 | 0 | 0 | 0 | 0 | 0 | 0 | 0 | 0
1993 | CA | NPCC | Ontario | Ontario | DCWST | Standby Demand | 0 | 0 | 0 | 0 | 0 | 0 | 0 | 0 | 0 | 0 | 0
1993 | CA | NPCC | Ontario | Ontario | DCWTI | Projected Total Internal Demand | 0 | 23034 | 23431 | 23962 | 24555 | 24793 | 25104 | 25387 | 25715 | 26040 | 26372
1993 | CA | NPCC | Ontario | Ontario | DCWTO | Operable Total Internal Capacity | 0 | 33991 | 33977 | 34000 | 34001 | 34014 | 34383 | 34387 | 34387 | 34953 | 34967
1993 | CA | NPCC | Quebec | Quebec | CWIPP | IPPs | 30 | 50 | 70 | 160 | 760 | 760 | 760 | 760 | 760 | 760 | 760
1993 | CA | NPCC | Quebec | Quebec | CWT | Total Capacity | 26740 | 28560 | 29880 | 30590 | 31510 | 31510 | 31540 | 32190 | 32990 | 33550 | 34170
1993 | CA | NPCC | Quebec | Quebec | CWTOC | Total Owned Capacity | 26710 | 28510 | 29810 | 30430 | 30750 | 30750 | 30780 | 31430 | 32230 | 32790 | 33410
1993 | CA | NPCC | Quebec | Quebec | DCWAJ | Adjustments | 0 | 0 | 0 | 0 | 0 | 0 | 0 | 0 | 0 | 0 | 0
1993 | CA | NPCC | Quebec | Quebec | DCWFP | Full-Responsibility Purchases (portion of total purchases) | 0 | 0 | 0 | 0 | 0 | 0 | 0 | 0 | 0 | 0 | 0
1993 | CA | NPCC | Quebec | Quebec | DCWFS | Full-Responsibility Sales (portion of total sales) | 0 | 0 | 0 | 0 | 0 | 0 | 0 | 0 | 0 | 0 | 0
1993 | CA | NPCC | Quebec | Quebec | DCWIC | Inoperable capacity | 0 | 0 | 0 | 0 | 0 | 0 | 0 | 0 | 0 | 0 | 0
1993 | CA | NPCC | Quebec | Quebec | DCWIN | Internal Demand | 0 | 32570 | 33940 | 35000 | 36260 | 37310 | 38050 | 38720 | 39470 | 40090 | 40730
1993 | CA | NPCC | Quebec | Quebec | DCWIPP | IPPs | 0 | 50 | 70 | 160 | 760 | 760 | 760 | 760 | 760 | 760 | 760
1993 | CA | NPCC | Quebec | Quebec | DCWIT | Interruptible Demand | 0 | 1580 | 1580 | 1580 | 1750 | 1750 | 1750 | 1750 | 1750 | 1750 | 1750
1993 | CA | NPCC | Quebec | Quebec | DCWLM | Direct Control Load Management | 0 | 0 | 0 | 0 | 0 | 0 | 0 | 0 | 0 | 0 | 0
1993 | CA | NPCC | Quebec | Quebec | DCWNC | Net Capacity Resources | 0 | 34210 | 35520 | 36050 | 36390 | 36380 | 36300 | 36940 | 37770 | 38320 | 38830
1993 | CA | NPCC | Quebec | Quebec | DCWNI | Projected Net Internal Demand | 0 | 30990 | 32360 | 33420 | 34510 | 35560 | 36300 | 36970 | 37720 | 38340 | 38980
1993 | CA | NPCC | Quebec | Quebec | DCWNO | Net Operable Capacity | 0 | 28510 | 29810 | 30430 | 30750 | 30750 | 30780 | 31430 | 32230 | 32790 | 33410
1993 | CA | NPCC | Quebec | Quebec | DCWPU | Purchases | 0 | 6000 | 5990 | 5860 | 5300 | 5290 | 5180 | 5170 | 5160 | 5150 | 5040
1993 | CA | NPCC | Quebec | Quebec | DCWSA | Sales | 0 | 350 | 350 | 400 | 420 | 420 | 420 | 420 | 380 | 380 | 380
1993 | CA | NPCC | Quebec | Quebec | DCWST | Standby Demand | 0 | 0 | 0 | 0 | 0 | 0 | 0 | 0 | 0 | 0 | 0
1993 | CA | NPCC | Quebec | Quebec | DCWTI | Projected Total Internal Demand | 0 | 32570 | 33940 | 35000 | 36260 | 37310 | 38050 | 38720 | 39470 | 40090 | 40730
1993 | CA | NPCC | Quebec | Quebec | DCWTO | Operable Total Internal Capacity | 0 | 28510 | 29810 | 30430 | 30750 | 30750 | 30780 | 31430 | 32230 | 32790 | 33410
1993 | CA | WECC | - | - | CWIPP | IPPs | 182 | 358 | 392 | 457 | 626 | 981 | 981 | 981 | 1026 | 1071 | 1111
1993 | CA | WECC | - | - | CWT | Total Capacity | 18847 | 19056 | 19496 | 19541 | 19715 | 20070 | 20070 | 20007 | 20148 | 20583 | 20913
1993 | CA | WECC | - | - | CWTOC | Total Owned Capacity | 18665 | 18698 | 19104 | 19084 | 19089 | 19089 | 19089 | 19026 | 19122 | 19512 | 19802
1993 | CA | WECC | - | - | DCWAJ | Adjustments | 0 | 0 | 0 | 0 | 0 | 130 | 130 | 130 | 130 | 130 | 130
1993 | CA | WECC | - | - | DCWFP | Full-Responsibility Purchases (portion of total purchases) | 0 | 0 | 0 | 0 | 0 | 0 | 110 | 670 | 670 | 670 | 670
1993 | CA | WECC | - | - | DCWFS | Full-Responsibility Sales (portion of total sales) | 0 | 374 | 374 | 124 | 124 | 124 | 124 | 124 | 124 | 124 | 124
1993 | CA | WECC | - | - | DCWIC | Inoperable capacity | 0 | 860 | 860 | 860 | 860 | 860 | 860 | 860 | 860 | 860 | 860
1993 | CA | WECC | - | - | DCWIN | Internal Demand | 0 | 15699 | 16223 | 16675 | 16914 | 17120 | 17455 | 17803 | 18140 | 18533 | 18759
1993 | CA | WECC | - | - | DCWIPP | IPPs | 0 | 358 | 392 | 457 | 626 | 981 | 981 | 981 | 1026 | 1071 | 1111
1993 | CA | WECC | - | - | DCWIT | Interruptible Demand | 0 | 470 | 467 | 476 | 482 | 477 | 490 | 490 | 489 | 468 | 470
1993 | CA | WECC | - | - | DCWLM | Direct Control Load Management | 0 | 0 | 0 | 0 | 0 | 0 | 0 | 0 | 0 | 0 | 0
1993 | CA | WECC | - | - | DCWNC | Net Capacity Resources | 0 | 17822 | 18262 | 18557 | 18731 | 19086 | 19196 | 19693 | 19834 | 20269 | 20599
1993 | CA | WECC | - | - | DCWNI | Projected Net Internal Demand | 0 | 15229 | 15756 | 16199 | 16432 | 16643 | 16965 | 17313 | 17651 | 18065 | 18289
1993 | CA | WECC | - | - | DCWNO | Net Operable Capacity | 0 | 17838 | 18244 | 18224 | 18229 | 18229 | 18229 | 18166 | 18262 | 18652 | 18942
1993 | CA | WECC | - | - | DCWPU | Purchases | 0 | 0 | 0 | 0 | 0 | 0 | 110 | 670 | 670 | 670 | 670
1993 | CA | WECC | - | - | DCWSA | Sales | 0 | 374 | 374 | 124 | 124 | 254 | 254 | 254 | 254 | 254 | 254
1993 | CA | WECC | - | - | DCWST | Standby Demand | 0 | 0 | 0 | 0 | 0 | 0 | 0 | 0 | 0 | 0 | 0
1993 | CA | WECC | - | - | DCWTI | Projected Total Internal Demand | 0 | 15699 | 16223 | 16675 | 16914 | 17120 | 17455 | 17803 | 18140 | 18533 | 18759
1993 | CA | WECC | - | - | DCWTO | Operable Total Internal Capacity | 0 | 18698 | 19104 | 19084 | 19089 | 19089 | 19089 | 19026 | 19122 | 19512 | 19802
1993 | MX | WECC | CA-MX | - | CWIPP | IPPs | 0 | 0 | 0 | 0 | 0 | 0 | 0 | 0 | 0 | 0 | 0
1993 | MX | WECC | CA-MX | - | CWT | Total Capacity | 1338 | 1338 | 1338 | 1576 | 1774 | 1874 | 1874 | 1874 | 1974 | 2074 | 2074
1993 | MX | WECC | CA-MX | - | CWTOC | Total Owned Capacity | 1338 | 1338 | 1338 | 1576 | 1774 | 1874 | 1874 | 1874 | 1974 | 2074 | 2074
1993 | MX | WECC | CA-MX | - | DCWAJ | Adjustments | 0 | 0 | 0 | 0 | 0 | 0 | 0 | 0 | 0 | 0 | 0
1993 | MX | WECC | CA-MX | - | DCWFP | Full-Responsibility Purchases (portion of total purchases) | 0 | 0 | 0 | 0 | 0 | 0 | 0 | 0 | 0 | 0 | 0
1993 | MX | WECC | CA-MX | - | DCWFS | Full-Responsibility Sales (portion of total sales) | 0 | 220 | 220 | 220 | 0 | 0 | 0 | 0 | 0 | 0 | 0
1993 | MX | WECC | CA-MX | - | DCWIC | Inoperable capacity | 0 | 0 | 0 | 0 | 0 | 0 | 0 | 0 | 0 | 0 | 0
1993 | MX | WECC | CA-MX | - | DCWIN | Internal Demand | 0 | 738 | 787 | 837 | 897 | 972 | 1046 | 1120 | 1203 | 1290 | 1379
1993 | MX | WECC | CA-MX | - | DCWIPP | IPPs | 0 | 0 | 0 | 0 | 0 | 0 | 0 | 0 | 0 | 0 | 0
1993 | MX | WECC | CA-MX | - | DCWIT | Interruptible Demand | 0 | 0 | 0 | 0 | 0 | 0 | 0 | 0 | 0 | 0 | 0
1993 | MX | WECC | CA-MX | - | DCWLM | Direct Control Load Management | 0 | 0 | 0 | 0 | 0 | 0 | 0 | 0 | 0 | 0 | 0
1993 | MX | WECC | CA-MX | - | DCWNC | Net Capacity Resources | 0 | 1118 | 1118 | 1356 | 1554 | 1874 | 1874 | 1874 | 1974 | 2074 | 2074
1993 | MX | WECC | CA-MX | - | DCWNI | Projected Net Internal Demand | 0 | 738 | 787 | 837 | 897 | 972 | 1046 | 1120 | 1203 | 1290 | 1379
1993 | MX | WECC | CA-MX | - | DCWNO | Net Operable Capacity | 0 | 1338 | 1338 | 1576 | 1774 | 1874 | 1874 | 1874 | 1974 | 2074 | 2074
1993 | MX | WECC | CA-MX | - | DCWPU | Purchases | 0 | 0 | 0 | 0 | 0 | 0 | 0 | 0 | 0 | 0 | 0
1993 | MX | WECC | CA-MX | - | DCWSA | Sales | 0 | 220 | 220 | 220 | 220 | 0 | 0 | 0 | 0 | 0 | 0
1993 | MX | WECC | CA-MX | - | DCWST | Standby Demand | 0 | 0 | 0 | 0 | 0 | 0 | 0 | 0 | 0 | 0 | 0
1993 | MX | WECC | CA-MX | - | DCWTI | Projected Total Internal Demand | 0 | 738 | 787 | 837 | 897 | 972 | 1046 | 1120 | 1203 | 1290 | 1379
1993 | MX | WECC | CA-MX | - | DCWTO | Operable Total Internal Capacity | 0 | 1338 | 1338 | 1576 | 1774 | 1874 | 1874 | 1874 | 1974 | 2074 | 2074
1993 | US | ECAR | - | - | CWIPP | IPPs | 1496 | 1731 | 1925 | 2205 | 2294 | 2396 | 2555 | 2559 | 2817 | 3074 | 3074
1993 | US | ECAR | - | - | CWT | Total Capacity | 103343 | 103569 | 103807 | 104984 | 106398 | 107124 | 108631 | 109746 | 111460 | 113049 | 114052
1993 | US | ECAR | - | - | CWTOC | Total Owned Capacity | 101847 | 101838 | 101882 | 102779 | 104104 | 104728 | 106076 | 107187 | 108643 | 109975 | 110978
1993 | US | ECAR | - | - | DCWAJ | Adjustments | 0 | 0 | 0 | 0 | 0 | 0 | 0 | 0 | 0 | 0 | 0
1993 | US | ECAR | - | - | DCWFP | Full-Responsibility Purchases (portion of total purchases) | 0 | 183 | 191 | 191 | 191 | 361 | 361 | 351 | 361 | 371 | 381
1993 | US | ECAR | - | - | DCWFS | Full-Responsibility Sales (portion of total sales) | 0 | 504 | 504 | 450 | 450 | 450 | 450 | 450 | 450 | 450 | 450
1993 | US | ECAR | - | - | DCWIC | Inoperable capacity | 0 | 0 | 0 | 0 | 0 | 0 | 0 | 0 | 0 | 0 | 0
1993 | US | ECAR | - | - | DCWIN | Internal Demand | 0 | 77467 | 78685 | 79888 | 81023 | 82136 | 83382 | 84499 | 85689 | 86851 | 88024
1993 | US | ECAR | - | - | DCWIPP | IPPs | 0 | 1731 | 1925 | 2205 | 2294 | 2396 | 2555 | 2559 | 2817 | 3074 | 3074
1993 | US | ECAR | - | - | DCWIT | Interruptible Demand | 0 | 1789 | 1939 | 1955 | 1957 | 1970 | 1973 | 1975 | 1978 | 1979 | 1933
1993 | US | ECAR | - | - | DCWLM | Direct Control Load Management | 0 | 191 | 233 | 281 | 317 | 342 | 364 | 380 | 393 | 406 | 418
1993 | US | ECAR | - | - | DCWNC | Net Capacity Resources | 0 | 102450 | 102726 | 103957 | 104944 | 105845 | 107356 | 109167 | 110896 | 112667 | 113784
1993 | US | ECAR | - | - | DCWNI | Projected Net Internal Demand | 0 | 75487 | 76513 | 77652 | 78749 | 79824 | 81045 | 82144 | 83318 | 84466 | 85673
1993 | US | ECAR | - | - | DCWNO | Net Operable Capacity | 0 | 101838 | 101882 | 102779 | 104104 | 104728 | 106076 | 107187 | 108643 | 109975 | 110978
1993 | US | ECAR | - | - | DCWPU | Purchases | 0 | 635 | 673 | 673 | 673 | 848 | 852 | 848 | 863 | 968 | 982
1993 | US | ECAR | - | - | DCWSA | Sales | 0 | 1754 | 1754 | 1700 | 2127 | 2127 | 2127 | 1427 | 1427 | 1350 | 1250
1993 | US | ECAR | - | - | DCWST | Standby Demand | 0 | 0 | 0 | 0 | 0 | 0 | 0 | 0 | 0 | 0 | 0
1993 | US | ECAR | - | - | DCWTI | Projected Total Internal Demand | 0 | 77467 | 78685 | 79888 | 81023 | 82136 | 83382 | 84499 | 85689 | 86851 | 88024
1993 | US | ECAR | - | - | DCWTO | Operable Total Internal Capacity | 0 | 101838 | 101882 | 102779 | 104104 | 104728 | 106076 | 107187 | 108643 | 109975 | 110978
1993 | US | TRE | - | ERCOT | CWIPP | IPPs | 2636 | 2491 | 1866 | 1766 | 1889 | 2439 | 2564 | 2280 | 2280 | 2275 | 2275
1993 | US | TRE | - | ERCOT | CWT | Total Capacity | 54372 | 55397 | 55062 | 55173 | 55311 | 56670 | 57701 | 58651 | 59473 | 61045 | 62848
1993 | US | TRE | - | ERCOT | CWTOC | Total Owned Capacity | 51736 | 52906 | 53196 | 53407 | 53422 | 54231 | 55137 | 56371 | 57193 | 58770 | 60573
1993 | US | TRE | - | ERCOT | DCWAJ | Adjustments | 0 | 0 | 0 | 0 | 0 | 0 | 0 | 0 | 0 | 0 | 0
1993 | US | TRE | - | ERCOT | DCWFP | Full-Responsibility Purchases (portion of total purchases) | 0 | 0 | 0 | 0 | 0 | 0 | 0 | 0 | 0 | 0 | 0
1993 | US | TRE | - | ERCOT | DCWFS | Full-Responsibility Sales (portion of total sales) | 0 | 0 | 0 | 0 | 0 | 0 | 0 | 0 | 0 | 0 | 0
1993 | US | TRE | - | ERCOT | DCWIC | Inoperable capacity | 0 | 310 | 310 | 310 | 142 | 142 | 15 | 15 | 0 | 0 | 0
1993 | US | TRE | - | ERCOT | DCWIN | Internal Demand | 0 | 36153 | 37030 | 37807 | 38818 | 39851 | 40940 | 42076 | 43223 | 44602 | 45675
1993 | US | TRE | - | ERCOT | DCWIPP | IPPs | 0 | 2491 | 1866 | 1766 | 1889 | 2439 | 2564 | 2280 | 2280 | 2275 | 2275
1993 | US | TRE | - | ERCOT | DCWIT | Interruptible Demand | 0 | 1676 | 1298 | 1227 | 1273 | 1311 | 1327 | 1365 | 1414 | 1491 | 1545
1993 | US | TRE | - | ERCOT | DCWLM | Direct Control Load Management | 0 | 0 | 0 | 0 | 0 | 0 | 0 | 0 | 0 | 1 | 2
1993 | US | TRE | - | ERCOT | DCWNC | Net Capacity Resources | 0 | 55037 | 54702 | 54863 | 55169 | 56549 | 57758 | 58722 | 59590 | 61158 | 62895
1993 | US | TRE | - | ERCOT | DCWNI | Projected Net Internal Demand | 0 | 34604 | 35856 | 36699 | 37660 | 38650 | 39718 | 40812 | 41905 | 43179 | 44197
1993 | US | TRE | - | ERCOT | DCWNO | Net Operable Capacity | 0 | 52596 | 52886 | 53097 | 53280 | 54089 | 55122 | 56356 | 57193 | 58770 | 60573
1993 | US | TRE | - | ERCOT | DCWPU | Purchases | 0 | 0 | 0 | 0 | 0 | 21 | 75 | 86 | 117 | 113 | 67
1993 | US | TRE | - | ERCOT | DCWSA | Sales | 0 | 50 | 50 | 0 | 0 | 0 | 3 | 0 | 0 | 0 | 20
1993 | US | TRE | - | ERCOT | DCWST | Standby Demand | 0 | 127 | 124 | 119 | 115 | 110 | 105 | 101 | 96 | 69 | 69
1993 | US | TRE | - | ERCOT | DCWTI | Projected Total Internal Demand | 0 | 36280 | 37154 | 37926 | 38933 | 39961 | 41045 | 42177 | 43319 | 44671 | 45744
1993 | US | TRE | - | ERCOT | DCWTO | Operable Total Internal Capacity | 0 | 52906 | 53196 | 53407 | 53422 | 54231 | 55137 | 56371 | 57193 | 58770 | 60573
1993 | US | FRCC | - | - | CWIPP | IPPs | 700 | 991 | 1503 | 1720 | 2373 | 2378 | 2794 | 3210 | 3210 | 3210 | 3210
1993 | US | FRCC | - | - | CWT | Total Capacity | 33232 | 34870 | 36359 | 37062 | 38333 | 38338 | 39119 | 40415 | 40654 | 40746 | 41327
1993 | US | FRCC | - | - | CWTOC | Total Owned Capacity | 32532 | 33879 | 34856 | 35342 | 35960 | 35960 | 36325 | 37205 | 37444 | 37536 | 38117
1993 | US | FRCC | - | - | DCWAJ | Adjustments | 0 | 0 | 0 | 0 | 0 | 0 | 0 | 0 | 0 | 0 | 0
1993 | US | FRCC | - | - | DCWFP | Full-Responsibility Purchases (portion of total purchases) | 0 | 1914 | 1730 | 1623 | 1623 | 1623 | 1623 | 1623 | 1521 | 1521 | 1521
1993 | US | FRCC | - | - | DCWFS | Full-Responsibility Sales (portion of total sales) | 0 | 0 | 0 | 0 | 0 | 0 | 0 | 0 | 0 | 0 | 0
1993 | US | FRCC | - | - | DCWIC | Inoperable capacity | 0 | 0 | 0 | 0 | 0 | 0 | 0 | 0 | 0 | 0 | 0
1993 | US | FRCC | - | - | DCWIN | Internal Demand | 0 | 33604 | 34500 | 35600 | 36607 | 37934 | 38915 | 39830 | 40734 | 41470 | 42356
1993 | US | FRCC | - | - | DCWIPP | IPPs | 0 | 991 | 1503 | 1720 | 2373 | 2378 | 2794 | 3210 | 3210 | 3210 | 3210
1993 | US | FRCC | - | - | DCWIT | Interruptible Demand | 0 | 722 | 759 | 804 | 829 | 839 | 848 | 851 | 861 | 871 | 873
1993 | US | FRCC | - | - | DCWLM | Direct Control Load Management | 0 | 1731 | 1918 | 2109 | 2306 | 2452 | 2575 | 2724 | 2902 | 3121 | 3277
1993 | US | FRCC | - | - | DCWNC | Net Capacity Resources | 0 | 36784 | 38089 | 38685 | 39956 | 39961 | 40742 | 42038 | 42175 | 42267 | 42848
1993 | US | FRCC | - | - | DCWNI | Projected Net Internal Demand | 0 | 31151 | 31823 | 32687 | 33472 | 34643 | 35492 | 36255 | 36971 | 37478 | 38206
1993 | US | FRCC | - | - | DCWNO | Net Operable Capacity | 0 | 33879 | 34856 | 35342 | 35960 | 35960 | 36325 | 37205 | 37444 | 37536 | 38117
1993 | US | FRCC | - | - | DCWPU | Purchases | 0 | 1914 | 1730 | 1623 | 1623 | 1623 | 1623 | 1623 | 1521 | 1521 | 1521
1993 | US | FRCC | - | - | DCWSA | Sales | 0 | 0 | 0 | 0 | 0 | 0 | 0 | 0 | 0 | 0 | 0
1993 | US | FRCC | - | - | DCWST | Standby Demand | 0 | 0 | 0 | 0 | 0 | 0 | 0 | 0 | 0 | 0 | 0
1993 | US | FRCC | - | - | DCWTI | Projected Total Internal Demand | 0 | 33604 | 34500 | 35600 | 36607 | 37934 | 38915 | 39830 | 40734 | 41470 | 42356
1993 | US | FRCC | - | - | DCWTO | Operable Total Internal Capacity | 0 | 33879 | 34856 | 35342 | 35960 | 35960 | 36325 | 37205 | 37444 | 37536 | 38117
1993 | US | MAAC | - | - | CWIPP | IPPs | 2646 | 3019 | 3604 | 4270 | 5001 | 5601 | 5601 | 5681 | 5679 | 5679 | 5679
1993 | US | MAAC | - | - | CWT | Total Capacity | 56714 | 57590 | 57539 | 58309 | 59088 | 60255 | 61395 | 61895 | 63071 | 63651 | 64062
1993 | US | MAAC | - | - | CWTOC | Total Owned Capacity | 54068 | 54571 | 53935 | 54039 | 54087 | 54654 | 55794 | 56214 | 57392 | 57972 | 58383
1993 | US | MAAC | - | - | DCWAJ | Adjustments | 0 | 0 | 0 | 0 | 0 | 0 | 0 | 0 | 0 | 0 | 0
1993 | US | MAAC | - | - | DCWFP | Full-Responsibility Purchases (portion of total purchases) | 0 | 450 | 450 | 450 | 800 | 800 | 800 | 800 | 800 | 800 | 800
1993 | US | MAAC | - | - | DCWFS | Full-Responsibility Sales (portion of total sales) | 0 | 0 | 0 | 0 | 0 | 0 | 0 | 0 | 0 | 0 | 0
1993 | US | MAAC | - | - | DCWIC | Inoperable capacity | 0 | 0 | 0 | 0 | 0 | 0 | 0 | 0 | 0 | 0 | 0
1993 | US | MAAC | - | - | DCWIN | Internal Demand | 0 | 40182 | 40720 | 41278 | 41924 | 42559 | 43245 | 43884 | 44519 | 45197 | 45943
1993 | US | MAAC | - | - | DCWIPP | IPPs | 0 | 3019 | 3604 | 4270 | 5001 | 5601 | 5601 | 5681 | 5679 | 5679 | 5679
1993 | US | MAAC | - | - | DCWIT | Interruptible Demand | 0 | 795 | 842 | 856 | 908 | 912 | 926 | 930 | 934 | 939 | 954
1993 | US | MAAC | - | - | DCWLM | Direct Control Load Management | 0 | 94 | 107 | 121 | 143 | 145 | 156 | 157 | 169 | 170 | 171
1993 | US | MAAC | - | - | DCWNC | Net Capacity Resources | 0 | 58125 | 58077 | 58847 | 59976 | 61143 | 62283 | 62783 | 63959 | 64539 | 64950
1993 | US | MAAC | - | - | DCWNI | Projected Net Internal Demand | 0 | 39293 | 39771 | 40301 | 40873 | 41502 | 42163 | 42797 | 43416 | 44088 | 44818
1993 | US | MAAC | - | - | DCWNO | Net Operable Capacity | 0 | 54571 | 53935 | 54039 | 54087 | 54654 | 55794 | 56214 | 57392 | 57972 | 58383
1993 | US | MAAC | - | - | DCWPU | Purchases | 0 | 535 | 538 | 538 | 888 | 888 | 888 | 888 | 888 | 888 | 888
1993 | US | MAAC | - | - | DCWSA | Sales | 0 | 0 | 0 | 0 | 0 | 0 | 0 | 0 | 0 | 0 | 0
1993 | US | MAAC | - | - | DCWST | Standby Demand | 0 | 0 | 0 | 0 | 0 | 0 | 0 | 0 | 0 | 0 | 0
1993 | US | MAAC | - | - | DCWTI | Projected Total Internal Demand | 0 | 40182 | 40720 | 41278 | 41924 | 42559 | 43245 | 43884 | 44519 | 45197 | 45943
1993 | US | MAAC | - | - | DCWTO | Operable Total Internal Capacity | 0 | 54571 | 53935 | 54039 | 54087 | 54654 | 55794 | 56214 | 57392 | 57972 | 58383
1993 | US | MAIN | - | - | CWIPP | IPPs | 42 | 42 | 51 | 51 | 51 | 51 | 51 | 51 | 147 | 147 | 152
1993 | US | MAIN | - | - | CWT | Total Capacity | 50339 | 50701 | 51344 | 51704 | 52290 | 53322 | 54096 | 54995 | 55682 | 57002 | 58234
1993 | US | MAIN | - | - | CWTOC | Total Owned Capacity | 50297 | 50659 | 51293 | 51653 | 52239 | 53271 | 54045 | 54944 | 55535 | 56855 | 58082
1993 | US | MAIN | - | - | DCWAJ | Adjustments | 0 | 0 | 0 | 0 | 0 | 0 | 0 | 0 | 0 | 0 | 0
1993 | US | MAIN | - | - | DCWFP | Full-Responsibility Purchases (portion of total purchases) | 0 | 130 | 30 | 5 | 82 | 82 | 77 | 77 | 77 | 0 | 0
1993 | US | MAIN | - | - | DCWFS | Full-Responsibility Sales (portion of total sales) | 0 | 210 | 190 | 170 | 145 | 85 | 85 | 85 | 85 | 85 | 85
1993 | US | MAIN | - | - | DCWIC | Inoperable capacity | 0 | 587 | 127 | 35 | 35 | 35 | 35 | 35 | 35 | 35 | 35
1993 | US | MAIN | - | - | DCWIN | Internal Demand | 0 | 34653 | 35389 | 36057 | 36728 | 37460 | 38165 | 38893 | 39634 | 40363 | 40994
1993 | US | MAIN | - | - | DCWIPP | IPPs | 0 | 42 | 51 | 51 | 51 | 51 | 51 | 51 | 147 | 147 | 152
1993 | US | MAIN | - | - | DCWIT | Interruptible Demand | 0 | 924 | 965 | 986 | 1004 | 1108 | 1110 | 1059 | 1062 | 1065 | 1012
1993 | US | MAIN | - | - | DCWLM | Direct Control Load Management | 0 | 62 | 101 | 162 | 290 | 364 | 420 | 500 | 619 | 716 | 793
1993 | US | MAIN | - | - | DCWNC | Net Capacity Resources | 0 | 49551 | 50684 | 51531 | 52074 | 53166 | 54084 | 55228 | 55910 | 56913 | 58150
1993 | US | MAIN | - | - | DCWNI | Projected Net Internal Demand | 0 | 33667 | 34323 | 34909 | 35434 | 35988 | 36635 | 37334 | 37953 | 38582 | 39189
1993 | US | MAIN | - | - | DCWNO | Net Operable Capacity | 0 | 50072 | 51166 | 51618 | 52204 | 53236 | 54010 | 54909 | 55500 | 56820 | 58047
1993 | US | MAIN | - | - | DCWPU | Purchases | 0 | 647 | 607 | 657 | 589 | 589 | 679 | 924 | 919 | 487 | 492
1993 | US | MAIN | - | - | DCWSA | Sales | 0 | 1210 | 1140 | 795 | 770 | 710 | 656 | 656 | 656 | 541 | 541
1993 | US | MAIN | - | - | DCWST | Standby Demand | 0 | 0 | 0 | 0 | 0 | 0 | 0 | 0 | 0 | 0 | 0
1993 | US | MAIN | - | - | DCWTI | Projected Total Internal Demand | 0 | 34653 | 35389 | 36057 | 36728 | 37460 | 38165 | 38893 | 39634 | 40363 | 40994
1993 | US | MAIN | - | - | DCWTO | Operable Total Internal Capacity | 0 | 50659 | 51293 | 51653 | 52239 | 53271 | 54045 | 54944 | 55535 | 56855 | 58082
1993 | US | MRO | - | - | CWIPP | IPPs | 375 | 375 | 375 | 375 | 375 | 375 | 375 | 375 | 375 | 375 | 375
1993 | US | MRO | - | - | CWT | Total Capacity | 32112 | 32057 | 32385 | 32447 | 32714 | 32715 | 32957 | 32957 | 33087 | 33335 | 33335
1993 | US | MRO | - | - | CWTOC | Total Owned Capacity | 31737 | 31682 | 32010 | 32072 | 32339 | 32340 | 32582 | 32582 | 32712 | 32960 | 32960
1993 | US | MRO | - | - | DCWAJ | Adjustments | 0 | 0 | 0 | 0 | 0 | 0 | 0 | 0 | 0 | 0 | 0
1993 | US | MRO | - | - | DCWFP | Full-Responsibility Purchases (portion of total purchases) | 0 | 1103 | 1055 | 945 | 928 | 868 | 868 | 851 | 841 | 841 | 841
1993 | US | MRO | - | - | DCWFS | Full-Responsibility Sales (portion of total sales) | 0 | 991 | 913 | 1111 | 1133 | 1139 | 1128 | 1121 | 1114 | 994 | 996
1993 | US | MRO | - | - | DCWIC | Inoperable capacity | 0 | 0 | 0 | 0 | 0 | 0 | 0 | 0 | 0 | 0 | 0
1993 | US | MRO | - | - | DCWIN | Internal Demand | 0 | 22868 | 23264 | 23645 | 24020 | 24395 | 24859 | 25332 | 25762 | 26187 | 26643
1993 | US | MRO | - | - | DCWIPP | IPPs | 0 | 375 | 375 | 375 | 375 | 375 | 375 | 375 | 375 | 375 | 375
1993 | US | MRO | - | - | DCWIT | Interruptible Demand | 0 | 240 | 260 | 274 | 280 | 284 | 298 | 309 | 315 | 322 | 328
1993 | US | MRO | - | - | DCWLM | Direct Control Load Management | 0 | 652 | 692 | 726 | 753 | 776 | 800 | 827 | 850 | 875 | 898
1993 | US | MRO | - | - | DCWNC | Net Capacity Resources | 0 | 32169 | 32527 | 32281 | 32509 | 32444 | 32697 | 32687 | 32814 | 33182 | 33180
1993 | US | MRO | - | - | DCWNI | Projected Net Internal Demand | 0 | 22032 | 22368 | 22701 | 23043 | 23391 | 23817 | 24252 | 24653 | 25046 | 25473
1993 | US | MRO | - | - | DCWNO | Net Operable Capacity | 0 | 31682 | 32010 | 32072 | 32339 | 32340 | 32582 | 32582 | 32712 | 32960 | 32960
1993 | US | MRO | - | - | DCWPU | Purchases | 0 | 1103 | 1055 | 945 | 928 | 868 | 868 | 851 | 841 | 841 | 841
1993 | US | MRO | - | - | DCWSA | Sales | 0 | 991 | 913 | 1111 | 1133 | 1139 | 1128 | 1121 | 1114 | 994 | 996
1993 | US | MRO | - | - | DCWST | Standby Demand | 0 | 56 | 56 | 56 | 56 | 56 | 56 | 56 | 56 | 56 | 56
1993 | US | MRO | - | - | DCWTI | Projected Total Internal Demand | 0 | 22924 | 23320 | 23701 | 24076 | 24451 | 24915 | 25388 | 25818 | 26243 | 26699
1993 | US | MRO | - | - | DCWTO | Operable Total Internal Capacity | 0 | 31682 | 32010 | 32072 | 32339 | 32340 | 32582 | 32582 | 32712 | 32960 | 32960
1993 | US | NPCC | - | - | CWIPP | IPPs | 5603 | 6648 | 7994 | 9254 | 9428 | 9357 | 9350 | 9315 | 9310 | 9285 | 9224
1993 | US | NPCC | - | - | CWT | Total Capacity | 60706 | 61741 | 62591 | 64225 | 64271 | 64207 | 64697 | 64586 | 64562 | 64537 | 64391
1993 | US | NPCC | - | - | CWTOC | Total Owned Capacity | 55103 | 55093 | 54597 | 54971 | 54843 | 54850 | 55347 | 55271 | 55252 | 55252 | 55167
1993 | US | NPCC | - | - | DCWAJ | Adjustments | 0 | 0 | 0 | 0 | 0 | 0 | 0 | 0 | 0 | 0 | 0
1993 | US | NPCC | - | - | DCWFP | Full-Responsibility Purchases (portion of total purchases) | 0 | 1111 | 975 | 937 | 988 | 943 | 957 | 957 | 963 | 438 | 438
1993 | US | NPCC | - | - | DCWFS | Full-Responsibility Sales (portion of total sales) | 0 | 368 | 368 | 368 | 368 | 368 | 368 | 368 | 368 | 368 | 368
1993 | US | NPCC | - | - | DCWIC | Inoperable capacity | 0 | 0 | 0 | 0 | 0 | 0 | 0 | 0 | 0 | 0 | 0
1993 | US | NPCC | - | - | DCWIN | Internal Demand | 0 | 42743 | 43127 | 43685 | 44332 | 44999 | 45819 | 46521 | 47225 | 47941 | 48704
1993 | US | NPCC | - | - | DCWIPP | IPPs | 0 | 6648 | 7994 | 9254 | 9428 | 9357 | 9350 | 9315 | 9310 | 9285 | 9224
1993 | US | NPCC | - | - | DCWIT | Interruptible Demand | 0 | 98 | 108 | 108 | 109 | 109 | 109 | 109 | 109 | 194 | 192
1993 | US | NPCC | - | - | DCWLM | Direct Control Load Management | 0 | 24 | 25 | 26 | 27 | 28 | 28 | 28 | 28 | 28 | 28
1993 | US | NPCC | - | - | DCWNC | Net Capacity Resources | 0 | 61984 | 62758 | 64520 | 64665 | 64579 | 64806 | 64775 | 64757 | 64207 | 64061
1993 | US | NPCC | - | - | DCWNI | Projected Net Internal Demand | 0 | 42621 | 42994 | 43551 | 44196 | 44862 | 45682 | 46384 | 47088 | 47719 | 48484
1993 | US | NPCC | - | - | DCWNO | Net Operable Capacity | 0 | 55093 | 54597 | 54971 | 54843 | 54850 | 55347 | 55271 | 55252 | 55252 | 55167
1993 | US | NPCC | - | - | DCWPU | Purchases | 0 | 1236 | 1100 | 1137 | 1238 | 1218 | 957 | 957 | 963 | 438 | 438
1993 | US | NPCC | - | - | DCWSA | Sales | 0 | 993 | 933 | 842 | 844 | 846 | 848 | 768 | 768 | 768 | 768
1993 | US | NPCC | - | - | DCWST | Standby Demand | 0 | 0 | 0 | 0 | 0 | 0 | 0 | 0 | 0 | 0 | 0
1993 | US | NPCC | - | - | DCWTI | Projected Total Internal Demand | 0 | 42743 | 43127 | 43685 | 44332 | 44999 | 45819 | 46521 | 47225 | 47941 | 48704
1993 | US | NPCC | - | - | DCWTO | Operable Total Internal Capacity | 0 | 55093 | 54597 | 54971 | 54843 | 54850 | 55347 | 55271 | 55252 | 55252 | 55167
1993 | US | NPCC | New England | New England | CWIPP | IPPs | 2834 | 3318 | 3283 | 3283 | 3283 | 3215 | 3215 | 3182 | 3182 | 3168 | 3122
1993 | US | NPCC | New England | New England | CWT | Total Capacity | 25304 | 25787 | 25254 | 25598 | 25470 | 25402 | 25899 | 25790 | 25771 | 25757 | 25711
1993 | US | NPCC | New England | New England | CWTOC | Total Owned Capacity | 22470 | 22469 | 21971 | 22315 | 22187 | 22187 | 22684 | 22608 | 22589 | 22589 | 22589
1993 | US | NPCC | New England | New England | DCWAJ | Adjustments | 0 | 0 | 0 | 0 | 0 | 0 | 0 | 0 | 0 | 0 | 0
1993 | US | NPCC | New England | New England | DCWFP | Full-Responsibility Purchases (portion of total purchases) | 0 | 1111 | 975 | 937 | 988 | 943 | 957 | 957 | 963 | 438 | 438
1993 | US | NPCC | New England | New England | DCWFS | Full-Responsibility Sales (portion of total sales) | 0 | 72 | 72 | 72 | 72 | 72 | 72 | 72 | 72 | 72 | 72
1993 | US | NPCC | New England | New England | DCWIC | Inoperable capacity | 0 | 0 | 0 | 0 | 0 | 0 | 0 | 0 | 0 | 0 | 0
1993 | US | NPCC | New England | New England | DCWIN | Internal Demand | 0 | 19333 | 19457 | 19895 | 20342 | 20799 | 21379 | 21851 | 22305 | 22791 | 23304
1993 | US | NPCC | New England | New England | DCWIPP | IPPs | 0 | 3318 | 3283 | 3283 | 3283 | 3215 | 3215 | 3182 | 3182 | 3168 | 3122
1993 | US | NPCC | New England | New England | DCWIT | Interruptible Demand | 0 | 48 | 48 | 48 | 49 | 49 | 49 | 49 | 49 | 134 | 132
1993 | US | NPCC | New England | New England | DCWLM | Direct Control Load Management | 0 | 24 | 25 | 26 | 27 | 28 | 28 | 28 | 28 | 28 | 28
1993 | US | NPCC | New England | New England | DCWNC | Net Capacity Resources | 0 | 26826 | 26157 | 26463 | 26386 | 26273 | 26784 | 26675 | 26662 | 26123 | 26077
1993 | US | NPCC | New England | New England | DCWNI | Projected Net Internal Demand | 0 | 19261 | 19384 | 19821 | 20266 | 20722 | 21302 | 21774 | 22228 | 22629 | 23144
1993 | US | NPCC | New England | New England | DCWNO | Net Operable Capacity | 0 | 22469 | 21971 | 22315 | 22187 | 22187 | 22684 | 22608 | 22589 | 22589 | 22589
1993 | US | NPCC | New England | New England | DCWPU | Purchases | 0 | 1111 | 975 | 937 | 988 | 943 | 957 | 957 | 963 | 438 | 438
1993 | US | NPCC | New England | New England | DCWSA | Sales | 0 | 72 | 72 | 72 | 72 | 72 | 72 | 72 | 72 | 72 | 72
1993 | US | NPCC | New England | New England | DCWST | Standby Demand | 0 | 0 | 0 | 0 | 0 | 0 | 0 | 0 | 0 | 0 | 0
1993 | US | NPCC | New England | New England | DCWTI | Projected Total Internal Demand | 0 | 19333 | 19457 | 19895 | 20342 | 20799 | 21379 | 21851 | 22305 | 22791 | 23304
1993 | US | NPCC | New England | New England | DCWTO | Operable Total Internal Capacity | 0 | 22469 | 21971 | 22315 | 22187 | 22187 | 22684 | 22608 | 22589 | 22589 | 22589
1993 | US | NPCC | New York | New York | CWIPP | IPPs | 2769 | 3330 | 4711 | 5971 | 6145 | 6142 | 6135 | 6133 | 6128 | 6117 | 6102
1993 | US | NPCC | New York | New York | CWT | Total Capacity | 35402 | 35954 | 37337 | 38627 | 38801 | 38805 | 38798 | 38796 | 38791 | 38780 | 38680
1993 | US | NPCC | New York | New York | CWTOC | Total Owned Capacity | 32633 | 32624 | 32626 | 32656 | 32656 | 32663 | 32663 | 32663 | 32663 | 32663 | 32578
1993 | US | NPCC | New York | New York | DCWAJ | Adjustments | 0 | 0 | 0 | 0 | 0 | 0 | 0 | 0 | 0 | 0 | 0
1993 | US | NPCC | New York | New York | DCWFP | Full-Responsibility Purchases (portion of total purchases) | 0 | 0 | 0 | 0 | 0 | 0 | 0 | 0 | 0 | 0 | 0
1993 | US | NPCC | New York | New York | DCWFS | Full-Responsibility Sales (portion of total sales) | 0 | 296 | 296 | 296 | 296 | 296 | 296 | 296 | 296 | 296 | 296
1993 | US | NPCC | New York | New York | DCWIC | Inoperable capacity | 0 | 0 | 0 | 0 | 0 | 0 | 0 | 0 | 0 | 0 | 0
1993 | US | NPCC | New York | New York | DCWIN | Internal Demand | 0 | 23410 | 23670 | 23790 | 23990 | 24200 | 24440 | 24670 | 24920 | 25150 | 25400
1993 | US | NPCC | New York | New York | DCWIPP | IPPs | 0 | 3330 | 4711 | 5971 | 6145 | 6142 | 6135 | 6133 | 6128 | 6117 | 6102
1993 | US | NPCC | New York | New York | DCWIT | Interruptible Demand | 0 | 50 | 60 | 60 | 60 | 60 | 60 | 60 | 60 | 60 | 60
1993 | US | NPCC | New York | New York | DCWLM | Direct Control Load Management | 0 | 0 | 0 | 0 | 0 | 0 | 0 | 0 | 0 | 0 | 0
1993 | US | NPCC | New York | New York | DCWNC | Net Capacity Resources | 0 | 35158 | 36601 | 38057 | 38279 | 38306 | 38022 | 38100 | 38095 | 38084 | 37984
1993 | US | NPCC | New York | New York | DCWNI | Projected Net Internal Demand | 0 | 23360 | 23610 | 23730 | 23930 | 24140 | 24380 | 24610 | 24860 | 25090 | 25340
1993 | US | NPCC | New York | New York | DCWNO | Net Operable Capacity | 0 | 32624 | 32626 | 32656 | 32656 | 32663 | 32663 | 32663 | 32663 | 32663 | 32578
1993 | US | NPCC | New York | New York | DCWPU | Purchases | 0 | 125 | 125 | 200 | 250 | 275 | 0 | 0 | 0 | 0 | 0
1993 | US | NPCC | New York | New York | DCWSA | Sales | 0 | 921 | 861 | 770 | 772 | 774 | 776 | 696 | 696 | 696 | 696
1993 | US | NPCC | New York | New York | DCWST | Standby Demand | 0 | 0 | 0 | 0 | 0 | 0 | 0 | 0 | 0 | 0 | 0
1993 | US | NPCC | New York | New York | DCWTI | Projected Total Internal Demand | 0 | 23410 | 23670 | 23790 | 23990 | 24200 | 24440 | 24670 | 24920 | 25150 | 25400
1993 | US | NPCC | New York | New York | DCWTO | Operable Total Internal Capacity | 0 | 32624 | 32626 | 32656 | 32656 | 32663 | 32663 | 32663 | 32663 | 32663 | 32578
1993 | US | SERC | - | - | CWIPP | IPPs | 4167 | 4216 | 4869 | 5030 | 5127 | 5205 | 5202 | 5200 | 5200 | 5200 | 5200
1993 | US | SERC | - | - | CWT | Total Capacity | 119845 | 119881 | 123234 | 125898 | 128564 | 129778 | 132417 | 135467 | 138590 | 140466 | 144193
1993 | US | SERC | - | - | CWTOC | Total Owned Capacity | 115678 | 115665 | 118365 | 120868 | 123437 | 124573 | 127215 | 130267 | 133390 | 135266 | 138993
1993 | US | SERC | - | - | DCWAJ | Adjustments | 0 | 0 | 0 | 0 | 0 | 0 | 0 | 0 | 0 | 0 | 0
1993 | US | SERC | - | - | DCWFP | Full-Responsibility Purchases (portion of total purchases) | 0 | 621 | 576 | 576 | 576 | 576 | 326 | 326 | 326 | 326 | 126
1993 | US | SERC | - | - | DCWFS | Full-Responsibility Sales (portion of total sales) | 0 | 1914 | 1730 | 1623 | 1623 | 1623 | 1623 | 1623 | 1521 | 1521 | 1521
1993 | US | SERC | - | - | DCWIC | Inoperable capacity | 0 | 2130 | 1065 | 1065 | 0 | 0 | 0 | 0 | 0 | 0 | 0
1993 | US | SERC | - | - | DCWIN | Internal Demand | 0 | 94530 | 96870 | 99213 | 101592 | 103770 | 106340 | 108428 | 110855 | 113359 | 115571
1993 | US | SERC | - | - | DCWIPP | IPPs | 0 | 4216 | 4869 | 5030 | 5127 | 5205 | 5202 | 5200 | 5200 | 5200 | 5200
1993 | US | SERC | - | - | DCWIT | Interruptible Demand | 0 | 3101 | 3233 | 3315 | 3376 | 3438 | 3512 | 3633 | 3774 | 3950 | 4006
1993 | US | SERC | - | - | DCWLM | Direct Control Load Management | 0 | 1047 | 1156 | 1291 | 1399 | 1536 | 1601 | 1693 | 1780 | 1784 | 1896
1993 | US | SERC | - | - | DCWNC | Net Capacity Resources | 0 | 116994 | 121551 | 124322 | 128053 | 129267 | 131656 | 133806 | 137031 | 138907 | 142434
1993 | US | SERC | - | - | DCWNI | Projected Net Internal Demand | 0 | 90382 | 92481 | 94607 | 96817 | 98796 | 101227 | 103102 | 105301 | 107625 | 109669
1993 | US | SERC | - | - | DCWNO | Net Operable Capacity | 0 | 113535 | 117300 | 119803 | 123437 | 124573 | 127215 | 130267 | 133390 | 135266 | 138993
1993 | US | SERC | - | - | DCWPU | Purchases | 0 | 1985 | 1740 | 1740 | 1740 | 1740 | 1490 | 590 | 590 | 590 | 390
1993 | US | SERC | - | - | DCWSA | Sales | 0 | 2742 | 2358 | 2251 | 2251 | 2251 | 2251 | 2251 | 2149 | 2149 | 2149
1993 | US | SERC | - | - | DCWST | Standby Demand | 0 | 0 | 0 | 0 | 0 | 0 | 0 | 0 | 0 | 0 | 0
1993 | US | SERC | - | - | DCWTI | Projected Total Internal Demand | 0 | 94530 | 96870 | 99213 | 101592 | 103770 | 106340 | 108428 | 110855 | 113359 | 115571
1993 | US | SERC | - | - | DCWTO | Operable Total Internal Capacity | 0 | 115665 | 118365 | 120868 | 123437 | 124573 | 127215 | 130267 | 133390 | 135266 | 138993
1993 | US | SERC | Central | - | CWIPP | IPPs | 0 | 0 | 0 | 0 | 0 | 0 | 0 | 0 | 0 | 0 | 0
1993 | US | SERC | Central | - | CWT | Total Capacity | 28606 | 28606 | 29776 | 29776 | 29776 | 29776 | 30988 | 32158 | 32158 | 32158 | 33370
1993 | US | SERC | Central | - | CWTOC | Total Owned Capacity | 28606 | 28606 | 29776 | 29776 | 29776 | 29776 | 30988 | 32158 | 32158 | 32158 | 33370
1993 | US | SERC | Central | - | DCWAJ | Adjustments | 0 | 0 | 0 | 0 | 0 | 0 | 0 | 0 | 0 | 0 | 0
1993 | US | SERC | Central | - | DCWFP | Full-Responsibility Purchases (portion of total purchases) | 0 | 0 | 0 | 0 | 0 | 0 | 0 | 0 | 0 | 0 | 0
1993 | US | SERC | Central | - | DCWFS | Full-Responsibility Sales (portion of total sales) | 0 | 0 | 0 | 0 | 0 | 0 | 0 | 0 | 0 | 0 | 0
1993 | US | SERC | Central | - | DCWIC | Inoperable capacity | 0 | 2130 | 1065 | 1065 | 0 | 0 | 0 | 0 | 0 | 0 | 0
1993 | US | SERC | Central | - | DCWIN | Internal Demand | 0 | 23116 | 23638 | 24119 | 24639 | 25175 | 25719 | 26286 | 26954 | 27622 | 28289
1993 | US | SERC | Central | - | DCWIPP | IPPs | 0 | 0 | 0 | 0 | 0 | 0 | 0 | 0 | 0 | 0 | 0
1993 | US | SERC | Central | - | DCWIT | Interruptible Demand | 0 | 1037 | 1083 | 1109 | 1132 | 1156 | 1186 | 1223 | 1254 | 1278 | 1304
1993 | US | SERC | Central | - | DCWLM | Direct Control Load Management | 0 | 0 | 0 | 0 | 0 | 0 | 0 | 0 | 0 | 0 | 0
1993 | US | SERC | Central | - | DCWNC | Net Capacity Resources | 0 | 25863 | 28298 | 28298 | 29363 | 29363 | 30575 | 31745 | 31745 | 31745 | 32957
1993 | US | SERC | Central | - | DCWNI | Projected Net Internal Demand | 0 | 22079 | 22555 | 23010 | 23507 | 24019 | 24533 | 25063 | 25700 | 26344 | 26985
1993 | US | SERC | Central | - | DCWNO | Net Operable Capacity | 0 | 26476 | 28711 | 28711 | 29776 | 29776 | 30988 | 32158 | 32158 | 32158 | 33370
1993 | US | SERC | Central | - | DCWPU | Purchases | 0 | 0 | 0 | 0 | 0 | 0 | 0 | 0 | 0 | 0 | 0
1993 | US | SERC | Central | - | DCWSA | Sales | 0 | 613 | 413 | 413 | 413 | 413 | 413 | 413 | 413 | 413 | 413
1993 | US | SERC | Central | - | DCWST | Standby Demand | 0 | 0 | 0 | 0 | 0 | 0 | 0 | 0 | 0 | 0 | 0
1993 | US | SERC | Central | - | DCWTI | Projected Total Internal Demand | 0 | 23116 | 23638 | 24119 | 24639 | 25175 | 25719 | 26286 | 26954 | 27622 | 28289
1993 | US | SERC | Central | - | DCWTO | Operable Total Internal Capacity | 0 | 28606 | 29776 | 29776 | 29776 | 29776 | 30988 | 32158 | 32158 | 32158 | 33370
1993 | US | SERC | Southeastern | - | CWIPP | IPPs | 499 | 497 | 793 | 793 | 793 | 793 | 793 | 793 | 793 | 793 | 793
1993 | US | SERC | Southeastern | - | CWT | Total Capacity | 39082 | 38913 | 40636 | 41194 | 42174 | 42961 | 44055 | 44548 | 45264 | 45691 | 46839
1993 | US | SERC | Southeastern | - | CWTOC | Total Owned Capacity | 38583 | 38416 | 39843 | 40401 | 41381 | 42168 | 43262 | 43755 | 44471 | 44898 | 46046
1993 | US | SERC | Southeastern | - | DCWAJ | Adjustments | 0 | 0 | 0 | 0 | 0 | 0 | 0 | 0 | 0 | 0 | 0
1993 | US | SERC | Southeastern | - | DCWFP | Full-Responsibility Purchases (portion of total purchases) | 0 | 621 | 576 | 576 | 576 | 576 | 326 | 326 | 326 | 326 | 126
1993 | US | SERC | Southeastern | - | DCWFS | Full-Responsibility Sales (portion of total sales) | 0 | 1914 | 1730 | 1623 | 1623 | 1623 | 1623 | 1623 | 1521 | 1521 | 1521
1993 | US | SERC | Southeastern | - | DCWIC | Inoperable capacity | 0 | 0 | 0 | 0 | 0 | 0 | 0 | 0 | 0 | 0 | 0
1993 | US | SERC | Southeastern | - | DCWIN | Internal Demand | 0 | 27563 | 28437 | 29193 | 30003 | 30594 | 31314 | 31879 | 32541 | 33209 | 33862
1993 | US | SERC | Southeastern | - | DCWIPP | IPPs | 0 | 497 | 793 | 793 | 793 | 793 | 793 | 793 | 793 | 793 | 793
1993 | US | SERC | Southeastern | - | DCWIT | Interruptible Demand | 0 | 993 | 1045 | 1092 | 1124 | 1144 | 1162 | 1187 | 1213 | 1228 | 1244
1993 | US | SERC | Southeastern | - | DCWLM | Direct Control Load Management | 0 | 0 | 0 | 0 | 0 | 0 | 0 | 0 | 0 | 0 | 0
1993 | US | SERC | Southeastern | - | DCWNC | Net Capacity Resources | 0 | 37620 | 39482 | 40147 | 41127 | 41914 | 42758 | 43251 | 44069 | 44496 | 45444
1993 | US | SERC | Southeastern | - | DCWNI | Projected Net Internal Demand | 0 | 26570 | 27392 | 28101 | 28879 | 29450 | 30152 | 30692 | 31328 | 31981 | 32618
1993 | US | SERC | Southeastern | - | DCWNO | Net Operable Capacity | 0 | 38416 | 39843 | 40401 | 41381 | 42168 | 43262 | 43755 | 44471 | 44898 | 46046
1993 | US | SERC | Southeastern | - | DCWPU | Purchases | 0 | 621 | 576 | 576 | 576 | 576 | 326 | 326 | 326 | 326 | 126
1993 | US | SERC | Southeastern | - | DCWSA | Sales | 0 | 1914 | 1730 | 1623 | 1623 | 1623 | 1623 | 1623 | 1521 | 1521 | 1521
1993 | US | SERC | Southeastern | - | DCWST | Standby Demand | 0 | 0 | 0 | 0 | 0 | 0 | 0 | 0 | 0 | 0 | 0
1993 | US | SERC | Southeastern | - | DCWTI | Projected Total Internal Demand | 0 | 27563 | 28437 | 29193 | 30003 | 30594 | 31314 | 31879 | 32541 | 33209 | 33862
1993 | US | SERC | Southeastern | - | DCWTO | Operable Total Internal Capacity | 0 | 38416 | 39843 | 40401 | 41381 | 42168 | 43262 | 43755 | 44471 | 44898 | 46046
1993 | US | SERC | VACAR | - | CWIPP | IPPs | 3668 | 3719 | 4076 | 4237 | 4334 | 4412 | 4409 | 4407 | 4407 | 4407 | 4407
1993 | US | SERC | VACAR | - | CWT | Total Capacity | 52157 | 52362 | 52822 | 54928 | 56614 | 57041 | 57374 | 58761 | 61168 | 62617 | 63984
1993 | US | SERC | VACAR | - | CWTOC | Total Owned Capacity | 48489 | 48643 | 48746 | 50691 | 52280 | 52629 | 52965 | 54354 | 56761 | 58210 | 59577
1993 | US | SERC | VACAR | - | DCWAJ | Adjustments | 0 | 0 | 0 | 0 | 0 | 0 | 0 | 0 | 0 | 0 | 0
1993 | US | SERC | VACAR | - | DCWFP | Full-Responsibility Purchases (portion of total purchases) | 0 | 0 | 0 | 0 | 0 | 0 | 0 | 0 | 0 | 0 | 0
1993 | US | SERC | VACAR | - | DCWFS | Full-Responsibility Sales (portion of total sales) | 0 | 0 | 0 | 0 | 0 | 0 | 0 | 0 | 0 | 0 | 0
1993 | US | SERC | VACAR | - | DCWIC | Inoperable capacity | 0 | 0 | 0 | 0 | 0 | 0 | 0 | 0 | 0 | 0 | 0
1993 | US | SERC | VACAR | - | DCWIN | Internal Demand | 0 | 43851 | 44795 | 45901 | 46950 | 48001 | 49307 | 50263 | 51360 | 52528 | 53420
1993 | US | SERC | VACAR | - | DCWIPP | IPPs | 0 | 3719 | 4076 | 4237 | 4334 | 4412 | 4409 | 4407 | 4407 | 4407 | 4407
1993 | US | SERC | VACAR | - | DCWIT | Interruptible Demand | 0 | 1071 | 1105 | 1114 | 1120 | 1138 | 1164 | 1223 | 1307 | 1444 | 1458
1993 | US | SERC | VACAR | - | DCWLM | Direct Control Load Management | 0 | 1047 | 1156 | 1291 | 1399 | 1536 | 1601 | 1693 | 1780 | 1784 | 1896
1993 | US | SERC | VACAR | - | DCWNC | Net Capacity Resources | 0 | 53511 | 53771 | 55877 | 57563 | 57990 | 58323 | 58810 | 61217 | 62666 | 64033
1993 | US | SERC | VACAR | - | DCWNI | Projected Net Internal Demand | 0 | 41733 | 42534 | 43496 | 44431 | 45327 | 46542 | 47347 | 48273 | 49300 | 50066
1993 | US | SERC | VACAR | - | DCWNO | Net Operable Capacity | 0 | 48643 | 48746 | 50691 | 52280 | 52629 | 52965 | 54354 | 56761 | 58210 | 59577
1993 | US | SERC | VACAR | - | DCWPU | Purchases | 0 | 1364 | 1164 | 1164 | 1164 | 1164 | 1164 | 264 | 264 | 264 | 264
1993 | US | SERC | VACAR | - | DCWSA | Sales | 0 | 215 | 215 | 215 | 215 | 215 | 215 | 215 | 215 | 215 | 215
1993 | US | SERC | VACAR | - | DCWST | Standby Demand | 0 | 0 | 0 | 0 | 0 | 0 | 0 | 0 | 0 | 0 | 0
1993 | US | SERC | VACAR | - | DCWTI | Projected Total Internal Demand | 0 | 43851 | 44795 | 45901 | 46950 | 48001 | 49307 | 50263 | 51360 | 52528 | 53420
1993 | US | SERC | VACAR | - | DCWTO | Operable Total Internal Capacity | 0 | 48643 | 48746 | 50691 | 52280 | 52629 | 52965 | 54354 | 56761 | 58210 | 59577
1993 | US | SPP | - | - | CWIPP | IPPs | 813 | 813 | 813 | 813 | 813 | 813 | 903 | 903 | 903 | 903 | 903
1993 | US | SPP | - | - | CWT | Total Capacity | 68646 | 69357 | 69989 | 70324 | 70443 | 70700 | 70950 | 71190 | 72182 | 72588 | 73872
1993 | US | SPP | - | - | CWTOC | Total Owned Capacity | 67833 | 68544 | 69176 | 69511 | 69630 | 69887 | 70047 | 70287 | 71279 | 71685 | 72969
1993 | US | SPP | - | - | DCWAJ | Adjustments | 0 | 0 | 0 | 0 | 0 | 0 | 0 | 0 | 0 | 0 | 0
1993 | US | SPP | - | - | DCWFP | Full-Responsibility Purchases (portion of total purchases) | 0 | 2635 | 2646 | 2677 | 2590 | 2585 | 2600 | 2586 | 2548 | 2395 | 2410
1993 | US | SPP | - | - | DCWFS | Full-Responsibility Sales (portion of total sales) | 0 | 1685 | 1713 | 1735 | 1719 | 1709 | 1723 | 1687 | 1678 | 1599 | 1683
1993 | US | SPP | - | - | DCWIC | Inoperable capacity | 0 | 635 | 473 | 473 | 473 | 406 | 406 | 159 | 159 | 159 | 133
1993 | US | SPP | - | - | DCWIN | Internal Demand | 0 | 40698 | 41414 | 42176 | 42878 | 43639 | 44445 | 45291 | 46198 | 47058 | 47869
1993 | US | SPP | - | - | DCWIPP | IPPs | 0 | 813 | 813 | 813 | 813 | 813 | 903 | 903 | 903 | 903 | 903
1993 | US | SPP | - | - | DCWIT | Interruptible Demand | 0 | 1304 | 1311 | 1327 | 1349 | 1372 | 1410 | 1515 | 1536 | 1553 | 1569
1993 | US | SPP | - | - | DCWLM | Direct Control Load Management | 0 | 0 | 0 | 0 | 0 | 0 | 0 | 0 | 0 | 0 | 0
1993 | US | SPP | - | - | DCWNC | Net Capacity Resources | 0 | 67837 | 68708 | 69004 | 68954 | 69533 | 70059 | 70613 | 71716 | 71944 | 73172
1993 | US | SPP | - | - | DCWNI | Projected Net Internal Demand | 0 | 39487 | 40203 | 40971 | 41651 | 42389 | 43157 | 43898 | 44784 | 45627 | 46422
1993 | US | SPP | - | - | DCWNO | Net Operable Capacity | 0 | 67909 | 68703 | 69038 | 69157 | 69481 | 69641 | 70128 | 71120 | 71526 | 72836
1993 | US | SPP | - | - | DCWPU | Purchases | 0 | 6619 | 6876 | 7023 | 6495 | 6451 | 6448 | 6465 | 4969 | 4626 | 4618
1993 | US | SPP | - | - | DCWSA | Sales | 0 | 7504 | 7684 | 7870 | 7511 | 7212 | 6933 | 6883 | 5276 | 5111 | 5185
1993 | US | SPP | - | - | DCWST | Standby Demand | 0 | 93 | 100 | 122 | 122 | 122 | 122 | 122 | 122 | 122 | 122
1993 | US | SPP | - | - | DCWTI | Projected Total Internal Demand | 0 | 40791 | 41514 | 42298 | 43000 | 43761 | 44567 | 45413 | 46320 | 47180 | 47991
1993 | US | SPP | - | - | DCWTO | Operable Total Internal Capacity | 0 | 68544 | 69176 | 69511 | 69630 | 69887 | 70047 | 70287 | 71279 | 71685 | 72969
1993 | US | WECC | - | - | CWIPP | IPPs | 8556 | 9222 | 10225 | 10861 | 11421 | 11681 | 11736 | 12307 | 12318 | 12339 | 12396
1993 | US | WECC | - | - | CWT | Total Capacity | 128443 | 129892 | 131518 | 133478 | 136006 | 137416 | 139275 | 140667 | 141283 | 142445 | 143544
1993 | US | WECC | - | - | CWTOC | Total Owned Capacity | 119887 | 120670 | 121293 | 122617 | 124585 | 125735 | 127539 | 128360 | 128965 | 130106 | 131148
1993 | US | WECC | - | - | DCWAJ | Adjustments | 0 | 0 | 0 | 0 | -130 | -130 | -130 | -130 | -130 | -130 | -130
1993 | US | WECC | - | - | DCWFP | Full-Responsibility Purchases (portion of total purchases) | 0 | 952 | 952 | 827 | 412 | 412 | 412 | 412 | 412 | 412 | 412
1993 | US | WECC | - | - | DCWFS | Full-Responsibility Sales (portion of total sales) | 0 | 170 | 170 | 170 | 50 | 50 | 160 | 720 | 720 | 720 | 720
1993 | US | WECC | - | - | DCWIC | Inoperable capacity | 0 | 143 | 143 | 143 | 143 | 143 | 143 | 143 | 143 | 143 | 143
1993 | US | WECC | - | - | DCWIN | Internal Demand | 0 | 92464 | 94140 | 95898 | 97445 | 98842 | 100257 | 101721 | 103152 | 104514 | 106105
1993 | US | WECC | - | - | DCWIPP | IPPs | 0 | 9222 | 10225 | 10861 | 11421 | 11681 | 11736 | 12307 | 12318 | 12339 | 12396
1993 | US | WECC | - | - | DCWIT | Interruptible Demand | 0 | 2069 | 2124 | 2214 | 2152 | 2151 | 2139 | 2132 | 2131 | 2096 | 2100
1993 | US | WECC | - | - | DCWLM | Direct Control Load Management | 0 | 4 | 4 | 2 | 2 | 2 | 2 | 4 | 5 | 5 | 5
1993 | US | WECC | - | - | DCWNC | Net Capacity Resources | 0 | 130531 | 132157 | 133992 | 136225 | 137635 | 139384 | 140216 | 140832 | 141994 | 143093
1993 | US | WECC | - | - | DCWNI | Projected Net Internal Demand | 0 | 90391 | 92012 | 93682 | 95291 | 96689 | 98116 | 99585 | 101016 | 102413 | 104000
1993 | US | WECC | - | - | DCWNO | Net Operable Capacity | 0 | 120527 | 121150 | 122474 | 124442 | 125592 | 127396 | 128217 | 128822 | 129963 | 131005
1993 | US | WECC | - | - | DCWPU | Purchases | 0 | 952 | 952 | 827 | 542 | 542 | 542 | 542 | 542 | 542 | 542
1993 | US | WECC | - | - | DCWSA | Sales | 0 | 170 | 170 | 170 | 50 | 50 | 160 | 720 | 720 | 720 | 720
1993 | US | WECC | - | - | DCWST | Standby Demand | 0 | 0 | 0 | 0 | 0 | 0 | 0 | 0 | 0 | 0 | 0
1993 | US | WECC | - | - | DCWTI | Projected Total Internal Demand | 0 | 92464 | 94140 | 95898 | 97445 | 98842 | 100257 | 101721 | 103152 | 104514 | 106105
1993 | US | WECC | - | - | DCWTO | Operable Total Internal Capacity | 0 | 120670 | 121293 | 122617 | 124585 | 125735 | 127539 | 128360 | 128965 | 130106 | 131148
1993 | US | WECC | AZN | - | CWIPP | IPPs | 0 | 0 | 0 | 220 | 220 | 220 | 220 | 220 | 236 | 242 | 258
1993 | US | WECC | AZN | - | CWT | Total Capacity | 16316 | 16396 | 16421 | 16567 | 16568 | 16607 | 16634 | 16634 | 16739 | 16871 | 16963
1993 | US | WECC | AZN | - | CWTOC | Total Owned Capacity | 16316 | 16396 | 16421 | 16347 | 16348 | 16387 | 16414 | 16414 | 16503 | 16629 | 16705
1993 | US | WECC | AZN | - | DCWAJ | Adjustments | 0 | 3965 | 3965 | 4108 | 4258 | 4258 | 4258 | 4258 | 4258 | 4258 | 4257
1993 | US | WECC | AZN | - | DCWFP | Full-Responsibility Purchases (portion of total purchases) | 0 | 535 | 533 | 660 | 585 | 585 | 585 | 583 | 583 | 583 | 583
1993 | US | WECC | AZN | - | DCWFS | Full-Responsibility Sales (portion of total sales) | 0 | 388 | 387 | 428 | 408 | 408 | 408 | 407 | 407 | 307 | 307
1993 | US | WECC | AZN | - | DCWIC | Inoperable capacity | 0 | 38 | 38 | 38 | 38 | 38 | 38 | 38 | 38 | 38 | 38
1993 | US | WECC | AZN | - | DCWIN | Internal Demand | 0 | 10708 | 11105 | 11463 | 11763 | 12010 | 12274 | 12535 | 12810 | 13081 | 13358
1993 | US | WECC | AZN | - | DCWIPP | IPPs | 0 | 0 | 0 | 220 | 220 | 220 | 220 | 220 | 236 | 242 | 258
1993 | US | WECC | AZN | - | DCWIT | Interruptible Demand | 0 | 576 | 718 | 702 | 702 | 702 | 704 | 729 | 731 | 731 | 734
1993 | US | WECC | AZN | - | DCWLM | Direct Control Load Management | 0 | 2 | 2 | 2 | 2 | 2 | 2 | 2 | 2 | 2 | 2
1993 | US | WECC | AZN | - | DCWNC | Net Capacity Resources | 0 | 16505 | 16529 | 16609 | 16620 | 16659 | 16686 | 16715 | 16820 | 17152 | 17144
1993 | US | WECC | AZN | - | DCWNI | Projected Net Internal Demand | 0 | 10130 | 10385 | 10759 | 11059 | 11306 | 11568 | 11804 | 12077 | 12348 | 12622
1993 | US | WECC | AZN | - | DCWNO | Net Operable Capacity | 0 | 16358 | 16383 | 16309 | 16310 | 16349 | 16376 | 16376 | 16465 | 16591 | 16667
1993 | US | WECC | AZN | - | DCWPU | Purchases | 0 | 1082 | 1080 | 1207 | 1132 | 1132 | 1132 | 1130 | 1130 | 1173 | 1131
1993 | US | WECC | AZN | - | DCWSA | Sales | 0 | 4900 | 4899 | 5235 | 5300 | 5300 | 5300 | 5269 | 5269 | 5112 | 5169
1993 | US | WECC | AZN | - | DCWST | Standby Demand | 0 | 0 | 0 | 0 | 0 | 0 | 0 | 0 | 0 | 0 | 0
1993 | US | WECC | AZN | - | DCWTI | Projected Total Internal Demand | 0 | 10708 | 11105 | 11463 | 11763 | 12010 | 12274 | 12535 | 12810 | 13081 | 13358
1993 | US | WECC | AZN | - | DCWTO | Operable Total Internal Capacity | 0 | 16396 | 16421 | 16347 | 16348 | 16387 | 16414 | 16414 | 16503 | 16629 | 16705
1993 | US | WECC | CNV | - | CWIPP | IPPs | 7456 | 7520 | 7720 | 8049 | 8255 | 8637 | 8739 | 8941 | 9143 | 9145 | 9147
1993 | US | WECC | CNV | - | CWT | Total Capacity | 55631 | 55405 | 56527 | 57259 | 57981 | 59000 | 59864 | 60765 | 61175 | 61466 | 61618
1993 | US | WECC | CNV | - | CWTOC | Total Owned Capacity | 48175 | 47885 | 48807 | 49210 | 49726 | 50363 | 51125 | 51824 | 52032 | 52321 | 52471
1993 | US | WECC | CNV | - | DCWAJ | Adjustments | 0 | -4008 | -4008 | -4151 | -4151 | -4281 | -4281 | -4281 | -4281 | -4281 | -4281
1993 | US | WECC | CNV | - | DCWFP | Full-Responsibility Purchases (portion of total purchases) | 0 | 2537 | 2336 | 2406 | 2072 | 2198 | 2198 | 2148 | 2148 | 2048 | 2048
1993 | US | WECC | CNV | - | DCWFS | Full-Responsibility Sales (portion of total sales) | 0 | 719 | 763 | 763 | 751 | 751 | 751 | 751 | 751 | 751 | 751
1993 | US | WECC | CNV | - | DCWIC | Inoperable capacity | 0 | 0 | 0 | 0 | 0 | 0 | 0 | 0 | 0 | 0 | 0
1993 | US | WECC | CNV | - | DCWIN | Internal Demand | 0 | 36978 | 37824 | 38586 | 39244 | 39659 | 40662 | 41046 | 41924 | 42284 | 42909
1993 | US | WECC | CNV | - | DCWIPP | IPPs | 0 | 7520 | 7720 | 8049 | 8255 | 8637 | 8739 | 8941 | 9143 | 9145 | 9147
1993 | US | WECC | CNV | - | DCWIT | Interruptible Demand | 0 | 50 | 50 | 51 | 47 | 42 | 35 | 23 | 22 | 25 | 27
1993 | US | WECC | CNV | - | DCWLM | Direct Control Load Management | 0 | 2 | 2 | 2 | 0 | 0 | 0 | 0 | 2 | 3 | 3
1993 | US | WECC | CNV | - | DCWNC | Net Capacity Resources | 0 | 57623 | 58948 | 59621 | 60379 | 60691 | 61564 | 62423 | 62917 | 63167 | 63379
1993 | US | WECC | CNV | - | DCWNI | Projected Net Internal Demand | 0 | 36926 | 37772 | 38533 | 39197 | 39617 | 40627 | 41023 | 41900 | 42256 | 42879
1993 | US | WECC | CNV | - | DCWNO | Net Operable Capacity | 0 | 47885 | 48807 | 49210 | 49726 | 50363 | 51125 | 51824 | 52032 | 52321 | 52471
1993 | US | WECC | CNV | - | DCWPU | Purchases | 0 | 7504 | 7751 | 7835 | 7859 | 7282 | 7291 | 7249 | 7333 | 7292 | 7352
1993 | US | WECC | CNV | - | DCWSA | Sales | 0 | 1278 | 1322 | 1322 | 1310 | 1310 | 1310 | 1310 | 1310 | 1310 | 1310
1993 | US | WECC | CNV | - | DCWST | Standby Demand | 0 | 0 | 0 | 0 | 0 | 0 | 0 | 0 | 0 | 0 | 0
1993 | US | WECC | CNV | - | DCWTI | Projected Total Internal Demand | 0 | 36978 | 37824 | 38586 | 39244 | 39659 | 40662 | 41046 | 41924 | 42284 | 42909
1993 | US | WECC | CNV | - | DCWTO | Operable Total Internal Capacity | 0 | 47885 | 48807 | 49210 | 49726 | 50363 | 51125 | 51824 | 52032 | 52321 | 52471
1993 | US | WECC | NWPP | - | CWIPP | IPPs | 850 | 1171 | 1479 | 1648 | 1966 | 1974 | 2027 | 2180 | 2183 | 2186 | 2186
1993 | US | WECC | NWPP | - | CWT | Total Capacity | 46939 | 47293 | 47873 | 48627 | 50213 | 50991 | 51410 | 52137 | 52466 | 52869 | 53206
1993 | US | WECC | NWPP | - | CWTOC | Total Owned Capacity | 46089 | 46122 | 46394 | 46979 | 48247 | 49017 | 49383 | 49957 | 50283 | 50683 | 51020
1993 | US | WECC | NWPP | - | DCWAJ | Adjustments | 0 | -525 | -525 | -525 | -675 | -672 | -672 | -672 | -672 | -672 | -672
1993 | US | WECC | NWPP | - | DCWFP | Full-Responsibility Purchases (portion of total purchases) | 0 | 1935 | 1979 | 1730 | 1710 | 1710 | 1710 | 1710 | 1710 | 1710 | 1710
1993 | US | WECC | NWPP | - | DCWFS | Full-Responsibility Sales (portion of total sales) | 0 | 2201 | 2181 | 2067 | 2243 | 2243 | 2353 | 2863 | 2863 | 2863 | 2863
1993 | US | WECC | NWPP | - | DCWIC | Inoperable capacity | 0 | 47 | 47 | 47 | 47 | 47 | 47 | 47 | 47 | 47 | 47
1993 | US | WECC | NWPP | - | DCWIN | Internal Demand | 0 | 38864 | 39542 | 40241 | 40470 | 40928 | 41410 | 41902 | 42425 | 42825 | 43451
1993 | US | WECC | NWPP | - | DCWIPP | IPPs | 0 | 1171 | 1479 | 1648 | 1966 | 1974 | 2027 | 2180 | 2183 | 2186 | 2186
1993 | US | WECC | NWPP | - | DCWIT | Interruptible Demand | 0 | 1244 | 1259 | 1259 | 1195 | 1193 | 1186 | 1177 | 1169 | 1128 | 1126
1993 | US | WECC | NWPP | - | DCWLM | Direct Control Load Management | 0 | 0 | 0 | 0 | 0 | 0 | 0 | 0 | 0 | 0 | 0
1993 | US | WECC | NWPP | - | DCWNC | Net Capacity Resources | 0 | 46980 | 47624 | 48243 | 49633 | 50411 | 50720 | 50937 | 51266 | 51669 | 52006
1993 | US | WECC | NWPP | - | DCWNI | Projected Net Internal Demand | 0 | 37620 | 38283 | 38982 | 39275 | 39735 | 40224 | 40725 | 41256 | 41697 | 42325
1993 | US | WECC | NWPP | - | DCWNO | Net Operable Capacity | 0 | 46075 | 46347 | 46932 | 48200 | 48970 | 49336 | 49910 | 50236 | 50636 | 50973
1993 | US | WECC | NWPP | - | DCWPU | Purchases | 0 | 2969 | 3013 | 2764 | 2894 | 2894 | 2894 | 2894 | 2894 | 2894 | 2894
1993 | US | WECC | NWPP | - | DCWSA | Sales | 0 | 2710 | 2690 | 2576 | 2752 | 2755 | 2865 | 3375 | 3375 | 3375 | 3375
1993 | US | WECC | NWPP | - | DCWST | Standby Demand | 0 | 0 | 0 | 0 | 0 | 0 | 0 | 0 | 0 | 0 | 0
1993 | US | WECC | NWPP | - | DCWTI | Projected Total Internal Demand | 0 | 38864 | 39542 | 40241 | 40470 | 40928 | 41410 | 41902 | 42425 | 42825 | 43451
1993 | US | WECC | NWPP | - | DCWTO | Operable Total Internal Capacity | 0 | 46122 | 46394 | 46979 | 48247 | 49017 | 49383 | 49957 | 50283 | 50683 | 51020
1993 | US | WECC | RMPA | - | CWIPP | IPPs | 250 | 253 | 673 | 700 | 700 | 700 | 700 | 700 | 700 | 700 | 700
1993 | US | WECC | RMPA | - | CWT | Total Capacity | 9555 | 9580 | 10000 | 10027 | 10132 | 10215 | 10550 | 10550 | 10550 | 10896 | 10895
1993 | US | WECC | RMPA | - | CWTOC | Total Owned Capacity | 9305 | 9327 | 9327 | 9327 | 9432 | 9515 | 9850 | 9850 | 9850 | 10196 | 10195
1993 | US | WECC | RMPA | - | DCWAJ | Adjustments | 0 | 568 | 568 | 568 | 568 | 565 | 565 | 565 | 565 | 565 | 566
1993 | US | WECC | RMPA | - | DCWFP | Full-Responsibility Purchases (portion of total purchases) | 0 | 351 | 351 | 351 | 351 | 351 | 351 | 351 | 351 | 351 | 351
1993 | US | WECC | RMPA | - | DCWFS | Full-Responsibility Sales (portion of total sales) | 0 | 1072 | 1072 | 1072 | 1073 | 1073 | 1073 | 1073 | 1073 | 1073 | 1073
1993 | US | WECC | RMPA | - | DCWIC | Inoperable capacity | 0 | 58 | 58 | 58 | 58 | 58 | 58 | 58 | 58 | 58 | 58
1993 | US | WECC | RMPA | - | DCWIN | Internal Demand | 0 | 6368 | 6489 | 6617 | 6757 | 6884 | 7006 | 7137 | 7253 | 7380 | 7508
1993 | US | WECC | RMPA | - | DCWIPP | IPPs | 0 | 253 | 673 | 700 | 700 | 700 | 700 | 700 | 700 | 700 | 700
1993 | US | WECC | RMPA | - | DCWIT | Interruptible Demand | 0 | 226 | 228 | 232 | 236 | 245 | 253 | 260 | 263 | 266 | 269
1993 | US | WECC | RMPA | - | DCWLM | Direct Control Load Management | 0 | 0 | 0 | 0 | 0 | 0 | 0 | 0 | 0 | 0 | 0
1993 | US | WECC | RMPA | - | DCWNC | Net Capacity Resources | 0 | 8801 | 9221 | 9248 | 9352 | 9435 | 9770 | 9770 | 9770 | 10116 | 10115
1993 | US | WECC | RMPA | - | DCWNI | Projected Net Internal Demand | 0 | 6142 | 6261 | 6385 | 6521 | 6639 | 6753 | 6877 | 6990 | 7114 | 7239
1993 | US | WECC | RMPA | - | DCWNO | Net Operable Capacity | 0 | 9269 | 9269 | 9269 | 9374 | 9457 | 9792 | 9792 | 9792 | 10138 | 10137
1993 | US | WECC | RMPA | - | DCWPU | Purchases | 0 | 415 | 415 | 415 | 415 | 418 | 418 | 418 | 418 | 418 | 418
1993 | US | WECC | RMPA | - | DCWSA | Sales | 0 | 1704 | 1704 | 1704 | 1705 | 1705 | 1705 | 1705 | 1705 | 1705 | 1706
1993 | US | WECC | RMPA | - | DCWST | Standby Demand | 0 | 0 | 0 | 0 | 0 | 0 | 0 | 0 | 0 | 0 | 0
1993 | US | WECC | RMPA | - | DCWTI | Projected Total Internal Demand | 0 | 6368 | 6489 | 6617 | 6757 | 6884 | 7006 | 7137 | 7253 | 7380 | 7508
1993 | US | WECC | RMPA | - | DCWTO | Operable Total Internal Capacity | 0 | 9327 | 9327 | 9327 | 9432 | 9515 | 9850 | 9850 | 9850 | 10196 | 10195
1994 | CA | MRO | - | - | CWIPP | IPPs | 0 | 0 | 0 | 0 | 0 | 0 | 0 | 0 | 0 | 0 | 0
1994 | CA | MRO | - | - | CWT | Total Capacity | 8057 | 8105 | 8105 | 7985 | 7985 | 7985 | 7985 | 7985 | 7985 | 7985 | 7985
1994 | CA | MRO | - | - | CWTOC | Total Owned Capacity | 8057 | 8105 | 8105 | 7985 | 7985 | 7985 | 7985 | 7985 | 7985 | 7985 | 7985
1994 | CA | MRO | - | - | DCWAJ | Adjustments | 0 | 0 | 0 | 0 | 0 | 0 | 0 | 0 | 0 | 0 | 0
1994 | CA | MRO | - | - | DCWFP | Full-Responsibility Purchases (portion of total purchases) | 0 | 150 | 125 | 125 | 125 | 125 | 125 | 125 | 125 | 125 | 125
1994 | CA | MRO | - | - | DCWFS | Full-Responsibility Sales (portion of total sales) | 0 | 0 | 0 | 0 | 0 | 200 | 200 | 200 | 200 | 200 | 0
1994 | CA | MRO | - | - | DCWIC | Inoperable capacity | 0 | 0 | 0 | 0 | 0 | 0 | 0 | 0 | 0 | 0 | 0
1994 | CA | MRO | - | - | DCWIN | Internal Demand | 0 | 6247 | 6302 | 6407 | 6450 | 6515 | 6561 | 6619 | 6695 | 6752 | 6779
1994 | CA | MRO | - | - | DCWIPP | IPPs | 0 | 0 | 0 | 0 | 0 | 0 | 0 | 0 | 0 | 0 | 0
1994 | CA | MRO | - | - | DCWIT | Interruptible Demand | 0 | 150 | 153 | 153 | 153 | 153 | 153 | 153 | 153 | 153 | 153
1994 | CA | MRO | - | - | DCWLM | Direct Control Load Management | 0 | 0 | 0 | 0 | 0 | 0 | 0 | 0 | 0 | 0 | 0
1994 | CA | MRO | - | - | DCWNC | Net Capacity Resources | 0 | 8255 | 8230 | 8110 | 8110 | 7910 | 7910 | 7910 | 7910 | 7910 | 8110
1994 | CA | MRO | - | - | DCWNI | Projected Net Internal Demand | 0 | 6097 | 6149 | 6254 | 6297 | 6362 | 6408 | 6466 | 6542 | 6599 | 6626
1994 | CA | MRO | - | - | DCWNO | Net Operable Capacity | 0 | 8105 | 8105 | 7985 | 7985 | 7985 | 7985 | 7985 | 7985 | 7985 | 7985
1994 | CA | MRO | - | - | DCWPU | Purchases | 0 | 150 | 125 | 125 | 125 | 125 | 125 | 125 | 125 | 125 | 125
1994 | CA | MRO | - | - | DCWSA | Sales | 0 | 0 | 0 | 0 | 0 | 200 | 200 | 200 | 200 | 200 | 0
1994 | CA | MRO | - | - | DCWST | Standby Demand | 0 | 0 | 0 | 0 | 0 | 0 | 0 | 0 | 0 | 0 | 0
1994 | CA | MRO | - | - | DCWTI | Projected Total Internal Demand | 0 | 6247 | 6302 | 6407 | 6450 | 6515 | 6561 | 6619 | 6695 | 6752 | 6779
1994 | CA | MRO | - | - | DCWTO | Operable Total Internal Capacity | 0 | 8105 | 8105 | 7985 | 7985 | 7985 | 7985 | 7985 | 7985 | 7985 | 7985
1994 | CA | NPCC | - | - | CWIPP | IPPs | 681 | 1071 | 1305 | 1949 | 2140 | 2165 | 2185 | 2210 | 2235 | 2260 | 2285
1994 | CA | NPCC | - | - | CWT | Total Capacity | 68690 | 70770 | 71687 | 72632 | 72846 | 72913 | 72967 | 73482 | 74257 | 74326 | 76571
1994 | CA | NPCC | - | - | CWTOC | Total Owned Capacity | 68009 | 69699 | 70382 | 70683 | 70706 | 70748 | 70782 | 71272 | 72022 | 72066 | 74286
1994 | CA | NPCC | - | - | DCWAJ | Adjustments | 0 | -12 | -12 | -12 | -12 | -12 | -12 | -12 | -12 | -12 | -12
1994 | CA | NPCC | - | - | DCWFP | Full-Responsibility Purchases (portion of total purchases) | 0 | 0 | 0 | 0 | 0 | 0 | 0 | 0 | 0 | 0 | 0
1994 | CA | NPCC | - | - | DCWFS | Full-Responsibility Sales (portion of total sales) | 0 | 462 | 497 | 497 | 497 | 398 | 398 | 398 | 398 | 299 | 299
1994 | CA | NPCC | - | - | DCWIC | Inoperable capacity | 0 | 4365 | 5134 | 5134 | 5134 | 5134 | 5903 | 5903 | 5903 | 5903 | 5903
1994 | CA | NPCC | - | - | DCWIN | Internal Demand | 0 | 58679 | 60094 | 61267 | 62549 | 63608 | 64406 | 65299 | 66135 | 66957 | 67748
1994 | CA | NPCC | - | - | DCWIPP | IPPs | 0 | 1071 | 1305 | 1949 | 2140 | 2165 | 2185 | 2210 | 2235 | 2260 | 2285
1994 | CA | NPCC | - | - | DCWIT | Interruptible Demand | 0 | 2635 | 2683 | 2842 | 2872 | 2914 | 2912 | 2932 | 2951 | 2971 | 2991
1994 | CA | NPCC | - | - | DCWLM | Direct Control Load Management | 0 | 0 | 0 | 0 | 0 | 0 | 0 | 0 | 0 | 0 | 0
1994 | CA | NPCC | - | - | DCWNC | Net Capacity Resources | 0 | 71576 | 71513 | 72403 | 72612 | 72968 | 72148 | 72633 | 73223 | 72801 | 74551
1994 | CA | NPCC | - | - | DCWNI | Projected Net Internal Demand | 0 | 56044 | 57411 | 58425 | 59677 | 60694 | 61494 | 62367 | 63184 | 63986 | 64757
1994 | CA | NPCC | - | - | DCWNO | Net Operable Capacity | 0 | 65334 | 65248 | 65549 | 65572 | 65614 | 64879 | 65369 | 66119 | 66163 | 68383
1994 | CA | NPCC | - | - | DCWPU | Purchases | 0 | 5995 | 5869 | 5834 | 5829 | 6019 | 5914 | 5904 | 5899 | 5769 | 5564
1994 | CA | NPCC | - | - | DCWSA | Sales | 0 | 812 | 897 | 917 | 917 | 818 | 818 | 838 | 1018 | 1379 | 1669
1994 | CA | NPCC | - | - | DCWST | Standby Demand | 0 | 0 | 0 | 0 | 0 | 0 | 0 | 0 | 0 | 0 | 0
1994 | CA | NPCC | - | - | DCWTI | Projected Total Internal Demand | 0 | 58679 | 60094 | 61267 | 62549 | 63608 | 64406 | 65299 | 66135 | 66957 | 67748
1994 | CA | NPCC | - | - | DCWTO | Operable Total Internal Capacity | 0 | 69699 | 70382 | 70683 | 70706 | 70748 | 70782 | 71272 | 72022 | 72066 | 74286
1994 | CA | NPCC | Maritimes | Maritimes | CWIPP | IPPs | 10 | 17 | 44 | 118 | 118 | 118 | 113 | 113 | 113 | 113 | 113
1994 | CA | NPCC | Maritimes | Maritimes | CWT | Total Capacity | 6563 | 6563 | 6590 | 6664 | 6664 | 6664 | 6659 | 6659 | 6739 | 6763 | 6933
1994 | CA | NPCC | Maritimes | Maritimes | CWTOC | Total Owned Capacity | 6553 | 6546 | 6546 | 6546 | 6546 | 6546 | 6546 | 6546 | 6626 | 6650 | 6820
1994 | CA | NPCC | Maritimes | Maritimes | DCWAJ | Adjustments | 0 | -12 | -12 | -12 | -12 | -12 | -12 | -12 | -12 | -12 | -12
1994 | CA | NPCC | Maritimes | Maritimes | DCWFP | Full-Responsibility Purchases (portion of total purchases) | 0 | 0 | 0 | 0 | 0 | 0 | 0 | 0 | 0 | 0 | 0
1994 | CA | NPCC | Maritimes | Maritimes | DCWFS | Full-Responsibility Sales (portion of total sales) | 0 | 462 | 497 | 497 | 497 | 398 | 398 | 398 | 398 | 299 | 299
1994 | CA | NPCC | Maritimes | Maritimes | DCWIC | Inoperable capacity | 0 | 0 | 0 | 0 | 0 | 0 | 0 | 0 | 0 | 0 | 0
1994 | CA | NPCC | Maritimes | Maritimes | DCWIN | Internal Demand | 0 | 4852 | 5014 | 5110 | 5190 | 5283 | 5376 | 5471 | 5556 | 5636 | 5718
1994 | CA | NPCC | Maritimes | Maritimes | DCWIPP | IPPs | 0 | 17 | 44 | 118 | 118 | 118 | 113 | 113 | 113 | 113 | 113
1994 | CA | NPCC | Maritimes | Maritimes | DCWIT | Interruptible Demand | 0 | 285 | 289 | 293 | 295 | 298 | 302 | 307 | 311 | 316 | 320
1994 | CA | NPCC | Maritimes | Maritimes | DCWLM | Direct Control Load Management | 0 | 0 | 0 | 0 | 0 | 0 | 0 | 0 | 0 | 0 | 0
1994 | CA | NPCC | Maritimes | Maritimes | DCWNC | Net Capacity Resources | 0 | 6114 | 6110 | 6189 | 6194 | 6293 | 6293 | 6293 | 6378 | 6481 | 6656
1994 | CA | NPCC | Maritimes | Maritimes | DCWNI | Projected Net Internal Demand | 0 | 4567 | 4725 | 4817 | 4895 | 4985 | 5074 | 5164 | 5245 | 5320 | 5398
1994 | CA | NPCC | Maritimes | Maritimes | DCWNO | Net Operable Capacity | 0 | 6546 | 6546 | 6546 | 6546 | 6546 | 6546 | 6546 | 6626 | 6650 | 6820
1994 | CA | NPCC | Maritimes | Maritimes | DCWPU | Purchases | 0 | 25 | 29 | 34 | 39 | 39 | 44 | 44 | 49 | 29 | 34
1994 | CA | NPCC | Maritimes | Maritimes | DCWSA | Sales | 0 | 462 | 497 | 497 | 497 | 398 | 398 | 398 | 398 | 299 | 299
1994 | CA | NPCC | Maritimes | Maritimes | DCWST | Standby Demand | 0 | 0 | 0 | 0 | 0 | 0 | 0 | 0 | 0 | 0 | 0
1994 | CA | NPCC | Maritimes | Maritimes | DCWTI | Projected Total Internal Demand | 0 | 4852 | 5014 | 5110 | 5190 | 5283 | 5376 | 5471 | 5556 | 5636 | 5718
1994 | CA | NPCC | Maritimes | Maritimes | DCWTO | Operable Total Internal Capacity | 0 | 6546 | 6546 | 6546 | 6546 | 6546 | 6546 | 6546 | 6626 | 6650 | 6820
1994 | CA | NPCC | Ontario | Ontario | CWIPP | IPPs | 607 | 894 | 1001 | 1461 | 1522 | 1547 | 1572 | 1597 | 1622 | 1647 | 1672
1994 | CA | NPCC | Ontario | Ontario | CWT | Total Capacity | 33903 | 34177 | 34307 | 34768 | 34842 | 34879 | 34918 | 34943 | 34968 | 34993 | 35018
1994 | CA | NPCC | Ontario | Ontario | CWTOC | Total Owned Capacity | 33296 | 33283 | 33306 | 33307 | 33320 | 33332 | 33346 | 33346 | 33346 | 33346 | 33346
1994 | CA | NPCC | Ontario | Ontario | DCWAJ | Adjustments | 0 | 0 | 0 | 0 | 0 | 0 | 0 | 0 | 0 | 0 | 0
1994 | CA | NPCC | Ontario | Ontario | DCWFP | Full-Responsibility Purchases (portion of total purchases) | 0 | 0 | 0 | 0 | 0 | 0 | 0 | 0 | 0 | 0 | 0
1994 | CA | NPCC | Ontario | Ontario | DCWFS | Full-Responsibility Sales (portion of total sales) | 0 | 0 | 0 | 0 | 0 | 0 | 0 | 0 | 0 | 0 | 0
1994 | CA | NPCC | Ontario | Ontario | DCWIC | Inoperable capacity | 0 | 4365 | 5134 | 5134 | 5134 | 5134 | 5903 | 5903 | 5903 | 5903 | 5903
1994 | CA | NPCC | Ontario | Ontario | DCWIN | Internal Demand | 0 | 22677 | 23150 | 23467 | 23709 | 23905 | 24180 | 24488 | 24739 | 25021 | 25300
1994 | CA | NPCC | Ontario | Ontario | DCWIPP | IPPs | 0 | 894 | 1001 | 1461 | 1522 | 1547 | 1572 | 1597 | 1622 | 1647 | 1672
1994 | CA | NPCC | Ontario | Ontario | DCWIT | Interruptible Demand | 0 | 690 | 734 | 769 | 797 | 836 | 830 | 845 | 860 | 875 | 891
1994 | CA | NPCC | Ontario | Ontario | DCWLM | Direct Control Load Management | 0 | 0 | 0 | 0 | 0 | 0 | 0 | 0 | 0 | 0 | 0
1994 | CA | NPCC | Ontario | Ontario | DCWNC | Net Capacity Resources | 0 | 29812 | 29173 | 29634 | 29708 | 29945 | 29215 | 29240 | 29265 | 29290 | 29115
1994 | CA | NPCC | Ontario | Ontario | DCWNI | Projected Net Internal Demand | 0 | 21987 | 22416 | 22698 | 22912 | 23069 | 23350 | 23643 | 23879 | 24146 | 24409
1994 | CA | NPCC | Ontario | Ontario | DCWNO | Net Operable Capacity | 0 | 28918 | 28172 | 28173 | 28186 | 28198 | 27443 | 27443 | 27443 | 27443 | 27443
1994 | CA | NPCC | Ontario | Ontario | DCWPU | Purchases | 0 | 0 | 0 | 0 | 0 | 200 | 200 | 200 | 200 | 200 | 0
1994 | CA | NPCC | Ontario | Ontario | DCWSA | Sales | 0 | 0 | 0 | 0 | 0 | 0 | 0 | 0 | 0 | 0 | 0
1994 | CA | NPCC | Ontario | Ontario | DCWST | Standby Demand | 0 | 0 | 0 | 0 | 0 | 0 | 0 | 0 | 0 | 0 | 0
1994 | CA | NPCC | Ontario | Ontario | DCWTI | Projected Total Internal Demand | 0 | 22677 | 23150 | 23467 | 23709 | 23905 | 24180 | 24488 | 24739 | 25021 | 25300
1994 | CA | NPCC | Ontario | Ontario | DCWTO | Operable Total Internal Capacity | 0 | 33283 | 33306 | 33307 | 33320 | 33332 | 33346 | 33346 | 33346 | 33346 | 33346
1994 | CA | NPCC | Quebec | Quebec | CWIPP | IPPs | 64 | 160 | 260 | 370 | 500 | 500 | 500 | 500 | 500 | 500 | 500
1994 | CA | NPCC | Quebec | Quebec | CWT | Total Capacity | 28224 | 30030 | 30790 | 31200 | 31340 | 31370 | 31390 | 31880 | 32550 | 32570 | 34620
1994 | CA | NPCC | Quebec | Quebec | CWTOC | Total Owned Capacity | 28160 | 29870 | 30530 | 30830 | 30840 | 30870 | 30890 | 31380 | 32050 | 32070 | 34120
1994 | CA | NPCC | Quebec | Quebec | DCWAJ | Adjustments | 0 | 0 | 0 | 0 | 0 | 0 | 0 | 0 | 0 | 0 | 0
1994 | CA | NPCC | Quebec | Quebec | DCWFP | Full-Responsibility Purchases (portion of total purchases) | 0 | 0 | 0 | 0 | 0 | 0 | 0 | 0 | 0 | 0 | 0
1994 | CA | NPCC | Quebec | Quebec | DCWFS | Full-Responsibility Sales (portion of total sales) | 0 | 0 | 0 | 0 | 0 | 0 | 0 | 0 | 0 | 0 | 0
1994 | CA | NPCC | Quebec | Quebec | DCWIC | Inoperable capacity | 0 | 0 | 0 | 0 | 0 | 0 | 0 | 0 | 0 | 0 | 0
1994 | CA | NPCC | Quebec | Quebec | DCWIN | Internal Demand | 0 | 31150 | 31930 | 32690 | 33650 | 34420 | 34850 | 35340 | 35840 | 36300 | 36730
1994 | CA | NPCC | Quebec | Quebec | DCWIPP | IPPs | 0 | 160 | 260 | 370 | 500 | 500 | 500 | 500 | 500 | 500 | 500
1994 | CA | NPCC | Quebec | Quebec | DCWIT | Interruptible Demand | 0 | 1660 | 1660 | 1780 | 1780 | 1780 | 1780 | 1780 | 1780 | 1780 | 1780
1994 | CA | NPCC | Quebec | Quebec | DCWLM | Direct Control Load Management | 0 | 0 | 0 | 0 | 0 | 0 | 0 | 0 | 0 | 0 | 0
1994 | CA | NPCC | Quebec | Quebec | DCWNC | Net Capacity Resources | 0 | 35650 | 36230 | 36580 | 36710 | 36730 | 36640 | 37100 | 37580 | 37030 | 38780
1994 | CA | NPCC | Quebec | Quebec | DCWNI | Projected Net Internal Demand | 0 | 29490 | 30270 | 30910 | 31870 | 32640 | 33070 | 33560 | 34060 | 34520 | 34950
1994 | CA | NPCC | Quebec | Quebec | DCWNO | Net Operable Capacity | 0 | 29870 | 30530 | 30830 | 30840 | 30870 | 30890 | 31380 | 32050 | 32070 | 34120
1994 | CA | NPCC | Quebec | Quebec | DCWPU | Purchases | 0 | 5970 | 5840 | 5800 | 5790 | 5780 | 5670 | 5660 | 5650 | 5540 | 5530
1994 | CA | NPCC | Quebec | Quebec | DCWSA | Sales | 0 | 350 | 400 | 420 | 420 | 420 | 420 | 440 | 620 | 1080 | 1370
1994 | CA | NPCC | Quebec | Quebec | DCWST | Standby Demand | 0 | 0 | 0 | 0 | 0 | 0 | 0 | 0 | 0 | 0 | 0
1994 | CA | NPCC | Quebec | Quebec | DCWTI | Projected Total Internal Demand | 0 | 31150 | 31930 | 32690 | 33650 | 34420 | 34850 | 35340 | 35840 | 36300 | 36730
1994 | CA | NPCC | Quebec | Quebec | DCWTO | Operable Total Internal Capacity | 0 | 29870 | 30530 | 30830 | 30840 | 30870 | 30890 | 31380 | 32050 | 32070 | 34120
1994 | CA | WECC | - | - | CWIPP | IPPs | 394 | 394 | 439 | 514 | 983 | 983 | 983 | 1028 | 1073 | 1113 | 1113
1994 | CA | WECC | - | - | CWT | Total Capacity | 19084 | 19487 | 19512 | 19614 | 20083 | 20133 | 20070 | 20189 | 20624 | 20954 | 21080
1994 | CA | WECC | - | - | CWTOC | Total Owned Capacity | 18690 | 19093 | 19073 | 19100 | 19100 | 19150 | 19087 | 19161 | 19551 | 19841 | 19967
1994 | CA | WECC | - | - | DCWAJ | Adjustments | 0 | 0 | 0 | 0 | 0 | 0 | 0 | 0 | 0 | 0 | 0
1994 | CA | WECC | - | - | DCWFP | Full-Responsibility Purchases (portion of total purchases) | 0 | 0 | 0 | 0 | 0 | 126 | 768 | 768 | 768 | 768 | 1400
1994 | CA | WECC | - | - | DCWFS | Full-Responsibility Sales (portion of total sales) | 0 | 374 | 124 | 124 | 124 | 124 | 124 | 124 | 124 | 124 | 124
1994 | CA | WECC | - | - | DCWIC | Inoperable capacity | 0 | 715 | 715 | 710 | 710 | 710 | 710 | 710 | 710 | 710 | 710
1994 | CA | WECC | - | - | DCWIN | Internal Demand | 0 | 16091 | 16522 | 16740 | 16923 | 17236 | 17575 | 17911 | 18193 | 18336 | 18680
1994 | CA | WECC | - | - | DCWIPP | IPPs | 0 | 394 | 439 | 514 | 983 | 983 | 983 | 1028 | 1073 | 1113 | 1113
1994 | CA | WECC | - | - | DCWIT | Interruptible Demand | 0 | 467 | 476 | 482 | 477 | 490 | 490 | 489 | 468 | 470 | 485
1994 | CA | WECC | - | - | DCWLM | Direct Control Load Management | 0 | 0 | 0 | 0 | 0 | 0 | 0 | 0 | 0 | 0 | 0
1994 | CA | WECC | - | - | DCWNC | Net Capacity Resources | 0 | 18398 | 18673 | 18780 | 19249 | 19425 | 20004 | 20123 | 20558 | 20888 | 21646
1994 | CA | WECC | - | - | DCWNI | Projected Net Internal Demand | 0 | 15624 | 16046 | 16258 | 16446 | 16746 | 17085 | 17422 | 17725 | 17866 | 18195
1994 | CA | WECC | - | - | DCWNO | Net Operable Capacity | 0 | 18378 | 18358 | 18390 | 18390 | 18440 | 18377 | 18451 | 18841 | 19131 | 19257
1994 | CA | WECC | - | - | DCWPU | Purchases | 0 | 0 | 0 | 0 | 0 | 126 | 768 | 768 | 768 | 768 | 1400
1994 | CA | WECC | - | - | DCWSA | Sales | 0 | 374 | 124 | 124 | 124 | 124 | 124 | 124 | 124 | 124 | 124
1994 | CA | WECC | - | - | DCWST | Standby Demand | 0 | 0 | 0 | 0 | 0 | 0 | 0 | 0 | 0 | 0 | 0
1994 | CA | WECC | - | - | DCWTI | Projected Total Internal Demand | 0 | 16091 | 16522 | 16740 | 16923 | 17236 | 17575 | 17911 | 18193 | 18336 | 18680
1994 | CA | WECC | - | - | DCWTO | Operable Total Internal Capacity | 0 | 19093 | 19073 | 19100 | 19100 | 19150 | 19087 | 19161 | 19551 | 19841 | 19967
1994 | MX | WECC | CA-MX | - | CWIPP | IPPs | 0 | 0 | 0 | 0 | 0 | 0 | 0 | 0 | 0 | 0 | 0
1994 | MX | WECC | CA-MX | - | CWT | Total Capacity | 1338 | 1338 | 1387 | 1674 | 1774 | 1774 | 1874 | 1974 | 2294 | 2294 | 2294
1994 | MX | WECC | CA-MX | - | CWTOC | Total Owned Capacity | 1338 | 1338 | 1387 | 1674 | 1774 | 1774 | 1874 | 1974 | 2294 | 2294 | 2294
1994 | MX | WECC | CA-MX | - | DCWAJ | Adjustments | 0 | 0 | 0 | 0 | 0 | 0 | 0 | 0 | 0 | 0 | 0
1994 | MX | WECC | CA-MX | - | DCWFP | Full-Responsibility Purchases (portion of total purchases) | 0 | 0 | 0 | 0 | 0 | 0 | 0 | 0 | 0 | 0 | 0
1994 | MX | WECC | CA-MX | - | DCWFS | Full-Responsibility Sales (portion of total sales) | 0 | 220 | 220 | 220 | 220 | 220 | 220 | 220 | 220 | 220 | 220
1994 | MX | WECC | CA-MX | - | DCWIC | Inoperable capacity | 0 | 0 | 0 | 0 | 0 | 0 | 0 | 0 | 0 | 0 | 0
1994 | MX | WECC | CA-MX | - | DCWIN | Internal Demand | 0 | 729 | 729 | 729 | 729 | 729 | 729 | 729 | 729 | 729 | 729
1994 | MX | WECC | CA-MX | - | DCWIPP | IPPs | 0 | 0 | 0 | 0 | 0 | 0 | 0 | 0 | 0 | 0 | 0
1994 | MX | WECC | CA-MX | - | DCWIT | Interruptible Demand | 0 | 0 | 0 | 0 | 0 | 0 | 0 | 0 | 0 | 0 | 0
1994 | MX | WECC | CA-MX | - | DCWLM | Direct Control Load Management | 0 | 0 | 0 | 0 | 0 | 0 | 0 | 0 | 0 | 0 | 0
1994 | MX | WECC | CA-MX | - | DCWNC | Net Capacity Resources | 0 | 1118 | 1118 | 1118 | 1118 | 1118 | 1118 | 1118 | 1118 | 1118 | 1118
1994 | MX | WECC | CA-MX | - | DCWNI | Projected Net Internal Demand | 0 | 729 | 729 | 729 | 729 | 729 | 729 | 729 | 729 | 729 | 729
1994 | MX | WECC | CA-MX | - | DCWNO | Net Operable Capacity | 0 | 1338 | 1338 | 1338 | 1338 | 1338 | 1338 | 1338 | 1338 | 1338 | 1338
1994 | MX | WECC | CA-MX | - | DCWPU | Purchases | 0 | 0 | 0 | 0 | 0 | 0 | 0 | 0 | 0 | 0 | 0
1994 | MX | WECC | CA-MX | - | DCWSA | Sales | 0 | 220 | 220 | 220 | 220 | 220 | 220 | 220 | 220 | 220 | 220
1994 | MX | WECC | CA-MX | - | DCWST | Standby Demand | 0 | 0 | 0 | 0 | 0 | 0 | 0 | 0 | 0 | 0 | 0
1994 | MX | WECC | CA-MX | - | DCWTI | Projected Total Internal Demand | 0 | 729 | 729 | 729 | 729 | 729 | 729 | 729 | 729 | 729 | 729
1994 | MX | WECC | CA-MX | - | DCWTO | Operable Total Internal Capacity | 0 | 1338 | 1338 | 1338 | 1338 | 1338 | 1338 | 1338 | 1338 | 1338 | 1338
1994 | US | ECAR | - | - | CWIPP | IPPs | 1516 | 1583 | 1707 | 1940 | 2427 | 2589 | 2930 | 3275 | 3378 | 3863 | 4106
1994 | US | ECAR | - | - | CWT | Total Capacity | 103787 | 104033 | 105067 | 106091 | 107088 | 108266 | 109270 | 110978 | 112457 | 114078 | 115232
1994 | US | ECAR | - | - | CWTOC | Total Owned Capacity | 102271 | 102450 | 103360 | 104151 | 104661 | 105677 | 106340 | 107703 | 109079 | 110215 | 111126
1994 | US | ECAR | - | - | DCWAJ | Adjustments | 0 | 0 | 0 | 0 | 0 | 0 | 0 | 0 | 0 | 0 | 0
1994 | US | ECAR | - | - | DCWFP | Full-Responsibility Purchases (portion of total purchases) | 0 | 747 | 789 | 698 | 360 | 160 | 160 | 210 | 220 | 220 | 210
1994 | US | ECAR | - | - | DCWFS | Full-Responsibility Sales (portion of total sales) | 0 | 615 | 561 | 561 | 561 | 561 | 561 | 561 | 561 | 461 | 461
1994 | US | ECAR | - | - | DCWIC | Inoperable capacity | 0 | 0 | 0 | 0 | 0 | 0 | 0 | 0 | 0 | 0 | 0
1994 | US | ECAR | - | - | DCWIN | Internal Demand | 0 | 79262 | 80340 | 81426 | 82495 | 83609 | 84855 | 85949 | 87172 | 88377 | 89652
1994 | US | ECAR | - | - | DCWIPP | IPPs | 0 | 1583 | 1707 | 1940 | 2427 | 2589 | 2930 | 3275 | 3378 | 3863 | 4106
1994 | US | ECAR | - | - | DCWIT | Interruptible Demand | 0 | 2048 | 2069 | 2087 | 2188 | 2203 | 2207 | 2212 | 2216 | 2220 | 2221
1994 | US | ECAR | - | - | DCWLM | Direct Control Load Management | 0 | 226 | 272 | 333 | 377 | 420 | 446 | 466 | 479 | 492 | 501
1994 | US | ECAR | - | - | DCWNC | Net Capacity Resources | 0 | 103646 | 104792 | 105597 | 106391 | 107606 | 109338 | 111138 | 112724 | 114445 | 115524
1994 | US | ECAR | - | - | DCWNI | Projected Net Internal Demand | 0 | 76988 | 77999 | 79006 | 79930 | 80986 | 82202 | 83271 | 84477 | 85665 | 86930
1994 | US | ECAR | - | - | DCWNO | Net Operable Capacity | 0 | 102450 | 103360 | 104151 | 104661 | 105677 | 106340 | 107703 | 109079 | 110215 | 111126
1994 | US | ECAR | - | - | DCWPU | Purchases | 0 | 1378 | 1436 | 1294 | 1091 | 1128 | 1156 | 1248 | 1278 | 1278 | 1203
1994 | US | ECAR | - | - | DCWSA | Sales | 0 | 1765 | 1711 | 1788 | 1788 | 1788 | 1088 | 1088 | 1011 | 911 | 911
1994 | US | ECAR | - | - | DCWST | Standby Demand | 0 | 0 | 0 | 0 | 0 | 0 | 0 | 0 | 0 | 0 | 0
1994 | US | ECAR | - | - | DCWTI | Projected Total Internal Demand | 0 | 79262 | 80340 | 81426 | 82495 | 83609 | 84855 | 85949 | 87172 | 88377 | 89652
1994 | US | ECAR | - | - | DCWTO | Operable Total Internal Capacity | 0 | 102450 | 103360 | 104151 | 104661 | 105677 | 106340 | 107703 | 109079 | 110215 | 111126
1994 | US | TRE | - | ERCOT | CWIPP | IPPs | 2064 | 1789 | 1689 | 1759 | 1874 | 2779 | 3129 | 2879 | 2529 | 2529 | 2529
1994 | US | TRE | - | ERCOT | CWT | Total Capacity | 54729 | 54848 | 54793 | 54875 | 55033 | 55860 | 57027 | 58073 | 59150 | 60289 | 62027
1994 | US | TRE | - | ERCOT | CWTOC | Total Owned Capacity | 52665 | 53059 | 53104 | 53116 | 53159 | 53081 | 53898 | 55194 | 56621 | 57760 | 59498
1994 | US | TRE | - | ERCOT | DCWAJ | Adjustments | 0 | 0 | 0 | 0 | 0 | 0 | 0 | 0 | 0 | 0 | 0
1994 | US | TRE | - | ERCOT | DCWFP | Full-Responsibility Purchases (portion of total purchases) | 0 | 0 | 0 | 0 | 0 | 0 | 0 | 0 | 0 | 0 | 0
1994 | US | TRE | - | ERCOT | DCWFS | Full-Responsibility Sales (portion of total sales) | 0 | 0 | 0 | 0 | 0 | 0 | 0 | 0 | 0 | 1 | 30
1994 | US | TRE | - | ERCOT | DCWIC | Inoperable capacity | 0 | 310 | 310 | 142 | 94 | 0 | 0 | 0 | 0 | 0 | 0
1994 | US | TRE | - | ERCOT | DCWIN | Internal Demand | 0 | 36256 | 36942 | 38000 | 39078 | 40259 | 41393 | 42363 | 43432 | 44546 | 45570
1994 | US | TRE | - | ERCOT | DCWIPP | IPPs | 0 | 1789 | 1689 | 1759 | 1874 | 2779 | 3129 | 2879 | 2529 | 2529 | 2529
1994 | US | TRE | - | ERCOT | DCWIT | Interruptible Demand | 0 | 1477 | 1418 | 1402 | 1455 | 1515 | 1576 | 1546 | 1607 | 1664 | 1614
1994 | US | TRE | - | ERCOT | DCWLM | Direct Control Load Management | 0 | 17 | 23 | 29 | 36 | 45 | 51 | 60 | 68 | 79 | 87
1994 | US | TRE | - | ERCOT | DCWNC | Net Capacity Resources | 0 | 54488 | 54483 | 54733 | 54939 | 55860 | 57027 | 58164 | 59243 | 60329 | 61997
1994 | US | TRE | - | ERCOT | DCWNI | Projected Net Internal Demand | 0 | 34859 | 35590 | 36650 | 37668 | 38780 | 39847 | 40838 | 41838 | 42884 | 43950
1994 | US | TRE | - | ERCOT | DCWNO | Net Operable Capacity | 0 | 52749 | 52794 | 52974 | 53065 | 53081 | 53898 | 55194 | 56621 | 57760 | 59498
1994 | US | TRE | - | ERCOT | DCWPU | Purchases | 0 | 0 | 0 | 0 | 0 | 0 | 0 | 91 | 93 | 41 | 0
1994 | US | TRE | - | ERCOT | DCWSA | Sales | 0 | 50 | 0 | 0 | 0 | 0 | 0 | 0 | 0 | 1 | 30
1994 | US | TRE | - | ERCOT | DCWST | Standby Demand | 0 | 97 | 89 | 81 | 81 | 81 | 81 | 81 | 81 | 81 | 81
1994 | US | TRE | - | ERCOT | DCWTI | Projected Total Internal Demand | 0 | 36353 | 37031 | 38081 | 39159 | 40340 | 41474 | 42444 | 43513 | 44627 | 45651
1994 | US | TRE | - | ERCOT | DCWTO | Operable Total Internal Capacity | 0 | 53059 | 53104 | 53116 | 53159 | 53081 | 53898 | 55194 | 56621 | 57760 | 59498
1994 | US | FRCC | - | - | CWIPP | IPPs | 1307 | 1561 | 1791 | 2397 | 2493 | 2499 | 2499 | 2499 | 2499 | 2499 | 2768
1994 | US | FRCC | - | - | CWT | Total Capacity | 35019 | 36192 | 36753 | 38211 | 38347 | 38680 | 39503 | 40377 | 41424 | 41415 | 41808
1994 | US | FRCC | - | - | CWTOC | Total Owned Capacity | 33712 | 34631 | 34962 | 35814 | 35854 | 36181 | 37004 | 37878 | 38925 | 38916 | 39040
1994 | US | FRCC | - | - | DCWAJ | Adjustments | 0 | 0 | 0 | 0 | 0 | 0 | 0 | 0 | 0 | 0 | 0
1994 | US | FRCC | - | - | DCWFP | Full-Responsibility Purchases (portion of total purchases) | 0 | 1719 | 1614 | 1614 | 1614 | 1614 | 1614 | 1539 | 1539 | 1514 | 1514
1994 | US | FRCC | - | - | DCWFS | Full-Responsibility Sales (portion of total sales) | 0 | 0 | 0 | 0 | 0 | 0 | 0 | 0 | 0 | 0 | 0
1994 | US | FRCC | - | - | DCWIC | Inoperable capacity | 0 | 0 | 0 | 0 | 0 | 0 | 0 | 0 | 0 | 0 | 0
1994 | US | FRCC | - | - | DCWIN | Internal Demand | 0 | 33665 | 34732 | 35766 | 36751 | 37710 | 38706 | 39705 | 40691 | 41685 | 42719
1994 | US | FRCC | - | - | DCWIPP | IPPs | 0 | 1561 | 1791 | 2397 | 2493 | 2499 | 2499 | 2499 | 2499 | 2499 | 2768
1994 | US | FRCC | - | - | DCWIT | Interruptible Demand | 0 | 798 | 846 | 870 | 866 | 866 | 858 | 856 | 855 | 855 | 856
1994 | US | FRCC | - | - | DCWLM | Direct Control Load Management | 0 | 1999 | 2159 | 2320 | 2398 | 2479 | 2558 | 2631 | 2697 | 2760 | 2816
1994 | US | FRCC | - | - | DCWNC | Net Capacity Resources | 0 | 37911 | 38367 | 39825 | 39961 | 40294 | 41117 | 41916 | 42963 | 42929 | 43322
1994 | US | FRCC | - | - | DCWNI | Projected Net Internal Demand | 0 | 30868 | 31727 | 32576 | 33487 | 34365 | 35290 | 36218 | 37139 | 38070 | 39047
1994 | US | FRCC | - | - | DCWNO | Net Operable Capacity | 0 | 34631 | 34962 | 35814 | 35854 | 36181 | 37004 | 37878 | 38925 | 38916 | 39040
1994 | US | FRCC | - | - | DCWPU | Purchases | 0 | 1719 | 1614 | 1614 | 1614 | 1614 | 1614 | 1539 | 1539 | 1514 | 1514
1994 | US | FRCC | - | - | DCWSA | Sales | 0 | 0 | 0 | 0 | 0 | 0 | 0 | 0 | 0 | 0 | 0
1994 | US | FRCC | - | - | DCWST | Standby Demand | 0 | 0 | 0 | 0 | 0 | 0 | 0 | 0 | 0 | 0 | 0
1994 | US | FRCC | - | - | DCWTI | Projected Total Internal Demand | 0 | 33665 | 34732 | 35766 | 36751 | 37710 | 38706 | 39705 | 40691 | 41685 | 42719
1994 | US | FRCC | - | - | DCWTO | Operable Total Internal Capacity | 0 | 34631 | 34962 | 35814 | 35854 | 36181 | 37004 | 37878 | 38925 | 38916 | 39040
1994 | US | MAAC | - | - | CWIPP | IPPs | 3626 | 3626 | 4004 | 4714 | 5017 | 5409 | 5449 | 5447 | 5447 | 5447 | 5447
1994 | US | MAAC | - | - | CWT | Total Capacity | 58150 | 57791 | 58418 | 58888 | 59330 | 59925 | 59910 | 60085 | 60677 | 60677 | 61045
1994 | US | MAAC | - | - | CWTOC | Total Owned Capacity | 54524 | 54165 | 54414 | 54174 | 54313 | 54516 | 54461 | 54638 | 55230 | 55230 | 55598
1994 | US | MAAC | - | - | DCWAJ | Adjustments | 0 | 0 | 0 | 0 | 0 | 0 | 0 | 0 | 0 | 0 | 0
1994 | US | MAAC | - | - | DCWFP | Full-Responsibility Purchases (portion of total purchases) | 0 | 450 | 450 | 450 | 450 | 450 | 450 | 450 | 450 | 450 | 450
1994 | US | MAAC | - | - | DCWFS | Full-Responsibility Sales (portion of total sales) | 0 | 0 | 0 | 0 | 0 | 0 | 0 | 0 | 0 | 0 | 0
1994 | US | MAAC | - | - | DCWIC | Inoperable capacity | 0 | 0 | 0 | 0 | 0 | 0 | 0 | 0 | 0 | 0 | 0
1994 | US | MAAC | - | - | DCWIN | Internal Demand | 0 | 40486 | 41152 | 41802 | 42500 | 43178 | 43855 | 44567 | 45193 | 45795 | 46458
1994 | US | MAAC | - | - | DCWIPP | IPPs | 0 | 3626 | 4004 | 4714 | 5017 | 5409 | 5449 | 5447 | 5447 | 5447 | 5447
1994 | US | MAAC | - | - | DCWIT | Interruptible Demand | 0 | 877 | 964 | 1012 | 1060 | 1071 | 1083 | 1095 | 1106 | 1108 | 1118
1994 | US | MAAC | - | - | DCWLM | Direct Control Load Management | 0 | 117 | 141 | 153 | 175 | 186 | 187 | 199 | 200 | 211 | 212
1994 | US | MAAC | - | - | DCWNC | Net Capacity Resources | 0 | 58331 | 58958 | 59428 | 59870 | 60465 | 60450 | 60625 | 61217 | 61217 | 61585
1994 | US | MAAC | - | - | DCWNI | Projected Net Internal Demand | 0 | 39492 | 40047 | 40637 | 41265 | 41921 | 42585 | 43273 | 43887 | 44476 | 45128
1994 | US | MAAC | - | - | DCWNO | Net Operable Capacity | 0 | 54165 | 54414 | 54174 | 54313 | 54516 | 54461 | 54638 | 55230 | 55230 | 55598
1994 | US | MAAC | - | - | DCWPU | Purchases | 0 | 540 | 540 | 540 | 540 | 540 | 540 | 540 | 540 | 540 | 540
1994 | US | MAAC | - | - | DCWSA | Sales | 0 | 0 | 0 | 0 | 0 | 0 | 0 | 0 | 0 | 0 | 0
1994 | US | MAAC | - | - | DCWST | Standby Demand | 0 | 0 | 0 | 0 | 0 | 0 | 0 | 0 | 0 | 0 | 0
1994 | US | MAAC | - | - | DCWTI | Projected Total Internal Demand | 0 | 40486 | 41152 | 41802 | 42500 | 43178 | 43855 | 44567 | 45193 | 45795 | 46458
1994 | US | MAAC | - | - | DCWTO | Operable Total Internal Capacity | 0 | 54165 | 54414 | 54174 | 54313 | 54516 | 54461 | 54638 | 55230 | 55230 | 55598
1994 | US | MAIN | - | - | CWIPP | IPPs | 57 | 64 | 71 | 286 | 286 | 286 | 293 | 295 | 295 | 295 | 296
1994 | US | MAIN | - | - | CWT | Total Capacity | 51140 | 51617 | 52140 | 52663 | 52856 | 53047 | 53097 | 53298 | 53912 | 54476 | 54959
1994 | US | MAIN | - | - | CWTOC | Total Owned Capacity | 51083 | 51553 | 52069 | 52377 | 52570 | 52761 | 52804 | 53003 | 53617 | 54181 | 54663
1994 | US | MAIN | - | - | DCWAJ | Adjustments | 0 | 0 | 0 | 0 | 0 | 0 | 0 | 0 | 0 | 0 | 0
1994 | US | MAIN | - | - | DCWFP | Full-Responsibility Purchases (portion of total purchases) | 0 | 218 | 118 | 118 | 118 | 403 | 653 | 833 | 993 | 1353 | 1533
1994 | US | MAIN | - | - | DCWFS | Full-Responsibility Sales (portion of total sales) | 0 | 134 | 172 | 148 | 88 | 89 | 90 | 91 | 93 | 94 | 95
1994 | US | MAIN | - | - | DCWIC | Inoperable capacity | 0 | 102 | 0 | 0 | 0 | 0 | 0 | 0 | 0 | 0 | 0
1994 | US | MAIN | - | - | DCWIN | Internal Demand | 0 | 33561 | 34171 | 34773 | 35360 | 36106 | 36769 | 37416 | 37903 | 38562 | 39280
1994 | US | MAIN | - | - | DCWIPP | IPPs | 0 | 64 | 71 | 286 | 286 | 286 | 293 | 295 | 295 | 295 | 296
1994 | US | MAIN | - | - | DCWIT | Interruptible Demand | 0 | 876 | 910 | 958 | 1035 | 1139 | 1009 | 1011 | 1013 | 1020 | 1026
1994 | US | MAIN | - | - | DCWLM | Direct Control Load Management | 0 | 40 | 37 | 27 | 94 | 170 | 230 | 468 | 678 | 908 | 1128
1994 | US | MAIN | - | - | DCWNC | Net Capacity Resources | 0 | 51431 | 51705 | 52274 | 52527 | 53131 | 53435 | 53825 | 54604 | 55462 | 56145
1994 | US | MAIN | - | - | DCWNI | Projected Net Internal Demand | 0 | 32645 | 33224 | 33788 | 34231 | 34797 | 35530 | 35937 | 36212 | 36634 | 37126
1994 | US | MAIN | - | - | DCWNO | Net Operable Capacity | 0 | 51451 | 52069 | 52377 | 52570 | 52761 | 52804 | 53003 | 53617 | 54181 | 54663
1994 | US | MAIN | - | - | DCWPU | Purchases | 0 | 732 | 602 | 629 | 624 | 984 | 1244 | 1429 | 1481 | 1781 | 1977
1994 | US | MAIN | - | - | DCWSA | Sales | 0 | 816 | 1037 | 1018 | 953 | 900 | 906 | 902 | 789 | 795 | 791
1994 | US | MAIN | - | - | DCWST | Standby Demand | 0 | 0 | 0 | 0 | 0 | 0 | 0 | 0 | 0 | 0 | 0
1994 | US | MAIN | - | - | DCWTI | Projected Total Internal Demand | 0 | 33561 | 34171 | 34773 | 35360 | 36106 | 36769 | 37416 | 37903 | 38562 | 39280
1994 | US | MAIN | - | - | DCWTO | Operable Total Internal Capacity | 0 | 51553 | 52069 | 52377 | 52570 | 52761 | 52804 | 53003 | 53617 | 54181 | 54663
1994 | US | MRO | - | - | CWIPP | IPPs | 375 | 102 | 108 | 111 | 379 | 379 | 379 | 379 | 379 | 379 | 379
1994 | US | MRO | - | - | CWT | Total Capacity | 32057 | 31895 | 31931 | 32049 | 32295 | 32683 | 32729 | 32733 | 32847 | 32847 | 32844
1994 | US | MRO | - | - | CWTOC | Total Owned Capacity | 31682 | 31793 | 31823 | 31938 | 31916 | 32304 | 32350 | 32354 | 32468 | 32468 | 32465
1994 | US | MRO | - | - | DCWAJ | Adjustments | 0 | 0 | 0 | 0 | 0 | 0 | 0 | 0 | 0 | 0 | 0
1994 | US | MRO | - | - | DCWFP | Full-Responsibility Purchases (portion of total purchases) | 0 | 1073 | 969 | 929 | 1135 | 1132 | 1116 | 1107 | 1109 | 1110 | 1111
1994 | US | MRO | - | - | DCWFS | Full-Responsibility Sales (portion of total sales) | 0 | 947 | 1277 | 1404 | 1412 | 1495 | 1488 | 1452 | 1337 | 1339 | 1332
1994 | US | MRO | - | - | DCWIC | Inoperable capacity | 0 | 0 | 0 | 0 | 0 | 0 | 0 | 0 | 0 | 0 | 0
1994 | US | MRO | - | - | DCWIN | Internal Demand | 0 | 22716 | 23161 | 23496 | 23916 | 24346 | 24755 | 25183 | 25572 | 25874 | 26446
1994 | US | MRO | - | - | DCWIPP | IPPs | 0 | 102 | 108 | 111 | 379 | 379 | 379 | 379 | 379 | 379 | 379
1994 | US | MRO | - | - | DCWIT | Interruptible Demand | 0 | 261 | 271 | 278 | 287 | 295 | 304 | 312 | 319 | 308 | 333
1994 | US | MRO | - | - | DCWLM | Direct Control Load Management | 0 | 677 | 708 | 739 | 770 | 763 | 780 | 796 | 815 | 731 | 846
1994 | US | MRO | - | - | DCWNC | Net Capacity Resources | 0 | 32021 | 31623 | 31574 | 32018 | 32320 | 32357 | 32388 | 32619 | 32618 | 32623
1994 | US | MRO | - | - | DCWNI | Projected Net Internal Demand | 0 | 21817 | 22221 | 22518 | 22898 | 23327 | 23710 | 24114 | 24477 | 24874 | 25306
1994 | US | MRO | - | - | DCWNO | Net Operable Capacity | 0 | 31793 | 31823 | 31938 | 31916 | 32304 | 32350 | 32354 | 32468 | 32468 | 32465
1994 | US | MRO | - | - | DCWPU | Purchases | 0 | 1073 | 969 | 929 | 1135 | 1132 | 1116 | 1107 | 1109 | 1110 | 1111
1994 | US | MRO | - | - | DCWSA | Sales | 0 | 947 | 1277 | 1404 | 1412 | 1495 | 1488 | 1452 | 1337 | 1339 | 1332
1994 | US | MRO | - | - | DCWST | Standby Demand | 0 | 39 | 39 | 39 | 39 | 39 | 39 | 39 | 39 | 39 | 39
1994 | US | MRO | - | - | DCWTI | Projected Total Internal Demand | 0 | 22755 | 23200 | 23535 | 23955 | 24385 | 24794 | 25222 | 25611 | 25913 | 26485
1994 | US | MRO | - | - | DCWTO | Operable Total Internal Capacity | 0 | 31793 | 31823 | 31938 | 31916 | 32304 | 32350 | 32354 | 32468 | 32468 | 32465
1994 | US | NPCC | - | - | CWIPP | IPPs | 6700 | 8556 | 9344 | 9535 | 9500 | 9495 | 9467 | 9466 | 9427 | 9407 | 9412
1994 | US | NPCC | - | - | CWT | Total Capacity | 60996 | 61339 | 62369 | 62428 | 62398 | 62917 | 63241 | 63222 | 63255 | 63235 | 63405
1994 | US | NPCC | - | - | CWTOC | Total Owned Capacity | 54296 | 52783 | 53025 | 52893 | 52898 | 53422 | 53774 | 53756 | 53828 | 53828 | 53993
1994 | US | NPCC | - | - | DCWAJ | Adjustments | 0 | 0 | 0 | 0 | 0 | 0 | 0 | 0 | 0 | 0 | 0
1994 | US | NPCC | - | - | DCWFP | Full-Responsibility Purchases (portion of total purchases) | 0 | 1047 | 1012 | 1063 | 1019 | 1022 | 1022 | 1028 | 503 | 471 | 471
1994 | US | NPCC | - | - | DCWFS | Full-Responsibility Sales (portion of total sales) | 0 | 366 | 366 | 366 | 366 | 366 | 366 | 366 | 366 | 366 | 382
1994 | US | NPCC | - | - | DCWIC | Inoperable capacity | 0 | 0 | 0 | 0 | 0 | 0 | 0 | 0 | 0 | 0 | 0
1994 | US | NPCC | - | - | DCWIN | Internal Demand | 0 | 42660 | 42986 | 43435 | 43916 | 44439 | 45080 | 45540 | 46165 | 46698 | 47234
1994 | US | NPCC | - | - | DCWIPP | IPPs | 0 | 8556 | 9344 | 9535 | 9500 | 9495 | 9467 | 9466 | 9427 | 9407 | 9412
1994 | US | NPCC | - | - | DCWIT | Interruptible Demand | 0 | 86 | 112 | 112 | 112 | 112 | 133 | 133 | 133 | 135 | 144
1994 | US | NPCC | - | - | DCWLM | Direct Control Load Management | 0 | 14 | 14 | 15 | 15 | 15 | 15 | 15 | 15 | 15 | 15
1994 | US | NPCC | - | - | DCWNC | Net Capacity Resources | 0 | 61697 | 63131 | 63305 | 63253 | 63509 | 63877 | 63884 | 63392 | 63340 | 63494
1994 | US | NPCC | - | - | DCWNI | Projected Net Internal Demand | 0 | 42560 | 42860 | 43308 | 43789 | 44312 | 44932 | 45392 | 46017 | 46548 | 47075
1994 | US | NPCC | - | - | DCWNO | Net Operable Capacity | 0 | 52783 | 53025 | 52893 | 52898 | 53422 | 53774 | 53756 | 53828 | 53828 | 53993
1994 | US | NPCC | - | - | DCWPU | Purchases | 0 | 1222 | 1212 | 1313 | 1294 | 1022 | 1022 | 1028 | 503 | 471 | 471
1994 | US | NPCC | - | - | DCWSA | Sales | 0 | 864 | 450 | 436 | 439 | 430 | 386 | 366 | 366 | 366 | 382
1994 | US | NPCC | - | - | DCWST | Standby Demand | 0 | 0 | 0 | 0 | 0 | 0 | 0 | 0 | 0 | 0 | 0
1994 | US | NPCC | - | - | DCWTI | Projected Total Internal Demand | 0 | 42660 | 42986 | 43435 | 43916 | 44439 | 45080 | 45540 | 46165 | 46698 | 47234
1994 | US | NPCC | - | - | DCWTO | Operable Total Internal Capacity | 0 | 52783 | 53025 | 52893 | 52898 | 53422 | 53774 | 53756 | 53828 | 53828 | 53993
1994 | US | NPCC | New England | New England | CWIPP | IPPs | 3177 | 3359 | 3377 | 3377 | 3310 | 3309 | 3276 | 3276 | 3263 | 3249 | 3249
1994 | US | NPCC | New England | New England | CWT | Total Capacity | 25527 | 25144 | 25509 | 25381 | 25314 | 25810 | 25668 | 25648 | 25704 | 25690 | 25690
1994 | US | NPCC | New England | New England | CWTOC | Total Owned Capacity | 22350 | 21785 | 22132 | 22004 | 22004 | 22501 | 22392 | 22372 | 22441 | 22441 | 22441
1994 | US | NPCC | New England | New England | DCWAJ | Adjustments | 0 | 0 | 0 | 0 | 0 | 0 | 0 | 0 | 0 | 0 | 0
1994 | US | NPCC | New England | New England | DCWFP | Full-Responsibility Purchases (portion of total purchases) | 0 | 1047 | 1012 | 1063 | 1019 | 1022 | 1022 | 1028 | 503 | 471 | 471
1994 | US | NPCC | New England | New England | DCWFS | Full-Responsibility Sales (portion of total sales) | 0 | 70 | 70 | 70 | 70 | 70 | 70 | 70 | 70 | 70 | 70
1994 | US | NPCC | New England | New England | DCWIC | Inoperable capacity | 0 | 0 | 0 | 0 | 0 | 0 | 0 | 0 | 0 | 0 | 0
1994 | US | NPCC | New England | New England | DCWIN | Internal Demand | 0 | 19260 | 19386 | 19605 | 19826 | 20049 | 20420 | 20650 | 21085 | 21428 | 21734
1994 | US | NPCC | New England | New England | DCWIPP | IPPs | 0 | 3359 | 3377 | 3377 | 3310 | 3309 | 3276 | 3276 | 3263 | 3249 | 3249
1994 | US | NPCC | New England | New England | DCWIT | Interruptible Demand | 0 | 46 | 72 | 72 | 72 | 72 | 93 | 93 | 93 | 95 | 104
1994 | US | NPCC | New England | New England | DCWLM | Direct Control Load Management | 0 | 14 | 14 | 15 | 15 | 15 | 15 | 15 | 15 | 15 | 15
1994 | US | NPCC | New England | New England | DCWNC | Net Capacity Resources | 0 | 26121 | 26451 | 26374 | 26263 | 26762 | 26620 | 26606 | 26137 | 26091 | 26091
1994 | US | NPCC | New England | New England | DCWNI | Projected Net Internal Demand | 0 | 19200 | 19300 | 19518 | 19739 | 19962 | 20312 | 20542 | 20977 | 21318 | 21615
1994 | US | NPCC | New England | New England | DCWNO | Net Operable Capacity | 0 | 21785 | 22132 | 22004 | 22004 | 22501 | 22392 | 22372 | 22441 | 22441 | 22441
1994 | US | NPCC | New England | New England | DCWPU | Purchases | 0 | 1047 | 1012 | 1063 | 1019 | 1022 | 1022 | 1028 | 503 | 471 | 471
1994 | US | NPCC | New England | New England | DCWSA | Sales | 0 | 70 | 70 | 70 | 70 | 70 | 70 | 70 | 70 | 70 | 70
1994 | US | NPCC | New England | New England | DCWST | Standby Demand | 0 | 0 | 0 | 0 | 0 | 0 | 0 | 0 | 0 | 0 | 0
1994 | US | NPCC | New England | New England | DCWTI | Projected Total Internal Demand | 0 | 19260 | 19386 | 19605 | 19826 | 20049 | 20420 | 20650 | 21085 | 21428 | 21734
1994 | US | NPCC | New England | New England | DCWTO | Operable Total Internal Capacity | 0 | 21785 | 22132 | 22004 | 22004 | 22501 | 22392 | 22372 | 22441 | 22441 | 22441
1994 | US | NPCC | New York | New York | CWIPP | IPPs | 3523 | 5197 | 5967 | 6158 | 6190 | 6186 | 6191 | 6190 | 6164 | 6158 | 6163
1994 | US | NPCC | New York | New York | CWT | Total Capacity | 35469 | 36195 | 36860 | 37047 | 37084 | 37107 | 37573 | 37574 | 37551 | 37545 | 37715
1994 | US | NPCC | New York | New York | CWTOC | Total Owned Capacity | 31946 | 30998 | 30893 | 30889 | 30894 | 30921 | 31382 | 31384 | 31387 | 31387 | 31552
1994 | US | NPCC | New York | New York | DCWAJ | Adjustments | 0 | 0 | 0 | 0 | 0 | 0 | 0 | 0 | 0 | 0 | 0
1994 | US | NPCC | New York | New York | DCWFP | Full-Responsibility Purchases (portion of total purchases) | 0 | 0 | 0 | 0 | 0 | 0 | 0 | 0 | 0 | 0 | 0
1994 | US | NPCC | New York | New York | DCWFS | Full-Responsibility Sales (portion of total sales) | 0 | 296 | 296 | 296 | 296 | 296 | 296 | 296 | 296 | 296 | 312
1994 | US | NPCC | New York | New York | DCWIC | Inoperable capacity | 0 | 0 | 0 | 0 | 0 | 0 | 0 | 0 | 0 | 0 | 0
1994 | US | NPCC | New York | New York | DCWIN | Internal Demand | 0 | 23400 | 23600 | 23830 | 24090 | 24390 | 24660 | 24890 | 25080 | 25270 | 25500
1994 | US | NPCC | New York | New York | DCWIPP | IPPs | 0 | 5197 | 5967 | 6158 | 6190 | 6186 | 6191 | 6190 | 6164 | 6158 | 6163
1994 | US | NPCC | New York | New York | DCWIT | Interruptible Demand | 0 | 40 | 40 | 40 | 40 | 40 | 40 | 40 | 40 | 40 | 40
1994 | US | NPCC | New York | New York | DCWLM | Direct Control Load Management | 0 | 0 | 0 | 0 | 0 | 0 | 0 | 0 | 0 | 0 | 0
1994 | US | NPCC | New York | New York | DCWNC | Net Capacity Resources | 0 | 35576 | 36680 | 36931 | 36990 | 36747 | 37257 | 37278 | 37255 | 37249 | 37403
1994 | US | NPCC | New York | New York | DCWNI | Projected Net Internal Demand | 0 | 23360 | 23560 | 23790 | 24050 | 24350 | 24620 | 24850 | 25040 | 25230 | 25460
1994 | US | NPCC | New York | New York | DCWNO | Net Operable Capacity | 0 | 30998 | 30893 | 30889 | 30894 | 30921 | 31382 | 31384 | 31387 | 31387 | 31552
1994 | US | NPCC | New York | New York | DCWPU | Purchases | 0 | 175 | 200 | 250 | 275 | 0 | 0 | 0 | 0 | 0 | 0
1994 | US | NPCC | New York | New York | DCWSA | Sales | 0 | 794 | 380 | 366 | 369 | 360 | 316 | 296 | 296 | 296 | 312
1994 | US | NPCC | New York | New York | DCWST | Standby Demand | 0 | 0 | 0 | 0 | 0 | 0 | 0 | 0 | 0 | 0 | 0
1994 | US | NPCC | New York | New York | DCWTI | Projected Total Internal Demand | 0 | 23400 | 23600 | 23830 | 24090 | 24390 | 24660 | 24890 | 25080 | 25270 | 25500
1994 | US | NPCC | New York | New York | DCWTO | Operable Total Internal Capacity | 0 | 30998 | 30893 | 30889 | 30894 | 30921 | 31382 | 31384 | 31387 | 31387 | 31552
1994 | US | SERC | - | - | CWIPP | IPPs | 4147 | 4961 | 5018 | 5099 | 5177 | 5374 | 5960 | 5960 | 5960 | 5960 | 5960
1994 | US | SERC | - | - | CWT | Total Capacity | 119973 | 122456 | 125846 | 128530 | 129448 | 131971 | 135225 | 139211 | 141737 | 144194 | 147675
1994 | US | SERC | - | - | CWTOC | Total Owned Capacity | 115826 | 117495 | 120828 | 123431 | 124271 | 126597 | 129265 | 133251 | 135777 | 138234 | 141715
1994 | US | SERC | - | - | DCWAJ | Adjustments | 0 | 0 | 0 | 0 | 0 | 0 | 0 | 0 | 0 | 0 | 0
1994 | US | SERC | - | - | DCWFP | Full-Responsibility Purchases (portion of total purchases) | 0 | 626 | 626 | 626 | 626 | 326 | 326 | 326 | 326 | 126 | 126
1994 | US | SERC | - | - | DCWFS | Full-Responsibility Sales (portion of total sales) | 0 | 1732 | 1625 | 1599 | 1599 | 1599 | 1599 | 1522 | 1522 | 1522 | 1522
1994 | US | SERC | - | - | DCWIC | Inoperable capacity | 0 | 2135 | 1070 | 1070 | 1070 | 1070 | 1070 | 1070 | 1070 | 1070 | 1070
1994 | US | SERC | - | - | DCWIN | Internal Demand | 0 | 95355 | 98117 | 100388 | 102374 | 104811 | 106893 | 108920 | 111284 | 113510 | 115598
1994 | US | SERC | - | - | DCWIPP | IPPs | 0 | 4961 | 5018 | 5099 | 5177 | 5374 | 5960 | 5960 | 5960 | 5960 | 5960
1994 | US | SERC | - | - | DCWIT | Interruptible Demand | 0 | 3353 | 3611 | 3710 | 3802 | 3902 | 3906 | 3847 | 3853 | 3832 | 3808
1994 | US | SERC | - | - | DCWLM | Direct Control Load Management | 0 | 959 | 1027 | 1102 | 1178 | 1248 | 1310 | 1349 | 1369 | 1426 | 1452
1994 | US | SERC | - | - | DCWNC | Net Capacity Resources | 0 | 119751 | 124313 | 127023 | 127941 | 130164 | 132518 | 136581 | 139107 | 141364 | 144845
1994 | US | SERC | - | - | DCWNI | Projected Net Internal Demand | 0 | 91043 | 93479 | 95576 | 97394 | 99661 | 101677 | 103724 | 106062 | 108252 | 110338
1994 | US | SERC | - | - | DCWNO | Net Operable Capacity | 0 | 115360 | 119758 | 122361 | 123201 | 125527 | 128195 | 132181 | 134707 | 137164 | 140645
1994 | US | SERC | - | - | DCWPU | Purchases | 0 | 1790 | 1790 | 1790 | 1790 | 1490 | 590 | 590 | 590 | 390 | 390
1994 | US | SERC | - | - | DCWSA | Sales | 0 | 2360 | 2253 | 2227 | 2227 | 2227 | 2227 | 2150 | 2150 | 2150 | 2150
1994 | US | SERC | - | - | DCWST | Standby Demand | 0 | 0 | 0 | 0 | 0 | 0 | 0 | 0 | 0 | 0 | 0
1994 | US | SERC | - | - | DCWTI | Projected Total Internal Demand | 0 | 95355 | 98117 | 100388 | 102374 | 104811 | 106893 | 108920 | 111284 | 113510 | 115598
1994 | US | SERC | - | - | DCWTO | Operable Total Internal Capacity | 0 | 117495 | 120828 | 123431 | 124271 | 126597 | 129265 | 133251 | 135777 | 138234 | 141715
1994 | US | SERC | Central | - | CWIPP | IPPs | 0 | 0 | 0 | 0 | 0 | 0 | 0 | 0 | 0 | 0 | 0
1994 | US | SERC | Central | - | CWT | Total Capacity | 28707 | 28707 | 29877 | 29877 | 29877 | 31047 | 31047 | 32259 | 32259 | 32259 | 33471
1994 | US | SERC | Central | - | CWTOC | Total Owned Capacity | 28707 | 28707 | 29877 | 29877 | 29877 | 31047 | 31047 | 32259 | 32259 | 32259 | 33471
1994 | US | SERC | Central | - | DCWAJ | Adjustments | 0 | 0 | 0 | 0 | 0 | 0 | 0 | 0 | 0 | 0 | 0
1994 | US | SERC | Central | - | DCWFP | Full-Responsibility Purchases (portion of total purchases) | 0 | 0 | 0 | 0 | 0 | 0 | 0 | 0 | 0 | 0 | 0
1994 | US | SERC | Central | - | DCWFS | Full-Responsibility Sales (portion of total sales) | 0 | 0 | 0 | 0 | 0 | 0 | 0 | 0 | 0 | 0 | 0
1994 | US | SERC | Central | - | DCWIC | Inoperable capacity | 0 | 2130 | 1065 | 1065 | 1065 | 1065 | 1065 | 1065 | 1065 | 1065 | 1065
1994 | US | SERC | Central | - | DCWIN | Internal Demand | 0 | 23057 | 23638 | 24119 | 24639 | 25175 | 25719 | 26286 | 26954 | 27622 | 28289
1994 | US | SERC | Central | - | DCWIPP | IPPs | 0 | 0 | 0 | 0 | 0 | 0 | 0 | 0 | 0 | 0 | 0
1994 | US | SERC | Central | - | DCWIT | Interruptible Demand | 0 | 1242 | 1278 | 1315 | 1343 | 1367 | 1380 | 1379 | 1361 | 1326 | 1280
1994 | US | SERC | Central | - | DCWLM | Direct Control Load Management | 0 | 0 | 0 | 0 | 0 | 0 | 0 | 0 | 0 | 0 | 0
1994 | US | SERC | Central | - | DCWNC | Net Capacity Resources | 0 | 26164 | 28399 | 28399 | 28399 | 29569 | 29569 | 30781 | 30781 | 30781 | 31993
1994 | US | SERC | Central | - | DCWNI | Projected Net Internal Demand | 0 | 21815 | 22360 | 22804 | 23296 | 23808 | 24339 | 24907 | 25593 | 26296 | 27009
1994 | US | SERC | Central | - | DCWNO | Net Operable Capacity | 0 | 26577 | 28812 | 28812 | 28812 | 29982 | 29982 | 31194 | 31194 | 31194 | 32406
1994 | US | SERC | Central | - | DCWPU | Purchases | 0 | 0 | 0 | 0 | 0 | 0 | 0 | 0 | 0 | 0 | 0
1994 | US | SERC | Central | - | DCWSA | Sales | 0 | 413 | 413 | 413 | 413 | 413 | 413 | 413 | 413 | 413 | 413
1994 | US | SERC | Central | - | DCWST | Standby Demand | 0 | 0 | 0 | 0 | 0 | 0 | 0 | 0 | 0 | 0 | 0
1994 | US | SERC | Central | - | DCWTI | Projected Total Internal Demand | 0 | 23057 | 23638 | 24119 | 24639 | 25175 | 25719 | 26286 | 26954 | 27622 | 28289
1994 | US | SERC | Central | - | DCWTO | Operable Total Internal Capacity | 0 | 28707 | 29877 | 29877 | 29877 | 31047 | 31047 | 32259 | 32259 | 32259 | 33471
1994 | US | SERC | Southeastern | - | CWIPP | IPPs | 457 | 751 | 751 | 751 | 751 | 751 | 1339 | 1339 | 1339 | 1339 | 1339
1994 | US | SERC | Southeastern | - | CWT | Total Capacity | 39012 | 40841 | 41285 | 42211 | 42851 | 43521 | 44803 | 45497 | 46328 | 47549 | 48403
1994 | US | SERC | Southeastern | - | CWTOC | Total Owned Capacity | 38555 | 40090 | 40534 | 41460 | 42100 | 42770 | 43464 | 44158 | 44989 | 46210 | 47064
1994 | US | SERC | Southeastern | - | DCWAJ | Adjustments | 0 | 0 | 0 | 0 | 0 | 0 | 0 | 0 | 0 | 0 | 0
1994 | US | SERC | Southeastern | - | DCWFP | Full-Responsibility Purchases (portion of total purchases) | 0 | 626 | 626 | 626 | 626 | 326 | 326 | 326 | 326 | 126 | 126
1994 | US | SERC | Southeastern | - | DCWFS | Full-Responsibility Sales (portion of total sales) | 0 | 1732 | 1625 | 1599 | 1599 | 1599 | 1599 | 1522 | 1522 | 1522 | 1522
1994 | US | SERC | Southeastern | - | DCWIC | Inoperable capacity | 0 | 5 | 5 | 5 | 5 | 5 | 5 | 5 | 5 | 5 | 5
1994 | US | SERC | Southeastern | - | DCWIN | Internal Demand | 0 | 28316 | 29398 | 30223 | 30806 | 31565 | 32138 | 32843 | 33547 | 34238 | 34777
1994 | US | SERC | Southeastern | - | DCWIPP | IPPs | 0 | 751 | 751 | 751 | 751 | 751 | 1339 | 1339 | 1339 | 1339 | 1339
1994 | US | SERC | Southeastern | - | DCWIT | Interruptible Demand | 0 | 1041 | 1133 | 1186 | 1231 | 1287 | 1352 | 1368 | 1386 | 1392 | 1403
1994 | US | SERC | Southeastern | - | DCWLM | Direct Control Load Management | 0 | 2 | 20 | 41 | 65 | 93 | 94 | 95 | 96 | 97 | 98
1994 | US | SERC | Southeastern | - | DCWNC | Net Capacity Resources | 0 | 39730 | 40281 | 41233 | 41873 | 42243 | 43525 | 44296 | 45127 | 46148 | 47002
1994 | US | SERC | Southeastern | - | DCWNI | Projected Net Internal Demand | 0 | 27273 | 28245 | 28996 | 29510 | 30185 | 30692 | 31380 | 32065 | 32749 | 33276
1994 | US | SERC | Southeastern | - | DCWNO | Net Operable Capacity | 0 | 40085 | 40529 | 41455 | 42095 | 42765 | 43459 | 44153 | 44984 | 46205 | 47059
1994 | US | SERC | Southeastern | - | DCWPU | Purchases | 0 | 626 | 626 | 626 | 626 | 326 | 326 | 326 | 326 | 126 | 126
1994 | US | SERC | Southeastern | - | DCWSA | Sales | 0 | 1732 | 1625 | 1599 | 1599 | 1599 | 1599 | 1522 | 1522 | 1522 | 1522
1994 | US | SERC | Southeastern | - | DCWST | Standby Demand | 0 | 0 | 0 | 0 | 0 | 0 | 0 | 0 | 0 | 0 | 0
1994 | US | SERC | Southeastern | - | DCWTI | Projected Total Internal Demand | 0 | 28316 | 29398 | 30223 | 30806 | 31565 | 32138 | 32843 | 33547 | 34238 | 34777
1994 | US | SERC | Southeastern | - | DCWTO | Operable Total Internal Capacity | 0 | 40090 | 40534 | 41460 | 42100 | 42770 | 43464 | 44158 | 44989 | 46210 | 47064
1994 | US | SERC | VACAR | - | CWIPP | IPPs | 3690 | 4210 | 4267 | 4348 | 4426 | 4623 | 4621 | 4621 | 4621 | 4621 | 4621
1994 | US | SERC | VACAR | - | CWT | Total Capacity | 52254 | 52908 | 54684 | 56442 | 56720 | 57403 | 59375 | 61455 | 63150 | 64386 | 65801
1994 | US | SERC | VACAR | - | CWTOC | Total Owned Capacity | 48564 | 48698 | 50417 | 52094 | 52294 | 52780 | 54754 | 56834 | 58529 | 59765 | 61180
1994 | US | SERC | VACAR | - | DCWAJ | Adjustments | 0 | 0 | 0 | 0 | 0 | 0 | 0 | 0 | 0 | 0 | 0
1994 | US | SERC | VACAR | - | DCWFP | Full-Responsibility Purchases (portion of total purchases) | 0 | 0 | 0 | 0 | 0 | 0 | 0 | 0 | 0 | 0 | 0
1994 | US | SERC | VACAR | - | DCWFS | Full-Responsibility Sales (portion of total sales) | 0 | 0 | 0 | 0 | 0 | 0 | 0 | 0 | 0 | 0 | 0
1994 | US | SERC | VACAR | - | DCWIC | Inoperable capacity | 0 | 0 | 0 | 0 | 0 | 0 | 0 | 0 | 0 | 0 | 0
1994 | US | SERC | VACAR | - | DCWIN | Internal Demand | 0 | 43982 | 45081 | 46046 | 46929 | 48071 | 49036 | 49791 | 50783 | 51650 | 52532
1994 | US | SERC | VACAR | - | DCWIPP | IPPs | 0 | 4210 | 4267 | 4348 | 4426 | 4623 | 4621 | 4621 | 4621 | 4621 | 4621
1994 | US | SERC | VACAR | - | DCWIT | Interruptible Demand | 0 | 1070 | 1200 | 1209 | 1228 | 1248 | 1174 | 1100 | 1106 | 1114 | 1125
1994 | US | SERC | VACAR | - | DCWLM | Direct Control Load Management | 0 | 957 | 1007 | 1061 | 1113 | 1155 | 1216 | 1254 | 1273 | 1329 | 1354
1994 | US | SERC | VACAR | - | DCWNC | Net Capacity Resources | 0 | 53857 | 55633 | 57391 | 57669 | 58352 | 59424 | 61504 | 63199 | 64435 | 65850
1994 | US | SERC | VACAR | - | DCWNI | Projected Net Internal Demand | 0 | 41955 | 42874 | 43776 | 44588 | 45668 | 46646 | 47437 | 48404 | 49207 | 50053
1994 | US | SERC | VACAR | - | DCWNO | Net Operable Capacity | 0 | 48698 | 50417 | 52094 | 52294 | 52780 | 54754 | 56834 | 58529 | 59765 | 61180
1994 | US | SERC | VACAR | - | DCWPU | Purchases | 0 | 1164 | 1164 | 1164 | 1164 | 1164 | 264 | 264 | 264 | 264 | 264
1994 | US | SERC | VACAR | - | DCWSA | Sales | 0 | 215 | 215 | 215 | 215 | 215 | 215 | 215 | 215 | 215 | 215
1994 | US | SERC | VACAR | - | DCWST | Standby Demand | 0 | 0 | 0 | 0 | 0 | 0 | 0 | 0 | 0 | 0 | 0
1994 | US | SERC | VACAR | - | DCWTI | Projected Total Internal Demand | 0 | 43982 | 45081 | 46046 | 46929 | 48071 | 49036 | 49791 | 50783 | 51650 | 52532
1994 | US | SERC | VACAR | - | DCWTO | Operable Total Internal Capacity | 0 | 48698 | 50417 | 52094 | 52294 | 52780 | 54754 | 56834 | 58529 | 59765 | 61180
1994 | US | SPP | - | - | CWIPP | IPPs | 667 | 667 | 667 | 667 | 667 | 767 | 767 | 767 | 767 | 767 | 767
1994 | US | SPP | - | - | CWT | Total Capacity | 68712 | 69037 | 69617 | 70134 | 70403 | 70725 | 70949 | 72299 | 72546 | 73794 | 74390
1994 | US | SPP | - | - | CWTOC | Total Owned Capacity | 68045 | 68370 | 68950 | 69467 | 69736 | 69958 | 70182 | 71532 | 71779 | 73027 | 73623
1994 | US | SPP | - | - | DCWAJ | Adjustments | 0 | 0 | 0 | 0 | 0 | 0 | 0 | 0 | 0 | 0 | 0
1994 | US | SPP | - | - | DCWFP | Full-Responsibility Purchases (portion of total purchases) | 0 | 2398 | 2403 | 2345 | 2398 | 2405 | 2412 | 2424 | 2328 | 2401 | 2310
1994 | US | SPP | - | - | DCWFS | Full-Responsibility Sales (portion of total sales) | 0 | 1221 | 1243 | 1230 | 1286 | 1216 | 1239 | 1212 | 1095 | 1102 | 1102
1994 | US | SPP | - | - | DCWIC | Inoperable capacity | 0 | 481 | 481 | 481 | 396 | 226 | 226 | 159 | 133 | 133 | 133
1994 | US | SPP | - | - | DCWIN | Internal Demand | 0 | 42414 | 43278 | 44066 | 44766 | 45720 | 46633 | 47505 | 48396 | 49259 | 50088
1994 | US | SPP | - | - | DCWIPP | IPPs | 0 | 667 | 667 | 667 | 667 | 767 | 767 | 767 | 767 | 767 | 767
1994 | US | SPP | - | - | DCWIT | Interruptible Demand | 0 | 1177 | 1218 | 1240 | 1263 | 1301 | 1336 | 1357 | 1374 | 1390 | 1395
1994 | US | SPP | - | - | DCWLM | Direct Control Load Management | 0 | 0 | 0 | 0 | 0 | 0 | 0 | 0 | 0 | 0 | 0
1994 | US | SPP | - | - | DCWNC | Net Capacity Resources | 0 | 68184 | 68572 | 68995 | 69398 | 70211 | 70449 | 71953 | 72239 | 73682 | 74177
1994 | US | SPP | - | - | DCWNI | Projected Net Internal Demand | 0 | 41337 | 42182 | 42948 | 43625 | 44541 | 45419 | 46270 | 47144 | 47991 | 48815
1994 | US | SPP | - | - | DCWNO | Net Operable Capacity | 0 | 67889 | 68469 | 68986 | 69340 | 69732 | 69956 | 71373 | 71646 | 72894 | 73490
1994 | US | SPP | - | - | DCWPU | Purchases | 0 | 6937 | 7061 | 6997 | 7063 | 7028 | 7074 | 5639 | 5425 | 5458 | 5379
1994 | US | SPP | - | - | DCWSA | Sales | 0 | 7309 | 7625 | 7655 | 7672 | 7316 | 7348 | 5826 | 5599 | 5437 | 5459
1994 | US | SPP | - | - | DCWST | Standby Demand | 0 | 100 | 122 | 122 | 122 | 122 | 122 | 122 | 122 | 122 | 122
1994 | US | SPP | - | - | DCWTI | Projected Total Internal Demand | 0 | 42514 | 43400 | 44188 | 44888 | 45842 | 46755 | 47627 | 48518 | 49381 | 50210
1994 | US | SPP | - | - | DCWTO | Operable Total Internal Capacity | 0 | 68370 | 68950 | 69467 | 69736 | 69958 | 70182 | 71532 | 71779 | 73027 | 73623
1994 | US | WECC | - | - | CWIPP | IPPs | 8880 | 9776 | 9901 | 10792 | 12116 | 12120 | 12339 | 12349 | 12419 | 12428 | 12592
1994 | US | WECC | - | - | CWT | Total Capacity | 127394 | 129217 | 131742 | 134053 | 135319 | 137236 | 138460 | 139066 | 140193 | 141023 | 142440
1994 | US | WECC | - | - | CWTOC | Total Owned Capacity | 118514 | 119441 | 121841 | 123261 | 123203 | 125116 | 126121 | 126717 | 127774 | 128595 | 129848
1994 | US | WECC | - | - | DCWAJ | Adjustments | 0 | 0 | 0 | 0 | 0 | 0 | 0 | 0 | 0 | 0 | 0
1994 | US | WECC | - | - | DCWFP | Full-Responsibility Purchases (portion of total purchases) | 0 | 852 | 690 | 633 | 510 | 510 | 560 | 560 | 560 | 560 | 560
1994 | US | WECC | - | - | DCWFS | Full-Responsibility Sales (portion of total sales) | 0 | 170 | 172 | 172 | 50 | 176 | 818 | 818 | 818 | 818 | 1450
1994 | US | WECC | - | - | DCWIC | Inoperable capacity | 0 | 140 | 140 | 140 | 140 | 140 | 140 | 140 | 140 | 140 | 140
1994 | US | WECC | - | - | DCWIN | Internal Demand | 0 | 93877 | 95615 | 96875 | 98684 | 100272 | 101790 | 103328 | 104694 | 106300 | 107801
1994 | US | WECC | - | - | DCWIPP | IPPs | 0 | 9776 | 9901 | 10792 | 12116 | 12120 | 12339 | 12349 | 12419 | 12428 | 12592
1994 | US | WECC | - | - | DCWIT | Interruptible Demand | 0 | 2176 | 2259 | 2112 | 2156 | 2159 | 2155 | 2151 | 2116 | 2112 | 2118
1994 | US | WECC | - | - | DCWLM | Direct Control Load Management | 0 | 4 | 4 | 4 | 4 | 4 | 5 | 5 | 5 | 5 | 5
1994 | US | WECC | - | - | DCWNC | Net Capacity Resources | 0 | 129759 | 132120 | 134374 | 135639 | 137430 | 138062 | 138668 | 139795 | 140625 | 141410
1994 | US | WECC | - | - | DCWNI | Projected Net Internal Demand | 0 | 91697 | 93352 | 94759 | 96524 | 98109 | 99630 | 101172 | 102573 | 104183 | 105678
1994 | US | WECC | - | - | DCWNO | Net Operable Capacity | 0 | 119301 | 121701 | 123121 | 123063 | 124976 | 125981 | 126577 | 127634 | 128455 | 129708
1994 | US | WECC | - | - | DCWPU | Purchases | 0 | 852 | 690 | 633 | 510 | 510 | 560 | 560 | 560 | 560 | 560
1994 | US | WECC | - | - | DCWSA | Sales | 0 | 170 | 172 | 172 | 50 | 176 | 818 | 818 | 818 | 818 | 1450
1994 | US | WECC | - | - | DCWST | Standby Demand | 0 | 0 | 0 | 0 | 0 | 0 | 0 | 0 | 0 | 0 | 0
1994 | US | WECC | - | - | DCWTI | Projected Total Internal Demand | 0 | 93877 | 95615 | 96875 | 98684 | 100272 | 101790 | 103328 | 104694 | 106300 | 107801
1994 | US | WECC | - | - | DCWTO | Operable Total Internal Capacity | 0 | 119441 | 121841 | 123261 | 123203 | 125116 | 126121 | 126717 | 127774 | 128595 | 129848
1994 | US | WECC | AZN | - | CWIPP | IPPs | 0 | 0 | 220 | 220 | 220 | 220 | 236 | 242 | 242 | 263 | 263
1994 | US | WECC | AZN | - | CWT | Total Capacity | 16296 | 16321 | 16467 | 16468 | 16507 | 16534 | 16550 | 16717 | 16824 | 17000 | 17225
1994 | US | WECC | AZN | - | CWTOC | Total Owned Capacity | 16296 | 16321 | 16247 | 16248 | 16287 | 16314 | 16314 | 16475 | 16582 | 16737 | 16962
1994 | US | WECC | AZN | - | DCWAJ | Adjustments | 0 | 4080 | 4233 | 4383 | 4383 | 4383 | 4383 | 4383 | 4383 | 4383 | 4383
1994 | US | WECC | AZN | - | DCWFP | Full-Responsibility Purchases (portion of total purchases) | 0 | 565 | 685 | 610 | 610 | 610 | 660 | 660 | 665 | 660 | 665
1994 | US | WECC | AZN | - | DCWFS | Full-Responsibility Sales (portion of total sales) | 0 | 582 | 568 | 448 | 408 | 408 | 408 | 408 | 307 | 308 | 307
1994 | US | WECC | AZN | - | DCWIC | Inoperable capacity | 0 | 38 | 38 | 38 | 38 | 38 | 38 | 38 | 38 | 38 | 38
1994 | US | WECC | AZN | - | DCWIN | Internal Demand | 0 | 11064 | 11436 | 11723 | 11993 | 12234 | 12485 | 12763 | 12991 | 13246 | 13479
1994 | US | WECC | AZN | - | DCWIPP | IPPs | 0 | 0 | 220 | 220 | 220 | 220 | 236 | 242 | 242 | 263 | 263
1994 | US | WECC | AZN | - | DCWIT | Interruptible Demand | 0 | 796 | 790 | 794 | 798 | 801 | 805 | 807 | 835 | 812 | 842
1994 | US | WECC | AZN | - | DCWLM | Direct Control Load Management | 0 | 2 | 2 | 2 | 2 | 2 | 2 | 2 | 2 | 2 | 2
1994 | US | WECC | AZN | - | DCWNC | Net Capacity Resources | 0 | 16266 | 16336 | 16372 | 16451 | 16478 | 16544 | 16741 | 16954 | 17024 | 17255
1994 | US | WECC | AZN | - | DCWNI | Projected Net Internal Demand | 0 | 10266 | 10644 | 10927 | 11193 | 11431 | 11678 | 11954 | 12154 | 12432 | 12635
1994 | US | WECC | AZN | - | DCWNO | Net Operable Capacity | 0 | 16283 | 16209 | 16210 | 16249 | 16276 | 16276 | 16437 | 16544 | 16699 | 16924
1994 | US | WECC | AZN | - | DCWPU | Purchases | 0 | 1112 | 1232 | 1157 | 1157 | 1157 | 1207 | 1207 | 1212 | 1207 | 1212
1994 | US | WECC | AZN | - | DCWSA | Sales | 0 | 5209 | 5558 | 5598 | 5558 | 5558 | 5558 | 5528 | 5427 | 5528 | 5527
1994 | US | WECC | AZN | - | DCWST | Standby Demand | 0 | 0 | 0 | 0 | 0 | 0 | 0 | 0 | 0 | 0 | 0
1994 | US | WECC | AZN | - | DCWTI | Projected Total Internal Demand | 0 | 11064 | 11436 | 11723 | 11993 | 12234 | 12485 | 12763 | 12991 | 13246 | 13479
1994 | US | WECC | AZN | - | DCWTO | Operable Total Internal Capacity | 0 | 16321 | 16247 | 16248 | 16287 | 16314 | 16314 | 16475 | 16582 | 16737 | 16962
1994 | US | WECC | CNV | - | CWIPP | IPPs | 7283 | 7552 | 7781 | 8052 | 8525 | 8650 | 8852 | 8853 | 8855 | 8857 | 8859
1994 | US | WECC | CNV | - | CWT | Total Capacity | 54427 | 55489 | 56416 | 56975 | 58487 | 59678 | 60654 | 60810 | 61089 | 61279 | 61888
1994 | US | WECC | CNV | - | CWTOC | Total Owned Capacity | 47144 | 47937 | 48635 | 48923 | 49962 | 51028 | 51802 | 51957 | 52234 | 52422 | 53029
1994 | US | WECC | CNV | - | DCWAJ | Adjustments | 0 | -4133 | -4276 | -4276 | -4276 | -4276 | -4276 | -4276 | -4276 | -4276 | -4276
1994 | US | WECC | CNV | - | DCWFP | Full-Responsibility Purchases (portion of total purchases) | 0 | 2681 | 2476 | 2238 | 2168 | 2128 | 2078 | 2078 | 1978 | 1978 | 1978
1994 | US | WECC | CNV | - | DCWFS | Full-Responsibility Sales (portion of total sales) | 0 | 1087 | 1187 | 1175 | 1175 | 1175 | 1175 | 1175 | 1175 | 1175 | 1175
1994 | US | WECC | CNV | - | DCWIC | Inoperable capacity | 0 | 0 | 0 | 0 | 0 | 0 | 0 | 0 | 0 | 0 | 0
1994 | US | WECC | CNV | - | DCWIN | Internal Demand | 0 | 37589 | 38191 | 38731 | 39426 | 39960 | 40471 | 41061 | 41574 | 42199 | 42816
1994 | US | WECC | CNV | - | DCWIPP | IPPs | 0 | 7552 | 7781 | 8052 | 8525 | 8650 | 8852 | 8853 | 8855 | 8857 | 8859
1994 | US | WECC | CNV | - | DCWIT | Interruptible Demand | 0 | 102 | 102 | 76 | 76 | 76 | 76 | 76 | 76 | 76 | 76
1994 | US | WECC | CNV | - | DCWLM | Direct Control Load Management | 0 | 2 | 2 | 2 | 2 | 2 | 2 | 3 | 3 | 3 | 3
1994 | US | WECC | CNV | - | DCWNC | Net Capacity Resources | 0 | 57160 | 58033 | 58616 | 59611 | 60711 | 61592 | 61778 | 62038 | 62367 | 62986
1994 | US | WECC | CNV | - | DCWNI | Projected Net Internal Demand | 0 | 37485 | 38087 | 38653 | 39348 | 39882 | 40393 | 40982 | 41495 | 42120 | 42737
1994 | US | WECC | CNV | - | DCWNO | Net Operable Capacity | 0 | 47937 | 48635 | 48923 | 49962 | 51028 | 51802 | 51957 | 52234 | 52422 | 53029
1994 | US | WECC | CNV | - | DCWPU | Purchases | 0 | 7450 | 7639 | 7651 | 7134 | 7043 | 6948 | 6978 | 6959 | 7098 | 7108
1994 | US | WECC | CNV | - | DCWSA | Sales | 0 | 1646 | 1746 | 1734 | 1734 | 1734 | 1734 | 1734 | 1734 | 1734 | 1734
1994 | US | WECC | CNV | - | DCWST | Standby Demand | 0 | 0 | 0 | 0 | 0 | 0 | 0 | 0 | 0 | 0 | 0
1994 | US | WECC | CNV | - | DCWTI | Projected Total Internal Demand | 0 | 37589 | 38191 | 38731 | 39426 | 39960 | 40471 | 41061 | 41574 | 42199 | 42816
1994 | US | WECC | CNV | - | DCWTO | Operable Total Internal Capacity | 0 | 47937 | 48635 | 48923 | 49962 | 51028 | 51802 | 51957 | 52234 | 52422 | 53029
1994 | US | WECC | NWPP | - | CWIPP | IPPs | 1089 | 1349 | 1551 | 2527 | 2571 | 2573 | 2575 | 2577 | 2629 | 2631 | 2781
1994 | US | WECC | NWPP | - | CWT | Total Capacity | 45838 | 46552 | 47265 | 49087 | 49610 | 49657 | 50107 | 50231 | 50455 | 50548 | 51621
1994 | US | WECC | NWPP | - | CWTOC | Total Owned Capacity | 44749 | 45203 | 45714 | 46560 | 47039 | 47084 | 47532 | 47654 | 47826 | 47917 | 48840
1994 | US | WECC | NWPP | - | DCWAJ | Adjustments | 0 | -515 | -525 | -675 | -675 | -675 | -675 | -675 | -675 | -675 | -675
1994 | US | WECC | NWPP | - | DCWFP | Full-Responsibility Purchases (portion of total purchases) | 0 | 2316 | 2066 | 2165 | 2165 | 2165 | 2165 | 2165 | 2165 | 2165 | 2165
1994 | US | WECC | NWPP | - | DCWFS | Full-Responsibility Sales (portion of total sales) | 0 | 2211 | 2123 | 2173 | 2173 | 2299 | 2891 | 2891 | 2891 | 2891 | 3523
1994 | US | WECC | NWPP | - | DCWIC | Inoperable capacity | 0 | 45 | 45 | 45 | 45 | 45 | 45 | 45 | 45 | 45 | 45
1994 | US | WECC | NWPP | - | DCWIN | Internal Demand | 0 | 39951 | 40435 | 40796 | 41220 | 41911 | 42458 | 42973 | 43383 | 43933 | 44496
1994 | US | WECC | NWPP | - | DCWIPP | IPPs | 0 | 1349 | 1551 | 2527 | 2571 | 2573 | 2575 | 2577 | 2629 | 2631 | 2781
1994 | US | WECC | NWPP | - | DCWIT | Interruptible Demand | 0 | 1187 | 1134 | 1064 | 1069 | 1061 | 1048 | 1039 | 997 | 988 | 987
1994 | US | WECC | NWPP | - | DCWLM | Direct Control Load Management | 0 | 0 | 0 | 0 | 0 | 0 | 0 | 0 | 0 | 0 | 0
1994 | US | WECC | NWPP | - | DCWNC | Net Capacity Resources | 0 | 46612 | 47163 | 49034 | 49557 | 49478 | 49336 | 49460 | 49684 | 49777 | 50218
1994 | US | WECC | NWPP | - | DCWNI | Projected Net Internal Demand | 0 | 38764 | 39301 | 39732 | 40151 | 40850 | 41410 | 41934 | 42386 | 42945 | 43509
1994 | US | WECC | NWPP | - | DCWNO | Net Operable Capacity | 0 | 45158 | 45669 | 46515 | 46994 | 47039 | 47487 | 47609 | 47781 | 47872 | 48795
1994 | US | WECC | NWPP | - | DCWPU | Purchases | 0 | 3340 | 3100 | 3349 | 3349 | 3349 | 3349 | 3349 | 3349 | 3349 | 3349
1994 | US | WECC | NWPP | - | DCWSA | Sales | 0 | 2720 | 2632 | 2682 | 2682 | 2808 | 3400 | 3400 | 3400 | 3400 | 4032
1994 | US | WECC | NWPP | - | DCWST | Standby Demand | 0 | 0 | 0 | 0 | 0 | 0 | 0 | 0 | 0 | 0 | 0
1994 | US | WECC | NWPP | - | DCWTI | Projected Total Internal Demand | 0 | 39951 | 40435 | 40796 | 41220 | 41911 | 42458 | 42973 | 43383 | 43933 | 44496
1994 | US | WECC | NWPP | - | DCWTO | Operable Total Internal Capacity | 0 | 45203 | 45714 | 46560 | 47039 | 47084 | 47532 | 47654 | 47826 | 47917 | 48840
1994 | US | WECC | RMPA | - | CWIPP | IPPs | 250 | 622 | 627 | 627 | 627 | 627 | 627 | 627 | 627 | 627 | 627
1994 | US | WECC | RMPA | - | CWT | Total Capacity | 9555 | 9912 | 9917 | 10152 | 10232 | 10438 | 10677 | 10677 | 11237 | 11236 | 11342
1994 | US | WECC | RMPA | - | CWTOC | Total Owned Capacity | 9305 | 9290 | 9290 | 9525 | 9605 | 9811 | 10050 | 10050 | 10610 | 10609 | 10715
1994 | US | WECC | RMPA | - | DCWAJ | Adjustments | 0 | 568 | 568 | 568 | 568 | 568 | 568 | 568 | 568 | 569 | 568
1994 | US | WECC | RMPA | - | DCWFP | Full-Responsibility Purchases (portion of total purchases) | 0 | 371 | 381 | 351 | 351 | 351 | 351 | 351 | 351 | 351 | 351
1994 | US | WECC | RMPA | - | DCWFS | Full-Responsibility Sales (portion of total sales) | 0 | 1042 | 1042 | 1042 | 1043 | 1043 | 1043 | 1043 | 1043 | 1043 | 1043
1994 | US | WECC | RMPA | - | DCWIC | Inoperable capacity | 0 | 57 | 57 | 57 | 57 | 57 | 57 | 57 | 57 | 57 | 57
1994 | US | WECC | RMPA | - | DCWIN | Internal Demand | 0 | 6630 | 6724 | 6822 | 7076 | 7210 | 7345 | 7490 | 7636 | 7769 | 7887
1994 | US | WECC | RMPA | - | DCWIPP | IPPs | 0 | 622 | 627 | 627 | 627 | 627 | 627 | 627 | 627 | 627 | 627
1994 | US | WECC | RMPA | - | DCWIT | Interruptible Demand | 0 | 234 | 237 | 232 | 236 | 245 | 253 | 260 | 263 | 266 | 271
1994 | US | WECC | RMPA | - | DCWLM | Direct Control Load Management | 0 | 0 | 0 | 0 | 0 | 0 | 0 | 0 | 0 | 0 | 0
1994 | US | WECC | RMPA | - | DCWNC | Net Capacity Resources | 0 | 9225 | 9240 | 9445 | 9524 | 9730 | 9969 | 9969 | 10529 | 10528 | 10634
1994 | US | WECC | RMPA | - | DCWNI | Projected Net Internal Demand | 0 | 6396 | 6487 | 6590 | 6840 | 6965 | 7092 | 7230 | 7373 | 7503 | 7616
1994 | US | WECC | RMPA | - | DCWNO | Net Operable Capacity | 0 | 9233 | 9233 | 9468 | 9548 | 9754 | 9993 | 9993 | 10553 | 10552 | 10658
1994 | US | WECC | RMPA | - | DCWPU | Purchases | 0 | 476 | 486 | 456 | 456 | 456 | 456 | 456 | 456 | 456 | 456
1994 | US | WECC | RMPA | - | DCWSA | Sales | 0 | 1674 | 1674 | 1674 | 1675 | 1675 | 1675 | 1675 | 1675 | 1676 | 1675
1994 | US | WECC | RMPA | - | DCWST | Standby Demand | 0 | 0 | 0 | 0 | 0 | 0 | 0 | 0 | 0 | 0 | 0
1994 | US | WECC | RMPA | - | DCWTI | Projected Total Internal Demand | 0 | 6630 | 6724 | 6822 | 7076 | 7210 | 7345 | 7490 | 7636 | 7769 | 7887
1994 | US | WECC | RMPA | - | DCWTO | Operable Total Internal Capacity | 0 | 9290 | 9290 | 9525 | 9605 | 9811 | 10050 | 10050 | 10610 | 10609 | 10715
1995 | CA | MRO | - | - | CWIPP | IPPs | 0 | 0 | 0 | 0 | 0 | 0 | 0 | 0 | 0 | 0 | 0
1995 | CA | MRO | - | - | CWT | Total Capacity | 8105 | 8055 | 7935 | 7935 | 7935 | 7985 | 7985 | 7985 | 7985 | 7985 | 8035
1995 | CA | MRO | - | - | CWTOC | Total Owned Capacity | 8105 | 8055 | 7935 | 7935 | 7935 | 7985 | 7985 | 7985 | 7985 | 7985 | 8035
1995 | CA | MRO | - | - | DCWAJ | Adjustments | 0 | 0 | 0 | 0 | 0 | 0 | 0 | 0 | 0 | 0 | 0
1995 | CA | MRO | - | - | DCWFP | Full-Responsibility Purchases (portion of total purchases) | 0 | 125 | 125 | 125 | 125 | 125 | 125 | 125 | 125 | 125 | 125
1995 | CA | MRO | - | - | DCWFS | Full-Responsibility Sales (portion of total sales) | 0 | 0 | 0 | 0 | 200 | 200 | 200 | 200 | 200 | 0 | 0
1995 | CA | MRO | - | - | DCWIC | Inoperable capacity | 0 | 0 | 0 | 0 | 0 | 0 | 0 | 0 | 0 | 0 | 0
1995 | CA | MRO | - | - | DCWIN | Internal Demand | 0 | 6267 | 6351 | 6474 | 6525 | 6587 | 6676 | 6714 | 6797 | 6820 | 6910
1995 | CA | MRO | - | - | DCWIPP | IPPs | 0 | 0 | 0 | 0 | 0 | 0 | 0 | 0 | 0 | 0 | 0
1995 | CA | MRO | - | - | DCWIT | Interruptible Demand | 0 | 187 | 194 | 200 | 206 | 198 | 196 | 202 | 202 | 202 | 202
1995 | CA | MRO | - | - | DCWLM | Direct Control Load Management | 0 | 0 | 0 | 0 | 0 | 0 | 0 | 0 | 0 | 0 | 0
1995 | CA | MRO | - | - | DCWNC | Net Capacity Resources | 0 | 8180 | 8060 | 8060 | 7860 | 7910 | 7910 | 7910 | 7910 | 8110 | 8160
1995 | CA | MRO | - | - | DCWNI | Projected Net Internal Demand | 0 | 6080 | 6157 | 6274 | 6319 | 6389 | 6480 | 6512 | 6595 | 6618 | 6708
1995 | CA | MRO | - | - | DCWNO | Net Operable Capacity | 0 | 8055 | 7935 | 7935 | 7935 | 7985 | 7985 | 7985 | 7985 | 7985 | 8035
1995 | CA | MRO | - | - | DCWPU | Purchases | 0 | 125 | 125 | 125 | 125 | 125 | 125 | 125 | 125 | 125 | 125
1995 | CA | MRO | - | - | DCWSA | Sales | 0 | 0 | 0 | 0 | 200 | 200 | 200 | 200 | 200 | 0 | 0
1995 | CA | MRO | - | - | DCWST | Standby Demand | 0 | 0 | 0 | 0 | 0 | 0 | 0 | 0 | 0 | 0 | 0
1995 | CA | MRO | - | - | DCWTI | Projected Total Internal Demand | 0 | 6267 | 6351 | 6474 | 6525 | 6587 | 6676 | 6714 | 6797 | 6820 | 6910
1995 | CA | MRO | - | - | DCWTO | Operable Total Internal Capacity | 0 | 8055 | 7935 | 7935 | 7935 | 7985 | 7985 | 7985 | 7985 | 7985 | 8035
1995 | CA | NPCC | - | - | CWIPP | IPPs | 1048 | 1336 | 1806 | 1946 | 1946 | 1943 | 1943 | 1943 | 1943 | 1943 | 1943
1995 | CA | NPCC | - | - | CWT | Total Capacity | 71979 | 71263 | 72112 | 72331 | 72412 | 72462 | 72501 | 73426 | 74019 | 74898 | 75405
1995 | CA | NPCC | - | - | CWTOC | Total Owned Capacity | 70931 | 69927 | 70306 | 70385 | 70466 | 70519 | 70558 | 71483 | 72076 | 72955 | 73462
1995 | CA | NPCC | - | - | DCWAJ | Adjustments | 0 | -12 | -12 | -12 | -12 | -12 | -12 | -12 | -12 | -12 | -12
1995 | CA | NPCC | - | - | DCWFP | Full-Responsibility Purchases (portion of total purchases) | 0 | 0 | 0 | 0 | 0 | 0 | 0 | 0 | 0 | 0 | 0
1995 | CA | NPCC | - | - | DCWFS | Full-Responsibility Sales (portion of total sales) | 0 | 462 | 502 | 502 | 403 | 403 | 373 | 398 | 299 | 299 | 299
1995 | CA | NPCC | - | - | DCWIC | Inoperable capacity | 0 | 4737 | 4737 | 4737 | 4737 | 5506 | 5506 | 5011 | 5011 | 5011 | 5011
1995 | CA | NPCC | - | - | DCWIN | Internal Demand | 0 | 60149 | 61484 | 63343 | 64746 | 65695 | 66620 | 67660 | 68715 | 69646 | 70542
1995 | CA | NPCC | - | - | DCWIPP | IPPs | 0 | 1336 | 1806 | 1946 | 1946 | 1943 | 1943 | 1943 | 1943 | 1943 | 1943
1995 | CA | NPCC | - | - | DCWIT | Interruptible Demand | 0 | 3375 | 3513 | 3597 | 3644 | 3648 | 3634 | 3640 | 3639 | 3640 | 3640
1995 | CA | NPCC | - | - | DCWLM | Direct Control Load Management | 0 | 0 | 0 | 0 | 0 | 0 | 0 | 0 | 0 | 0 | 0
1995 | CA | NPCC | - | - | DCWNC | Net Capacity Resources | 0 | 72215 | 72989 | 73198 | 73623 | 73109 | 73148 | 74538 | 75100 | 75774 | 76276
1995 | CA | NPCC | - | - | DCWNI | Projected Net Internal Demand | 0 | 56774 | 57971 | 59746 | 61102 | 62047 | 62986 | 64020 | 65076 | 66006 | 66902
1995 | CA | NPCC | - | - | DCWNO | Net Operable Capacity | 0 | 65190 | 65569 | 65648 | 65729 | 65013 | 65052 | 66472 | 67065 | 67944 | 68451
1995 | CA | NPCC | - | - | DCWPU | Purchases | 0 | 6543 | 6538 | 6528 | 6773 | 6968 | 6958 | 6953 | 6823 | 6618 | 6613
1995 | CA | NPCC | - | - | DCWSA | Sales | 0 | 842 | 912 | 912 | 813 | 803 | 793 | 818 | 719 | 719 | 719
1995 | CA | NPCC | - | - | DCWST | Standby Demand | 0 | 0 | 0 | 0 | 0 | 0 | 0 | 0 | 0 | 0 | 0
1995 | CA | NPCC | - | - | DCWTI | Projected Total Internal Demand | 0 | 60149 | 61484 | 63343 | 64746 | 65695 | 66620 | 67660 | 68715 | 69646 | 70542
1995 | CA | NPCC | - | - | DCWTO | Operable Total Internal Capacity | 0 | 69927 | 70306 | 70385 | 70466 | 70519 | 70558 | 71483 | 72076 | 72955 | 73462
1995 | CA | NPCC | Maritimes | Maritimes | CWIPP | IPPs | 13 | 37 | 91 | 91 | 91 | 86 | 86 | 86 | 86 | 86 | 86
1995 | CA | NPCC | Maritimes | Maritimes | CWT | Total Capacity | 6441 | 6439 | 6493 | 6493 | 6493 | 6488 | 6488 | 6544 | 6568 | 6568 | 6685
1995 | CA | NPCC | Maritimes | Maritimes | CWTOC | Total Owned Capacity | 6428 | 6402 | 6402 | 6402 | 6402 | 6402 | 6402 | 6458 | 6482 | 6482 | 6599
1995 | CA | NPCC | Maritimes | Maritimes | DCWAJ | Adjustments | 0 | -12 | -12 | -12 | -12 | -12 | -12 | -12 | -12 | -12 | -12
1995 | CA | NPCC | Maritimes | Maritimes | DCWFP | Full-Responsibility Purchases (portion of total purchases) | 0 | 0 | 0 | 0 | 0 | 0 | 0 | 0 | 0 | 0 | 0
1995 | CA | NPCC | Maritimes | Maritimes | DCWFS | Full-Responsibility Sales (portion of total sales) | 0 | 462 | 502 | 502 | 403 | 403 | 373 | 398 | 299 | 299 | 299
1995 | CA | NPCC | Maritimes | Maritimes | DCWIC | Inoperable capacity | 0 | 0 | 0 | 0 | 0 | 0 | 0 | 0 | 0 | 0 | 0
1995 | CA | NPCC | Maritimes | Maritimes | DCWIN | Internal Demand | 0 | 4952 | 5022 | 5093 | 5182 | 5278 | 5377 | 5472 | 5570 | 5673 | 5781
1995 | CA | NPCC | Maritimes | Maritimes | DCWIPP | IPPs | 0 | 37 | 91 | 91 | 91 | 86 | 86 | 86 | 86 | 86 | 86
1995 | CA | NPCC | Maritimes | Maritimes | DCWIT | Interruptible Demand | 0 | 332 | 335 | 338 | 342 | 346 | 352 | 358 | 367 | 378 | 388
1995 | CA | NPCC | Maritimes | Maritimes | DCWLM | Direct Control Load Management | 0 | 0 | 0 | 0 | 0 | 0 | 0 | 0 | 0 | 0 | 0
1995 | CA | NPCC | Maritimes | Maritimes | DCWNC | Net Capacity Resources | 0 | 6018 | 6037 | 6037 | 6141 | 6141 | 6171 | 6207 | 6310 | 6315 | 6437
1995 | CA | NPCC | Maritimes | Maritimes | DCWNI | Projected Net Internal Demand | 0 | 4620 | 4687 | 4755 | 4840 | 4932 | 5025 | 5114 | 5203 | 5295 | 5393
1995 | CA | NPCC | Maritimes | Maritimes | DCWNO | Net Operable Capacity | 0 | 6402 | 6402 | 6402 | 6402 | 6402 | 6402 | 6458 | 6482 | 6482 | 6599
1995 | CA | NPCC | Maritimes | Maritimes | DCWPU | Purchases | 0 | 53 | 58 | 58 | 63 | 68 | 68 | 73 | 53 | 58 | 63
1995 | CA | NPCC | Maritimes | Maritimes | DCWSA | Sales | 0 | 462 | 502 | 502 | 403 | 403 | 373 | 398 | 299 | 299 | 299
1995 | CA | NPCC | Maritimes | Maritimes | DCWST | Standby Demand | 0 | 0 | 0 | 0 | 0 | 0 | 0 | 0 | 0 | 0 | 0
1995 | CA | NPCC | Maritimes | Maritimes | DCWTI | Projected Total Internal Demand | 0 | 4952 | 5022 | 5093 | 5182 | 5278 | 5377 | 5472 | 5570 | 5673 | 5781
1995 | CA | NPCC | Maritimes | Maritimes | DCWTO | Operable Total Internal Capacity | 0 | 6402 | 6402 | 6402 | 6402 | 6402 | 6402 | 6458 | 6482 | 6482 | 6599
1995 | CA | NPCC | Ontario | Ontario | CWIPP | IPPs | 922 | 1059 | 1385 | 1485 | 1485 | 1487 | 1487 | 1487 | 1487 | 1487 | 1487
1995 | CA | NPCC | Ontario | Ontario | CWT | Total Capacity | 34204 | 34144 | 34489 | 34628 | 34659 | 34694 | 34713 | 34732 | 34751 | 34770 | 34770
1995 | CA | NPCC | Ontario | Ontario | CWTOC | Total Owned Capacity | 33282 | 33085 | 33104 | 33143 | 33174 | 33207 | 33226 | 33245 | 33264 | 33283 | 33283
1995 | CA | NPCC | Ontario | Ontario | DCWAJ | Adjustments | 0 | 0 | 0 | 0 | 0 | 0 | 0 | 0 | 0 | 0 | 0
1995 | CA | NPCC | Ontario | Ontario | DCWFP | Full-Responsibility Purchases (portion of total purchases) | 0 | 0 | 0 | 0 | 0 | 0 | 0 | 0 | 0 | 0 | 0
1995 | CA | NPCC | Ontario | Ontario | DCWFS | Full-Responsibility Sales (portion of total sales) | 0 | 0 | 0 | 0 | 0 | 0 | 0 | 0 | 0 | 0 | 0
1995 | CA | NPCC | Ontario | Ontario | DCWIC | Inoperable capacity | 0 | 4737 | 4737 | 4737 | 4737 | 5506 | 5506 | 5011 | 5011 | 5011 | 5011
1995 | CA | NPCC | Ontario | Ontario | DCWIN | Internal Demand | 0 | 23297 | 23962 | 24450 | 24874 | 25247 | 25593 | 25948 | 26275 | 26653 | 26981
1995 | CA | NPCC | Ontario | Ontario | DCWIPP | IPPs | 0 | 1059 | 1385 | 1485 | 1485 | 1487 | 1487 | 1487 | 1487 | 1487 | 1487
1995 | CA | NPCC | Ontario | Ontario | DCWIT | Interruptible Demand | 0 | 663 | 668 | 679 | 682 | 682 | 682 | 682 | 682 | 682 | 682
1995 | CA | NPCC | Ontario | Ontario | DCWLM | Direct Control Load Management | 0 | 0 | 0 | 0 | 0 | 0 | 0 | 0 | 0 | 0 | 0
1995 | CA | NPCC | Ontario | Ontario | DCWNC | Net Capacity Resources | 0 | 29407 | 29752 | 29891 | 30122 | 29388 | 29407 | 29921 | 29940 | 29759 | 29759
1995 | CA | NPCC | Ontario | Ontario | DCWNI | Projected Net Internal Demand | 0 | 22634 | 23294 | 23771 | 24192 | 24565 | 24911 | 25266 | 25593 | 25971 | 26299
1995 | CA | NPCC | Ontario | Ontario | DCWNO | Net Operable Capacity | 0 | 28348 | 28367 | 28406 | 28437 | 27701 | 27720 | 28234 | 28253 | 28272 | 28272
1995 | CA | NPCC | Ontario | Ontario | DCWPU | Purchases | 0 | 0 | 0 | 0 | 200 | 200 | 200 | 200 | 200 | 0 | 0
1995 | CA | NPCC | Ontario | Ontario | DCWSA | Sales | 0 | 0 | 0 | 0 | 0 | 0 | 0 | 0 | 0 | 0 | 0
1995 | CA | NPCC | Ontario | Ontario | DCWST | Standby Demand | 0 | 0 | 0 | 0 | 0 | 0 | 0 | 0 | 0 | 0 | 0
1995 | CA | NPCC | Ontario | Ontario | DCWTI | Projected Total Internal Demand | 0 | 23297 | 23962 | 24450 | 24874 | 25247 | 25593 | 25948 | 26275 | 26653 | 26981
1995 | CA | NPCC | Ontario | Ontario | DCWTO | Operable Total Internal Capacity | 0 | 33085 | 33104 | 33143 | 33174 | 33207 | 33226 | 33245 | 33264 | 33283 | 33283
1995 | CA | NPCC | Quebec | Quebec | CWIPP | IPPs | 113 | 240 | 330 | 370 | 370 | 370 | 370 | 370 | 370 | 370 | 370
1995 | CA | NPCC | Quebec | Quebec | CWT | Total Capacity | 31334 | 30680 | 31130 | 31210 | 31260 | 31280 | 31300 | 32150 | 32700 | 33560 | 33950
1995 | CA | NPCC | Quebec | Quebec | CWTOC | Total Owned Capacity | 31221 | 30440 | 30800 | 30840 | 30890 | 30910 | 30930 | 31780 | 32330 | 33190 | 33580
1995 | CA | NPCC | Quebec | Quebec | DCWAJ | Adjustments | 0 | 0 | 0 | 0 | 0 | 0 | 0 | 0 | 0 | 0 | 0
1995 | CA | NPCC | Quebec | Quebec | DCWFP | Full-Responsibility Purchases (portion of total purchases) | 0 | 0 | 0 | 0 | 0 | 0 | 0 | 0 | 0 | 0 | 0
1995 | CA | NPCC | Quebec | Quebec | DCWFS | Full-Responsibility Sales (portion of total sales) | 0 | 0 | 0 | 0 | 0 | 0 | 0 | 0 | 0 | 0 | 0
1995 | CA | NPCC | Quebec | Quebec | DCWIC | Inoperable capacity | 0 | 0 | 0 | 0 | 0 | 0 | 0 | 0 | 0 | 0 | 0
1995 | CA | NPCC | Quebec | Quebec | DCWIN | Internal Demand | 0 | 31900 | 32500 | 33800 | 34690 | 35170 | 35650 | 36240 | 36870 | 37320 | 37780
1995 | CA | NPCC | Quebec | Quebec | DCWIPP | IPPs | 0 | 240 | 330 | 370 | 370 | 370 | 370 | 370 | 370 | 370 | 370
1995 | CA | NPCC | Quebec | Quebec | DCWIT | Interruptible Demand | 0 | 2380 | 2510 | 2580 | 2620 | 2620 | 2600 | 2600 | 2590 | 2580 | 2570
1995 | CA | NPCC | Quebec | Quebec | DCWLM | Direct Control Load Management | 0 | 0 | 0 | 0 | 0 | 0 | 0 | 0 | 0 | 0 | 0
1995 | CA | NPCC | Quebec | Quebec | DCWNC | Net Capacity Resources | 0 | 36790 | 37200 | 37270 | 37360 | 37580 | 37570 | 38410 | 38850 | 39700 | 40080
1995 | CA | NPCC | Quebec | Quebec | DCWNI | Projected Net Internal Demand | 0 | 29520 | 29990 | 31220 | 32070 | 32550 | 33050 | 33640 | 34280 | 34740 | 35210
1995 | CA | NPCC | Quebec | Quebec | DCWNO | Net Operable Capacity | 0 | 30440 | 30800 | 30840 | 30890 | 30910 | 30930 | 31780 | 32330 | 33190 | 33580
1995 | CA | NPCC | Quebec | Quebec | DCWPU | Purchases | 0 | 6490 | 6480 | 6470 | 6510 | 6700 | 6690 | 6680 | 6570 | 6560 | 6550
1995 | CA | NPCC | Quebec | Quebec | DCWSA | Sales | 0 | 380 | 410 | 410 | 410 | 400 | 420 | 420 | 420 | 420 | 420
1995 | CA | NPCC | Quebec | Quebec | DCWST | Standby Demand | 0 | 0 | 0 | 0 | 0 | 0 | 0 | 0 | 0 | 0 | 0
1995 | CA | NPCC | Quebec | Quebec | DCWTI | Projected Total Internal Demand | 0 | 31900 | 32500 | 33800 | 34690 | 35170 | 35650 | 36240 | 36870 | 37320 | 37780
1995 | CA | NPCC | Quebec | Quebec | DCWTO | Operable Total Internal Capacity | 0 | 30440 | 30800 | 30840 | 30890 | 30910 | 30930 | 31780 | 32330 | 33190 | 33580
1995 | CA | WECC | - | - | CWIPP | IPPs | 390 | 412 | 314 | 884 | 884 | 884 | 884 | 884 | 884 | 884 | 884
1995 | CA | WECC | - | - | CWT | Total Capacity | 19484 | 19508 | 19448 | 20024 | 20025 | 20012 | 20102 | 20502 | 20502 | 20520 | 20520
1995 | CA | WECC | - | - | CWTOC | Total Owned Capacity | 19094 | 19096 | 19134 | 19140 | 19141 | 19128 | 19218 | 19618 | 19618 | 19636 | 19636
1995 | CA | WECC | - | - | DCWAJ | Adjustments | 0 | 0 | 0 | 0 | 0 | 0 | 0 | 0 | 0 | 0 | 0
1995 | CA | WECC | - | - | DCWFP | Full-Responsibility Purchases (portion of total purchases) | 0 | 0 | 0 | 0 | 86 | 521 | 521 | 521 | 521 | 950 | 950
1995 | CA | WECC | - | - | DCWFS | Full-Responsibility Sales (portion of total sales) | 0 | 149 | 149 | 144 | 144 | 144 | 144 | 144 | 144 | 144 | 144
1995 | CA | WECC | - | - | DCWIC | Inoperable capacity | 0 | 0 | 0 | 0 | 0 | 0 | 0 | 0 | 0 | 0 | 0
1995 | CA | WECC | - | - | DCWIN | Internal Demand | 0 | 16462 | 16839 | 17170 | 17537 | 17778 | 18182 | 18530 | 18833 | 19221 | 19581
1995 | CA | WECC | - | - | DCWIPP | IPPs | 0 | 412 | 314 | 884 | 884 | 884 | 884 | 884 | 884 | 884 | 884
1995 | CA | WECC | - | - | DCWIT | Interruptible Demand | 0 | 591 | 599 | 609 | 618 | 591 | 573 | 552 | 537 | 510 | 507
1995 | CA | WECC | - | - | DCWLM | Direct Control Load Management | 0 | 0 | 0 | 0 | 0 | 0 | 0 | 0 | 0 | 0 | 0
1995 | CA | WECC | - | - | DCWNC | Net Capacity Resources | 0 | 19359 | 19299 | 19880 | 19967 | 20389 | 20479 | 20879 | 20879 | 21326 | 21326
1995 | CA | WECC | - | - | DCWNI | Projected Net Internal Demand | 0 | 15871 | 16240 | 16561 | 16919 | 17187 | 17609 | 17978 | 18296 | 18711 | 19074
1995 | CA | WECC | - | - | DCWNO | Net Operable Capacity | 0 | 19096 | 19134 | 19140 | 19141 | 19128 | 19218 | 19618 | 19618 | 19636 | 19636
1995 | CA | WECC | - | - | DCWPU | Purchases | 0 | 0 | 0 | 0 | 86 | 521 | 521 | 521 | 521 | 950 | 950
1995 | CA | WECC | - | - | DCWSA | Sales | 0 | 149 | 149 | 144 | 144 | 144 | 144 | 144 | 144 | 144 | 144
1995 | CA | WECC | - | - | DCWST | Standby Demand | 0 | 0 | 0 | 0 | 0 | 0 | 0 | 0 | 0 | 0 | 0
1995 | CA | WECC | - | - | DCWTI | Projected Total Internal Demand | 0 | 16462 | 16839 | 17170 | 17537 | 17778 | 18182 | 18530 | 18833 | 19221 | 19581
1995 | CA | WECC | - | - | DCWTO | Operable Total Internal Capacity | 0 | 19096 | 19134 | 19140 | 19141 | 19128 | 19218 | 19618 | 19618 | 19636 | 19636
1995 | MX | WECC | CA-MX | - | CWIPP | IPPs | 0 | 0 | 0 | 0 | 0 | 0 | 0 | 0 | 0 | 0 | 0
1995 | MX | WECC | CA-MX | - | CWT | Total Capacity | 1338 | 1338 | 1506 | 1674 | 1674 | 1774 | 1974 | 2074 | 2074 | 2074 | 2074
1995 | MX | WECC | CA-MX | - | CWTOC | Total Owned Capacity | 1338 | 1338 | 1506 | 1674 | 1674 | 1774 | 1974 | 2074 | 2074 | 2074 | 2074
1995 | MX | WECC | CA-MX | - | DCWAJ | Adjustments | 0 | 0 | 0 | 0 | 0 | 0 | 0 | 0 | 0 | 0 | 0
1995 | MX | WECC | CA-MX | - | DCWFP | Full-Responsibility Purchases (portion of total purchases) | 0 | 0 | 0 | 0 | 0 | 0 | 0 | 0 | 0 | 0 | 0
1995 | MX | WECC | CA-MX | - | DCWFS | Full-Responsibility Sales (portion of total sales) | 0 | 220 | 70 | 0 | 0 | 0 | 0 | 0 | 0 | 0 | 0
1995 | MX | WECC | CA-MX | - | DCWIC | Inoperable capacity | 0 | 0 | 0 | 0 | 0 | 0 | 0 | 0 | 0 | 0 | 0
1995 | MX | WECC | CA-MX | - | DCWIN | Internal Demand | 0 | 765 | 840 | 912 | 974 | 1041 | 1112 | 1192 | 1278 | 1369 | 1467
1995 | MX | WECC | CA-MX | - | DCWIPP | IPPs | 0 | 0 | 0 | 0 | 0 | 0 | 0 | 0 | 0 | 0 | 0
1995 | MX | WECC | CA-MX | - | DCWIT | Interruptible Demand | 0 | 0 | 0 | 0 | 0 | 0 | 0 | 0 | 0 | 0 | 0
1995 | MX | WECC | CA-MX | - | DCWLM | Direct Control Load Management | 0 | 0 | 0 | 0 | 0 | 0 | 0 | 0 | 0 | 0 | 0
1995 | MX | WECC | CA-MX | - | DCWNC | Net Capacity Resources | 0 | 1118 | 1436 | 1674 | 1674 | 1774 | 1974 | 2074 | 2074 | 2074 | 2074
1995 | MX | WECC | CA-MX | - | DCWNI | Projected Net Internal Demand | 0 | 765 | 840 | 912 | 974 | 1041 | 1112 | 1192 | 1278 | 1369 | 1467
1995 | MX | WECC | CA-MX | - | DCWNO | Net Operable Capacity | 0 | 1338 | 1506 | 1674 | 1674 | 1774 | 1974 | 2074 | 2074 | 2074 | 2074
1995 | MX | WECC | CA-MX | - | DCWPU | Purchases | 0 | 0 | 0 | 0 | 0 | 0 | 0 | 0 | 0 | 0 | 0
1995 | MX | WECC | CA-MX | - | DCWSA | Sales | 0 | 220 | 70 | 0 | 0 | 0 | 0 | 0 | 0 | 0 | 0
1995 | MX | WECC | CA-MX | - | DCWST | Standby Demand | 0 | 0 | 0 | 0 | 0 | 0 | 0 | 0 | 0 | 0 | 0
1995 | MX | WECC | CA-MX | - | DCWTI | Projected Total Internal Demand | 0 | 765 | 840 | 912 | 974 | 1041 | 1112 | 1192 | 1278 | 1369 | 1467
1995 | MX | WECC | CA-MX | - | DCWTO | Operable Total Internal Capacity | 0 | 1338 | 1506 | 1674 | 1674 | 1774 | 1974 | 2074 | 2074 | 2074 | 2074
1995 | US | ECAR | - | - | CWIPP | IPPs | 1559 | 2057 | 2129 | 2203 | 2203 | 3178 | 3435 | 3849 | 4247 | 4488 | 4488
1995 | US | ECAR | - | - | CWT | Total Capacity | 103686 | 105083 | 106000 | 106400 | 107727 | 110197 | 111772 | 114083 | 115835 | 117309 | 118240
1995 | US | ECAR | - | - | CWTOC | Total Owned Capacity | 102127 | 103026 | 103871 | 104197 | 105524 | 107019 | 108337 | 110234 | 111588 | 112821 | 113752
1995 | US | ECAR | - | - | DCWAJ | Adjustments | 0 | 0 | 0 | 0 | 0 | 0 | 0 | 0 | 0 | 0 | 0
1995 | US | ECAR | - | - | DCWFP | Full-Responsibility Purchases (portion of total purchases) | 0 | 360 | 726 | 874 | 1034 | 360 | 360 | 381 | 381 | 381 | 381
1995 | US | ECAR | - | - | DCWFS | Full-Responsibility Sales (portion of total sales) | 0 | 811 | 1111 | 1111 | 1111 | 1066 | 1066 | 1066 | 966 | 966 | 966
1995 | US | ECAR | - | - | DCWIC | Inoperable capacity | 0 | 0 | 0 | 0 | 0 | 0 | 0 | 0 | 0 | 0 | 0
1995 | US | ECAR | - | - | DCWIN | Internal Demand | 0 | 80789 | 82003 | 83293 | 84583 | 86716 | 86923 | 88188 | 89399 | 90712 | 91995
1995 | US | ECAR | - | - | DCWIPP | IPPs | 0 | 2057 | 2129 | 2203 | 2203 | 3178 | 3435 | 3849 | 4247 | 4488 | 4729
1995 | US | ECAR | - | - | DCWIT | Interruptible Demand | 0 | 1936 | 2027 | 2091 | 2121 | 2153 | 2160 | 2165 | 2275 | 2279 | 2280
1995 | US | ECAR | - | - | DCWLM | Direct Control Load Management | 0 | 203 | 237 | 282 | 326 | 345 | 357 | 367 | 374 | 384 | 394
1995 | US | ECAR | - | - | DCWNC | Net Capacity Resources | 0 | 104186 | 105269 | 106037 | 107254 | 109600 | 111265 | 113487 | 115236 | 116840 | 117929
1995 | US | ECAR | - | - | DCWNI | Projected Net Internal Demand | 0 | 78650 | 79739 | 80920 | 82136 | 84218 | 84406 | 85656 | 86750 | 88049 | 89321
1995 | US | ECAR | - | - | DCWNO | Net Operable Capacity | 0 | 103026 | 103871 | 104197 | 105524 | 107019 | 108337 | 110234 | 111588 | 112821 | 113559
1995 | US | ECAR | - | - | DCWPU | Purchases | 0 | 1019 | 1485 | 1853 | 1743 | 919 | 1009 | 920 | 817 | 947 | 1057
1995 | US | ECAR | - | - | DCWSA | Sales | 0 | 1916 | 2216 | 2216 | 2216 | 1516 | 1516 | 1516 | 1416 | 1416 | 1416
1995 | US | ECAR | - | - | DCWST | Standby Demand | 0 | 0 | 0 | 0 | 0 | 0 | 0 | 0 | 0 | 0 | 0
1995 | US | ECAR | - | - | DCWTI | Projected Total Internal Demand | 0 | 80789 | 82003 | 83293 | 84583 | 86716 | 86923 | 88188 | 89399 | 90712 | 91995
1995 | US | ECAR | - | - | DCWTO | Operable Total Internal Capacity | 0 | 103026 | 103871 | 104197 | 105524 | 107019 | 108337 | 110234 | 111588 | 112821 | 113559
1995 | US | TRE | - | ERCOT | CWIPP | IPPs | 2064 | 1694 | 1694 | 1938 | 2183 | 2083 | 2058 | 2113 | 2013 | 2013 | 2013
1995 | US | TRE | - | ERCOT | CWT | Total Capacity | 54448 | 54869 | 54722 | 55005 | 55172 | 55802 | 56820 | 58028 | 59401 | 60968 | 61582
1995 | US | TRE | - | ERCOT | CWTOC | Total Owned Capacity | 52384 | 53175 | 53028 | 53067 | 52989 | 53719 | 54762 | 55915 | 57388 | 58955 | 59569
1995 | US | TRE | - | ERCOT | DCWAJ | Adjustments | 0 | 0 | 0 | 0 | 0 | 0 | 0 | 0 | 0 | 0 | 0
1995 | US | TRE | - | ERCOT | DCWFP | Full-Responsibility Purchases (portion of total purchases) | 0 | 0 | 0 | 0 | 0 | 0 | 0 | 0 | 0 | 0 | 0
1995 | US | TRE | - | ERCOT | DCWFS | Full-Responsibility Sales (portion of total sales) | 0 | 0 | 0 | 0 | 0 | 0 | 0 | 0 | 0 | 0 | 0
1995 | US | TRE | - | ERCOT | DCWIC | Inoperable capacity | 0 | 310 | 142 | 94 | 0 | 0 | 0 | 0 | 0 | 0 | 0
1995 | US | TRE | - | ERCOT | DCWIN | Internal Demand | 0 | 37533 | 38432 | 39308 | 40332 | 41354 | 42258 | 43239 | 44273 | 45199 | 46325
1995 | US | TRE | - | ERCOT | DCWIPP | IPPs | 0 | 1694 | 1694 | 1938 | 2183 | 2083 | 2058 | 2113 | 2013 | 2013 | 2013
1995 | US | TRE | - | ERCOT | DCWIT | Interruptible Demand | 0 | 1212 | 1195 | 1244 | 1301 | 1358 | 1306 | 1364 | 1417 | 1364 | 1422
1995 | US | TRE | - | ERCOT | DCWLM | Direct Control Load Management | 0 | 0 | 0 | 0 | 0 | 3 | 12 | 21 | 30 | 40 | 49
1995 | US | TRE | - | ERCOT | DCWNC | Net Capacity Resources | 0 | 54559 | 54580 | 54911 | 55172 | 55802 | 56911 | 58121 | 59442 | 60968 | 61634
1995 | US | TRE | - | ERCOT | DCWNI | Projected Net Internal Demand | 0 | 36363 | 37271 | 38098 | 39065 | 40027 | 40971 | 41885 | 42857 | 43826 | 44885
1995 | US | TRE | - | ERCOT | DCWNO | Net Operable Capacity | 0 | 52865 | 52886 | 52973 | 52989 | 53719 | 54762 | 55915 | 57388 | 58955 | 59569
1995 | US | TRE | - | ERCOT | DCWPU | Purchases | 0 | 0 | 0 | 0 | 0 | 0 | 91 | 93 | 41 | 0 | 52
1995 | US | TRE | - | ERCOT | DCWSA | Sales | 0 | 0 | 0 | 0 | 0 | 0 | 0 | 0 | 0 | 0 | 0
1995 | US | TRE | - | ERCOT | DCWST | Standby Demand | 0 | 42 | 34 | 34 | 34 | 34 | 31 | 31 | 31 | 31 | 31
1995 | US | TRE | - | ERCOT | DCWTI | Projected Total Internal Demand | 0 | 37575 | 38466 | 39342 | 40366 | 41388 | 42289 | 43270 | 44304 | 45230 | 46356
1995 | US | TRE | - | ERCOT | DCWTO | Operable Total Internal Capacity | 0 | 53175 | 53028 | 53067 | 52989 | 53719 | 54762 | 55915 | 57388 | 58955 | 59569
1995 | US | FRCC | - | - | CWIPP | IPPs | 1567 | 1883 | 2336 | 2416 | 2416 | 2456 | 2456 | 2456 | 2456 | 2636 | 2636
1995 | US | FRCC | - | - | CWT | Total Capacity | 37109 | 37776 | 39140 | 39284 | 39805 | 40607 | 41101 | 41679 | 41703 | 42219 | 43242
1995 | US | FRCC | - | - | CWTOC | Total Owned Capacity | 35542 | 35893 | 36804 | 36868 | 37389 | 38151 | 38645 | 39223 | 39247 | 39583 | 40606
1995 | US | FRCC | - | - | DCWAJ | Adjustments | 0 | 0 | 0 | 0 | 0 | 0 | 0 | 0 | 0 | 0 | 0
1995 | US | FRCC | - | - | DCWFP | Full-Responsibility Purchases (portion of total purchases) | 0 | 707 | 707 | 707 | 707 | 707 | 632 | 632 | 607 | 607 | 607
1995 | US | FRCC | - | - | DCWFS | Full-Responsibility Sales (portion of total sales) | 0 | 0 | 0 | 0 | 0 | 0 | 0 | 0 | 0 | 0 | 0
1995 | US | FRCC | - | - | DCWIC | Inoperable capacity | 0 | 0 | 0 | 0 | 0 | 0 | 0 | 0 | 0 | 0 | 0
1995 | US | FRCC | - | - | DCWIN | Internal Demand | 0 | 34649 | 35520 | 36518 | 37318 | 38199 | 39073 | 39882 | 40727 | 41566 | 42622
1995 | US | FRCC | - | - | DCWIPP | IPPs | 0 | 1883 | 2336 | 2416 | 2416 | 2456 | 2456 | 2456 | 2456 | 2636 | 2636
1995 | US | FRCC | - | - | DCWIT | Interruptible Demand | 0 | 894 | 927 | 944 | 958 | 958 | 975 | 989 | 1006 | 1021 | 1031
1995 | US | FRCC | - | - | DCWLM | Direct Control Load Management | 0 | 2005 | 2139 | 2265 | 2386 | 2502 | 2608 | 2706 | 2801 | 2894 | 2954
1995 | US | FRCC | - | - | DCWNC | Net Capacity Resources | 0 | 39399 | 40763 | 40907 | 41428 | 42230 | 42649 | 43227 | 43226 | 43742 | 44765
1995 | US | FRCC | - | - | DCWNI | Projected Net Internal Demand | 0 | 31750 | 32454 | 33309 | 33974 | 34739 | 35490 | 36187 | 36920 | 37651 | 38637
1995 | US | FRCC | - | - | DCWNO | Net Operable Capacity | 0 | 35893 | 36804 | 36868 | 37389 | 38151 | 38645 | 39223 | 39247 | 39583 | 40606
1995 | US | FRCC | - | - | DCWPU | Purchases | 0 | 1623 | 1623 | 1623 | 1623 | 1623 | 1548 | 1548 | 1523 | 1523 | 1523
1995 | US | FRCC | - | - | DCWSA | Sales | 0 | 0 | 0 | 0 | 0 | 0 | 0 | 0 | 0 | 0 | 0
1995 | US | FRCC | - | - | DCWST | Standby Demand | 0 | 0 | 0 | 0 | 0 | 0 | 0 | 0 | 0 | 0 | 0
1995 | US | FRCC | - | - | DCWTI | Projected Total Internal Demand | 0 | 34649 | 35520 | 36518 | 37318 | 38199 | 39073 | 39882 | 40727 | 41566 | 42622
1995 | US | FRCC | - | - | DCWTO | Operable Total Internal Capacity | 0 | 35893 | 36804 | 36868 | 37389 | 38151 | 38645 | 39223 | 39247 | 39583 | 40606
1995 | US | MAAC | - | - | CWIPP | IPPs | 3870 | 4051 | 4303 | 4718 | 5245 | 5422 | 5420 | 5460 | 5500 | 5500 | 5436
1995 | US | MAAC | - | - | CWT | Total Capacity | 57675 | 58232 | 59081 | 59774 | 60380 | 60823 | 61503 | 62405 | 62981 | 63883 | 64780
1995 | US | MAAC | - | - | CWTOC | Total Owned Capacity | 53805 | 54181 | 54778 | 55056 | 55135 | 55401 | 56083 | 56945 | 57481 | 58383 | 59344
1995 | US | MAAC | - | - | DCWAJ | Adjustments | 0 | 0 | 0 | 0 | 0 | 0 | 0 | 0 | 0 | 0 | 0
1995 | US | MAAC | - | - | DCWFP | Full-Responsibility Purchases (portion of total purchases) | 0 | 450 | 450 | 450 | 450 | 450 | 450 | 450 | 450 | 450 | 450
1995 | US | MAAC | - | - | DCWFS | Full-Responsibility Sales (portion of total sales) | 0 | 0 | 0 | 0 | 0 | 0 | 0 | 0 | 0 | 0 | 0
1995 | US | MAAC | - | - | DCWIC | Inoperable capacity | 0 | 0 | 0 | 0 | 0 | 0 | 0 | 0 | 0 | 0 | 0
1995 | US | MAAC | - | - | DCWIN | Internal Demand | 0 | 41335 | 41859 | 42579 | 43259 | 43932 | 44681 | 45405 | 46126 | 46464 | 47051
1995 | US | MAAC | - | - | DCWIPP | IPPs | 0 | 4051 | 4303 | 4718 | 5245 | 5422 | 5420 | 5460 | 5500 | 5500 | 5436
1995 | US | MAAC | - | - | DCWIT | Interruptible Demand | 0 | 963 | 972 | 980 | 989 | 996 | 1002 | 1009 | 1016 | 1023 | 1030
1995 | US | MAAC | - | - | DCWLM | Direct Control Load Management | 0 | 115 | 127 | 139 | 147 | 153 | 160 | 166 | 173 | 193 | 200
1995 | US | MAAC | - | - | DCWNC | Net Capacity Resources | 0 | 58772 | 59621 | 60314 | 60920 | 61363 | 62043 | 62945 | 63521 | 64423 | 65320
1995 | US | MAAC | - | - | DCWNI | Projected Net Internal Demand | 0 | 40257 | 40760 | 41460 | 42123 | 42783 | 43519 | 44230 | 44937 | 45248 | 45821
1995 | US | MAAC | - | - | DCWNO | Net Operable Capacity | 0 | 54181 | 54778 | 55056 | 55135 | 55401 | 56083 | 56945 | 57481 | 58383 | 59344
1995 | US | MAAC | - | - | DCWPU | Purchases | 0 | 540 | 540 | 540 | 540 | 540 | 540 | 540 | 540 | 540 | 540
1995 | US | MAAC | - | - | DCWSA | Sales | 0 | 0 | 0 | 0 | 0 | 0 | 0 | 0 | 0 | 0 | 0
1995 | US | MAAC | - | - | DCWST | Standby Demand | 0 | 0 | 0 | 0 | 0 | 0 | 0 | 0 | 0 | 0 | 0
1995 | US | MAAC | - | - | DCWTI | Projected Total Internal Demand | 0 | 41335 | 41859 | 42579 | 43259 | 43932 | 44681 | 45405 | 46126 | 46464 | 47051
1995 | US | MAAC | - | - | DCWTO | Operable Total Internal Capacity | 0 | 54181 | 54778 | 55056 | 55135 | 55401 | 56083 | 56945 | 57481 | 58383 | 59344
1995 | US | MAIN | - | - | CWIPP | IPPs | 60 | 72 | 304 | 327 | 327 | 334 | 368 | 368 | 368 | 368 | 368
1995 | US | MAIN | - | - | CWT | Total Capacity | 51564 | 52141 | 52617 | 52824 | 53195 | 53253 | 53549 | 54060 | 55241 | 55927 | 56613
1995 | US | MAIN | - | - | CWTOC | Total Owned Capacity | 51504 | 52069 | 52313 | 52497 | 52868 | 52919 | 53181 | 53692 | 54873 | 55559 | 56245
1995 | US | MAIN | - | - | DCWAJ | Adjustments | 0 | 0 | 0 | 0 | 0 | 0 | 0 | 0 | 0 | 0 | 0
1995 | US | MAIN | - | - | DCWFP | Full-Responsibility Purchases (portion of total purchases) | 0 | 118 | 118 | 213 | 283 | 298 | 303 | 303 | 303 | 318 | 323
1995 | US | MAIN | - | - | DCWFS | Full-Responsibility Sales (portion of total sales) | 0 | 105 | 85 | 25 | 26 | 27 | 28 | 25 | 26 | 27 | 29
1995 | US | MAIN | - | - | DCWIC | Inoperable capacity | 0 | 0 | 0 | 0 | 0 | 0 | 0 | 0 | 0 | 0 | 0
1995 | US | MAIN | - | - | DCWIN | Internal Demand | 0 | 35622 | 36194 | 36859 | 37556 | 38175 | 38789 | 39262 | 39891 | 40576 | 41294
1995 | US | MAIN | - | - | DCWIPP | IPPs | 0 | 72 | 304 | 327 | 327 | 334 | 368 | 368 | 368 | 368 | 368
1995 | US | MAIN | - | - | DCWIT | Interruptible Demand | 0 | 1100 | 1150 | 1250 | 1359 | 1331 | 1201 | 1145 | 1152 | 1159 | 1171
1995 | US | MAIN | - | - | DCWLM | Direct Control Load Management | 0 | 47 | 23 | 73 | 129 | 203 | 264 | 317 | 376 | 537 | 677
1995 | US | MAIN | - | - | DCWNC | Net Capacity Resources | 0 | 51734 | 52180 | 52537 | 53021 | 53270 | 53845 | 55160 | 56345 | 57050 | 57744
1995 | US | MAIN | - | - | DCWNI | Projected Net Internal Demand | 0 | 34475 | 35021 | 35536 | 36068 | 36641 | 37324 | 37800 | 38363 | 38880 | 39446
1995 | US | MAIN | - | - | DCWNO | Net Operable Capacity | 0 | 52069 | 52313 | 52497 | 52868 | 52919 | 53181 | 53692 | 54873 | 55559 | 56245
1995 | US | MAIN | - | - | DCWPU | Purchases | 0 | 592 | 542 | 632 | 842 | 1034 | 1314 | 2000 | 2005 | 2025 | 2035
1995 | US | MAIN | - | - | DCWSA | Sales | 0 | 999 | 979 | 919 | 1016 | 1017 | 1018 | 900 | 901 | 902 | 904
1995 | US | MAIN | - | - | DCWST | Standby Demand | 0 | 0 | 0 | 0 | 0 | 0 | 0 | 0 | 0 | 0 | 0
1995 | US | MAIN | - | - | DCWTI | Projected Total Internal Demand | 0 | 35622 | 36194 | 36859 | 37556 | 38175 | 38789 | 39262 | 39891 | 40576 | 41294
1995 | US | MAIN | - | - | DCWTO | Operable Total Internal Capacity | 0 | 52069 | 52313 | 52497 | 52868 | 52919 | 53181 | 53692 | 54873 | 55559 | 56245
1995 | US | MRO | - | - | CWIPP | IPPs | 100 | 135 | 138 | 406 | 406 | 406 | 406 | 406 | 406 | 406 | 406
1995 | US | MRO | - | - | CWT | Total Capacity | 31893 | 31850 | 32044 | 32416 | 32618 | 32668 | 32912 | 33055 | 33055 | 33083 | 33083
1995 | US | MRO | - | - | CWTOC | Total Owned Capacity | 31793 | 31715 | 31906 | 32010 | 32212 | 32262 | 32506 | 32649 | 32649 | 32677 | 32677
1995 | US | MRO | - | - | DCWAJ | Adjustments | 0 | 0 | 0 | 0 | 0 | 0 | 0 | 0 | 0 | 0 | 0
1995 | US | MRO | - | - | DCWFP | Full-Responsibility Purchases (portion of total purchases) | 0 | 1135 | 1124 | 1414 | 1201 | 1185 | 1176 | 1171 | 1172 | 1173 | 1165
1995 | US | MRO | - | - | DCWFS | Full-Responsibility Sales (portion of total sales) | 0 | 1580 | 1776 | 1736 | 1659 | 1647 | 1615 | 1480 | 1482 | 1474 | 1392
1995 | US | MRO | - | - | DCWIC | Inoperable capacity | 0 | 0 | 0 | 0 | 0 | 0 | 0 | 0 | 0 | 0 | 0
1995 | US | MRO | - | - | DCWIN | Internal Demand | 0 | 23501 | 23901 | 24309 | 24574 | 25052 | 25482 | 25950 | 26236 | 26803 | 27161
1995 | US | MRO | - | - | DCWIPP | IPPs | 0 | 135 | 138 | 406 | 406 | 406 | 406 | 406 | 406 | 406 | 406
1995 | US | MRO | - | - | DCWIT | Interruptible Demand | 0 | 473 | 545 | 537 | 541 | 589 | 606 | 645 | 635 | 679 | 708
1995 | US | MRO | - | - | DCWLM | Direct Control Load Management | 0 | 326 | 337 | 349 | 234 | 367 | 376 | 385 | 249 | 400 | 348
1995 | US | MRO | - | - | DCWNC | Net Capacity Resources | 0 | 31405 | 31392 | 32094 | 32160 | 32206 | 32473 | 32746 | 32745 | 32782 | 32856
1995 | US | MRO | - | - | DCWNI | Projected Net Internal Demand | 0 | 22776 | 23104 | 23517 | 23901 | 24206 | 24615 | 25040 | 25478 | 25856 | 26227
1995 | US | MRO | - | - | DCWNO | Net Operable Capacity | 0 | 31715 | 31906 | 32010 | 32212 | 32262 | 32506 | 32649 | 32649 | 32677 | 32677
1995 | US | MRO | - | - | DCWPU | Purchases | 0 | 1135 | 1124 | 1414 | 1201 | 1185 | 1176 | 1171 | 1172 | 1173 | 1165
1995 | US | MRO | - | - | DCWSA | Sales | 0 | 1580 | 1776 | 1736 | 1659 | 1647 | 1615 | 1480 | 1482 | 1474 | 1392
1995 | US | MRO | - | - | DCWST | Standby Demand | 0 | 74 | 85 | 94 | 102 | 110 | 115 | 120 | 126 | 132 | 122
1995 | US | MRO | - | - | DCWTI | Projected Total Internal Demand | 0 | 23575 | 23986 | 24403 | 24676 | 25162 | 25597 | 26070 | 26362 | 26935 | 27283
1995 | US | MRO | - | - | DCWTO | Operable Total Internal Capacity | 0 | 31715 | 31906 | 32010 | 32212 | 32262 | 32506 | 32649 | 32649 | 32677 | 32677
1995 | US | NPCC | - | - | CWIPP | IPPs | 7959 | 8516 | 8615 | 8642 | 8646 | 8627 | 8617 | 8566 | 8535 | 8525 | 8440
1995 | US | NPCC | - | - | CWT | Total Capacity | 61609 | 62526 | 62627 | 62526 | 62707 | 62864 | 62855 | 63017 | 62986 | 62976 | 62891
1995 | US | NPCC | - | - | CWTOC | Total Owned Capacity | 53650 | 54010 | 54012 | 53884 | 54061 | 54237 | 54238 | 54451 | 54451 | 54451 | 54451
1995 | US | NPCC | - | - | DCWAJ | Adjustments | 0 | 0 | 0 | 0 | 0 | 0 | 0 | 0 | 0 | 0 | 0
1995 | US | NPCC | - | - | DCWFP | Full-Responsibility Purchases (portion of total purchases) | 0 | 979 | 1030 | 986 | 975 | 975 | 981 | 456 | 424 | 424 | 424
1995 | US | NPCC | - | - | DCWFS | Full-Responsibility Sales (portion of total sales) | 0 | 366 | 366 | 366 | 366 | 366 | 366 | 366 | 366 | 366 | 366
1995 | US | NPCC | - | - | DCWIC | Inoperable capacity | 0 | 0 | 0 | 0 | 0 | 0 | 0 | 0 | 0 | 0 | 0
1995 | US | NPCC | - | - | DCWIN | Internal Demand | 0 | 43231 | 43652 | 44189 | 44698 | 45130 | 45530 | 46145 | 46668 | 47164 | 47646
1995 | US | NPCC | - | - | DCWIPP | IPPs | 0 | 8516 | 8615 | 8642 | 8646 | 8627 | 8617 | 8566 | 8535 | 8525 | 8440
1995 | US | NPCC | - | - | DCWIT | Interruptible Demand | 0 | 72 | 72 | 72 | 72 | 93 | 93 | 93 | 95 | 104 | 104
1995 | US | NPCC | - | - | DCWLM | Direct Control Load Management | 0 | 14 | 15 | 15 | 15 | 15 | 15 | 15 | 15 | 15 | 15
1995 | US | NPCC | - | - | DCWNC | Net Capacity Resources | 0 | 63323 | 63525 | 63403 | 63307 | 63470 | 63441 | 63076 | 63011 | 62999 | 62911
1995 | US | NPCC | - | - | DCWNI | Projected Net Internal Demand | 0 | 43145 | 43565 | 44102 | 44611 | 45022 | 45422 | 46037 | 46558 | 47045 | 47527
1995 | US | NPCC | - | - | DCWNO | Net Operable Capacity | 0 | 54010 | 54012 | 53884 | 54061 | 54237 | 54238 | 54451 | 54451 | 54451 | 54451
1995 | US | NPCC | - | - | DCWPU | Purchases | 0 | 1229 | 1330 | 1311 | 1025 | 1025 | 1031 | 506 | 474 | 474 | 474
1995 | US | NPCC | - | - | DCWSA | Sales | 0 | 432 | 432 | 434 | 425 | 419 | 445 | 447 | 449 | 451 | 454
1995 | US | NPCC | - | - | DCWST | Standby Demand | 0 | 0 | 0 | 0 | 0 | 0 | 0 | 0 | 0 | 0 | 0
1995 | US | NPCC | - | - | DCWTI | Projected Total Internal Demand | 0 | 43231 | 43652 | 44189 | 44698 | 45130 | 45530 | 46145 | 46668 | 47164 | 47646
1995 | US | NPCC | - | - | DCWTO | Operable Total Internal Capacity | 0 | 54010 | 54012 | 53884 | 54061 | 54237 | 54238 | 54451 | 54451 | 54451 | 54451
1995 | US | NPCC | New England | New England | CWIPP | IPPs | 3133 | 3115 | 3117 | 3050 | 3050 | 3033 | 3033 | 3016 | 3001 | 2995 | 2973
1995 | US | NPCC | New England | New England | CWT | Total Capacity | 25663 | 26015 | 26017 | 25950 | 26100 | 25813 | 25813 | 26006 | 25991 | 25985 | 25963
1995 | US | NPCC | New England | New England | CWTOC | Total Owned Capacity | 22530 | 22900 | 22900 | 22900 | 23050 | 22780 | 22780 | 22990 | 22990 | 22990 | 22990
1995 | US | NPCC | New England | New England | DCWAJ | Adjustments | 0 | 0 | 0 | 0 | 0 | 0 | 0 | 0 | 0 | 0 | 0
1995 | US | NPCC | New England | New England | DCWFP | Full-Responsibility Purchases (portion of total purchases) | 0 | 979 | 1030 | 986 | 975 | 975 | 981 | 456 | 424 | 424 | 424
1995 | US | NPCC | New England | New England | DCWFS | Full-Responsibility Sales (portion of total sales) | 0 | 70 | 70 | 70 | 70 | 70 | 70 | 70 | 70 | 70 | 70
1995 | US | NPCC | New England | New England | DCWIC | Inoperable capacity | 0 | 0 | 0 | 0 | 0 | 0 | 0 | 0 | 0 | 0 | 0
1995 | US | NPCC | New England | New England | DCWIN | Internal Demand | 0 | 19511 | 19712 | 19939 | 20168 | 20420 | 20650 | 21085 | 21428 | 21734 | 22006
1995 | US | NPCC | New England | New England | DCWIPP | IPPs | 0 | 3115 | 3117 | 3050 | 3050 | 3033 | 3033 | 3016 | 3001 | 2995 | 2973
1995 | US | NPCC | New England | New England | DCWIT | Interruptible Demand | 0 | 72 | 72 | 72 | 72 | 93 | 93 | 93 | 95 | 104 | 104
1995 | US | NPCC | New England | New England | DCWLM | Direct Control Load Management | 0 | 14 | 15 | 15 | 15 | 15 | 15 | 15 | 15 | 15 | 15
1995 | US | NPCC | New England | New England | DCWNC | Net Capacity Resources | 0 | 26924 | 26977 | 26866 | 27005 | 26718 | 26724 | 26392 | 26345 | 26339 | 26317
1995 | US | NPCC | New England | New England | DCWNI | Projected Net Internal Demand | 0 | 19425 | 19625 | 19852 | 20081 | 20312 | 20542 | 20977 | 21318 | 21615 | 21887
1995 | US | NPCC | New England | New England | DCWNO | Net Operable Capacity | 0 | 22900 | 22900 | 22900 | 23050 | 22780 | 22780 | 22990 | 22990 | 22990 | 22990
1995 | US | NPCC | New England | New England | DCWPU | Purchases | 0 | 979 | 1030 | 986 | 975 | 975 | 981 | 456 | 424 | 424 | 424
1995 | US | NPCC | New England | New England | DCWSA | Sales | 0 | 70 | 70 | 70 | 70 | 70 | 70 | 70 | 70 | 70 | 70
1995 | US | NPCC | New England | New England | DCWST | Standby Demand | 0 | 0 | 0 | 0 | 0 | 0 | 0 | 0 | 0 | 0 | 0
1995 | US | NPCC | New England | New England | DCWTI | Projected Total Internal Demand | 0 | 19511 | 19712 | 19939 | 20168 | 20420 | 20650 | 21085 | 21428 | 21734 | 22006
1995 | US | NPCC | New England | New England | DCWTO | Operable Total Internal Capacity | 0 | 22900 | 22900 | 22900 | 23050 | 22780 | 22780 | 22990 | 22990 | 22990 | 22990
1995 | US | NPCC | New York | New York | CWIPP | IPPs | 4826 | 5401 | 5498 | 5592 | 5596 | 5594 | 5584 | 5550 | 5534 | 5530 | 5467
1995 | US | NPCC | New York | New York | CWT | Total Capacity | 35946 | 36511 | 36610 | 36576 | 36607 | 37051 | 37042 | 37011 | 36995 | 36991 | 36928
1995 | US | NPCC | New York | New York | CWTOC | Total Owned Capacity | 31120 | 31110 | 31112 | 30984 | 31011 | 31457 | 31458 | 31461 | 31461 | 31461 | 31461
1995 | US | NPCC | New York | New York | DCWAJ | Adjustments | 0 | 0 | 0 | 0 | 0 | 0 | 0 | 0 | 0 | 0 | 0
1995 | US | NPCC | New York | New York | DCWFP | Full-Responsibility Purchases (portion of total purchases) | 0 | 0 | 0 | 0 | 0 | 0 | 0 | 0 | 0 | 0 | 0
1995 | US | NPCC | New York | New York | DCWFS | Full-Responsibility Sales (portion of total sales) | 0 | 296 | 296 | 296 | 296 | 296 | 296 | 296 | 296 | 296 | 296
1995 | US | NPCC | New York | New York | DCWIC | Inoperable capacity | 0 | 0 | 0 | 0 | 0 | 0 | 0 | 0 | 0 | 0 | 0
1995 | US | NPCC | New York | New York | DCWIN | Internal Demand | 0 | 23720 | 23940 | 24250 | 24530 | 24710 | 24880 | 25060 | 25240 | 25430 | 25640
1995 | US | NPCC | New York | New York | DCWIPP | IPPs | 0 | 5401 | 5498 | 5592 | 5596 | 5594 | 5584 | 5550 | 5534 | 5530 | 5467
1995 | US | NPCC | New York | New York | DCWIT | Interruptible Demand | 0 | 0 | 0 | 0 | 0 | 0 | 0 | 0 | 0 | 0 | 0
1995 | US | NPCC | New York | New York | DCWLM | Direct Control Load Management | 0 | 0 | 0 | 0 | 0 | 0 | 0 | 0 | 0 | 0 | 0
1995 | US | NPCC | New York | New York | DCWNC | Net Capacity Resources | 0 | 36399 | 36548 | 36537 | 36302 | 36752 | 36717 | 36684 | 36666 | 36660 | 36594
1995 | US | NPCC | New York | New York | DCWNI | Projected Net Internal Demand | 0 | 23720 | 23940 | 24250 | 24530 | 24710 | 24880 | 25060 | 25240 | 25430 | 25640
1995 | US | NPCC | New York | New York | DCWNO | Net Operable Capacity | 0 | 31110 | 31112 | 30984 | 31011 | 31457 | 31458 | 31461 | 31461 | 31461 | 31461
1995 | US | NPCC | New York | New York | DCWPU | Purchases | 0 | 250 | 300 | 325 | 50 | 50 | 50 | 50 | 50 | 50 | 50
1995 | US | NPCC | New York | New York | DCWSA | Sales | 0 | 362 | 362 | 364 | 355 | 349 | 375 | 377 | 379 | 381 | 384
1995 | US | NPCC | New York | New York | DCWST | Standby Demand | 0 | 0 | 0 | 0 | 0 | 0 | 0 | 0 | 0 | 0 | 0
1995 | US | NPCC | New York | New York | DCWTI | Projected Total Internal Demand | 0 | 23720 | 23940 | 24250 | 24530 | 24710 | 24880 | 25060 | 25240 | 25430 | 25640
1995 | US | NPCC | New York | New York | DCWTO | Operable Total Internal Capacity | 0 | 31110 | 31112 | 30984 | 31011 | 31457 | 31458 | 31461 | 31461 | 31461 | 31461
1995 | US | SERC | - | - | CWIPP | IPPs | 5227 | 5293 | 5476 | 5473 | 5920 | 6359 | 6653 | 6947 | 7388 | 7875 | 7872
1995 | US | SERC | - | - | CWT | Total Capacity | 121569 | 126403 | 128601 | 129768 | 133705 | 137583 | 141332 | 144557 | 147829 | 151170 | 154406
1995 | US | SERC | - | - | CWTOC | Total Owned Capacity | 116342 | 121110 | 123125 | 124295 | 127785 | 131224 | 134679 | 137610 | 140441 | 143295 | 146534
1995 | US | SERC | - | - | DCWAJ | Adjustments | 0 | 0 | 0 | 0 | 0 | 0 | 0 | 0 | 0 | 0 | 0
1995 | US | SERC | - | - | DCWFP | Full-Responsibility Purchases (portion of total purchases) | 0 | 584 | 622 | 639 | 433 | 477 | 372 | 416 | 259 | 229 | 274
1995 | US | SERC | - | - | DCWFS | Full-Responsibility Sales (portion of total sales) | 0 | 1630 | 1604 | 1604 | 1604 | 1604 | 1604 | 1604 | 1604 | 1604 | 1604
1995 | US | SERC | - | - | DCWIC | Inoperable capacity | 0 | 1070 | 1070 | 1070 | 1070 | 1070 | 1070 | 1070 | 1070 | 1070 | 1070
1995 | US | SERC | - | - | DCWIN | Internal Demand | 0 | 98673 | 101730 | 104367 | 106897 | 109118 | 111601 | 114073 | 116466 | 118945 | 121259
1995 | US | SERC | - | - | DCWIPP | IPPs | 0 | 5293 | 5476 | 5473 | 5920 | 6359 | 6653 | 6947 | 7388 | 7875 | 7872
1995 | US | SERC | - | - | DCWIT | Interruptible Demand | 0 | 4921 | 5026 | 5169 | 5282 | 5389 | 5417 | 5436 | 5425 | 5412 | 5387
1995 | US | SERC | - | - | DCWLM | Direct Control Load Management | 0 | 916 | 955 | 1018 | 1046 | 1092 | 1138 | 1172 | 1217 | 1262 | 1301
1995 | US | SERC | - | - | DCWNC | Net Capacity Resources | 0 | 125028 | 127290 | 128474 | 132205 | 135227 | 138871 | 142140 | 145255 | 148566 | 151847
1995 | US | SERC | - | - | DCWNI | Projected Net Internal Demand | 0 | 92836 | 95749 | 98180 | 100569 | 102637 | 105046 | 107465 | 109824 | 112271 | 114571
1995 | US | SERC | - | - | DCWNO | Net Operable Capacity | 0 | 120040 | 122055 | 123225 | 126715 | 130154 | 133609 | 136540 | 139371 | 142225 | 145464
1995 | US | SERC | - | - | DCWPU | Purchases | 0 | 1953 | 1991 | 2008 | 1802 | 946 | 841 | 885 | 728 | 698 | 743
1995 | US | SERC | - | - | DCWSA | Sales | 0 | 2258 | 2232 | 2232 | 2232 | 2232 | 2232 | 2232 | 2232 | 2232 | 2232
1995 | US | SERC | - | - | DCWST | Standby Demand | 0 | 0 | 0 | 0 | 0 | 0 | 0 | 0 | 0 | 0 | 0
1995 | US | SERC | - | - | DCWTI | Projected Total Internal Demand | 0 | 98673 | 101730 | 104367 | 106897 | 109118 | 111601 | 114073 | 116466 | 118945 | 121259
1995 | US | SERC | - | - | DCWTO | Operable Total Internal Capacity | 0 | 121110 | 123125 | 124295 | 127785 | 131224 | 134679 | 137610 | 140441 | 143295 | 146534
1995 | US | SERC | Central | - | CWIPP | IPPs | 0 | 0 | 0 | 0 | 0 | 0 | 0 | 0 | 0 | 0 | 0
1995 | US | SERC | Central | - | CWT | Total Capacity | 28595 | 29765 | 29765 | 30515 | 31265 | 32015 | 32765 | 33515 | 34265 | 35265 | 36015
1995 | US | SERC | Central | - | CWTOC | Total Owned Capacity | 28595 | 29765 | 29765 | 30515 | 31265 | 32015 | 32765 | 33515 | 34265 | 35265 | 36015
1995 | US | SERC | Central | - | DCWAJ | Adjustments | 0 | 0 | 0 | 0 | 0 | 0 | 0 | 0 | 0 | 0 | 0
1995 | US | SERC | Central | - | DCWFP | Full-Responsibility Purchases (portion of total purchases) | 0 | 0 | 0 | 0 | 0 | 0 | 0 | 0 | 0 | 0 | 0
1995 | US | SERC | Central | - | DCWFS | Full-Responsibility Sales (portion of total sales) | 0 | 0 | 0 | 0 | 0 | 0 | 0 | 0 | 0 | 0 | 0
1995 | US | SERC | Central | - | DCWIC | Inoperable capacity | 0 | 1065 | 1065 | 1065 | 1065 | 1065 | 1065 | 1065 | 1065 | 1065 | 1065
1995 | US | SERC | Central | - | DCWIN | Internal Demand | 0 | 24205 | 24838 | 25490 | 26165 | 26856 | 27505 | 28160 | 28811 | 29467 | 30119
1995 | US | SERC | Central | - | DCWIPP | IPPs | 0 | 0 | 0 | 0 | 0 | 0 | 0 | 0 | 0 | 0 | 0
1995 | US | SERC | Central | - | DCWIT | Interruptible Demand | 0 | 1671 | 1717 | 1743 | 1763 | 1772 | 1765 | 1742 | 1701 | 1652 | 1592
1995 | US | SERC | Central | - | DCWLM | Direct Control Load Management | 0 | 0 | 0 | 0 | 0 | 0 | 0 | 0 | 0 | 0 | 0
1995 | US | SERC | Central | - | DCWNC | Net Capacity Resources | 0 | 28287 | 28287 | 29037 | 29787 | 30537 | 31287 | 32037 | 32787 | 33787 | 34537
1995 | US | SERC | Central | - | DCWNI | Projected Net Internal Demand | 0 | 22534 | 23121 | 23747 | 24402 | 25084 | 25740 | 26418 | 27110 | 27815 | 28527
1995 | US | SERC | Central | - | DCWNO | Net Operable Capacity | 0 | 28700 | 28700 | 29450 | 30200 | 30950 | 31700 | 32450 | 33200 | 34200 | 34950
1995 | US | SERC | Central | - | DCWPU | Purchases | 0 | 0 | 0 | 0 | 0 | 0 | 0 | 0 | 0 | 0 | 0
1995 | US | SERC | Central | - | DCWSA | Sales | 0 | 413 | 413 | 413 | 413 | 413 | 413 | 413 | 413 | 413 | 413
1995 | US | SERC | Central | - | DCWST | Standby Demand | 0 | 0 | 0 | 0 | 0 | 0 | 0 | 0 | 0 | 0 | 0
1995 | US | SERC | Central | - | DCWTI | Projected Total Internal Demand | 0 | 24205 | 24838 | 25490 | 26165 | 26856 | 27505 | 28160 | 28811 | 29467 | 30119
1995 | US | SERC | Central | - | DCWTO | Operable Total Internal Capacity | 0 | 29765 | 29765 | 30515 | 31265 | 32015 | 32765 | 33515 | 34265 | 35265 | 36015
1995 | US | SERC | Southeastern | - | CWIPP | IPPs | 770 | 777 | 758 | 758 | 1008 | 1449 | 1743 | 2037 | 2478 | 2965 | 2965
1995 | US | SERC | Southeastern | - | CWT | Total Capacity | 39718 | 41366 | 42100 | 42260 | 43460 | 44295 | 45448 | 46551 | 47671 | 48742 | 49491
1995 | US | SERC | Southeastern | - | CWTOC | Total Owned Capacity | 38948 | 40589 | 41342 | 41502 | 42452 | 42846 | 43705 | 44514 | 45193 | 45777 | 46526
1995 | US | SERC | Southeastern | - | DCWAJ | Adjustments | 0 | 0 | 0 | 0 | 0 | 0 | 0 | 0 | 0 | 0 | 0
1995 | US | SERC | Southeastern | - | DCWFP | Full-Responsibility Purchases (portion of total purchases) | 0 | 584 | 622 | 639 | 433 | 477 | 372 | 416 | 259 | 229 | 274
1995 | US | SERC | Southeastern | - | DCWFS | Full-Responsibility Sales (portion of total sales) | 0 | 1630 | 1604 | 1604 | 1604 | 1604 | 1604 | 1604 | 1604 | 1604 | 1604
1995 | US | SERC | Southeastern | - | DCWIC | Inoperable capacity | 0 | 5 | 5 | 5 | 5 | 5 | 5 | 5 | 5 | 5 | 5
1995 | US | SERC | Southeastern | - | DCWIN | Internal Demand | 0 | 29410 | 30462 | 31255 | 31983 | 32709 | 33404 | 34160 | 34891 | 35662 | 36422
1995 | US | SERC | Southeastern | - | DCWIPP | IPPs | 0 | 777 | 758 | 758 | 1008 | 1449 | 1743 | 2037 | 2478 | 2965 | 2965
1995 | US | SERC | Southeastern | - | DCWIT | Interruptible Demand | 0 | 1773 | 1837 | 1926 | 1996 | 2076 | 2085 | 2106 | 2117 | 2130 | 2144
1995 | US | SERC | Southeastern | - | DCWLM | Direct Control Load Management | 0 | 14 | 26 | 38 | 50 | 50 | 50 | 50 | 50 | 50 | 50
1995 | US | SERC | Southeastern | - | DCWNC | Net Capacity Resources | 0 | 40315 | 41113 | 41290 | 42284 | 43163 | 44211 | 45358 | 46321 | 47362 | 48156
1995 | US | SERC | Southeastern | - | DCWNI | Projected Net Internal Demand | 0 | 27623 | 28599 | 29291 | 29937 | 30583 | 31269 | 32004 | 32724 | 33482 | 34228
1995 | US | SERC | Southeastern | - | DCWNO | Net Operable Capacity | 0 | 40584 | 41337 | 41497 | 42447 | 42841 | 43700 | 44509 | 45188 | 45772 | 46521
1995 | US | SERC | Southeastern | - | DCWPU | Purchases | 0 | 584 | 622 | 639 | 433 | 477 | 372 | 416 | 259 | 229 | 274
1995 | US | SERC | Southeastern | - | DCWSA | Sales | 0 | 1630 | 1604 | 1604 | 1604 | 1604 | 1604 | 1604 | 1604 | 1604 | 1604
1995 | US | SERC | Southeastern | - | DCWST | Standby Demand | 0 | 0 | 0 | 0 | 0 | 0 | 0 | 0 | 0 | 0 | 0
1995 | US | SERC | Southeastern | - | DCWTI | Projected Total Internal Demand | 0 | 29410 | 30462 | 31255 | 31983 | 32709 | 33404 | 34160 | 34891 | 35662 | 36422
1995 | US | SERC | Southeastern | - | DCWTO | Operable Total Internal Capacity | 0 | 40589 | 41342 | 41502 | 42452 | 42846 | 43705 | 44514 | 45193 | 45777 | 46526
1995 | US | SERC | VACAR | - | CWIPP | IPPs | 4457 | 4516 | 4718 | 4715 | 4912 | 4910 | 4910 | 4910 | 4910 | 4910 | 4907
1995 | US | SERC | VACAR | - | CWT | Total Capacity | 53256 | 55272 | 56736 | 56993 | 58980 | 61273 | 63119 | 64491 | 65893 | 67163 | 68900
1995 | US | SERC | VACAR | - | CWTOC | Total Owned Capacity | 48799 | 50756 | 52018 | 52278 | 54068 | 56363 | 58209 | 59581 | 60983 | 62253 | 63993
1995 | US | SERC | VACAR | - | DCWAJ | Adjustments | 0 | 0 | 0 | 0 | 0 | 0 | 0 | 0 | 0 | 0 | 0
1995 | US | SERC | VACAR | - | DCWFP | Full-Responsibility Purchases (portion of total purchases) | 0 | 0 | 0 | 0 | 0 | 0 | 0 | 0 | 0 | 0 | 0
1995 | US | SERC | VACAR | - | DCWFS | Full-Responsibility Sales (portion of total sales) | 0 | 0 | 0 | 0 | 0 | 0 | 0 | 0 | 0 | 0 | 0
1995 | US | SERC | VACAR | - | DCWIC | Inoperable capacity | 0 | 0 | 0 | 0 | 0 | 0 | 0 | 0 | 0 | 0 | 0
1995 | US | SERC | VACAR | - | DCWIN | Internal Demand | 0 | 45058 | 46430 | 47622 | 48749 | 49553 | 50692 | 51753 | 52764 | 53816 | 54718
1995 | US | SERC | VACAR | - | DCWIPP | IPPs | 0 | 4516 | 4718 | 4715 | 4912 | 4910 | 4910 | 4910 | 4910 | 4910 | 4907
1995 | US | SERC | VACAR | - | DCWIT | Interruptible Demand | 0 | 1477 | 1472 | 1500 | 1523 | 1541 | 1567 | 1588 | 1607 | 1630 | 1651
1995 | US | SERC | VACAR | - | DCWLM | Direct Control Load Management | 0 | 902 | 929 | 980 | 996 | 1042 | 1088 | 1122 | 1167 | 1212 | 1251
1995 | US | SERC | VACAR | - | DCWNC | Net Capacity Resources | 0 | 56426 | 57890 | 58147 | 60134 | 61527 | 63373 | 64745 | 66147 | 67417 | 69154
1995 | US | SERC | VACAR | - | DCWNI | Projected Net Internal Demand | 0 | 42679 | 44029 | 45142 | 46230 | 46970 | 48037 | 49043 | 49990 | 50974 | 51816
1995 | US | SERC | VACAR | - | DCWNO | Net Operable Capacity | 0 | 50756 | 52018 | 52278 | 54068 | 56363 | 58209 | 59581 | 60983 | 62253 | 63993
1995 | US | SERC | VACAR | - | DCWPU | Purchases | 0 | 1369 | 1369 | 1369 | 1369 | 469 | 469 | 469 | 469 | 469 | 469
1995 | US | SERC | VACAR | - | DCWSA | Sales | 0 | 215 | 215 | 215 | 215 | 215 | 215 | 215 | 215 | 215 | 215
1995 | US | SERC | VACAR | - | DCWST | Standby Demand | 0 | 0 | 0 | 0 | 0 | 0 | 0 | 0 | 0 | 0 | 0
1995 | US | SERC | VACAR | - | DCWTI | Projected Total Internal Demand | 0 | 45058 | 46430 | 47622 | 48749 | 49553 | 50692 | 51753 | 52764 | 53816 | 54718
1995 | US | SERC | VACAR | - | DCWTO | Operable Total Internal Capacity | 0 | 50756 | 52018 | 52278 | 54068 | 56363 | 58209 | 59581 | 60983 | 62253 | 63993
1995 | US | SPP | - | - | CWIPP | IPPs | 667 | 667 | 667 | 667 | 767 | 767 | 767 | 767 | 767 | 767 | 767
1995 | US | SPP | - | - | CWT | Total Capacity | 69655 | 69970 | 70113 | 70429 | 70847 | 71019 | 72164 | 72842 | 73532 | 74244 | 75220
1995 | US | SPP | - | - | CWTOC | Total Owned Capacity | 68988 | 69303 | 69446 | 69762 | 70080 | 70252 | 71397 | 72075 | 72765 | 73477 | 74453
1995 | US | SPP | - | - | DCWAJ | Adjustments | 0 | 0 | 0 | 0 | 0 | 0 | 0 | 0 | 0 | 0 | 0
1995 | US | SPP | - | - | DCWFP | Full-Responsibility Purchases (portion of total purchases) | 0 | 1973 | 1949 | 1963 | 1973 | 1978 | 1994 | 1927 | 1909 | 1925 | 1943
1995 | US | SPP | - | - | DCWFS | Full-Responsibility Sales (portion of total sales) | 0 | 1497 | 1492 | 1485 | 1519 | 1528 | 1483 | 1467 | 1478 | 1487 | 1489
1995 | US | SPP | - | - | DCWIC | Inoperable capacity | 0 | 690 | 690 | 636 | 381 | 311 | 114 | 114 | 114 | 114 | 114
1995 | US | SPP | - | - | DCWIN | Internal Demand | 0 | 43548 | 44275 | 45120 | 45948 | 46507 | 47140 | 47999 | 48972 | 49888 | 50814
1995 | US | SPP | - | - | DCWIPP | IPPs | 0 | 667 | 667 | 667 | 767 | 767 | 767 | 767 | 767 | 767 | 767
1995 | US | SPP | - | - | DCWIT | Interruptible Demand | 0 | 1139 | 1142 | 1147 | 1150 | 1153 | 640 | 633 | 636 | 642 | 680
1995 | US | SPP | - | - | DCWLM | Direct Control Load Management | 0 | 510 | 540 | 563 | 601 | 636 | 857 | 884 | 900 | 952 | 957
1995 | US | SPP | - | - | DCWNC | Net Capacity Resources | 0 | 68624 | 68647 | 69182 | 69954 | 70245 | 72148 | 72892 | 73752 | 74572 | 75553
1995 | US | SPP | - | - | DCWNI | Projected Net Internal Demand | 0 | 41899 | 42593 | 43410 | 44197 | 44718 | 45643 | 46482 | 47436 | 48294 | 49177
1995 | US | SPP | - | - | DCWNO | Net Operable Capacity | 0 | 68613 | 68756 | 69126 | 69699 | 69941 | 71283 | 71961 | 72651 | 73363 | 74339
1995 | US | SPP | - | - | DCWPU | Purchases | 0 | 6978 | 7019 | 7032 | 7055 | 7116 | 5642 | 5546 | 5539 | 5620 | 5654
1995 | US | SPP | - | - | DCWSA | Sales | 0 | 7634 | 7795 | 7643 | 7567 | 7579 | 5544 | 5382 | 5205 | 5178 | 5207
1995 | US | SPP | - | - | DCWST | Standby Demand | 0 | 0 | 0 | 0 | 0 | 0 | 0 | 0 | 0 | 0 | 0
1995 | US | SPP | - | - | DCWTI | Projected Total Internal Demand | 0 | 43548 | 44275 | 45120 | 45948 | 46507 | 47140 | 47999 | 48972 | 49888 | 50814
1995 | US | SPP | - | - | DCWTO | Operable Total Internal Capacity | 0 | 69303 | 69446 | 69762 | 70080 | 70252 | 71397 | 72075 | 72765 | 73477 | 74453
1995 | US | WECC | - | - | CWIPP | IPPs | 9674 | 10119 | 10910 | 11433 | 12088 | 12334 | 12380 | 12388 | 12397 | 12403 | 12423
1995 | US | WECC | - | - | CWT | Total Capacity | 125882 | 127770 | 128722 | 130411 | 132451 | 133393 | 134144 | 134990 | 135489 | 136603 | 137318
1995 | US | WECC | - | - | CWTOC | Total Owned Capacity | 116208 | 117651 | 117812 | 118978 | 120363 | 121059 | 121764 | 122602 | 123092 | 124200 | 124895
1995 | US | WECC | - | - | DCWAJ | Adjustments | 0 | 0 | 0 | 0 | 0 | 0 | 0 | 0 | 0 | 0 | 0
1995 | US | WECC | - | - | DCWFP | Full-Responsibility Purchases (portion of total purchases) | 0 | 825 | 791 | 651 | 656 | 565 | 625 | 630 | 630 | 630 | 630
1995 | US | WECC | - | - | DCWFS | Full-Responsibility Sales (portion of total sales) | 0 | 129 | 129 | 9 | 95 | 530 | 530 | 530 | 530 | 959 | 959
1995 | US | WECC | - | - | DCWIC | Inoperable capacity | 0 | 69 | 69 | 69 | 69 | 69 | 69 | 69 | 69 | 69 | 69
1995 | US | WECC | - | - | DCWIN | Internal Demand | 0 | 94758 | 96773 | 98280 | 99798 | 101260 | 102814 | 104509 | 106204 | 107852 | 109497
1995 | US | WECC | - | - | DCWIPP | IPPs | 0 | 10119 | 10910 | 11433 | 12088 | 12334 | 12380 | 12388 | 12397 | 12403 | 12423
1995 | US | WECC | - | - | DCWIT | Interruptible Demand | 0 | 1419 | 1820 | 1806 | 1793 | 1779 | 1777 | 1784 | 1781 | 1790 | 1793
1995 | US | WECC | - | - | DCWLM | Direct Control Load Management | 0 | 4 | 4 | 4 | 4 | 5 | 5 | 5 | 5 | 5 | 5
1995 | US | WECC | - | - | DCWNC | Net Capacity Resources | 0 | 128397 | 129315 | 130984 | 132943 | 133359 | 134170 | 135021 | 135520 | 136205 | 136920
1995 | US | WECC | - | - | DCWNI | Projected Net Internal Demand | 0 | 93335 | 94949 | 96470 | 98001 | 99476 | 101032 | 102720 | 104418 | 106057 | 107699
1995 | US | WECC | - | - | DCWNO | Net Operable Capacity | 0 | 117582 | 117743 | 118909 | 120294 | 120990 | 121695 | 122533 | 123023 | 124131 | 124826
1995 | US | WECC | - | - | DCWPU | Purchases | 0 | 825 | 791 | 651 | 656 | 565 | 625 | 630 | 630 | 630 | 630
1995 | US | WECC | - | - | DCWSA | Sales | 0 | 129 | 129 | 9 | 95 | 530 | 530 | 530 | 530 | 959 | 959
1995 | US | WECC | - | - | DCWST | Standby Demand | 0 | 0 | 0 | 0 | 0 | 0 | 0 | 0 | 0 | 0 | 0
1995 | US | WECC | - | - | DCWTI | Projected Total Internal Demand | 0 | 94758 | 96773 | 98280 | 99798 | 101260 | 102814 | 104509 | 106204 | 107852 | 109497
1995 | US | WECC | - | - | DCWTO | Operable Total Internal Capacity | 0 | 117651 | 117812 | 118978 | 120363 | 121059 | 121764 | 122602 | 123092 | 124200 | 124895
1995 | US | WECC | AZN | - | CWIPP | IPPs | 0 | 0 | 0 | 0 | 220 | 220 | 220 | 225 | 230 | 234 | 252
1995 | US | WECC | AZN | - | CWT | Total Capacity | 16299 | 16192 | 16192 | 16192 | 16412 | 16437 | 16610 | 16787 | 16896 | 17025 | 17246
1995 | US | WECC | AZN | - | CWTOC | Total Owned Capacity | 16299 | 16192 | 16192 | 16192 | 16192 | 16217 | 16390 | 16562 | 16666 | 16791 | 16994
1995 | US | WECC | AZN | - | DCWAJ | Adjustments | 0 | 4268 | 4268 | 4268 | 4418 | 4418 | 4418 | 4417 | 4418 | 4418 | 4418
1995 | US | WECC | AZN | - | DCWFP | Full-Responsibility Purchases (portion of total purchases) | 0 | 658 | 683 | 608 | 608 | 608 | 658 | 658 | 658 | 658 | 658
1995 | US | WECC | AZN | - | DCWFS | Full-Responsibility Sales (portion of total sales) | 0 | 563 | 563 | 408 | 408 | 408 | 408 | 308 | 308 | 308 | 308
1995 | US | WECC | AZN | - | DCWIC | Inoperable capacity | 0 | 23 | 23 | 23 | 23 | 23 | 23 | 23 | 23 | 23 | 23
1995 | US | WECC | AZN | - | DCWIN | Internal Demand | 0 | 11070 | 11358 | 11620 | 11919 | 12159 | 12444 | 12714 | 12985 | 13312 | 13595
1995 | US | WECC | AZN | - | DCWIPP | IPPs | 0 | 0 | 0 | 0 | 220 | 220 | 220 | 225 | 230 | 234 | 252
1995 | US | WECC | AZN | - | DCWIT | Interruptible Demand | 0 | 452 | 448 | 425 | 418 | 411 | 412 | 417 | 418 | 422 | 425
1995 | US | WECC | AZN | - | DCWLM | Direct Control Load Management | 0 | 2 | 2 | 2 | 2 | 2 | 2 | 2 | 2 | 2 | 2
1995 | US | WECC | AZN | - | DCWNC | Net Capacity Resources | 0 | 16274 | 16289 | 16369 | 16494 | 16519 | 16742 | 16929 | 17058 | 17187 | 17408
1995 | US | WECC | AZN | - | DCWNI | Projected Net Internal Demand | 0 | 10616 | 10908 | 11193 | 11499 | 11746 | 12030 | 12295 | 12565 | 12888 | 13168
1995 | US | WECC | AZN | - | DCWNO | Net Operable Capacity | 0 | 16169 | 16169 | 16169 | 16169 | 16194 | 16367 | 16539 | 16643 | 16768 | 16971
1995 | US | WECC | AZN | - | DCWPU | Purchases | 0 | 1215 | 1230 | 1155 | 1155 | 1155 | 1205 | 1206 | 1205 | 1205 | 1205
1995 | US | WECC | AZN | - | DCWSA | Sales | 0 | 5378 | 5378 | 5223 | 5468 | 5468 | 5468 | 5458 | 5438 | 5438 | 5438
1995 | US | WECC | AZN | - | DCWST | Standby Demand | 0 | 0 | 0 | 0 | 0 | 0 | 0 | 0 | 0 | 0 | 0
1995 | US | WECC | AZN | - | DCWTI | Projected Total Internal Demand | 0 | 11070 | 11358 | 11620 | 11919 | 12159 | 12444 | 12714 | 12985 | 13312 | 13595
1995 | US | WECC | AZN | - | DCWTO | Operable Total Internal Capacity | 0 | 16192 | 16192 | 16192 | 16192 | 16217 | 16390 | 16562 | 16666 | 16791 | 16994
1995 | US | WECC | CNV | - | CWIPP | IPPs | 7710 | 7700 | 7960 | 8433 | 8860 | 9062 | 9064 | 9066 | 9067 | 9069 | 9071
1995 | US | WECC | CNV | - | CWT | Total Capacity | 55534 | 55772 | 56412 | 57187 | 58169 | 58620 | 58838 | 59124 | 59174 | 59366 | 59510
1995 | US | WECC | CNV | - | CWTOC | Total Owned Capacity | 47824 | 48072 | 48452 | 48754 | 49309 | 49558 | 49774 | 50058 | 50107 | 50297 | 50439
1995 | US | WECC | CNV | - | DCWAJ | Adjustments | 0 | -4276 | -4276 | -4276 | -4276 | -4276 | -4276 | -4276 | -4276 | -4276 | -4276
1995 | US | WECC | CNV | - | DCWFP | Full-Responsibility Purchases (portion of total purchases) | 0 | 2889 | 2251 | 2181 | 2146 | 2096 | 2096 | 1996 | 1996 | 1996 | 1996
1995 | US | WECC | CNV | - | DCWFS | Full-Responsibility Sales (portion of total sales) | 0 | 1023 | 1023 | 1023 | 1023 | 1023 | 1023 | 1023 | 1023 | 1023 | 1023
1995 | US | WECC | CNV | - | DCWIC | Inoperable capacity | 0 | 0 | 0 | 0 | 0 | 0 | 0 | 0 | 0 | 0 | 0
1995 | US | WECC | CNV | - | DCWIN | Internal Demand | 0 | 38857 | 39358 | 39929 | 40430 | 41006 | 41554 | 42125 | 42757 | 43392 | 44005
1995 | US | WECC | CNV | - | DCWIPP | IPPs | 0 | 7700 | 7960 | 8433 | 8860 | 9062 | 9064 | 9066 | 9067 | 9069 | 9071
1995 | US | WECC | CNV | - | DCWIT | Interruptible Demand | 0 | 102 | 76 | 76 | 76 | 76 | 76 | 76 | 76 | 76 | 76
1995 | US | WECC | CNV | - | DCWLM | Direct Control Load Management | 0 | 2 | 2 | 2 | 2 | 2 | 3 | 3 | 3 | 3 | 3
1995 | US | WECC | CNV | - | DCWNC | Net Capacity Resources | 0 | 57526 | 58218 | 59255 | 60112 | 60378 | 60606 | 61175 | 61382 | 61775 | 61936
1995 | US | WECC | CNV | - | DCWNI | Projected Net Internal Demand | 0 | 38753 | 39280 | 39851 | 40352 | 40928 | 41475 | 42046 | 42678 | 43313 | 43926
1995 | US | WECC | CNV | - | DCWNO | Net Operable Capacity | 0 | 48072 | 48452 | 48754 | 49309 | 49558 | 49774 | 50058 | 50107 | 50297 | 50439
1995 | US | WECC | CNV | - | DCWPU | Purchases | 0 | 7724 | 7664 | 7926 | 7801 | 7616 | 7626 | 7909 | 8066 | 8267 | 8284
1995 | US | WECC | CNV | - | DCWSA | Sales | 0 | 1694 | 1582 | 1582 | 1582 | 1582 | 1582 | 1582 | 1582 | 1582 | 1582
1995 | US | WECC | CNV | - | DCWST | Standby Demand | 0 | 0 | 0 | 0 | 0 | 0 | 0 | 0 | 0 | 0 | 0
1995 | US | WECC | CNV | - | DCWTI | Projected Total Internal Demand | 0 | 38857 | 39358 | 39929 | 40430 | 41006 | 41554 | 42125 | 42757 | 43392 | 44005
1995 | US | WECC | CNV | - | DCWTO | Operable Total Internal Capacity | 0 | 48072 | 48452 | 48754 | 49309 | 49558 | 49774 | 50058 | 50107 | 50297 | 50439
1995 | US | WECC | NWPP | - | CWIPP | IPPs | 1342 | 1474 | 2273 | 2276 | 2308 | 2352 | 2396 | 2398 | 2400 | 2400 | 2400
1995 | US | WECC | NWPP | - | CWT | Total Capacity | 44146 | 44791 | 45651 | 46449 | 46978 | 47290 | 47534 | 47705 | 47890 | 48505 | 48505
1995 | US | WECC | NWPP | - | CWTOC | Total Owned Capacity | 42804 | 43317 | 43378 | 44173 | 44670 | 44938 | 45138 | 45307 | 45490 | 46105 | 46105
1995 | US | WECC | NWPP | - | DCWAJ | Adjustments | 0 | -551 | -551 | -551 | -701 | -701 | -701 | -701 | -701 | -701 | -701
1995 | US | WECC | NWPP | - | DCWFP | Full-Responsibility Purchases (portion of total purchases) | 0 | 2070 | 2142 | 2142 | 2142 | 2046 | 2046 | 2046 | 2046 | 2046 | 1624
1995 | US | WECC | NWPP | - | DCWFS | Full-Responsibility Sales (portion of total sales) | 0 | 2141 | 2191 | 2191 | 2277 | 2662 | 2662 | 2662 | 2662 | 3091 | 2991
1995 | US | WECC | NWPP | - | DCWIC | Inoperable capacity | 0 | 0 | 0 | 0 | 0 | 0 | 0 | 0 | 0 | 0 | 0
1995 | US | WECC | NWPP | - | DCWIN | Internal Demand | 0 | 38960 | 40026 | 40565 | 41103 | 41671 | 42279 | 42879 | 43507 | 44121 | 44739
1995 | US | WECC | NWPP | - | DCWIPP | IPPs | 0 | 1474 | 2273 | 2276 | 2308 | 2352 | 2396 | 2398 | 2400 | 2400 | 2400
1995 | US | WECC | NWPP | - | DCWIT | Interruptible Demand | 0 | 740 | 1143 | 1151 | 1144 | 1135 | 1130 | 1132 | 1127 | 1130 | 1128
1995 | US | WECC | NWPP | - | DCWLM | Direct Control Load Management | 0 | 0 | 0 | 0 | 0 | 0 | 0 | 0 | 0 | 0 | 0
1995 | US | WECC | NWPP | - | DCWNC | Net Capacity Resources | 0 | 44720 | 45602 | 46400 | 46843 | 46674 | 46918 | 47089 | 47274 | 47460 | 47138
1995 | US | WECC | NWPP | - | DCWNI | Projected Net Internal Demand | 0 | 38220 | 38883 | 39414 | 39959 | 40536 | 41149 | 41747 | 42380 | 42991 | 43611
1995 | US | WECC | NWPP | - | DCWNO | Net Operable Capacity | 0 | 43317 | 43378 | 44173 | 44670 | 44938 | 45138 | 45307 | 45490 | 46105 | 46105
1995 | US | WECC | NWPP | - | DCWPU | Purchases | 0 | 3139 | 3211 | 3211 | 3361 | 3265 | 3265 | 3265 | 3265 | 3265 | 2843
1995 | US | WECC | NWPP | - | DCWSA | Sales | 0 | 2659 | 2709 | 2709 | 2795 | 3180 | 3180 | 3180 | 3180 | 3609 | 3509
1995 | US | WECC | NWPP | - | DCWST | Standby Demand | 0 | 0 | 0 | 0 | 0 | 0 | 0 | 0 | 0 | 0 | 0
1995 | US | WECC | NWPP | - | DCWTI | Projected Total Internal Demand | 0 | 38960 | 40026 | 40565 | 41103 | 41671 | 42279 | 42879 | 43507 | 44121 | 44739
1995 | US | WECC | NWPP | - | DCWTO | Operable Total Internal Capacity | 0 | 43317 | 43378 | 44173 | 44670 | 44938 | 45138 | 45307 | 45490 | 46105 | 46105
1995 | US | WECC | RMPA | - | CWIPP | IPPs | 622 | 622 | 627 | 650 | 650 | 650 | 650 | 650 | 650 | 650 | 650
1995 | US | WECC | RMPA | - | CWT | Total Capacity | 9903 | 9903 | 10127 | 10185 | 10470 | 10711 | 10790 | 11004 | 11108 | 11335 | 11685
1995 | US | WECC | RMPA | - | CWTOC | Total Owned Capacity | 9281 | 9281 | 9500 | 9535 | 9820 | 10061 | 10140 | 10354 | 10458 | 10685 | 11035
1995 | US | WECC | RMPA | - | DCWAJ | Adjustments | 0 | 568 | 559 | 559 | 559 | 559 | 559 | 559 | 560 | 559 | 559
1995 | US | WECC | RMPA | - | DCWFP | Full-Responsibility Purchases (portion of total purchases) | 0 | 391 | 351 | 376 | 381 | 386 | 396 | 401 | 401 | 401 | 401
1995 | US | WECC | RMPA | - | DCWFS | Full-Responsibility Sales (portion of total sales) | 0 | 1011 | 1011 | 1012 | 1012 | 1012 | 1012 | 1012 | 1012 | 1012 | 1012
1995 | US | WECC | RMPA | - | DCWIC | Inoperable capacity | 0 | 46 | 46 | 46 | 46 | 46 | 46 | 46 | 46 | 46 | 46
1995 | US | WECC | RMPA | - | DCWIN | Internal Demand | 0 | 6932 | 7048 | 7341 | 7449 | 7595 | 7738 | 7872 | 7998 | 8110 | 8240
1995 | US | WECC | RMPA | - | DCWIPP | IPPs | 0 | 622 | 627 | 650 | 650 | 650 | 650 | 650 | 650 | 650 | 650
1995 | US | WECC | RMPA | - | DCWIT | Interruptible Demand | 0 | 151 | 153 | 154 | 155 | 157 | 159 | 159 | 160 | 162 | 164
1995 | US | WECC | RMPA | - | DCWLM | Direct Control Load Management | 0 | 0 | 0 | 0 | 0 | 0 | 0 | 0 | 0 | 0 | 0
1995 | US | WECC | RMPA | - | DCWNC | Net Capacity Resources | 0 | 9237 | 9421 | 9503 | 9793 | 10039 | 10128 | 10347 | 10451 | 10678 | 11028
1995 | US | WECC | RMPA | - | DCWNI | Projected Net Internal Demand | 0 | 6781 | 6895 | 7187 | 7294 | 7438 | 7579 | 7713 | 7838 | 7948 | 8076
1995 | US | WECC | RMPA | - | DCWNO | Net Operable Capacity | 0 | 9235 | 9454 | 9489 | 9774 | 10015 | 10094 | 10308 | 10412 | 10639 | 10989
1995 | US | WECC | RMPA | - | DCWPU | Purchases | 0 | 455 | 424 | 449 | 454 | 459 | 469 | 474 | 474 | 474 | 474
1995 | US | WECC | RMPA | - | DCWSA | Sales | 0 | 1643 | 1643 | 1644 | 1644 | 1644 | 1644 | 1644 | 1645 | 1644 | 1644
1995 | US | WECC | RMPA | - | DCWST | Standby Demand | 0 | 0 | 0 | 0 | 0 | 0 | 0 | 0 | 0 | 0 | 0
1995 | US | WECC | RMPA | - | DCWTI | Projected Total Internal Demand | 0 | 6932 | 7048 | 7341 | 7449 | 7595 | 7738 | 7872 | 7998 | 8110 | 8240
1995 | US | WECC | RMPA | - | DCWTO | Operable Total Internal Capacity | 0 | 9281 | 9500 | 9535 | 9820 | 10061 | 10140 | 10354 | 10458 | 10685 | 11035
1996 | CA | MRO | - | - | CWIPP | IPPs | 0 | 0 | 0 | 0 | 0 | 0 | 0 | 0 | 0 | 0 | 0
1996 | CA | MRO | - | - | CWT | Total Capacity | 8055 | 7938 | 7938 | 7938 | 8032 | 8032 | 8032 | 8032 | 8032 | 8126 | 8006
1996 | CA | MRO | - | - | CWTOC | Total Owned Capacity | 8055 | 7938 | 7938 | 7938 | 8032 | 8032 | 8032 | 8032 | 8032 | 8126 | 8006
1996 | CA | MRO | - | - | DCWAJ | Adjustments | 0 | 0 | 0 | 0 | 0 | 0 | 0 | 0 | 0 | 0 | 0
1996 | CA | MRO | - | - | DCWFP | Full-Responsibility Purchases (portion of total purchases) | 0 | 125 | 125 | 125 | 125 | 125 | 125 | 125 | 125 | 125 | 125
1996 | CA | MRO | - | - | DCWFS | Full-Responsibility Sales (portion of total sales) | 0 | 0 | 0 | 200 | 200 | 200 | 200 | 200 | 0 | 0 | 0
1996 | CA | MRO | - | - | DCWIC | Inoperable capacity | 0 | 0 | 0 | 0 | 0 | 0 | 0 | 0 | 0 | 0 | 0
1996 | CA | MRO | - | - | DCWIN | Internal Demand | 0 | 6321 | 6372 | 6471 | 6527 | 6630 | 6703 | 6748 | 6752 | 6842 | 6798
1996 | CA | MRO | - | - | DCWIPP | IPPs | 0 | 0 | 0 | 0 | 0 | 0 | 0 | 0 | 0 | 0 | 0
1996 | CA | MRO | - | - | DCWIT | Interruptible Demand | 0 | 192 | 192 | 195 | 183 | 179 | 182 | 182 | 182 | 182 | 114
1996 | CA | MRO | - | - | DCWLM | Direct Control Load Management | 0 | 0 | 0 | 0 | 0 | 0 | 0 | 0 | 0 | 0 | 0
1996 | CA | MRO | - | - | DCWNC | Net Capacity Resources | 0 | 8063 | 8063 | 7863 | 7957 | 7957 | 7957 | 7957 | 8157 | 8251 | 8131
1996 | CA | MRO | - | - | DCWNI | Projected Net Internal Demand | 0 | 6129 | 6180 | 6276 | 6344 | 6451 | 6521 | 6566 | 6570 | 6660 | 6684
1996 | CA | MRO | - | - | DCWNO | Net Operable Capacity | 0 | 7938 | 7938 | 7938 | 8032 | 8032 | 8032 | 8032 | 8032 | 8126 | 8006
1996 | CA | MRO | - | - | DCWPU | Purchases | 0 | 125 | 125 | 125 | 125 | 125 | 125 | 125 | 125 | 125 | 125
1996 | CA | MRO | - | - | DCWSA | Sales | 0 | 0 | 0 | 200 | 200 | 200 | 200 | 200 | 0 | 0 | 0
1996 | CA | MRO | - | - | DCWST | Standby Demand | 0 | 0 | 0 | 0 | 0 | 0 | 0 | 0 | 0 | 0 | 0
1996 | CA | MRO | - | - | DCWTI | Projected Total Internal Demand | 0 | 6321 | 6372 | 6471 | 6527 | 6630 | 6703 | 6748 | 6752 | 6842 | 6798
1996 | CA | MRO | - | - | DCWTO | Operable Total Internal Capacity | 0 | 7938 | 7938 | 7938 | 8032 | 8032 | 8032 | 8032 | 8032 | 8126 | 8006
1996 | CA | NPCC | - | - | CWIPP | IPPs | 1273 | 1805 | 1971 | 1971 | 1972 | 1973 | 1973 | 1973 | 1973 | 2073 | 2103
1996 | CA | NPCC | - | - | CWT | Total Capacity | 71485 | 72549 | 72806 | 73065 | 73119 | 73150 | 73923 | 74017 | 74217 | 74455 | 75053
1996 | CA | NPCC | - | - | CWTOC | Total Owned Capacity | 70212 | 70744 | 70835 | 71094 | 71147 | 71177 | 71950 | 72044 | 72244 | 72382 | 72950
1996 | CA | NPCC | - | - | DCWAJ | Adjustments | 0 | -12 | -12 | -12 | -12 | -12 | -12 | -12 | -12 | -12 | 0
1996 | CA | NPCC | - | - | DCWFP | Full-Responsibility Purchases (portion of total purchases) | 0 | 0 | 0 | 0 | 0 | 0 | 0 | 0 | 0 | 0 | 0
1996 | CA | NPCC | - | - | DCWFS | Full-Responsibility Sales (portion of total sales) | 0 | 467 | 467 | 368 | 368 | 368 | 368 | 269 | 269 | 269 | 270
1996 | CA | NPCC | - | - | DCWIC | Inoperable capacity | 0 | 4285 | 4285 | 4285 | 5054 | 5054 | 4285 | 4285 | 4285 | 4285 | 4285
1996 | CA | NPCC | - | - | DCWIN | Internal Demand | 0 | 59967 | 61066 | 62501 | 64086 | 65245 | 66059 | 66909 | 67652 | 68511 | 69536
1996 | CA | NPCC | - | - | DCWIPP | IPPs | 0 | 1805 | 1971 | 1971 | 1972 | 1973 | 1973 | 1973 | 1973 | 2073 | 2103
1996 | CA | NPCC | - | - | DCWIT | Interruptible Demand | 0 | 3066 | 3280 | 3142 | 3135 | 3137 | 3114 | 3102 | 3101 | 3091 | 3079
1996 | CA | NPCC | - | - | DCWLM | Direct Control Load Management | 0 | 0 | 0 | 0 | 0 | 0 | 0 | 0 | 0 | 0 | 0
1996 | CA | NPCC | - | - | DCWNC | Net Capacity Resources | 0 | 73905 | 74112 | 74560 | 73845 | 73946 | 75678 | 75761 | 75751 | 75979 | 76578
1996 | CA | NPCC | - | - | DCWNI | Projected Net Internal Demand | 0 | 56901 | 57786 | 59359 | 60951 | 62108 | 62945 | 63807 | 64551 | 65420 | 66457
1996 | CA | NPCC | - | - | DCWNO | Net Operable Capacity | 0 | 66459 | 66550 | 66809 | 66093 | 66123 | 67665 | 67759 | 67959 | 68097 | 68665
1996 | CA | NPCC | - | - | DCWPU | Purchases | 0 | 6530 | 6480 | 6570 | 6560 | 6650 | 6840 | 6730 | 6520 | 6510 | 6500
1996 | CA | NPCC | - | - | DCWSA | Sales | 0 | 877 | 877 | 778 | 768 | 788 | 788 | 689 | 689 | 689 | 690
1996 | CA | NPCC | - | - | DCWST | Standby Demand | 0 | 0 | 0 | 0 | 0 | 0 | 0 | 0 | 0 | 0 | 0
1996 | CA | NPCC | - | - | DCWTI | Projected Total Internal Demand | 0 | 59967 | 61066 | 62501 | 64086 | 65245 | 66059 | 66909 | 67652 | 68511 | 69536
1996 | CA | NPCC | - | - | DCWTO | Operable Total Internal Capacity | 0 | 70744 | 70835 | 71094 | 71147 | 71177 | 71950 | 72044 | 72244 | 72382 | 72950
1996 | CA | NPCC | Maritimes | Maritimes | CWIPP | IPPs | 10 | 74 | 99 | 99 | 99 | 100 | 100 | 100 | 100 | 100 | 100
1996 | CA | NPCC | Maritimes | Maritimes | CWT | Total Capacity | 6427 | 6495 | 6526 | 6643 | 6643 | 6644 | 6600 | 6624 | 6724 | 6832 | 6920
1996 | CA | NPCC | Maritimes | Maritimes | CWTOC | Total Owned Capacity | 6417 | 6421 | 6427 | 6544 | 6544 | 6544 | 6500 | 6524 | 6624 | 6732 | 6820
1996 | CA | NPCC | Maritimes | Maritimes | DCWAJ | Adjustments | 0 | -12 | -12 | -12 | -12 | -12 | -12 | -12 | -12 | -12 | 0
1996 | CA | NPCC | Maritimes | Maritimes | DCWFP | Full-Responsibility Purchases (portion of total purchases) | 0 | 0 | 0 | 0 | 0 | 0 | 0 | 0 | 0 | 0 | 0
1996 | CA | NPCC | Maritimes | Maritimes | DCWFS | Full-Responsibility Sales (portion of total sales) | 0 | 467 | 467 | 368 | 368 | 368 | 368 | 269 | 269 | 269 | 270
1996 | CA | NPCC | Maritimes | Maritimes | DCWIC | Inoperable capacity | 0 | 0 | 0 | 0 | 0 | 0 | 0 | 0 | 0 | 0 | 0
1996 | CA | NPCC | Maritimes | Maritimes | DCWIN | Internal Demand | 0 | 5006 | 5068 | 5138 | 5217 | 5298 | 5375 | 5455 | 5538 | 5636 | 5736
1996 | CA | NPCC | Maritimes | Maritimes | DCWIPP | IPPs | 0 | 74 | 99 | 99 | 99 | 100 | 100 | 100 | 100 | 100 | 100
1996 | CA | NPCC | Maritimes | Maritimes | DCWIT | Interruptible Demand | 0 | 336 | 336 | 337 | 339 | 341 | 348 | 356 | 365 | 375 | 373
1996 | CA | NPCC | Maritimes | Maritimes | DCWLM | Direct Control Load Management | 0 | 0 | 0 | 0 | 0 | 0 | 0 | 0 | 0 | 0 | 0
1996 | CA | NPCC | Maritimes | Maritimes | DCWNC | Net Capacity Resources | 0 | 6066 | 6097 | 6313 | 6313 | 6314 | 6270 | 6393 | 6493 | 6601 | 6700
1996 | CA | NPCC | Maritimes | Maritimes | DCWNI | Projected Net Internal Demand | 0 | 4670 | 4732 | 4801 | 4878 | 4957 | 5027 | 5099 | 5173 | 5261 | 5363
1996 | CA | NPCC | Maritimes | Maritimes | DCWNO | Net Operable Capacity | 0 | 6421 | 6427 | 6544 | 6544 | 6544 | 6500 | 6524 | 6624 | 6732 | 6820
1996 | CA | NPCC | Maritimes | Maritimes | DCWPU | Purchases | 0 | 50 | 50 | 50 | 50 | 50 | 50 | 50 | 50 | 50 | 50
1996 | CA | NPCC | Maritimes | Maritimes | DCWSA | Sales | 0 | 467 | 467 | 368 | 368 | 368 | 368 | 269 | 269 | 269 | 270
1996 | CA | NPCC | Maritimes | Maritimes | DCWST | Standby Demand | 0 | 0 | 0 | 0 | 0 | 0 | 0 | 0 | 0 | 0 | 0
1996 | CA | NPCC | Maritimes | Maritimes | DCWTI | Projected Total Internal Demand | 0 | 5006 | 5068 | 5138 | 5217 | 5298 | 5375 | 5455 | 5538 | 5636 | 5736
1996 | CA | NPCC | Maritimes | Maritimes | DCWTO | Operable Total Internal Capacity | 0 | 6421 | 6427 | 6544 | 6544 | 6544 | 6500 | 6524 | 6624 | 6732 | 6820
1996 | CA | NPCC | Ontario | Ontario | CWIPP | IPPs | 1093 | 1401 | 1502 | 1502 | 1503 | 1503 | 1503 | 1503 | 1503 | 1503 | 1503
1996 | CA | NPCC | Ontario | Ontario | CWT | Total Capacity | 34328 | 34674 | 34820 | 34852 | 34886 | 34906 | 34933 | 34953 | 34953 | 34953 | 34953
1996 | CA | NPCC | Ontario | Ontario | CWTOC | Total Owned Capacity | 33235 | 33273 | 33318 | 33350 | 33383 | 33403 | 33430 | 33450 | 33450 | 33450 | 33450
1996 | CA | NPCC | Ontario | Ontario | DCWAJ | Adjustments | 0 | 0 | 0 | 0 | 0 | 0 | 0 | 0 | 0 | 0 | 0
1996 | CA | NPCC | Ontario | Ontario | DCWFP | Full-Responsibility Purchases (portion of total purchases) | 0 | 0 | 0 | 0 | 0 | 0 | 0 | 0 | 0 | 0 | 0
1996 | CA | NPCC | Ontario | Ontario | DCWFS | Full-Responsibility Sales (portion of total sales) | 0 | 0 | 0 | 0 | 0 | 0 | 0 | 0 | 0 | 0 | 0
1996 | CA | NPCC | Ontario | Ontario | DCWIC | Inoperable capacity | 0 | 4285 | 4285 | 4285 | 5054 | 5054 | 4285 | 4285 | 4285 | 4285 | 4285
1996 | CA | NPCC | Ontario | Ontario | DCWIN | Internal Demand | 0 | 23451 | 23928 | 24343 | 24709 | 25047 | 25394 | 25714 | 26084 | 26455 | 26830
1996 | CA | NPCC | Ontario | Ontario | DCWIPP | IPPs | 0 | 1401 | 1502 | 1502 | 1503 | 1503 | 1503 | 1503 | 1503 | 1503 | 1503
1996 | CA | NPCC | Ontario | Ontario | DCWIT | Interruptible Demand | 0 | 540 | 604 | 605 | 626 | 626 | 626 | 626 | 626 | 626 | 626
1996 | CA | NPCC | Ontario | Ontario | DCWLM | Direct Control Load Management | 0 | 0 | 0 | 0 | 0 | 0 | 0 | 0 | 0 | 0 | 0
1996 | CA | NPCC | Ontario | Ontario | DCWNC | Net Capacity Resources | 0 | 30389 | 30535 | 30767 | 30032 | 30052 | 30848 | 30868 | 30668 | 30668 | 30668
1996 | CA | NPCC | Ontario | Ontario | DCWNI | Projected Net Internal Demand | 0 | 22911 | 23324 | 23738 | 24083 | 24421 | 24768 | 25088 | 25458 | 25829 | 26204
1996 | CA | NPCC | Ontario | Ontario | DCWNO | Net Operable Capacity | 0 | 28988 | 29033 | 29065 | 28329 | 28349 | 29145 | 29165 | 29165 | 29165 | 29165
1996 | CA | NPCC | Ontario | Ontario | DCWPU | Purchases | 0 | 0 | 0 | 200 | 200 | 200 | 200 | 200 | 0 | 0 | 0
1996 | CA | NPCC | Ontario | Ontario | DCWSA | Sales | 0 | 0 | 0 | 0 | 0 | 0 | 0 | 0 | 0 | 0 | 0
1996 | CA | NPCC | Ontario | Ontario | DCWST | Standby Demand | 0 | 0 | 0 | 0 | 0 | 0 | 0 | 0 | 0 | 0 | 0
1996 | CA | NPCC | Ontario | Ontario | DCWTI | Projected Total Internal Demand | 0 | 23451 | 23928 | 24343 | 24709 | 25047 | 25394 | 25714 | 26084 | 26455 | 26830
1996 | CA | NPCC | Ontario | Ontario | DCWTO | Operable Total Internal Capacity | 0 | 33273 | 33318 | 33350 | 33383 | 33403 | 33430 | 33450 | 33450 | 33450 | 33450
1996 | CA | NPCC | Quebec | Quebec | CWIPP | IPPs | 170 | 330 | 370 | 370 | 370 | 370 | 370 | 370 | 370 | 470 | 500
1996 | CA | NPCC | Quebec | Quebec | CWT | Total Capacity | 30730 | 31380 | 31460 | 31570 | 31590 | 31600 | 32390 | 32440 | 32540 | 32670 | 33180
1996 | CA | NPCC | Quebec | Quebec | CWTOC | Total Owned Capacity | 30560 | 31050 | 31090 | 31200 | 31220 | 31230 | 32020 | 32070 | 32170 | 32200 | 32680
1996 | CA | NPCC | Quebec | Quebec | DCWAJ | Adjustments | 0 | 0 | 0 | 0 | 0 | 0 | 0 | 0 | 0 | 0 | 0
1996 | CA | NPCC | Quebec | Quebec | DCWFP | Full-Responsibility Purchases (portion of total purchases) | 0 | 0 | 0 | 0 | 0 | 0 | 0 | 0 | 0 | 0 | 0
1996 | CA | NPCC | Quebec | Quebec | DCWFS | Full-Responsibility Sales (portion of total sales) | 0 | 0 | 0 | 0 | 0 | 0 | 0 | 0 | 0 | 0 | 0
1996 | CA | NPCC | Quebec | Quebec | DCWIC | Inoperable capacity | 0 | 0 | 0 | 0 | 0 | 0 | 0 | 0 | 0 | 0 | 0
1996 | CA | NPCC | Quebec | Quebec | DCWIN | Internal Demand | 0 | 31510 | 32070 | 33020 | 34160 | 34900 | 35290 | 35740 | 36030 | 36420 | 36970
1996 | CA | NPCC | Quebec | Quebec | DCWIPP | IPPs | 0 | 330 | 370 | 370 | 370 | 370 | 370 | 370 | 370 | 470 | 500
1996 | CA | NPCC | Quebec | Quebec | DCWIT | Interruptible Demand | 0 | 2190 | 2340 | 2200 | 2170 | 2170 | 2140 | 2120 | 2110 | 2090 | 2080
1996 | CA | NPCC | Quebec | Quebec | DCWLM | Direct Control Load Management | 0 | 0 | 0 | 0 | 0 | 0 | 0 | 0 | 0 | 0 | 0
1996 | CA | NPCC | Quebec | Quebec | DCWNC | Net Capacity Resources | 0 | 37450 | 37480 | 37480 | 37500 | 37580 | 38560 | 38500 | 38590 | 38710 | 39210
1996 | CA | NPCC | Quebec | Quebec | DCWNI | Projected Net Internal Demand | 0 | 29320 | 29730 | 30820 | 31990 | 32730 | 33150 | 33620 | 33920 | 34330 | 34890
1996 | CA | NPCC | Quebec | Quebec | DCWNO | Net Operable Capacity | 0 | 31050 | 31090 | 31200 | 31220 | 31230 | 32020 | 32070 | 32170 | 32200 | 32680
1996 | CA | NPCC | Quebec | Quebec | DCWPU | Purchases | 0 | 6480 | 6430 | 6320 | 6310 | 6400 | 6590 | 6480 | 6470 | 6460 | 6450
1996 | CA | NPCC | Quebec | Quebec | DCWSA | Sales | 0 | 410 | 410 | 410 | 400 | 420 | 420 | 420 | 420 | 420 | 420
1996 | CA | NPCC | Quebec | Quebec | DCWST | Standby Demand | 0 | 0 | 0 | 0 | 0 | 0 | 0 | 0 | 0 | 0 | 0
1996 | CA | NPCC | Quebec | Quebec | DCWTI | Projected Total Internal Demand | 0 | 31510 | 32070 | 33020 | 34160 | 34900 | 35290 | 35740 | 36030 | 36420 | 36970
1996 | CA | NPCC | Quebec | Quebec | DCWTO | Operable Total Internal Capacity | 0 | 31050 | 31090 | 31200 | 31220 | 31230 | 32020 | 32070 | 32170 | 32200 | 32680
1996 | CA | WECC | - | - | CWIPP | IPPs | 390 | 441 | 441 | 778 | 778 | 778 | 778 | 778 | 778 | 778 | 778
1996 | CA | WECC | - | - | CWT | Total Capacity | 19512 | 19628 | 19493 | 19706 | 20527 | 21095 | 21495 | 21195 | 21021 | 21060 | 21060
1996 | CA | WECC | - | - | CWTOC | Total Owned Capacity | 19122 | 19187 | 19052 | 18928 | 19749 | 20317 | 20717 | 20417 | 20243 | 20282 | 20282
1996 | CA | WECC | - | - | DCWAJ | Adjustments | 0 | 0 | 0 | 0 | 0 | 0 | 0 | 0 | 0 | 0 | 0
1996 | CA | WECC | - | - | DCWFP | Full-Responsibility Purchases (portion of total purchases) | 0 | 90 | 85 | 216 | 853 | 768 | 768 | 768 | 1400 | 1400 | 1400
1996 | CA | WECC | - | - | DCWFS | Full-Responsibility Sales (portion of total sales) | 0 | 118 | 118 | 118 | 118 | 118 | 118 | 118 | 118 | 118 | 118
1996 | CA | WECC | - | - | DCWIC | Inoperable capacity | 0 | 0 | 0 | 0 | 0 | 0 | 0 | 0 | 0 | 0 | 0
1996 | CA | WECC | - | - | DCWIN | Internal Demand | 0 | 16874 | 17211 | 17635 | 18007 | 18381 | 18603 | 18912 | 19240 | 19566 | 19887
1996 | CA | WECC | - | - | DCWIPP | IPPs | 0 | 441 | 441 | 778 | 778 | 778 | 778 | 778 | 778 | 778 | 778
1996 | CA | WECC | - | - | DCWIT | Interruptible Demand | 0 | 599 | 609 | 618 | 591 | 573 | 552 | 537 | 510 | 507 | 506
1996 | CA | WECC | - | - | DCWLM | Direct Control Load Management | 0 | 0 | 0 | 0 | 0 | 0 | 0 | 0 | 0 | 0 | 0
1996 | CA | WECC | - | - | DCWNC | Net Capacity Resources | 0 | 19600 | 19460 | 19804 | 21262 | 21745 | 22145 | 21845 | 22303 | 22342 | 22342
1996 | CA | WECC | - | - | DCWNI | Projected Net Internal Demand | 0 | 16275 | 16602 | 17017 | 17416 | 17808 | 18051 | 18375 | 18730 | 19059 | 19381
1996 | CA | WECC | - | - | DCWNO | Net Operable Capacity | 0 | 19187 | 19052 | 18928 | 19749 | 20317 | 20717 | 20417 | 20243 | 20282 | 20282
1996 | CA | WECC | - | - | DCWPU | Purchases | 0 | 90 | 85 | 216 | 853 | 768 | 768 | 768 | 1400 | 1400 | 1400
1996 | CA | WECC | - | - | DCWSA | Sales | 0 | 118 | 118 | 118 | 118 | 118 | 118 | 118 | 118 | 118 | 118
1996 | CA | WECC | - | - | DCWST | Standby Demand | 0 | 0 | 0 | 0 | 0 | 0 | 0 | 0 | 0 | 0 | 0
1996 | CA | WECC | - | - | DCWTI | Projected Total Internal Demand | 0 | 16874 | 17211 | 17635 | 18007 | 18381 | 18603 | 18912 | 19240 | 19566 | 19887
1996 | CA | WECC | - | - | DCWTO | Operable Total Internal Capacity | 0 | 19187 | 19052 | 18928 | 19749 | 20317 | 20717 | 20417 | 20243 | 20282 | 20282
1996 | MX | WECC | CA-MX | - | CWIPP | IPPs | 0 | 0 | 0 | 0 | 0 | 0 | 0 | 0 | 0 | 0 | 0
1996 | MX | WECC | CA-MX | - | CWT | Total Capacity | 1338 | 1338 | 1338 | 1338 | 1948 | 2031 | 2256 | 2256 | 2481 | 2481 | 2481
1996 | MX | WECC | CA-MX | - | CWTOC | Total Owned Capacity | 1338 | 1338 | 1338 | 1338 | 1948 | 2031 | 2256 | 2256 | 2481 | 2481 | 2481
1996 | MX | WECC | CA-MX | - | DCWAJ | Adjustments | 0 | 0 | 0 | 0 | 0 | 0 | 0 | 0 | 0 | 0 | 0
1996 | MX | WECC | CA-MX | - | DCWFP | Full-Responsibility Purchases (portion of total purchases) | 0 | 0 | 0 | 0 | 0 | 0 | 0 | 0 | 0 | 0 | 0
1996 | MX | WECC | CA-MX | - | DCWFS | Full-Responsibility Sales (portion of total sales) | 0 | 0 | 0 | 0 | 0 | 0 | 0 | 0 | 0 | 0 | 0
1996 | MX | WECC | CA-MX | - | DCWIC | Inoperable capacity | 0 | 0 | 0 | 0 | 0 | 0 | 0 | 0 | 0 | 0 | 0
1996 | MX | WECC | CA-MX | - | DCWIN | Internal Demand | 0 | 807 | 871 | 921 | 989 | 1065 | 1146 | 1233 | 1327 | 1427 | 1535
1996 | MX | WECC | CA-MX | - | DCWIPP | IPPs | 0 | 0 | 0 | 0 | 0 | 0 | 0 | 0 | 0 | 0 | 0
1996 | MX | WECC | CA-MX | - | DCWIT | Interruptible Demand | 0 | 0 | 0 | 0 | 0 | 0 | 0 | 0 | 0 | 0 | 0
1996 | MX | WECC | CA-MX | - | DCWLM | Direct Control Load Management | 0 | 0 | 0 | 0 | 0 | 0 | 0 | 0 | 0 | 0 | 0
1996 | MX | WECC | CA-MX | - | DCWNC | Net Capacity Resources | 0 | 1338 | 1338 | 1338 | 1948 | 2031 | 2256 | 2256 | 2481 | 2481 | 2481
1996 | MX | WECC | CA-MX | - | DCWNI | Projected Net Internal Demand | 0 | 807 | 871 | 921 | 989 | 1065 | 1146 | 1233 | 1327 | 1427 | 1535
1996 | MX | WECC | CA-MX | - | DCWNO | Net Operable Capacity | 0 | 1338 | 1338 | 1338 | 1948 | 2031 | 2256 | 2256 | 2481 | 2481 | 2481
1996 | MX | WECC | CA-MX | - | DCWPU | Purchases | 0 | 0 | 0 | 0 | 0 | 0 | 0 | 0 | 0 | 0 | 0
1996 | MX | WECC | CA-MX | - | DCWSA | Sales | 0 | 0 | 0 | 0 | 0 | 0 | 0 | 0 | 0 | 0 | 0
1996 | MX | WECC | CA-MX | - | DCWST | Standby Demand | 0 | 0 | 0 | 0 | 0 | 0 | 0 | 0 | 0 | 0 | 0
1996 | MX | WECC | CA-MX | - | DCWTI | Projected Total Internal Demand | 0 | 807 | 871 | 921 | 989 | 1065 | 1146 | 1233 | 1327 | 1427 | 1535
1996 | MX | WECC | CA-MX | - | DCWTO | Operable Total Internal Capacity | 0 | 1338 | 1338 | 1338 | 1948 | 2031 | 2256 | 2256 | 2481 | 2481 | 2481
1996 | US | ECAR | - | - | CWIPP | IPPs | 2029 | 2074 | 2087 | 2087 | 2283 | 2937 | 3592 | 3832 | 4073 | 4230 | 4230
1996 | US | ECAR | - | - | CWT | Total Capacity | 105278 | 105350 | 105955 | 106950 | 108471 | 110061 | 111495 | 113895 | 115767 | 117612 | 118716
1996 | US | ECAR | - | - | CWTOC | Total Owned Capacity | 103249 | 103276 | 103868 | 104863 | 106188 | 107124 | 107903 | 110063 | 111694 | 113382 | 114486
1996 | US | ECAR | - | - | DCWAJ | Adjustments | 0 | 0 | 0 | 0 | 0 | 0 | 0 | 0 | 0 | 0 | 0
1996 | US | ECAR | - | - | DCWFP | Full-Responsibility Purchases (portion of total purchases) | 0 | 442 | 552 | 442 | 442 | 442 | 463 | 463 | 463 | 463 | 463
1996 | US | ECAR | - | - | DCWFS | Full-Responsibility Sales (portion of total sales) | 0 | 808 | 1108 | 1108 | 1063 | 1063 | 1063 | 963 | 963 | 963 | 963
1996 | US | ECAR | - | - | DCWIC | Inoperable capacity | 0 | 0 | 0 | 0 | 0 | 0 | 0 | 0 | 0 | 0 | 0
1996 | US | ECAR | - | - | DCWIN | Internal Demand | 0 | 81901 | 83203 | 84758 | 86191 | 87633 | 89054 | 90496 | 91930 | 93425 | 92636
1996 | US | ECAR | - | - | DCWIPP | IPPs | 0 | 2074 | 2087 | 2087 | 2283 | 2937 | 3592 | 3832 | 4073 | 4230 | 4230
1996 | US | ECAR | - | - | DCWIT | Interruptible Demand | 0 | 1972 | 2140 | 2156 | 2314 | 2457 | 2585 | 2589 | 2592 | 2623 | 2621
1996 | US | ECAR | - | - | DCWLM | Direct Control Load Management | 0 | 245 | 283 | 325 | 346 | 358 | 368 | 374 | 382 | 388 | 394
1996 | US | ECAR | - | - | DCWNC | Net Capacity Resources | 0 | 104119 | 105334 | 106249 | 108319 | 109916 | 111261 | 113771 | 115543 | 117739 | 118393
1996 | US | ECAR | - | - | DCWNI | Projected Net Internal Demand | 0 | 79684 | 80780 | 82277 | 83531 | 84818 | 86101 | 87533 | 88956 | 90414 | 89621
1996 | US | ECAR | - | - | DCWNO | Net Operable Capacity | 0 | 103577 | 104169 | 105164 | 106489 | 107442 | 108221 | 110381 | 112012 | 113700 | 114754
1996 | US | ECAR | - | - | DCWPU | Purchases | 0 | 739 | 1649 | 1569 | 1419 | 1409 | 1320 | 1330 | 1230 | 1230 | 830
1996 | US | ECAR | - | - | DCWSA | Sales | 0 | 2271 | 2571 | 2571 | 1872 | 1872 | 1872 | 1772 | 1772 | 1421 | 1421
1996 | US | ECAR | - | - | DCWST | Standby Demand | 0 | 0 | 0 | 0 | 0 | 0 | 0 | 0 | 0 | 0 | 0
1996 | US | ECAR | - | - | DCWTI | Projected Total Internal Demand | 0 | 81901 | 83203 | 84758 | 86191 | 87633 | 89054 | 90496 | 91930 | 93425 | 92636
1996 | US | ECAR | - | - | DCWTO | Operable Total Internal Capacity | 0 | 103577 | 104169 | 105164 | 106489 | 107442 | 108221 | 110381 | 112012 | 113700 | 114754
1996 | US | TRE | - | ERCOT | CWIPP | IPPs | 1689 | 1698 | 1838 | 1936 | 2128 | 2738 | 3441 | 3985 | 4341 | 4804 | 5068
1996 | US | TRE | - | ERCOT | CWT | Total Capacity | 54937 | 55251 | 55389 | 55320 | 55434 | 56085 | 56788 | 57613 | 58835 | 59662 | 60274
1996 | US | TRE | - | ERCOT | CWTOC | Total Owned Capacity | 53248 | 53553 | 53551 | 53384 | 53306 | 53347 | 53347 | 53628 | 54494 | 54858 | 55206
1996 | US | TRE | - | ERCOT | DCWAJ | Adjustments | 0 | 0 | 0 | 0 | 0 | 0 | 0 | 0 | 0 | 0 | 0
1996 | US | TRE | - | ERCOT | DCWFP | Full-Responsibility Purchases (portion of total purchases) | 0 | 0 | 0 | 0 | 0 | 0 | 0 | 0 | 0 | 0 | 0
1996 | US | TRE | - | ERCOT | DCWFS | Full-Responsibility Sales (portion of total sales) | 0 | 25 | 25 | 25 | 25 | 0 | 0 | 0 | 0 | 0 | 0
1996 | US | TRE | - | ERCOT | DCWIC | Inoperable capacity | 0 | 108 | 108 | 0 | 0 | 0 | 0 | 0 | 0 | 0 | 0
1996 | US | TRE | - | ERCOT | DCWIN | Internal Demand | 0 | 37883 | 38810 | 39371 | 40424 | 41420 | 42408 | 43278 | 44342 | 45400 | 46585
1996 | US | TRE | - | ERCOT | DCWIPP | IPPs | 0 | 1698 | 1838 | 1936 | 2128 | 2738 | 3441 | 3985 | 4341 | 4804 | 5068
1996 | US | TRE | - | ERCOT | DCWIT | Interruptible Demand | 0 | 1607 | 1662 | 1693 | 1717 | 1679 | 1647 | 1673 | 1702 | 1730 | 1784
1996 | US | TRE | - | ERCOT | DCWLM | Direct Control Load Management | 0 | 0 | 0 | 0 | 0 | 0 | 0 | 0 | 0 | 0 | 0
1996 | US | TRE | - | ERCOT | DCWNC | Net Capacity Resources | 0 | 55350 | 55392 | 55316 | 55415 | 56085 | 56788 | 57613 | 58835 | 59662 | 60274
1996 | US | TRE | - | ERCOT | DCWNI | Projected Net Internal Demand | 0 | 36419 | 37298 | 37713 | 38742 | 39776 | 40796 | 41640 | 42675 | 43705 | 44836
1996 | US | TRE | - | ERCOT | DCWNO | Net Operable Capacity | 0 | 53445 | 53443 | 53384 | 53306 | 53347 | 53347 | 53628 | 54494 | 54858 | 55206
1996 | US | TRE | - | ERCOT | DCWPU | Purchases | 0 | 207 | 133 | 46 | 0 | 0 | 0 | 0 | 0 | 0 | 0
1996 | US | TRE | - | ERCOT | DCWSA | Sales | 0 | 0 | 22 | 50 | 19 | 0 | 0 | 0 | 0 | 0 | 0
1996 | US | TRE | - | ERCOT | DCWST | Standby Demand | 0 | 143 | 150 | 35 | 35 | 35 | 35 | 35 | 35 | 35 | 35
1996 | US | TRE | - | ERCOT | DCWTI | Projected Total Internal Demand | 0 | 38026 | 38960 | 39406 | 40459 | 41455 | 42443 | 43313 | 44377 | 45435 | 46620
1996 | US | TRE | - | ERCOT | DCWTO | Operable Total Internal Capacity | 0 | 53553 | 53551 | 53384 | 53306 | 53347 | 53347 | 53628 | 54494 | 54858 | 55206
1996 | US | FRCC | - | - | CWIPP | IPPs | 2286 | 2408 | 2498 | 2498 | 2538 | 2538 | 2538 | 2538 | 2538 | 3026 | 3514
1996 | US | FRCC | - | - | CWT | Total Capacity | 37561 | 39341 | 39864 | 40287 | 40327 | 40587 | 40576 | 41193 | 41589 | 42333 | 43076
1996 | US | FRCC | - | - | CWTOC | Total Owned Capacity | 35275 | 36933 | 37366 | 37789 | 37789 | 38049 | 38038 | 38655 | 39051 | 39307 | 39562
1996 | US | FRCC | - | - | DCWAJ | Adjustments | 0 | 0 | 0 | 0 | 0 | 0 | 0 | 0 | 0 | 0 | 0
1996 | US | FRCC | - | - | DCWFP | Full-Responsibility Purchases (portion of total purchases) | 0 | 1686 | 1687 | 1688 | 1689 | 1599 | 1611 | 1597 | 1607 | 1618 | 1529
1996 | US | FRCC | - | - | DCWFS | Full-Responsibility Sales (portion of total sales) | 0 | 0 | 0 | 0 | 0 | 0 | 0 | 0 | 0 | 0 | 0
1996 | US | FRCC | - | - | DCWIC | Inoperable capacity | 0 | 0 | 0 | 0 | 0 | 0 | 0 | 0 | 0 | 0 | 0
1996 | US | FRCC | - | - | DCWIN | Internal Demand | 0 | 36627 | 36728 | 37533 | 38364 | 39217 | 40005 | 40793 | 41564 | 42373 | 43227
1996 | US | FRCC | - | - | DCWIPP | IPPs | 0 | 2408 | 2498 | 2498 | 2538 | 2538 | 2538 | 2538 | 2538 | 3026 | 3514
1996 | US | FRCC | - | - | DCWIT | Interruptible Demand | 0 | 979 | 1106 | 1166 | 1177 | 1195 | 1170 | 1189 | 1210 | 1229 | 1232
1996 | US | FRCC | - | - | DCWLM | Direct Control Load Management | 0 | 2091 | 2222 | 2344 | 2466 | 2579 | 2686 | 2785 | 2876 | 2972 | 3036
1996 | US | FRCC | - | - | DCWNC | Net Capacity Resources | 0 | 41027 | 41551 | 41975 | 42016 | 42186 | 42187 | 42790 | 43196 | 43951 | 44605
1996 | US | FRCC | - | - | DCWNI | Projected Net Internal Demand | 0 | 33557 | 33400 | 34023 | 34721 | 35443 | 36149 | 36819 | 37478 | 38172 | 38959
1996 | US | FRCC | - | - | DCWNO | Net Operable Capacity | 0 | 36933 | 37366 | 37789 | 37789 | 38049 | 38038 | 38655 | 39051 | 39307 | 39562
1996 | US | FRCC | - | - | DCWPU | Purchases | 0 | 1686 | 1687 | 1688 | 1689 | 1599 | 1611 | 1597 | 1607 | 1618 | 1529
1996 | US | FRCC | - | - | DCWSA | Sales | 0 | 0 | 0 | 0 | 0 | 0 | 0 | 0 | 0 | 0 | 0
1996 | US | FRCC | - | - | DCWST | Standby Demand | 0 | 0 | 0 | 0 | 0 | 0 | 0 | 0 | 0 | 0 | 0
1996 | US | FRCC | - | - | DCWTI | Projected Total Internal Demand | 0 | 36627 | 36728 | 37533 | 38364 | 39217 | 40005 | 40793 | 41564 | 42373 | 43227
1996 | US | FRCC | - | - | DCWTO | Operable Total Internal Capacity | 0 | 36933 | 37366 | 37789 | 37789 | 38049 | 38038 | 38655 | 39051 | 39307 | 39562
1996 | US | MAAC | - | - | CWIPP | IPPs | 3825 | 4055 | 4508 | 4508 | 4508 | 4506 | 4506 | 4506 | 4506 | 4440 | 4440
1996 | US | MAAC | - | - | CWT | Total Capacity | 59491 | 60272 | 60674 | 60958 | 60973 | 61074 | 61771 | 62928 | 64326 | 65835 | 66307
1996 | US | MAAC | - | - | CWTOC | Total Owned Capacity | 55666 | 56217 | 56166 | 56450 | 56465 | 56568 | 57265 | 58422 | 59820 | 61395 | 61867
1996 | US | MAAC | - | - | DCWAJ | Adjustments | 0 | 0 | 0 | 0 | 0 | 0 | 0 | 0 | 0 | 0 | 0
1996 | US | MAAC | - | - | DCWFP | Full-Responsibility Purchases (portion of total purchases) | 0 | 544 | 589 | 589 | 589 | 589 | 589 | 589 | 589 | 544 | 544
1996 | US | MAAC | - | - | DCWFS | Full-Responsibility Sales (portion of total sales) | 0 | 954 | 954 | 954 | 954 | 954 | 954 | 954 | 954 | 1305 | 1305
1996 | US | MAAC | - | - | DCWIC | Inoperable capacity | 0 | 0 | 0 | 0 | 0 | 0 | 0 | 0 | 0 | 0 | 0
1996 | US | MAAC | - | - | DCWIN | Internal Demand | 0 | 41891 | 42678 | 43301 | 43982 | 44748 | 45309 | 46008 | 46652 | 46672 | 47413
1996 | US | MAAC | - | - | DCWIPP | IPPs | 0 | 4055 | 4508 | 4508 | 4508 | 4506 | 4506 | 4506 | 4506 | 4440 | 4440
1996 | US | MAAC | - | - | DCWIT | Interruptible Demand | 0 | 782 | 881 | 886 | 890 | 895 | 897 | 900 | 903 | 906 | 909
1996 | US | MAAC | - | - | DCWLM | Direct Control Load Management | 0 | 131 | 143 | 150 | 157 | 164 | 170 | 177 | 196 | 204 | 211
1996 | US | MAAC | - | - | DCWNC | Net Capacity Resources | 0 | 59862 | 60309 | 60593 | 60608 | 60709 | 61406 | 62563 | 63961 | 65074 | 65546
1996 | US | MAAC | - | - | DCWNI | Projected Net Internal Demand | 0 | 40978 | 41654 | 42265 | 42935 | 43689 | 44242 | 44931 | 45553 | 45562 | 46293
1996 | US | MAAC | - | - | DCWNO | Net Operable Capacity | 0 | 56217 | 56166 | 56450 | 56465 | 56568 | 57265 | 58422 | 59820 | 61395 | 61867
1996 | US | MAAC | - | - | DCWPU | Purchases | 0 | 544 | 589 | 589 | 589 | 589 | 589 | 589 | 589 | 544 | 544
1996 | US | MAAC | - | - | DCWSA | Sales | 0 | 954 | 954 | 954 | 954 | 954 | 954 | 954 | 954 | 1305 | 1305
1996 | US | MAAC | - | - | DCWST | Standby Demand | 0 | 0 | 0 | 0 | 0 | 0 | 0 | 0 | 0 | 0 | 0
1996 | US | MAAC | - | - | DCWTI | Projected Total Internal Demand | 0 | 41891 | 42678 | 43301 | 43982 | 44748 | 45309 | 46008 | 46652 | 46672 | 47413
1996 | US | MAAC | - | - | DCWTO | Operable Total Internal Capacity | 0 | 56217 | 56166 | 56450 | 56465 | 56568 | 57265 | 58422 | 59820 | 61395 | 61867
1996 | US | MAIN | - | - | CWIPP | IPPs | 77 | 88 | 335 | 335 | 343 | 355 | 355 | 355 | 356 | 356 | 357
1996 | US | MAIN | - | - | CWT | Total Capacity | 52072 | 52479 | 52903 | 52932 | 53119 | 53264 | 53517 | 55547 | 56178 | 56759 | 57560
1996 | US | MAIN | - | - | CWTOC | Total Owned Capacity | 51995 | 52391 | 52568 | 52597 | 52776 | 52909 | 53162 | 55192 | 55822 | 56403 | 57203
1996 | US | MAIN | - | - | DCWAJ | Adjustments | 0 | 0 | 0 | 0 | 0 | 0 | 0 | 0 | 0 | 0 | 0
1996 | US | MAIN | - | - | DCWFP | Full-Responsibility Purchases (portion of total purchases) | 0 | 118 | 163 | 233 | 298 | 354 | 453 | 523 | 608 | 608 | 643
1996 | US | MAIN | - | - | DCWFS | Full-Responsibility Sales (portion of total sales) | 0 | 103 | 43 | 48 | 50 | 51 | 53 | 54 | 56 | 57 | 58
1996 | US | MAIN | - | - | DCWIC | Inoperable capacity | 0 | 28 | 28 | 0 | 0 | 0 | 0 | 0 | 0 | 0 | 0
1996 | US | MAIN | - | - | DCWIN | Internal Demand | 0 | 35496 | 36120 | 36812 | 37391 | 38011 | 38562 | 39163 | 39834 | 40287 | 40951
1996 | US | MAIN | - | - | DCWIPP | IPPs | 0 | 88 | 335 | 335 | 343 | 355 | 355 | 355 | 356 | 356 | 357
1996 | US | MAIN | - | - | DCWIT | Interruptible Demand | 0 | 1291 | 1336 | 1158 | 1109 | 1146 | 1150 | 1158 | 1167 | 1172 | 1178
1996 | US | MAIN | - | - | DCWLM | Direct Control Load Management | 0 | 275 | 307 | 340 | 431 | 498 | 547 | 601 | 659 | 710 | 777
1996 | US | MAIN | - | - | DCWNC | Net Capacity Resources | 0 | 52039 | 52651 | 52920 | 53220 | 53420 | 53717 | 55869 | 56583 | 57163 | 57998
1996 | US | MAIN | - | - | DCWNI | Projected Net Internal Demand | 0 | 33930 | 34477 | 35314 | 35851 | 36367 | 36865 | 37404 | 38008 | 38405 | 38996
1996 | US | MAIN | - | - | DCWNO | Net Operable Capacity | 0 | 52363 | 52540 | 52597 | 52776 | 52909 | 53162 | 55192 | 55822 | 56403 | 57203
1996 | US | MAIN | - | - | DCWPU | Purchases | 0 | 635 | 763 | 873 | 988 | 1044 | 1028 | 1098 | 1183 | 1183 | 1218
1996 | US | MAIN | - | - | DCWSA | Sales | 0 | 1047 | 987 | 885 | 887 | 888 | 828 | 776 | 778 | 779 | 780
1996 | US | MAIN | - | - | DCWST | Standby Demand | 0 | 0 | 0 | 0 | 0 | 0 | 0 | 0 | 0 | 0 | 0
1996 | US | MAIN | - | - | DCWTI | Projected Total Internal Demand | 0 | 35496 | 36120 | 36812 | 37391 | 38011 | 38562 | 39163 | 39834 | 40287 | 40951
1996 | US | MAIN | - | - | DCWTO | Operable Total Internal Capacity | 0 | 52391 | 52568 | 52597 | 52776 | 52909 | 53162 | 55192 | 55822 | 56403 | 57203
1996 | US | MRO | - | - | CWIPP | IPPs | 135 | 0 | 0 | 0 | 0 | 0 | 0 | 0 | 0 | 0 | 0
1996 | US | MRO | - | - | CWT | Total Capacity | 31850 | 31980 | 32111 | 32286 | 32287 | 32397 | 32551 | 32651 | 32754 | 32805 | 32907
1996 | US | MRO | - | - | CWTOC | Total Owned Capacity | 31715 | 31980 | 32111 | 32286 | 32287 | 32397 | 32551 | 32651 | 32754 | 32805 | 32907
1996 | US | MRO | - | - | DCWAJ | Adjustments | 0 | 0 | 0 | 0 | 0 | 0 | 0 | 0 | 0 | 0 | 0
1996 | US | MRO | - | - | DCWFP | Full-Responsibility Purchases (portion of total purchases) | 0 | 1444 | 1644 | 1490 | 1475 | 1162 | 1164 | 1165 | 1167 | 1168 | 600
1996 | US | MRO | - | - | DCWFS | Full-Responsibility Sales (portion of total sales) | 0 | 1774 | 1776 | 1587 | 1580 | 1289 | 1146 | 1148 | 1140 | 1097 | 1099
1996 | US | MRO | - | - | DCWIC | Inoperable capacity | 0 | 0 | 0 | 0 | 0 | 0 | 0 | 0 | 0 | 0 | 0
1996 | US | MRO | - | - | DCWIN | Internal Demand | 0 | 24002 | 24445 | 24982 | 25372 | 25849 | 26316 | 26689 | 27257 | 27725 | 28043
1996 | US | MRO | - | - | DCWIPP | IPPs | 0 | 0 | 0 | 0 | 0 | 0 | 0 | 0 | 0 | 0 | 0
1996 | US | MRO | - | - | DCWIT | Interruptible Demand | 0 | 599 | 638 | 687 | 710 | 735 | 757 | 783 | 809 | 865 | 882
1996 | US | MRO | - | - | DCWLM | Direct Control Load Management | 0 | 364 | 391 | 410 | 429 | 446 | 463 | 375 | 493 | 505 | 465
1996 | US | MRO | - | - | DCWNC | Net Capacity Resources | 0 | 31650 | 31979 | 32189 | 32182 | 32270 | 32569 | 32668 | 32781 | 32876 | 32408
1996 | US | MRO | - | - | DCWNI | Projected Net Internal Demand | 0 | 23106 | 23492 | 23969 | 24325 | 24765 | 25198 | 25639 | 26069 | 26475 | 26821
1996 | US | MRO | - | - | DCWNO | Net Operable Capacity | 0 | 31980 | 32111 | 32286 | 32287 | 32397 | 32551 | 32651 | 32754 | 32805 | 32907
1996 | US | MRO | - | - | DCWPU | Purchases | 0 | 1444 | 1644 | 1490 | 1475 | 1162 | 1164 | 1165 | 1167 | 1168 | 600
1996 | US | MRO | - | - | DCWSA | Sales | 0 | 1774 | 1776 | 1587 | 1580 | 1289 | 1146 | 1148 | 1140 | 1097 | 1099
1996 | US | MRO | - | - | DCWST | Standby Demand | 0 | 67 | 76 | 84 | 92 | 97 | 102 | 108 | 114 | 120 | 125
1996 | US | MRO | - | - | DCWTI | Projected Total Internal Demand | 0 | 24069 | 24521 | 25066 | 25464 | 25946 | 26418 | 26797 | 27371 | 27845 | 28168
1996 | US | MRO | - | - | DCWTO | Operable Total Internal Capacity | 0 | 31980 | 32111 | 32286 | 32287 | 32397 | 32551 | 32651 | 32754 | 32805 | 32907
1996 | US | NPCC | - | - | CWIPP | IPPs | 8207 | 8476 | 8441 | 8479 | 8461 | 8452 | 8396 | 8364 | 8353 | 8275 | 8169
1996 | US | NPCC | - | - | CWT | Total Capacity | 61997 | 62169 | 62176 | 62239 | 62481 | 62621 | 62778 | 62746 | 62733 | 62655 | 62549
1996 | US | NPCC | - | - | CWTOC | Total Owned Capacity | 53790 | 53693 | 53735 | 53760 | 54020 | 54169 | 54382 | 54382 | 54380 | 54380 | 54380
1996 | US | NPCC | - | - | DCWAJ | Adjustments | 0 | -945 | -945 | -945 | -945 | -945 | -945 | -945 | -945 | -945 | -945
1996 | US | NPCC | - | - | DCWFP | Full-Responsibility Purchases (portion of total purchases) | 0 | 1984 | 1940 | 1919 | 1919 | 1925 | 1400 | 1369 | 1369 | 1369 | 1369
1996 | US | NPCC | - | - | DCWFS | Full-Responsibility Sales (portion of total sales) | 0 | 363 | 363 | 363 | 363 | 363 | 363 | 363 | 363 | 363 | 363
1996 | US | NPCC | - | - | DCWIC | Inoperable capacity | 0 | 0 | 0 | 0 | 0 | 0 | 0 | 0 | 0 | 0 | 0
1996 | US | NPCC | - | - | DCWIN | Internal Demand | 0 | 43557 | 43969 | 44539 | 45178 | 45624 | 46079 | 46502 | 46984 | 47406 | 47905
1996 | US | NPCC | - | - | DCWIPP | IPPs | 0 | 8476 | 8441 | 8479 | 8461 | 8452 | 8396 | 8364 | 8353 | 8275 | 8169
1996 | US | NPCC | - | - | DCWIT | Interruptible Demand | 0 | 42 | 42 | 42 | 63 | 63 | 63 | 65 | 74 | 94 | 139
1996 | US | NPCC | - | - | DCWLM | Direct Control Load Management | 0 | 95 | 97 | 96 | 96 | 97 | 98 | 98 | 98 | 98 | 97
1996 | US | NPCC | - | - | DCWNC | Net Capacity Resources | 0 | 63022 | 62974 | 62776 | 63003 | 63167 | 62795 | 62748 | 62735 | 62700 | 62592
1996 | US | NPCC | - | - | DCWNI | Projected Net Internal Demand | 0 | 43420 | 43830 | 44401 | 45019 | 45464 | 45918 | 46339 | 46812 | 47214 | 47669
1996 | US | NPCC | - | - | DCWNO | Net Operable Capacity | 0 | 53693 | 53735 | 53760 | 54020 | 54169 | 54382 | 54382 | 54380 | 54380 | 54380
1996 | US | NPCC | - | - | DCWPU | Purchases | 0 | 2308 | 2264 | 1993 | 1993 | 1999 | 1474 | 1443 | 1443 | 1443 | 1443
1996 | US | NPCC | - | - | DCWSA | Sales | 0 | 510 | 521 | 511 | 526 | 508 | 512 | 496 | 496 | 453 | 455
1996 | US | NPCC | - | - | DCWST | Standby Demand | 0 | 0 | 0 | 0 | 0 | 0 | 0 | 0 | 0 | 0 | 0
1996 | US | NPCC | - | - | DCWTI | Projected Total Internal Demand | 0 | 43557 | 43969 | 44539 | 45178 | 45624 | 46079 | 46502 | 46984 | 47406 | 47905
1996 | US | NPCC | - | - | DCWTO | Operable Total Internal Capacity | 0 | 53693 | 53735 | 53760 | 54020 | 54169 | 54382 | 54382 | 54380 | 54380 | 54380
1996 | US | NPCC | New England | New England | CWIPP | IPPs | 3004 | 3025 | 2964 | 2964 | 2947 | 2947 | 2930 | 2914 | 2908 | 2887 | 2784
1996 | US | NPCC | New England | New England | CWT | Total Capacity | 25899 | 25941 | 25880 | 25880 | 25596 | 25744 | 25937 | 25921 | 25913 | 25892 | 25789
1996 | US | NPCC | New England | New England | CWTOC | Total Owned Capacity | 22895 | 22916 | 22916 | 22916 | 22649 | 22797 | 23007 | 23007 | 23005 | 23005 | 23005
1996 | US | NPCC | New England | New England | DCWAJ | Adjustments | 0 | 0 | 0 | 0 | 0 | 0 | 0 | 0 | 0 | 0 | 0
1996 | US | NPCC | New England | New England | DCWFP | Full-Responsibility Purchases (portion of total purchases) | 0 | 1039 | 995 | 974 | 974 | 980 | 455 | 424 | 424 | 424 | 424
1996 | US | NPCC | New England | New England | DCWFS | Full-Responsibility Sales (portion of total sales) | 0 | 67 | 67 | 67 | 67 | 67 | 67 | 67 | 67 | 67 | 67
1996 | US | NPCC | New England | New England | DCWIC | Inoperable capacity | 0 | 0 | 0 | 0 | 0 | 0 | 0 | 0 | 0 | 0 | 0
1996 | US | NPCC | New England | New England | DCWIN | Internal Demand | 0 | 19777 | 19979 | 20279 | 20578 | 20854 | 21079 | 21302 | 21534 | 21756 | 22005
1996 | US | NPCC | New England | New England | DCWIPP | IPPs | 0 | 3025 | 2964 | 2964 | 2947 | 2947 | 2930 | 2914 | 2908 | 2887 | 2784
1996 | US | NPCC | New England | New England | DCWIT | Interruptible Demand | 0 | 42 | 42 | 42 | 63 | 63 | 63 | 65 | 74 | 94 | 139
1996 | US | NPCC | New England | New England | DCWLM | Direct Control Load Management | 0 | 95 | 97 | 96 | 96 | 97 | 98 | 98 | 98 | 98 | 97
1996 | US | NPCC | New England | New England | DCWNC | Net Capacity Resources | 0 | 26913 | 26808 | 26787 | 26503 | 26657 | 26325 | 26278 | 26270 | 26249 | 26146
1996 | US | NPCC | New England | New England | DCWNI | Projected Net Internal Demand | 0 | 19640 | 19840 | 20141 | 20419 | 20694 | 20918 | 21139 | 21362 | 21564 | 21769
1996 | US | NPCC | New England | New England | DCWNO | Net Operable Capacity | 0 | 22916 | 22916 | 22916 | 22649 | 22797 | 23007 | 23007 | 23005 | 23005 | 23005
1996 | US | NPCC | New England | New England | DCWPU | Purchases | 0 | 1039 | 995 | 974 | 974 | 980 | 455 | 424 | 424 | 424 | 424
1996 | US | NPCC | New England | New England | DCWSA | Sales | 0 | 67 | 67 | 67 | 67 | 67 | 67 | 67 | 67 | 67 | 67
1996 | US | NPCC | New England | New England | DCWST | Standby Demand | 0 | 0 | 0 | 0 | 0 | 0 | 0 | 0 | 0 | 0 | 0
1996 | US | NPCC | New England | New England | DCWTI | Projected Total Internal Demand | 0 | 19777 | 19979 | 20279 | 20578 | 20854 | 21079 | 21302 | 21534 | 21756 | 22005
1996 | US | NPCC | New England | New England | DCWTO | Operable Total Internal Capacity | 0 | 22916 | 22916 | 22916 | 22649 | 22797 | 23007 | 23007 | 23005 | 23005 | 23005
1996 | US | NPCC | New York | New York | CWIPP | IPPs | 5203 | 5451 | 5477 | 5515 | 5514 | 5505 | 5466 | 5450 | 5445 | 5388 | 5385
1996 | US | NPCC | New York | New York | CWT | Total Capacity | 36098 | 36228 | 36296 | 36359 | 36885 | 36877 | 36841 | 36825 | 36820 | 36763 | 36760
1996 | US | NPCC | New York | New York | CWTOC | Total Owned Capacity | 30895 | 30777 | 30819 | 30844 | 31371 | 31372 | 31375 | 31375 | 31375 | 31375 | 31375
1996 | US | NPCC | New York | New York | DCWAJ | Adjustments | 0 | -945 | -945 | -945 | -945 | -945 | -945 | -945 | -945 | -945 | -945
1996 | US | NPCC | New York | New York | DCWFP | Full-Responsibility Purchases (portion of total purchases) | 0 | 945 | 945 | 945 | 945 | 945 | 945 | 945 | 945 | 945 | 945
1996 | US | NPCC | New York | New York | DCWFS | Full-Responsibility Sales (portion of total sales) | 0 | 296 | 296 | 296 | 296 | 296 | 296 | 296 | 296 | 296 | 296
1996 | US | NPCC | New York | New York | DCWIC | Inoperable capacity | 0 | 0 | 0 | 0 | 0 | 0 | 0 | 0 | 0 | 0 | 0
1996 | US | NPCC | New York | New York | DCWIN | Internal Demand | 0 | 23780 | 23990 | 24260 | 24600 | 24770 | 25000 | 25200 | 25450 | 25650 | 25900
1996 | US | NPCC | New York | New York | DCWIPP | IPPs | 0 | 5451 | 5477 | 5515 | 5514 | 5505 | 5466 | 5450 | 5445 | 5388 | 5385
1996 | US | NPCC | New York | New York | DCWIT | Interruptible Demand | 0 | 0 | 0 | 0 | 0 | 0 | 0 | 0 | 0 | 0 | 0
1996 | US | NPCC | New York | New York | DCWLM | Direct Control Load Management | 0 | 0 | 0 | 0 | 0 | 0 | 0 | 0 | 0 | 0 | 0
1996 | US | NPCC | New York | New York | DCWNC | Net Capacity Resources | 0 | 36109 | 36166 | 35989 | 36500 | 36510 | 36470 | 36470 | 36465 | 36451 | 36446
1996 | US | NPCC | New York | New York | DCWNI | Projected Net Internal Demand | 0 | 23780 | 23990 | 24260 | 24600 | 24770 | 25000 | 25200 | 25450 | 25650 | 25900
1996 | US | NPCC | New York | New York | DCWNO | Net Operable Capacity | 0 | 30777 | 30819 | 30844 | 31371 | 31372 | 31375 | 31375 | 31375 | 31375 | 31375
1996 | US | NPCC | New York | New York | DCWPU | Purchases | 0 | 1269 | 1269 | 1019 | 1019 | 1019 | 1019 | 1019 | 1019 | 1019 | 1019
1996 | US | NPCC | New York | New York | DCWSA | Sales | 0 | 443 | 454 | 444 | 459 | 441 | 445 | 429 | 429 | 386 | 388
1996 | US | NPCC | New York | New York | DCWST | Standby Demand | 0 | 0 | 0 | 0 | 0 | 0 | 0 | 0 | 0 | 0 | 0
1996 | US | NPCC | New York | New York | DCWTI | Projected Total Internal Demand | 0 | 23780 | 23990 | 24260 | 24600 | 24770 | 25000 | 25200 | 25450 | 25650 | 25900
1996 | US | NPCC | New York | New York | DCWTO | Operable Total Internal Capacity | 0 | 30777 | 30819 | 30844 | 31371 | 31372 | 31375 | 31375 | 31375 | 31375 | 31375
1996 | US | SERC | - | - | CWIPP | IPPs | 4832 | 4847 | 5302 | 5424 | 5505 | 6398 | 6556 | 6818 | 7161 | 7428 | 8314
1996 | US | SERC | - | - | CWT | Total Capacity | 127697 | 129767 | 132002 | 134320 | 135769 | 139222 | 142447 | 145457 | 148973 | 151052 | 155020
1996 | US | SERC | - | - | CWTOC | Total Owned Capacity | 122865 | 124920 | 126700 | 128896 | 130264 | 132824 | 135891 | 138639 | 141812 | 143624 | 146706
1996 | US | SERC | - | - | DCWAJ | Adjustments | 0 | 0 | 0 | 0 | 0 | 0 | 0 | 0 | 0 | 0 | 0
1996 | US | SERC | - | - | DCWFP | Full-Responsibility Purchases (portion of total purchases) | 0 | 920 | 915 | 885 | 905 | 905 | 905 | 755 | 655 | 655 | 655
1996 | US | SERC | - | - | DCWFS | Full-Responsibility Sales (portion of total sales) | 0 | 1648 | 1648 | 1648 | 1648 | 1571 | 1571 | 1571 | 1571 | 1571 | 1571
1996 | US | SERC | - | - | DCWIC | Inoperable capacity | 0 | 1065 | 1065 | 1065 | 1065 | 1065 | 1065 | 1065 | 1065 | 1065 | 1065
1996 | US | SERC | - | - | DCWIN | Internal Demand | 0 | 102587 | 105142 | 107761 | 110428 | 112923 | 115238 | 117676 | 120312 | 122121 | 124232
1996 | US | SERC | - | - | DCWIPP | IPPs | 0 | 4847 | 5302 | 5424 | 5505 | 6398 | 6556 | 6818 | 7161 | 7428 | 8314
1996 | US | SERC | - | - | DCWIT | Interruptible Demand | 0 | 5306 | 5494 | 5855 | 5963 | 5824 | 5827 | 5847 | 5850 | 5844 | 5839
1996 | US | SERC | - | - | DCWLM | Direct Control Load Management | 0 | 817 | 870 | 884 | 896 | 1069 | 1059 | 1080 | 1080 | 1084 | 1086
1996 | US | SERC | - | - | DCWNC | Net Capacity Resources | 0 | 128640 | 130740 | 132818 | 134797 | 138227 | 141852 | 145112 | 148228 | 149907 | 153275
1996 | US | SERC | - | - | DCWNI | Projected Net Internal Demand | 0 | 96464 | 98778 | 101022 | 103569 | 106030 | 108352 | 110749 | 113382 | 115193 | 117307
1996 | US | SERC | - | - | DCWNO | Net Operable Capacity | 0 | 123855 | 125635 | 127831 | 129199 | 131759 | 134826 | 137574 | 140747 | 142559 | 145641
1996 | US | SERC | - | - | DCWPU | Purchases | 0 | 2538 | 2533 | 2503 | 2923 | 2823 | 3223 | 3473 | 2973 | 2573 | 1973
1996 | US | SERC | - | - | DCWSA | Sales | 0 | 2600 | 2730 | 2940 | 2830 | 2753 | 2753 | 2753 | 2653 | 2653 | 2653
1996 | US | SERC | - | - | DCWST | Standby Demand | 0 | 0 | 0 | 0 | 0 | 0 | 0 | 0 | 0 | 0 | 0
1996 | US | SERC | - | - | DCWTI | Projected Total Internal Demand | 0 | 102587 | 105142 | 107761 | 110428 | 112923 | 115238 | 117676 | 120312 | 122121 | 124232
1996 | US | SERC | - | - | DCWTO | Operable Total Internal Capacity | 0 | 124920 | 126700 | 128896 | 130264 | 132824 | 135891 | 138639 | 141812 | 143624 | 146706
1996 | US | SERC | Central | - | CWIPP | IPPs | 0 | 0 | 0 | 0 | 0 | 0 | 0 | 0 | 0 | 0 | 0
1996 | US | SERC | Central | - | CWT | Total Capacity | 28584 | 29754 | 30054 | 30524 | 30759 | 31464 | 32169 | 32874 | 33593 | 34063 | 34533
1996 | US | SERC | Central | - | CWTOC | Total Owned Capacity | 28584 | 29754 | 30054 | 30524 | 30759 | 31464 | 32169 | 32874 | 33593 | 34063 | 34533
1996 | US | SERC | Central | - | DCWAJ | Adjustments | 0 | 0 | 0 | 0 | 0 | 0 | 0 | 0 | 0 | 0 | 0
1996 | US | SERC | Central | - | DCWFP | Full-Responsibility Purchases (portion of total purchases) | 0 | 0 | 0 | 0 | 0 | 0 | 0 | 0 | 0 | 0 | 0
1996 | US | SERC | Central | - | DCWFS | Full-Responsibility Sales (portion of total sales) | 0 | 0 | 0 | 0 | 0 | 0 | 0 | 0 | 0 | 0 | 0
1996 | US | SERC | Central | - | DCWIC | Inoperable capacity | 0 | 1065 | 1065 | 1065 | 1065 | 1065 | 1065 | 1065 | 1065 | 1065 | 1065
1996 | US | SERC | Central | - | DCWIN | Internal Demand | 0 | 24855 | 25601 | 26188 | 26795 | 27393 | 27989 | 28586 | 29182 | 29783 | 30159
1996 | US | SERC | Central | - | DCWIPP | IPPs | 0 | 0 | 0 | 0 | 0 | 0 | 0 | 0 | 0 | 0 | 0
1996 | US | SERC | Central | - | DCWIT | Interruptible Demand | 0 | 1586 | 1591 | 1756 | 1765 | 1767 | 1732 | 1698 | 1664 | 1630 | 1597
1996 | US | SERC | Central | - | DCWLM | Direct Control Load Management | 0 | 0 | 0 | 0 | 0 | 0 | 0 | 0 | 0 | 0 | 0
1996 | US | SERC | Central | - | DCWNC | Net Capacity Resources | 0 | 28276 | 28576 | 28946 | 29181 | 29886 | 30591 | 31296 | 32115 | 32585 | 33055
1996 | US | SERC | Central | - | DCWNI | Projected Net Internal Demand | 0 | 23269 | 24010 | 24432 | 25030 | 25626 | 26257 | 26888 | 27518 | 28153 | 28562
1996 | US | SERC | Central | - | DCWNO | Net Operable Capacity | 0 | 28689 | 28989 | 29459 | 29694 | 30399 | 31104 | 31809 | 32528 | 32998 | 33468
1996 | US | SERC | Central | - | DCWPU | Purchases | 0 | 0 | 0 | 0 | 0 | 0 | 0 | 0 | 0 | 0 | 0
1996 | US | SERC | Central | - | DCWSA | Sales | 0 | 413 | 413 | 513 | 513 | 513 | 513 | 513 | 413 | 413 | 413
1996 | US | SERC | Central | - | DCWST | Standby Demand | 0 | 0 | 0 | 0 | 0 | 0 | 0 | 0 | 0 | 0 | 0
1996 | US | SERC | Central | - | DCWTI | Projected Total Internal Demand | 0 | 24855 | 25601 | 26188 | 26795 | 27393 | 27989 | 28586 | 29182 | 29783 | 30159
1996 | US | SERC | Central | - | DCWTO | Operable Total Internal Capacity | 0 | 29754 | 30054 | 30524 | 30759 | 31464 | 32169 | 32874 | 33593 | 34063 | 34533
1996 | US | SERC | Southeastern | - | CWIPP | IPPs | 342 | 342 | 675 | 803 | 886 | 1779 | 1937 | 2199 | 2342 | 2609 | 3498
1996 | US | SERC | Southeastern | - | CWT | Total Capacity | 43190 | 43142 | 43693 | 44307 | 44730 | 45833 | 47546 | 48606 | 49836 | 50323 | 52807
1996 | US | SERC | Southeastern | - | CWTOC | Total Owned Capacity | 42848 | 42800 | 43018 | 43504 | 43844 | 44054 | 45609 | 46407 | 47494 | 47714 | 49309
1996 | US | SERC | Southeastern | - | DCWAJ | Adjustments | 0 | 0 | 0 | 0 | 0 | 0 | 0 | 0 | 0 | 0 | 0
1996 | US | SERC | Southeastern | - | DCWFP | Full-Responsibility Purchases (portion of total purchases) | 0 | 920 | 915 | 885 | 905 | 905 | 905 | 755 | 655 | 655 | 655
1996 | US | SERC | Southeastern | - | DCWFS | Full-Responsibility Sales (portion of total sales) | 0 | 1648 | 1648 | 1648 | 1648 | 1571 | 1571 | 1571 | 1571 | 1571 | 1571
1996 | US | SERC | Southeastern | - | DCWIC | Inoperable capacity | 0 | 0 | 0 | 0 | 0 | 0 | 0 | 0 | 0 | 0 | 0
1996 | US | SERC | Southeastern | - | DCWIN | Internal Demand | 0 | 31875 | 32677 | 33407 | 34160 | 34877 | 35651 | 36312 | 37222 | 37562 | 38351
1996 | US | SERC | Southeastern | - | DCWIPP | IPPs | 0 | 342 | 675 | 803 | 886 | 1779 | 1937 | 2199 | 2342 | 2609 | 3498
1996 | US | SERC | Southeastern | - | DCWIT | Interruptible Demand | 0 | 2002 | 2138 | 2331 | 2410 | 2433 | 2461 | 2501 | 2525 | 2542 | 2556
1996 | US | SERC | Southeastern | - | DCWLM | Direct Control Load Management | 0 | 26 | 38 | 50 | 50 | 50 | 50 | 50 | 50 | 50 | 50
1996 | US | SERC | Southeastern | - | DCWNC | Net Capacity Resources | 0 | 42414 | 42960 | 43544 | 43987 | 45167 | 46880 | 47790 | 48920 | 49407 | 51891
1996 | US | SERC | Southeastern | - | DCWNI | Projected Net Internal Demand | 0 | 29847 | 30501 | 31026 | 31700 | 32394 | 33140 | 33761 | 34647 | 34970 | 35745
1996 | US | SERC | Southeastern | - | DCWNO | Net Operable Capacity | 0 | 42800 | 43018 | 43504 | 43844 | 44054 | 45609 | 46407 | 47494 | 47714 | 49309
1996 | US | SERC | Southeastern | - | DCWPU | Purchases | 0 | 920 | 915 | 885 | 905 | 905 | 905 | 755 | 655 | 655 | 655
1996 | US | SERC | Southeastern | - | DCWSA | Sales | 0 | 1648 | 1648 | 1648 | 1648 | 1571 | 1571 | 1571 | 1571 | 1571 | 1571
1996 | US | SERC | Southeastern | - | DCWST | Standby Demand | 0 | 0 | 0 | 0 | 0 | 0 | 0 | 0 | 0 | 0 | 0
1996 | US | SERC | Southeastern | - | DCWTI | Projected Total Internal Demand | 0 | 31875 | 32677 | 33407 | 34160 | 34877 | 35651 | 36312 | 37222 | 37562 | 38351
1996 | US | SERC | Southeastern | - | DCWTO | Operable Total Internal Capacity | 0 | 42800 | 43018 | 43504 | 43844 | 44054 | 45609 | 46407 | 47494 | 47714 | 49309
1996 | US | SERC | VACAR | - | CWIPP | IPPs | 4490 | 4505 | 4627 | 4621 | 4619 | 4619 | 4619 | 4619 | 4819 | 4819 | 4816
1996 | US | SERC | VACAR | - | CWT | Total Capacity | 55923 | 56871 | 58255 | 59489 | 60280 | 61925 | 62732 | 63977 | 65544 | 66666 | 67680
1996 | US | SERC | VACAR | - | CWTOC | Total Owned Capacity | 51433 | 52366 | 53628 | 54868 | 55661 | 57306 | 58113 | 59358 | 60725 | 61847 | 62864
1996 | US | SERC | VACAR | - | DCWAJ | Adjustments | 0 | 0 | 0 | 0 | 0 | 0 | 0 | 0 | 0 | 0 | 0
1996 | US | SERC | VACAR | - | DCWFP | Full-Responsibility Purchases (portion of total purchases) | 0 | 0 | 0 | 0 | 0 | 0 | 0 | 0 | 0 | 0 | 0
1996 | US | SERC | VACAR | - | DCWFS | Full-Responsibility Sales (portion of total sales) | 0 | 0 | 0 | 0 | 0 | 0 | 0 | 0 | 0 | 0 | 0
1996 | US | SERC | VACAR | - | DCWIC | Inoperable capacity | 0 | 0 | 0 | 0 | 0 | 0 | 0 | 0 | 0 | 0 | 0
1996 | US | SERC | VACAR | - | DCWIN | Internal Demand | 0 | 45857 | 46864 | 48166 | 49473 | 50653 | 51598 | 52778 | 53908 | 54776 | 55722
1996 | US | SERC | VACAR | - | DCWIPP | IPPs | 0 | 4505 | 4627 | 4621 | 4619 | 4619 | 4619 | 4619 | 4819 | 4819 | 4816
1996 | US | SERC | VACAR | - | DCWIT | Interruptible Demand | 0 | 1718 | 1765 | 1768 | 1788 | 1624 | 1634 | 1648 | 1661 | 1672 | 1686
1996 | US | SERC | VACAR | - | DCWLM | Direct Control Load Management | 0 | 791 | 832 | 834 | 846 | 1019 | 1009 | 1030 | 1030 | 1034 | 1036
1996 | US | SERC | VACAR | - | DCWNC | Net Capacity Resources | 0 | 57950 | 59204 | 60328 | 61629 | 63174 | 64381 | 66026 | 67193 | 67915 | 68329
1996 | US | SERC | VACAR | - | DCWNI | Projected Net Internal Demand | 0 | 43348 | 44267 | 45564 | 46839 | 48010 | 48955 | 50100 | 51217 | 52070 | 53000
1996 | US | SERC | VACAR | - | DCWNO | Net Operable Capacity | 0 | 52366 | 53628 | 54868 | 55661 | 57306 | 58113 | 59358 | 60725 | 61847 | 62864
1996 | US | SERC | VACAR | - | DCWPU | Purchases | 0 | 1618 | 1618 | 1618 | 2018 | 1918 | 2318 | 2718 | 2318 | 1918 | 1318
1996 | US | SERC | VACAR | - | DCWSA | Sales | 0 | 539 | 669 | 779 | 669 | 669 | 669 | 669 | 669 | 669 | 669
1996 | US | SERC | VACAR | - | DCWST | Standby Demand | 0 | 0 | 0 | 0 | 0 | 0 | 0 | 0 | 0 | 0 | 0
1996 | US | SERC | VACAR | - | DCWTI | Projected Total Internal Demand | 0 | 45857 | 46864 | 48166 | 49473 | 50653 | 51598 | 52778 | 53908 | 54776 | 55722
1996 | US | SERC | VACAR | - | DCWTO | Operable Total Internal Capacity | 0 | 52366 | 53628 | 54868 | 55661 | 57306 | 58113 | 59358 | 60725 | 61847 | 62864
1996 | US | SPP | - | - | CWIPP | IPPs | 819 | 819 | 819 | 929 | 1009 | 1009 | 1009 | 1009 | 1009 | 1009 | 1009
1996 | US | SPP | - | - | CWT | Total Capacity | 70202 | 70368 | 70805 | 71152 | 71560 | 72095 | 72889 | 73379 | 73733 | 74733 | 75155
1996 | US | SPP | - | - | CWTOC | Total Owned Capacity | 69383 | 69549 | 69986 | 70223 | 70551 | 71086 | 71880 | 72370 | 72724 | 73724 | 74146
1996 | US | SPP | - | - | DCWAJ | Adjustments | 0 | 16 | 26 | 13 | 26 | 13 | 26 | 26 | 13 | 16 | 16
1996 | US | SPP | - | - | DCWFP | Full-Responsibility Purchases (portion of total purchases) | 0 | 3167 | 3178 | 3204 | 3204 | 3231 | 3247 | 3266 | 3291 | 3282 | 3309
1996 | US | SPP | - | - | DCWFS | Full-Responsibility Sales (portion of total sales) | 0 | 2742 | 2723 | 2751 | 2753 | 2755 | 2758 | 2760 | 2761 | 2764 | 2763
1996 | US | SPP | - | - | DCWIC | Inoperable capacity | 0 | 725 | 609 | 328 | 328 | 184 | 184 | 184 | 184 | 184 | 184
1996 | US | SPP | - | - | DCWIN | Internal Demand | 0 | 44287 | 44847 | 45470 | 46265 | 47156 | 47892 | 48662 | 49355 | 50184 | 51052
1996 | US | SPP | - | - | DCWIPP | IPPs | 0 | 819 | 819 | 929 | 1009 | 1009 | 1009 | 1009 | 1009 | 1009 | 1009
1996 | US | SPP | - | - | DCWIT | Interruptible Demand | 0 | 134 | 136 | 140 | 141 | 196 | 246 | 277 | 283 | 276 | 356
1996 | US | SPP | - | - | DCWLM | Direct Control Load Management | 0 | 140 | 149 | 149 | 149 | 149 | 149 | 149 | 149 | 149 | 149
1996 | US | SPP | - | - | DCWNC | Net Capacity Resources | 0 | 69575 | 70355 | 71093 | 71689 | 73222 | 74115 | 74933 | 75708 | 77109 | 77894
1996 | US | SPP | - | - | DCWNI | Projected Net Internal Demand | 0 | 44123 | 44697 | 45377 | 46199 | 47035 | 47722 | 48484 | 49201 | 50053 | 50870
1996 | US | SPP | - | - | DCWNO | Net Operable Capacity | 0 | 68824 | 69377 | 69895 | 70223 | 70902 | 71696 | 72186 | 72540 | 73540 | 73962
1996 | US | SPP | - | - | DCWPU | Purchases | 0 | 7650 | 7676 | 7607 | 7767 | 7161 | 7391 | 7603 | 8118 | 8447 | 8775
1996 | US | SPP | - | - | DCWSA | Sales | 0 | 7734 | 7543 | 7351 | 7336 | 5863 | 6007 | 5891 | 5972 | 5903 | 5868
1996 | US | SPP | - | - | DCWST | Standby Demand | 0 | 110 | 135 | 196 | 224 | 224 | 225 | 248 | 278 | 294 | 323
1996 | US | SPP | - | - | DCWTI | Projected Total Internal Demand | 0 | 44397 | 44982 | 45666 | 46489 | 47380 | 48117 | 48910 | 49633 | 50478 | 51375
1996 | US | SPP | - | - | DCWTO | Operable Total Internal Capacity | 0 | 69549 | 69986 | 70223 | 70551 | 71086 | 71880 | 72370 | 72724 | 73724 | 74146
1996 | US | WECC | - | - | CWIPP | IPPs | 9996 | 10435 | 10719 | 10746 | 10782 | 10794 | 10801 | 10873 | 10877 | 10879 | 10882
1996 | US | WECC | - | - | CWT | Total Capacity | 126594 | 133549 | 134613 | 134917 | 135762 | 136145 | 136379 | 131486 | 131841 | 132021 | 132552
1996 | US | WECC | - | - | CWTOC | Total Owned Capacity | 116598 | 123114 | 123894 | 124171 | 124980 | 125351 | 125578 | 120613 | 120964 | 121142 | 121670
1996 | US | WECC | - | - | DCWAJ | Adjustments | 0 | 0 | 0 | 0 | 0 | 0 | 0 | 0 | 0 | 0 | 0
1996 | US | WECC | - | - | DCWFP | Full-Responsibility Purchases (portion of total purchases) | 0 | 512 | 512 | 512 | 441 | 466 | 466 | 498 | 498 | 498 | 448
1996 | US | WECC | - | - | DCWFS | Full-Responsibility Sales (portion of total sales) | 0 | 90 | 85 | 216 | 853 | 768 | 768 | 768 | 1400 | 1400 | 1400
1996 | US | WECC | - | - | DCWIC | Inoperable capacity | 0 | 59 | 59 | 59 | 59 | 59 | 59 | 59 | 59 | 59 | 59
1996 | US | WECC | - | - | DCWIN | Internal Demand | 0 | 96647 | 97955 | 99453 | 100868 | 102269 | 103913 | 105511 | 107065 | 108782 | 110445
1996 | US | WECC | - | - | DCWIPP | IPPs | 0 | 10435 | 10719 | 10746 | 10782 | 10794 | 10801 | 10873 | 10877 | 10879 | 10882
1996 | US | WECC | - | - | DCWIT | Interruptible Demand | 0 | 1081 | 1050 | 1077 | 1006 | 1026 | 970 | 1063 | 1065 | 1064 | 1027
1996 | US | WECC | - | - | DCWLM | Direct Control Load Management | 0 | 72 | 75 | 76 | 75 | 76 | 76 | 80 | 80 | 81 | 82
1996 | US | WECC | - | - | DCWNC | Net Capacity Resources | 0 | 133912 | 134981 | 135154 | 135291 | 135784 | 136018 | 131157 | 130880 | 131060 | 131541
1996 | US | WECC | - | - | DCWNI | Projected Net Internal Demand | 0 | 95494 | 96830 | 98300 | 99787 | 101167 | 102867 | 104368 | 105920 | 107637 | 109336
1996 | US | WECC | - | - | DCWNO | Net Operable Capacity | 0 | 123055 | 123835 | 124112 | 124921 | 125292 | 125519 | 120554 | 120905 | 121083 | 121611
1996 | US | WECC | - | - | DCWPU | Purchases | 0 | 512 | 512 | 512 | 441 | 466 | 466 | 498 | 498 | 498 | 448
1996 | US | WECC | - | - | DCWSA | Sales | 0 | 90 | 85 | 216 | 853 | 768 | 768 | 768 | 1400 | 1400 | 1400
1996 | US | WECC | - | - | DCWST | Standby Demand | 0 | 0 | 0 | 0 | 0 | 0 | 0 | 0 | 0 | 0 | 0
1996 | US | WECC | - | - | DCWTI | Projected Total Internal Demand | 0 | 96647 | 97955 | 99453 | 100868 | 102269 | 103913 | 105511 | 107065 | 108782 | 110445
1996 | US | WECC | - | - | DCWTO | Operable Total Internal Capacity | 0 | 123114 | 123894 | 124171 | 124980 | 125351 | 125578 | 120613 | 120964 | 121142 | 121670
1996 | US | WECC | AZN | - | CWIPP | IPPs | 0 | 0 | 0 | 1 | 5 | 15 | 20 | 24 | 27 | 29 | 30
1996 | US | WECC | AZN | - | CWT | Total Capacity | 16151 | 16140 | 16145 | 16146 | 16150 | 16235 | 16240 | 16245 | 16322 | 16502 | 16681
1996 | US | WECC | AZN | - | CWTOC | Total Owned Capacity | 16151 | 16140 | 16145 | 16145 | 16145 | 16220 | 16220 | 16221 | 16295 | 16473 | 16651
1996 | US | WECC | AZN | - | DCWAJ | Adjustments | 0 | 4288 | 4288 | 4288 | 4288 | 4288 | 4288 | 4287 | 4288 | 4288 | 4288
1996 | US | WECC | AZN | - | DCWFP | Full-Responsibility Purchases (portion of total purchases) | 0 | 553 | 553 | 553 | 578 | 603 | 603 | 603 | 603 | 603 | 603
1996 | US | WECC | AZN | - | DCWFS | Full-Responsibility Sales (portion of total sales) | 0 | 547 | 447 | 587 | 787 | 787 | 687 | 687 | 687 | 687 | 577
1996 | US | WECC | AZN | - | DCWIC | Inoperable capacity | 0 | 13 | 13 | 13 | 13 | 13 | 13 | 13 | 13 | 13 | 13
1996 | US | WECC | AZN | - | DCWIN | Internal Demand | 0 | 11532 | 11787 | 12053 | 12262 | 12456 | 12753 | 12926 | 13232 | 13558 | 13867
1996 | US | WECC | AZN | - | DCWIPP | IPPs | 0 | 0 | 0 | 1 | 5 | 15 | 20 | 24 | 27 | 29 | 30
1996 | US | WECC | AZN | - | DCWIT | Interruptible Demand | 0 | 552 | 530 | 550 | 482 | 486 | 439 | 442 | 445 | 447 | 451
1996 | US | WECC | AZN | - | DCWLM | Direct Control Load Management | 0 | 2 | 2 | 2 | 2 | 2 | 2 | 2 | 2 | 2 | 2
1996 | US | WECC | AZN | - | DCWNC | Net Capacity Resources | 0 | 16103 | 16453 | 16318 | 16153 | 16170 | 16183 | 16169 | 16255 | 16488 | 17309
1996 | US | WECC | AZN | - | DCWNI | Projected Net Internal Demand | 0 | 10978 | 11255 | 11501 | 11778 | 11968 | 12312 | 12482 | 12785 | 13109 | 13414
1996 | US | WECC | AZN | - | DCWNO | Net Operable Capacity | 0 | 16127 | 16132 | 16132 | 16132 | 16207 | 16207 | 16208 | 16282 | 16460 | 16638
1996 | US | WECC | AZN | - | DCWPU | Purchases | 0 | 1100 | 1315 | 1319 | 1350 | 1282 | 1190 | 1172 | 1180 | 1233 | 1765
1996 | US | WECC | AZN | - | DCWSA | Sales | 0 | 5412 | 5282 | 5422 | 5622 | 5622 | 5522 | 5522 | 5522 | 5522 | 5412
1996 | US | WECC | AZN | - | DCWST | Standby Demand | 0 | 0 | 0 | 0 | 0 | 0 | 0 | 0 | 0 | 0 | 0
1996 | US | WECC | AZN | - | DCWTI | Projected Total Internal Demand | 0 | 11532 | 11787 | 12053 | 12262 | 12456 | 12753 | 12926 | 13232 | 13558 | 13867
1996 | US | WECC | AZN | - | DCWTO | Operable Total Internal Capacity | 0 | 16140 | 16145 | 16145 | 16145 | 16220 | 16220 | 16221 | 16295 | 16473 | 16651
1996 | US | WECC | CNV | - | CWIPP | IPPs | 7977 | 7899 | 8122 | 8148 | 8150 | 8152 | 8154 | 8155 | 8157 | 8159 | 8160
1996 | US | WECC | CNV | - | CWT | Total Capacity | 57115 | 56839 | 57427 | 57326 | 57569 | 57532 | 57534 | 57535 | 57585 | 57637 | 57638
1996 | US | WECC | CNV | - | CWTOC | Total Owned Capacity | 49138 | 48940 | 49305 | 49178 | 49419 | 49380 | 49380 | 49380 | 49428 | 49478 | 49478
1996 | US | WECC | CNV | - | DCWAJ | Adjustments | 0 | -4266 | -4266 | -4266 | -4266 | -4266 | -4266 | -4266 | -4266 | -4266 | -4266
1996 | US | WECC | CNV | - | DCWFP | Full-Responsibility Purchases (portion of total purchases) | 0 | 2203 | 2129 | 2096 | 2041 | 2041 | 1941 | 1941 | 1941 | 1941 | 1731
1996 | US | WECC | CNV | - | DCWFS | Full-Responsibility Sales (portion of total sales) | 0 | 1014 | 1014 | 1014 | 1014 | 1014 | 1014 | 1014 | 1014 | 1014 | 592
1996 | US | WECC | CNV | - | DCWIC | Inoperable capacity | 0 | 0 | 0 | 0 | 0 | 0 | 0 | 0 | 0 | 0 | 0
1996 | US | WECC | CNV | - | DCWIN | Internal Demand | 0 | 39146 | 39464 | 40006 | 40512 | 41042 | 41623 | 42256 | 42900 | 43500 | 44157
1996 | US | WECC | CNV | - | DCWIPP | IPPs | 0 | 7899 | 8122 | 8148 | 8150 | 8152 | 8154 | 8155 | 8157 | 8159 | 8160
1996 | US | WECC | CNV | - | DCWIT | Interruptible Demand | 0 | 0 | 0 | 0 | 0 | 0 | 0 | 0 | 0 | 0 | 0
1996 | US | WECC | CNV | - | DCWLM | Direct Control Load Management | 0 | 2 | 2 | 3 | 3 | 3 | 3 | 3 | 3 | 3 | 3
1996 | US | WECC | CNV | - | DCWNC | Net Capacity Resources | 0 | 58621 | 59362 | 59168 | 59461 | 59444 | 59554 | 60387 | 60990 | 61894 | 63027
1996 | US | WECC | CNV | - | DCWNI | Projected Net Internal Demand | 0 | 39144 | 39462 | 40003 | 40509 | 41039 | 41620 | 42253 | 42897 | 43497 | 44154
1996 | US | WECC | CNV | - | DCWNO | Net Operable Capacity | 0 | 48940 | 49305 | 49178 | 49419 | 49380 | 49380 | 49380 | 49428 | 49478 | 49478
1996 | US | WECC | CNV | - | DCWPU | Purchases | 0 | 7621 | 7774 | 7681 | 7731 | 7751 | 7859 | 8691 | 9244 | 10096 | 10806
1996 | US | WECC | CNV | - | DCWSA | Sales | 0 | 1573 | 1573 | 1573 | 1573 | 1573 | 1573 | 1573 | 1573 | 1573 | 1151
1996 | US | WECC | CNV | - | DCWST | Standby Demand | 0 | 0 | 0 | 0 | 0 | 0 | 0 | 0 | 0 | 0 | 0
1996 | US | WECC | CNV | - | DCWTI | Projected Total Internal Demand | 0 | 39146 | 39464 | 40006 | 40512 | 41042 | 41623 | 42256 | 42900 | 43500 | 44157
1996 | US | WECC | CNV | - | DCWTO | Operable Total Internal Capacity | 0 | 48940 | 49305 | 49178 | 49419 | 49380 | 49380 | 49380 | 49428 | 49478 | 49478
1996 | US | WECC | NWPP | - | CWIPP | IPPs | 1423 | 1940 | 1943 | 1943 | 1973 | 1973 | 1973 | 1973 | 1973 | 1973 | 1973
1996 | US | WECC | NWPP | - | CWT | Total Capacity | 43356 | 43948 | 44334 | 44751 | 44961 | 44961 | 44975 | 46002 | 46002 | 46002 | 46002
1996 | US | WECC | NWPP | - | CWTOC | Total Owned Capacity | 41933 | 42008 | 42391 | 42808 | 42988 | 42988 | 43002 | 44029 | 44029 | 44029 | 44029
1996 | US | WECC | NWPP | - | DCWAJ | Adjustments | 0 | -541 | -541 | -541 | -541 | -541 | -541 | -541 | -541 | -541 | -541
1996 | US | WECC | NWPP | - | DCWFP | Full-Responsibility Purchases (portion of total purchases) | 0 | 2347 | 2347 | 2522 | 2631 | 2401 | 2401 | 2401 | 2401 | 1979 | 1979
1996 | US | WECC | NWPP | - | DCWFS | Full-Responsibility Sales (portion of total sales) | 0 | 2353 | 2284 | 2427 | 3024 | 2904 | 2914 | 2914 | 3546 | 3446 | 3446
1996 | US | WECC | NWPP | - | DCWIC | Inoperable capacity | 0 | 0 | 0 | 0 | 0 | 0 | 0 | 0 | 0 | 0 | 0
1996 | US | WECC | NWPP | - | DCWIN | Internal Demand | 0 | 39740 | 40369 | 40983 | 41527 | 42125 | 42689 | 43279 | 43888 | 44484 | 45034
1996 | US | WECC | NWPP | - | DCWIPP | IPPs | 0 | 1940 | 1943 | 1943 | 1973 | 1973 | 1973 | 1973 | 1973 | 1973 | 1973
1996 | US | WECC | NWPP | - | DCWIT | Interruptible Demand | 0 | 404 | 411 | 411 | 409 | 411 | 413 | 408 | 411 | 409 | 369
1996 | US | WECC | NWPP | - | DCWLM | Direct Control Load Management | 0 | 0 | 0 | 0 | 0 | 0 | 0 | 0 | 0 | 0 | 0
1996 | US | WECC | NWPP | - | DCWNC | Net Capacity Resources | 0 | 43942 | 44397 | 44846 | 44568 | 44458 | 44462 | 45489 | 44857 | 44535 | 44535
1996 | US | WECC | NWPP | - | DCWNI | Projected Net Internal Demand | 0 | 39336 | 39958 | 40572 | 41118 | 41714 | 42276 | 42871 | 43477 | 44075 | 44665
1996 | US | WECC | NWPP | - | DCWNO | Net Operable Capacity | 0 | 42008 | 42391 | 42808 | 42988 | 42988 | 43002 | 44029 | 44029 | 44029 | 44029
1996 | US | WECC | NWPP | - | DCWPU | Purchases | 0 | 3406 | 3406 | 3581 | 3690 | 3460 | 3460 | 3460 | 3460 | 3038 | 3038
1996 | US | WECC | NWPP | - | DCWSA | Sales | 0 | 2871 | 2802 | 2945 | 3542 | 3422 | 3432 | 3432 | 4064 | 3964 | 3964
1996 | US | WECC | NWPP | - | DCWST | Standby Demand | 0 | 0 | 0 | 0 | 0 | 0 | 0 | 0 | 0 | 0 | 0
1996 | US | WECC | NWPP | - | DCWTI | Projected Total Internal Demand | 0 | 39740 | 40369 | 40983 | 41527 | 42125 | 42689 | 43279 | 43888 | 44484 | 45034
1996 | US | WECC | NWPP | - | DCWTO | Operable Total Internal Capacity | 0 | 42008 | 42391 | 42808 | 42988 | 42988 | 43002 | 44029 | 44029 | 44029 | 44029
1996 | US | WECC | RMPA | - | CWIPP | IPPs | 596 | 628 | 656 | 656 | 656 | 656 | 656 | 656 | 656 | 656 | 656
1996 | US | WECC | RMPA | - | CWT | Total Capacity | 9972 | 10143 | 10206 | 10485 | 10588 | 10908 | 11121 | 11225 | 11452 | 11452 | 11802
1996 | US | WECC | RMPA | - | CWTOC | Total Owned Capacity | 9376 | 9515 | 9550 | 9829 | 9932 | 10252 | 10465 | 10569 | 10796 | 10796 | 11146
1996 | US | WECC | RMPA | - | DCWAJ | Adjustments | 0 | 519 | 519 | 519 | 519 | 519 | 519 | 520 | 519 | 519 | 519
1996 | US | WECC | RMPA | - | DCWFP | Full-Responsibility Purchases (portion of total purchases) | 0 | 381 | 386 | 391 | 396 | 401 | 411 | 411 | 411 | 411 | 411
1996 | US | WECC | RMPA | - | DCWFS | Full-Responsibility Sales (portion of total sales) | 0 | 1008 | 1009 | 1009 | 1009 | 1009 | 1009 | 1009 | 1009 | 1009 | 1009
1996 | US | WECC | RMPA | - | DCWIC | Inoperable capacity | 0 | 46 | 46 | 46 | 46 | 46 | 46 | 46 | 46 | 46 | 46
1996 | US | WECC | RMPA | - | DCWIN | Internal Demand | 0 | 7034 | 7181 | 7295 | 7437 | 7557 | 7738 | 7865 | 7977 | 8086 | 8206
1996 | US | WECC | RMPA | - | DCWIPP | IPPs | 0 | 628 | 656 | 656 | 656 | 656 | 656 | 656 | 656 | 656 | 656
1996 | US | WECC | RMPA | - | DCWIT | Interruptible Demand | 0 | 196 | 205 | 213 | 211 | 213 | 218 | 227 | 228 | 224 | 223
1996 | US | WECC | RMPA | - | DCWLM | Direct Control Load Management | 0 | 68 | 71 | 71 | 70 | 71 | 71 | 71 | 71 | 71 | 71
1996 | US | WECC | RMPA | - | DCWNC | Net Capacity Resources | 0 | 9470 | 9537 | 9821 | 9929 | 10254 | 10477 | 10581 | 10808 | 10808 | 11158
1996 | US | WECC | RMPA | - | DCWNI | Projected Net Internal Demand | 0 | 6770 | 6905 | 7011 | 7156 | 7273 | 7449 | 7567 | 7678 | 7791 | 7912
1996 | US | WECC | RMPA | - | DCWNO | Net Operable Capacity | 0 | 9469 | 9504 | 9783 | 9886 | 10206 | 10419 | 10523 | 10750 | 10750 | 11100
1996 | US | WECC | RMPA | - | DCWPU | Purchases | 0 | 494 | 499 | 504 | 509 | 514 | 524 | 524 | 524 | 524 | 524
1996 | US | WECC | RMPA | - | DCWSA | Sales | 0 | 1640 | 1641 | 1641 | 1641 | 1641 | 1641 | 1642 | 1641 | 1641 | 1641
1996 | US | WECC | RMPA | - | DCWST | Standby Demand | 0 | 0 | 0 | 0 | 0 | 0 | 0 | 0 | 0 | 0 | 0
1996 | US | WECC | RMPA | - | DCWTI | Projected Total Internal Demand | 0 | 7034 | 7181 | 7295 | 7437 | 7557 | 7738 | 7865 | 7977 | 8086 | 8206
1996 | US | WECC | RMPA | - | DCWTO | Operable Total Internal Capacity | 0 | 9515 | 9550 | 9829 | 9932 | 10252 | 10465 | 10569 | 10796 | 10796 | 11146
1997 | CA | MRO | - | - | CWIPP | IPPs | 0 | 0 | 0 | 0 | 0 | 0 | 0 | 0 | 0 | 0 | 0
1997 | CA | MRO | - | - | CWT | Total Capacity | 7938 | 7910 | 7910 | 7910 | 7910 | 8034 | 8034 | 8093 | 8093 | 8092 | 8092
1997 | CA | MRO | - | - | CWTOC | Total Owned Capacity | 7938 | 7910 | 7910 | 7910 | 7910 | 8034 | 8034 | 8093 | 8093 | 8092 | 8092
1997 | CA | MRO | - | - | DCWAJ | Adjustments | 0 | 0 | 0 | 0 | 0 | 0 | 0 | 0 | 0 | 0 | 0
1997 | CA | MRO | - | - | DCWFP | Full-Responsibility Purchases (portion of total purchases) | 0 | 125 | 125 | 125 | 125 | 125 | 125 | 125 | 125 | 125 | 125
1997 | CA | MRO | - | - | DCWFS | Full-Responsibility Sales (portion of total sales) | 0 | 0 | 0 | 0 | 0 | 0 | 0 | 0 | 0 | 0 | 0
1997 | CA | MRO | - | - | DCWIC | Inoperable capacity | 0 | 0 | 0 | 0 | 0 | 0 | 0 | 0 | 0 | 0 | 0
1997 | CA | MRO | - | - | DCWIN | Internal Demand | 0 | 6445 | 6572 | 6622 | 6694 | 6746 | 6791 | 6822 | 6892 | 6682 | 6710
1997 | CA | MRO | - | - | DCWIPP | IPPs | 0 | 0 | 0 | 0 | 0 | 0 | 0 | 0 | 0 | 0 | 0
1997 | CA | MRO | - | - | DCWIT | Interruptible Demand | 0 | 231 | 251 | 256 | 269 | 269 | 269 | 269 | 269 | 54 | 0
1997 | CA | MRO | - | - | DCWLM | Direct Control Load Management | 0 | 0 | 0 | 0 | 0 | 0 | 0 | 0 | 0 | 0 | 0
1997 | CA | MRO | - | - | DCWNC | Net Capacity Resources | 0 | 8035 | 8035 | 8035 | 8035 | 8159 | 8159 | 8218 | 8218 | 8217 | 8217
1997 | CA | MRO | - | - | DCWNI | Projected Net Internal Demand | 0 | 6214 | 6321 | 6366 | 6425 | 6477 | 6522 | 6553 | 6623 | 6628 | 6710
1997 | CA | MRO | - | - | DCWNO | Net Operable Capacity | 0 | 7910 | 7910 | 7910 | 7910 | 8034 | 8034 | 8093 | 8093 | 8092 | 8092
1997 | CA | MRO | - | - | DCWPU | Purchases | 0 | 125 | 125 | 125 | 125 | 125 | 125 | 125 | 125 | 125 | 125
1997 | CA | MRO | - | - | DCWSA | Sales | 0 | 0 | 0 | 0 | 0 | 0 | 0 | 0 | 0 | 0 | 0
1997 | CA | MRO | - | - | DCWST | Standby Demand | 0 | 0 | 0 | 0 | 0 | 0 | 0 | 0 | 0 | 0 | 0
1997 | CA | MRO | - | - | DCWTI | Projected Total Internal Demand | 0 | 6445 | 6572 | 6622 | 6694 | 6746 | 6791 | 6822 | 6892 | 6682 | 6710
1997 | CA | MRO | - | - | DCWTO | Operable Total Internal Capacity | 0 | 7910 | 7910 | 7910 | 7910 | 8034 | 8034 | 8093 | 8093 | 8092 | 8092
1997 | CA | NPCC | - | - | CWIPP | IPPs | 1498 | 1922 | 1985 | 1985 | 1995 | 2005 | 2015 | 2025 | 2035 | 2055 | 2235
1997 | CA | NPCC | - | - | CWT | Total Capacity | 69975 | 71148 | 71722 | 71939 | 71965 | 72835 | 72890 | 73042 | 73107 | 73116 | 73197
1997 | CA | NPCC | - | - | CWTOC | Total Owned Capacity | 68477 | 69226 | 69737 | 69954 | 69970 | 70830 | 70875 | 71017 | 71072 | 71061 | 70962
1997 | CA | NPCC | - | - | DCWAJ | Adjustments | 0 | -12 | -12 | -12 | -12 | -12 | -12 | -12 | -12 | 0 | 0
1997 | CA | NPCC | - | - | DCWFP | Full-Responsibility Purchases (portion of total purchases) | 0 | 0 | 0 | 0 | 0 | 0 | 0 | 0 | 0 | 0 | 0
1997 | CA | NPCC | - | - | DCWFS | Full-Responsibility Sales (portion of total sales) | 0 | 492 | 393 | 393 | 393 | 393 | 291 | 291 | 292 | 292 | 292
1997 | CA | NPCC | - | - | DCWIC | Inoperable capacity | 0 | 3805 | 3805 | 3805 | 4516 | 4516 | 4516 | 4516 | 4516 | 4516 | 4516
1997 | CA | NPCC | - | - | DCWIN | Internal Demand | 0 | 59795 | 60735 | 61746 | 62746 | 63876 | 64777 | 65529 | 66225 | 66800 | 67191
1997 | CA | NPCC | - | - | DCWIPP | IPPs | 0 | 1922 | 1985 | 1985 | 1995 | 2005 | 2015 | 2025 | 2035 | 2055 | 2235
1997 | CA | NPCC | - | - | DCWIT | Interruptible Demand | 0 | 2884 | 2967 | 3013 | 3074 | 3489 | 3490 | 3496 | 3515 | 3508 | 3513
1997 | CA | NPCC | - | - | DCWLM | Direct Control Load Management | 0 | 0 | 0 | 0 | 0 | 0 | 0 | 0 | 0 | 0 | 0
1997 | CA | NPCC | - | - | DCWNC | Net Capacity Resources | 0 | 73094 | 74017 | 74434 | 73689 | 74549 | 74596 | 74538 | 74592 | 74603 | 74674
1997 | CA | NPCC | - | - | DCWNI | Projected Net Internal Demand | 0 | 56911 | 57768 | 58733 | 59672 | 60387 | 61287 | 62033 | 62710 | 63292 | 63678
1997 | CA | NPCC | - | - | DCWNO | Net Operable Capacity | 0 | 65421 | 65932 | 66149 | 65454 | 66314 | 66359 | 66501 | 66556 | 66545 | 66446
1997 | CA | NPCC | - | - | DCWPU | Purchases | 0 | 6665 | 6915 | 7105 | 7045 | 7035 | 6925 | 6715 | 6705 | 6695 | 6685
1997 | CA | NPCC | - | - | DCWSA | Sales | 0 | 902 | 803 | 793 | 793 | 793 | 691 | 691 | 692 | 692 | 692
1997 | CA | NPCC | - | - | DCWST | Standby Demand | 0 | 0 | 0 | 0 | 0 | 0 | 0 | 0 | 0 | 0 | 0
1997 | CA | NPCC | - | - | DCWTI | Projected Total Internal Demand | 0 | 59795 | 60735 | 61746 | 62746 | 63876 | 64777 | 65529 | 66225 | 66800 | 67191
1997 | CA | NPCC | - | - | DCWTO | Operable Total Internal Capacity | 0 | 69226 | 69737 | 69954 | 69970 | 70830 | 70875 | 71017 | 71072 | 71061 | 70962
1997 | CA | NPCC | Maritimes | Maritimes | CWIPP | IPPs | 74 | 74 | 74 | 74 | 74 | 74 | 74 | 74 | 74 | 74 | 224
1997 | CA | NPCC | Maritimes | Maritimes | CWT | Total Capacity | 6448 | 6452 | 6452 | 6452 | 6452 | 6476 | 6476 | 6476 | 6519 | 6507 | 6558
1997 | CA | NPCC | Maritimes | Maritimes | CWTOC | Total Owned Capacity | 6374 | 6378 | 6378 | 6378 | 6378 | 6402 | 6402 | 6402 | 6445 | 6433 | 6334
1997 | CA | NPCC | Maritimes | Maritimes | DCWAJ | Adjustments | 0 | -12 | -12 | -12 | -12 | -12 | -12 | -12 | -12 | 0 | 0
1997 | CA | NPCC | Maritimes | Maritimes | DCWFP | Full-Responsibility Purchases (portion of total purchases) | 0 | 0 | 0 | 0 | 0 | 0 | 0 | 0 | 0 | 0 | 0
1997 | CA | NPCC | Maritimes | Maritimes | DCWFS | Full-Responsibility Sales (portion of total sales) | 0 | 492 | 393 | 393 | 393 | 393 | 291 | 291 | 292 | 292 | 292
1997 | CA | NPCC | Maritimes | Maritimes | DCWIC | Inoperable capacity | 0 | 0 | 0 | 0 | 0 | 0 | 0 | 0 | 0 | 0 | 0
1997 | CA | NPCC | Maritimes | Maritimes | DCWIN | Internal Demand | 0 | 4996 | 5119 | 5196 | 5294 | 5382 | 5455 | 5530 | 5618 | 5694 | 5768
1997 | CA | NPCC | Maritimes | Maritimes | DCWIPP | IPPs | 0 | 74 | 74 | 74 | 74 | 74 | 74 | 74 | 74 | 74 | 224
1997 | CA | NPCC | Maritimes | Maritimes | DCWIT | Interruptible Demand | 0 | 379 | 461 | 487 | 508 | 523 | 524 | 530 | 549 | 542 | 547
1997 | CA | NPCC | Maritimes | Maritimes | DCWLM | Direct Control Load Management | 0 | 0 | 0 | 0 | 0 | 0 | 0 | 0 | 0 | 0 | 0
1997 | CA | NPCC | Maritimes | Maritimes | DCWNC | Net Capacity Resources | 0 | 6023 | 6122 | 6122 | 6122 | 6146 | 6248 | 6248 | 6290 | 6290 | 6341
1997 | CA | NPCC | Maritimes | Maritimes | DCWNI | Projected Net Internal Demand | 0 | 4617 | 4658 | 4709 | 4786 | 4859 | 4931 | 5000 | 5069 | 5152 | 5221
1997 | CA | NPCC | Maritimes | Maritimes | DCWNO | Net Operable Capacity | 0 | 6378 | 6378 | 6378 | 6378 | 6402 | 6402 | 6402 | 6445 | 6433 | 6334
1997 | CA | NPCC | Maritimes | Maritimes | DCWPU | Purchases | 0 | 75 | 75 | 75 | 75 | 75 | 75 | 75 | 75 | 75 | 75
1997 | CA | NPCC | Maritimes | Maritimes | DCWSA | Sales | 0 | 492 | 393 | 393 | 393 | 393 | 291 | 291 | 292 | 292 | 292
1997 | CA | NPCC | Maritimes | Maritimes | DCWST | Standby Demand | 0 | 0 | 0 | 0 | 0 | 0 | 0 | 0 | 0 | 0 | 0
1997 | CA | NPCC | Maritimes | Maritimes | DCWTI | Projected Total Internal Demand | 0 | 4996 | 5119 | 5196 | 5294 | 5382 | 5455 | 5530 | 5618 | 5694 | 5768
1997 | CA | NPCC | Maritimes | Maritimes | DCWTO | Operable Total Internal Capacity | 0 | 6378 | 6378 | 6378 | 6378 | 6402 | 6402 | 6402 | 6445 | 6433 | 6334
1997 | CA | NPCC | Ontario | Ontario | CWIPP | IPPs | 1094 | 1518 | 1541 | 1541 | 1541 | 1541 | 1541 | 1541 | 1541 | 1541 | 1541
1997 | CA | NPCC | Ontario | Ontario | CWT | Total Capacity | 32777 | 33716 | 34050 | 34127 | 34143 | 34159 | 34164 | 34166 | 34148 | 34129 | 34129
1997 | CA | NPCC | Ontario | Ontario | CWTOC | Total Owned Capacity | 31683 | 32198 | 32509 | 32586 | 32602 | 32618 | 32623 | 32625 | 32607 | 32588 | 32588
1997 | CA | NPCC | Ontario | Ontario | DCWAJ | Adjustments | 0 | 0 | 0 | 0 | 0 | 0 | 0 | 0 | 0 | 0 | 0
1997 | CA | NPCC | Ontario | Ontario | DCWFP | Full-Responsibility Purchases (portion of total purchases) | 0 | 0 | 0 | 0 | 0 | 0 | 0 | 0 | 0 | 0 | 0
1997 | CA | NPCC | Ontario | Ontario | DCWFS | Full-Responsibility Sales (portion of total sales) | 0 | 0 | 0 | 0 | 0 | 0 | 0 | 0 | 0 | 0 | 0
1997 | CA | NPCC | Ontario | Ontario | DCWIC | Inoperable capacity | 0 | 3805 | 3805 | 3805 | 4516 | 4516 | 4516 | 4516 | 4516 | 4516 | 4516
1997 | CA | NPCC | Ontario | Ontario | DCWIN | Internal Demand | 0 | 22919 | 23106 | 23250 | 23422 | 23694 | 23952 | 24209 | 24467 | 24696 | 24953
1997 | CA | NPCC | Ontario | Ontario | DCWIPP | IPPs | 0 | 1518 | 1541 | 1541 | 1541 | 1541 | 1541 | 1541 | 1541 | 1541 | 1541
1997 | CA | NPCC | Ontario | Ontario | DCWIT | Interruptible Demand | 0 | 685 | 666 | 666 | 666 | 666 | 666 | 666 | 666 | 666 | 666
1997 | CA | NPCC | Ontario | Ontario | DCWLM | Direct Control Load Management | 0 | 0 | 0 | 0 | 0 | 0 | 0 | 0 | 0 | 0 | 0
1997 | CA | NPCC | Ontario | Ontario | DCWNC | Net Capacity Resources | 0 | 29911 | 30445 | 30522 | 29827 | 29843 | 29848 | 29650 | 29632 | 29613 | 29613
1997 | CA | NPCC | Ontario | Ontario | DCWNI | Projected Net Internal Demand | 0 | 22234 | 22440 | 22584 | 22756 | 23028 | 23286 | 23543 | 23801 | 24030 | 24287
1997 | CA | NPCC | Ontario | Ontario | DCWNO | Net Operable Capacity | 0 | 28393 | 28704 | 28781 | 28086 | 28102 | 28107 | 28109 | 28091 | 28072 | 28072
1997 | CA | NPCC | Ontario | Ontario | DCWPU | Purchases | 0 | 0 | 200 | 200 | 200 | 200 | 200 | 0 | 0 | 0 | 0
1997 | CA | NPCC | Ontario | Ontario | DCWSA | Sales | 0 | 0 | 0 | 0 | 0 | 0 | 0 | 0 | 0 | 0 | 0
1997 | CA | NPCC | Ontario | Ontario | DCWST | Standby Demand | 0 | 0 | 0 | 0 | 0 | 0 | 0 | 0 | 0 | 0 | 0
1997 | CA | NPCC | Ontario | Ontario | DCWTI | Projected Total Internal Demand | 0 | 22919 | 23106 | 23250 | 23422 | 23694 | 23952 | 24209 | 24467 | 24696 | 24953
1997 | CA | NPCC | Ontario | Ontario | DCWTO | Operable Total Internal Capacity | 0 | 32198 | 32509 | 32586 | 32602 | 32618 | 32623 | 32625 | 32607 | 32588 | 32588
1997 | CA | NPCC | Quebec | Quebec | CWIPP | IPPs | 330 | 330 | 370 | 370 | 380 | 390 | 400 | 410 | 420 | 440 | 470
1997 | CA | NPCC | Quebec | Quebec | CWT | Total Capacity | 30750 | 30980 | 31220 | 31360 | 31370 | 32200 | 32250 | 32400 | 32440 | 32480 | 32510
1997 | CA | NPCC | Quebec | Quebec | CWTOC | Total Owned Capacity | 30420 | 30650 | 30850 | 30990 | 30990 | 31810 | 31850 | 31990 | 32020 | 32040 | 32040
1997 | CA | NPCC | Quebec | Quebec | DCWAJ | Adjustments | 0 | 0 | 0 | 0 | 0 | 0 | 0 | 0 | 0 | 0 | 0
1997 | CA | NPCC | Quebec | Quebec | DCWFP | Full-Responsibility Purchases (portion of total purchases) | 0 | 0 | 0 | 0 | 0 | 0 | 0 | 0 | 0 | 0 | 0
1997 | CA | NPCC | Quebec | Quebec | DCWFS | Full-Responsibility Sales (portion of total sales) | 0 | 0 | 0 | 0 | 0 | 0 | 0 | 0 | 0 | 0 | 0
1997 | CA | NPCC | Quebec | Quebec | DCWIC | Inoperable capacity | 0 | 0 | 0 | 0 | 0 | 0 | 0 | 0 | 0 | 0 | 0
1997 | CA | NPCC | Quebec | Quebec | DCWIN | Internal Demand | 0 | 31880 | 32510 | 33300 | 34030 | 34800 | 35370 | 35790 | 36140 | 36410 | 36470
1997 | CA | NPCC | Quebec | Quebec | DCWIPP | IPPs | 0 | 330 | 370 | 370 | 380 | 390 | 400 | 410 | 420 | 440 | 470
1997 | CA | NPCC | Quebec | Quebec | DCWIT | Interruptible Demand | 0 | 1820 | 1840 | 1860 | 1900 | 2300 | 2300 | 2300 | 2300 | 2300 | 2300
1997 | CA | NPCC | Quebec | Quebec | DCWLM | Direct Control Load Management | 0 | 0 | 0 | 0 | 0 | 0 | 0 | 0 | 0 | 0 | 0
1997 | CA | NPCC | Quebec | Quebec | DCWNC | Net Capacity Resources | 0 | 37160 | 37450 | 37790 | 37740 | 38560 | 38500 | 38640 | 38670 | 38700 | 38720
1997 | CA | NPCC | Quebec | Quebec | DCWNI | Projected Net Internal Demand | 0 | 30060 | 30670 | 31440 | 32130 | 32500 | 33070 | 33490 | 33840 | 34110 | 34170
1997 | CA | NPCC | Quebec | Quebec | DCWNO | Net Operable Capacity | 0 | 30650 | 30850 | 30990 | 30990 | 31810 | 31850 | 31990 | 32020 | 32040 | 32040
1997 | CA | NPCC | Quebec | Quebec | DCWPU | Purchases | 0 | 6590 | 6640 | 6830 | 6770 | 6760 | 6650 | 6640 | 6630 | 6620 | 6610
1997 | CA | NPCC | Quebec | Quebec | DCWSA | Sales | 0 | 410 | 410 | 400 | 400 | 400 | 400 | 400 | 400 | 400 | 400
1997 | CA | NPCC | Quebec | Quebec | DCWST | Standby Demand | 0 | 0 | 0 | 0 | 0 | 0 | 0 | 0 | 0 | 0 | 0
1997 | CA | NPCC | Quebec | Quebec | DCWTI | Projected Total Internal Demand | 0 | 31880 | 32510 | 33300 | 34030 | 34800 | 35370 | 35790 | 36140 | 36410 | 36470
1997 | CA | NPCC | Quebec | Quebec | DCWTO | Operable Total Internal Capacity | 0 | 30650 | 30850 | 30990 | 30990 | 31810 | 31850 | 31990 | 32020 | 32040 | 32040
1997 | CA | WECC | - | - | CWIPP | IPPs | 428 | 428 | 428 | 895 | 1115 | 1115 | 1115 | 1115 | 1115 | 1115 | 1115
1997 | CA | WECC | - | - | CWT | Total Capacity | 19364 | 19361 | 18934 | 19456 | 20663 | 20500 | 20500 | 19952 | 19952 | 20292 | 20292
1997 | CA | WECC | - | - | CWTOC | Total Owned Capacity | 18936 | 18933 | 18506 | 18561 | 19548 | 19385 | 19385 | 18837 | 18837 | 19177 | 19177
1997 | CA | WECC | - | - | DCWAJ | Adjustments | 0 | 0 | 0 | 0 | 0 | 0 | 0 | 0 | 0 | 0 | 0
1997 | CA | WECC | - | - | DCWFP | Full-Responsibility Purchases (portion of total purchases) | 0 | 85 | 227 | 887 | 794 | 794 | 794 | 1447 | 1447 | 1447 | 1447
1997 | CA | WECC | - | - | DCWFS | Full-Responsibility Sales (portion of total sales) | 0 | 118 | 118 | 118 | 118 | 118 | 118 | 118 | 118 | 118 | 118
1997 | CA | WECC | - | - | DCWIC | Inoperable capacity | 0 | 0 | 0 | 0 | 0 | 0 | 0 | 0 | 0 | 0 | 0
1997 | CA | WECC | - | - | DCWIN | Internal Demand | 0 | 17384 | 17649 | 17981 | 18219 | 18540 | 18846 | 19155 | 19438 | 19780 | 20167
1997 | CA | WECC | - | - | DCWIPP | IPPs | 0 | 428 | 428 | 895 | 1115 | 1115 | 1115 | 1115 | 1115 | 1115 | 1115
1997 | CA | WECC | - | - | DCWIT | Interruptible Demand | 0 | 618 | 591 | 573 | 552 | 537 | 510 | 507 | 506 | 506 | 504
1997 | CA | WECC | - | - | DCWLM | Direct Control Load Management | 0 | 0 | 0 | 0 | 0 | 0 | 0 | 0 | 0 | 0 | 0
1997 | CA | WECC | - | - | DCWNC | Net Capacity Resources | 0 | 19328 | 19043 | 20225 | 21384 | 21335 | 21476 | 22162 | 22248 | 22714 | 22858
1997 | CA | WECC | - | - | DCWNI | Projected Net Internal Demand | 0 | 16766 | 17058 | 17408 | 17667 | 18003 | 18336 | 18648 | 18932 | 19274 | 19663
1997 | CA | WECC | - | - | DCWNO | Net Operable Capacity | 0 | 18933 | 18506 | 18561 | 19548 | 19385 | 19385 | 18837 | 18837 | 19177 | 19177
1997 | CA | WECC | - | - | DCWPU | Purchases | 0 | 85 | 227 | 887 | 839 | 953 | 1094 | 2328 | 2414 | 2540 | 2684
1997 | CA | WECC | - | - | DCWSA | Sales | 0 | 118 | 118 | 118 | 118 | 118 | 118 | 118 | 118 | 118 | 118
1997 | CA | WECC | - | - | DCWST | Standby Demand | 0 | 0 | 0 | 0 | 0 | 0 | 0 | 0 | 0 | 0 | 0
1997 | CA | WECC | - | - | DCWTI | Projected Total Internal Demand | 0 | 17384 | 17649 | 17981 | 18219 | 18540 | 18846 | 19155 | 19438 | 19780 | 20167
1997 | CA | WECC | - | - | DCWTO | Operable Total Internal Capacity | 0 | 18933 | 18506 | 18561 | 19548 | 19385 | 19385 | 18837 | 18837 | 19177 | 19177
1997 | MX | WECC | CA-MX | - | CWIPP | IPPs | 0 | 0 | 0 | 0 | 0 | 0 | 0 | 0 | 0 | 0 | 0
1997 | MX | WECC | CA-MX | - | CWT | Total Capacity | 1346 | 1346 | 1396 | 1596 | 2046 | 2046 | 2046 | 2496 | 2496 | 2496 | 2721
1997 | MX | WECC | CA-MX | - | CWTOC | Total Owned Capacity | 1346 | 1346 | 1396 | 1596 | 2046 | 2046 | 2046 | 2496 | 2496 | 2496 | 2721
1997 | MX | WECC | CA-MX | - | DCWAJ | Adjustments | 0 | 0 | 0 | 0 | 0 | 0 | 0 | 0 | 0 | 0 | 0
1997 | MX | WECC | CA-MX | - | DCWFP | Full-Responsibility Purchases (portion of total purchases) | 0 | 0 | 0 | 0 | 0 | 0 | 0 | 0 | 0 | 0 | 0
1997 | MX | WECC | CA-MX | - | DCWFS | Full-Responsibility Sales (portion of total sales) | 0 | 0 | 0 | 0 | 0 | 0 | 0 | 0 | 0 | 0 | 0
1997 | MX | WECC | CA-MX | - | DCWIC | Inoperable capacity | 0 | 0 | 0 | 0 | 0 | 0 | 0 | 0 | 0 | 0 | 0
1997 | MX | WECC | CA-MX | - | DCWIN | Internal Demand | 0 | 939 | 1022 | 1100 | 1163 | 1230 | 1305 | 1393 | 1488 | 1594 | 1706
1997 | MX | WECC | CA-MX | - | DCWIPP | IPPs | 0 | 0 | 0 | 0 | 0 | 0 | 0 | 0 | 0 | 0 | 0
1997 | MX | WECC | CA-MX | - | DCWIT | Interruptible Demand | 0 | 0 | 0 | 0 | 0 | 0 | 0 | 0 | 0 | 0 | 0
1997 | MX | WECC | CA-MX | - | DCWLM | Direct Control Load Management | 0 | 0 | 0 | 0 | 0 | 0 | 0 | 0 | 0 | 0 | 0
1997 | MX | WECC | CA-MX | - | DCWNC | Net Capacity Resources | 0 | 1346 | 1396 | 1596 | 2046 | 2046 | 2046 | 2496 | 2496 | 2496 | 2721
1997 | MX | WECC | CA-MX | - | DCWNI | Projected Net Internal Demand | 0 | 939 | 1022 | 1100 | 1163 | 1230 | 1305 | 1393 | 1488 | 1594 | 1706
1997 | MX | WECC | CA-MX | - | DCWNO | Net Operable Capacity | 0 | 1346 | 1396 | 1596 | 2046 | 2046 | 2046 | 2496 | 2496 | 2496 | 2721
1997 | MX | WECC | CA-MX | - | DCWPU | Purchases | 0 | 0 | 0 | 0 | 0 | 0 | 0 | 0 | 0 | 0 | 0
1997 | MX | WECC | CA-MX | - | DCWSA | Sales | 0 | 0 | 0 | 0 | 0 | 0 | 0 | 0 | 0 | 0 | 0
1997 | MX | WECC | CA-MX | - | DCWST | Standby Demand | 0 | 0 | 0 | 0 | 0 | 0 | 0 | 0 | 0 | 0 | 0
1997 | MX | WECC | CA-MX | - | DCWTI | Projected Total Internal Demand | 0 | 939 | 1022 | 1100 | 1163 | 1230 | 1305 | 1393 | 1488 | 1594 | 1706
1997 | MX | WECC | CA-MX | - | DCWTO | Operable Total Internal Capacity | 0 | 1346 | 1396 | 1596 | 2046 | 2046 | 2046 | 2496 | 2496 | 2496 | 2721
1997 | US | ECAR | - | - | CWIPP | IPPs | 2069 | 2116 | 2127 | 2325 | 2425 | 3624 | 3781 | 4095 | 4252 | 4852 | 5693
1997 | US | ECAR | - | - | CWT | Total Capacity | 104348 | 106273 | 107019 | 108324 | 110573 | 113293 | 115090 | 117617 | 119080 | 121097 | 122547
1997 | US | ECAR | - | - | CWTOC | Total Owned Capacity | 102279 | 104157 | 104892 | 105999 | 108148 | 109669 | 111309 | 113522 | 114828 | 116245 | 116854
1997 | US | ECAR | - | - | DCWAJ | Adjustments | 0 | 0 | 0 | 0 | 0 | 0 | 0 | 0 | 0 | 0 | 0
1997 | US | ECAR | - | - | DCWFP | Full-Responsibility Purchases (portion of total purchases) | 0 | 559 | 399 | 624 | 599 | 570 | 545 | 320 | 320 | 320 | 320
1997 | US | ECAR | - | - | DCWFS | Full-Responsibility Sales (portion of total sales) | 0 | 808 | 1108 | 1063 | 1063 | 1063 | 963 | 963 | 963 | 513 | 513
1997 | US | ECAR | - | - | DCWIC | Inoperable capacity | 0 | 0 | 0 | 0 | 0 | 0 | 0 | 0 | 0 | 0 | 0
1997 | US | ECAR | - | - | DCWIN | Internal Demand | 0 | 83520 | 84721 | 85764 | 87170 | 88465 | 89337 | 91307 | 92815 | 94326 | 95776
1997 | US | ECAR | - | - | DCWIPP | IPPs | 0 | 2116 | 2127 | 2325 | 2425 | 3624 | 3781 | 4095 | 4252 | 4852 | 5693
1997 | US | ECAR | - | - | DCWIT | Interruptible Demand | 0 | 2698 | 2706 | 2682 | 2689 | 2691 | 2689 | 2687 | 2684 | 2682 | 2672
1997 | US | ECAR | - | - | DCWLM | Direct Control Load Management | 0 | 230 | 265 | 286 | 295 | 303 | 309 | 317 | 323 | 330 | 330
1997 | US | ECAR | - | - | DCWNC | Net Capacity Resources | 0 | 106399 | 106950 | 109064 | 111144 | 113218 | 115089 | 117117 | 118417 | 120984 | 122041
1997 | US | ECAR | - | - | DCWNI | Projected Net Internal Demand | 0 | 80592 | 81750 | 82796 | 84186 | 85471 | 86339 | 88303 | 89808 | 91314 | 92774
1997 | US | ECAR | - | - | DCWNO | Net Operable Capacity | 0 | 104402 | 105137 | 106244 | 108324 | 109308 | 110948 | 113001 | 114114 | 115441 | 116039
1997 | US | ECAR | - | - | DCWPU | Purchases | 0 | 1801 | 1906 | 2016 | 1916 | 1807 | 1781 | 1442 | 1472 | 1662 | 1272
1997 | US | ECAR | - | - | DCWSA | Sales | 0 | 1920 | 2220 | 1521 | 1521 | 1521 | 1421 | 1421 | 1421 | 971 | 963
1997 | US | ECAR | - | - | DCWST | Standby Demand | 0 | 0 | 0 | 0 | 0 | 0 | 0 | 0 | 0 | 0 | 0
1997 | US | ECAR | - | - | DCWTI | Projected Total Internal Demand | 0 | 83520 | 84721 | 85764 | 87170 | 88465 | 89337 | 91307 | 92815 | 94326 | 95776
1997 | US | ECAR | - | - | DCWTO | Operable Total Internal Capacity | 0 | 104402 | 105137 | 106244 | 108324 | 109308 | 110948 | 113001 | 114114 | 115441 | 116039
1997 | US | TRE | - | ERCOT | CWIPP | IPPs | 1617 | 1902 | 1781 | 1297 | 1772 | 2251 | 2652 | 2705 | 3246 | 3155 | 4200
1997 | US | TRE | - | ERCOT | CWT | Total Capacity | 55157 | 55452 | 55258 | 54560 | 55365 | 56259 | 56546 | 57733 | 58919 | 59288 | 59512
1997 | US | TRE | - | ERCOT | CWTOC | Total Owned Capacity | 53540 | 53550 | 53477 | 53263 | 53593 | 54008 | 53894 | 55028 | 55673 | 56133 | 55312
1997 | US | TRE | - | ERCOT | DCWAJ | Adjustments | 0 | 0 | 0 | 0 | 0 | 0 | 0 | 0 | 0 | 0 | 0
1997 | US | TRE | - | ERCOT | DCWFP | Full-Responsibility Purchases (portion of total purchases) | 0 | 0 | 0 | 0 | 0 | 0 | 0 | 0 | 0 | 0 | 0
1997 | US | TRE | - | ERCOT | DCWFS | Full-Responsibility Sales (portion of total sales) | 0 | 0 | 0 | 0 | 0 | 0 | 0 | 0 | 0 | 0 | 0
1997 | US | TRE | - | ERCOT | DCWIC | Inoperable capacity | 0 | 60 | 0 | 0 | 0 | 0 | 0 | 0 | 0 | 0 | 0
1997 | US | TRE | - | ERCOT | DCWIN | Internal Demand | 0 | 39486 | 39977 | 41063 | 42244 | 43143 | 44120 | 45207 | 46265 | 47488 | 48624
1997 | US | TRE | - | ERCOT | DCWIPP | IPPs | 0 | 1902 | 1781 | 1297 | 1772 | 2251 | 2652 | 2705 | 3246 | 3155 | 4200
1997 | US | TRE | - | ERCOT | DCWIT | Interruptible Demand | 0 | 2367 | 2450 | 2498 | 2487 | 2492 | 2560 | 2634 | 2708 | 2800 | 2239
1997 | US | TRE | - | ERCOT | DCWLM | Direct Control Load Management | 0 | bar: Year 0 to Year 9
1997 | US | TRE | - | ERCOT | DCWNC | Net Capacity Resources | 0 | 55422 | 55284 | 54715 | 55550 | 56470 | 56707 | 58061 | 59105 | 59810 | 60034
1997 | US | TRE | - | ERCOT | DCWNI | Projected Net Internal Demand | 0 | 37267 | 37560 | 38598 | 39790 | 40684 | 41593 | 42606 | 43590 | 44721 | 46418
1997 | US | TRE | - | ERCOT | DCWNO | Net Operable Capacity | 0 | 53490 | 53477 | 53263 | 53593 | 54008 | 53894 | 55028 | 55673 | 56133 | 55312
1997 | US | TRE | - | ERCOT | DCWPU | Purchases | 0 | 68 | 68 | 197 | 227 | 253 | 203 | 370 | 229 | 565 | 565
1997 | US | TRE | - | ERCOT | DCWSA | Sales | 0 | 38 | 42 | 42 | 42 | 42 | 42 | 42 | 43 | 43 | 43
1997 | US | TRE | - | ERCOT | DCWST | Standby Demand | 0 | 149 | 34 | 34 | 34 | 34 | 34 | 34 | 34 | 34 | 34
1997 | US | TRE | - | ERCOT | DCWTI | Projected Total Internal Demand | 0 | 39635 | 40011 | 41097 | 42278 | 43177 | 44154 | 45241 | 46299 | 47522 | 48658
1997 | US | TRE | - | ERCOT | DCWTO | Operable Total Internal Capacity | 0 | 53550 | 53477 | 53263 | 53593 | 54008 | 53894 | 55028 | 55673 | 56133 | 55312
1997 | US | FRCC | - | - | CWIPP | IPPs | 2058 | 2058 | 2133 | 2173 | 2173 | 2173 | 2173 | 2173 | 2173 | 2173 | 2173
1997 | US | FRCC | - | - | CWT | Total Capacity | 38744 | 38884 | 39468 | 39508 | 39720 | 39987 | 40582 | 40478 | 41269 | 41807 | 42315
1997 | US | FRCC | - | - | CWTOC | Total Owned Capacity | 36686 | 36826 | 37335 | 37335 | 37547 | 37814 | 38409 | 38305 | 39096 | 39634 | 40142
1997 | US | FRCC | - | - | DCWAJ | Adjustments | 0 | 0 | 0 | 0 | 0 | 0 | 0 | 0 | 0 | 0 | 0
1997 | US | FRCC | - | - | DCWFP | Full-Responsibility Purchases (portion of total purchases) | 0 | 2235 | 2337 | 2440 | 2425 | 2428 | 2517 | 2523 | 2658 | 2630 | 2755
1997 | US | FRCC | - | - | DCWFS | Full-Responsibility Sales (portion of total sales) | 0 | 62 | 62 | 62 | 62 | 62 | 62 | 62 | 0 | 0 | 0
1997 | US | FRCC | - | - | DCWIC | Inoperable capacity | 0 | 864 | 864 | 864 | 864 | 864 | 864 | 864 | 864 | 864 | 864
1997 | US | FRCC | - | - | DCWIN | Internal Demand | 0 | 38090 | 39092 | 40027 | 40963 | 41738 | 42591 | 43470 | 44377 | 45307 | 46191
1997 | US | FRCC | - | - | DCWIPP | IPPs | 0 | 2058 | 2133 | 2173 | 2173 | 2173 | 2173 | 2173 | 2173 | 2173 | 2173
1997 | US | FRCC | - | - | DCWIT | Interruptible Demand | 0 | 1159 | 1210 | 1217 | 1235 | 1152 | 1147 | 1158 | 1145 | 1140 | 1137
1997 | US | FRCC | - | - | DCWLM | Direct Control Load Management | 0 | 2281 | 2403 | 2534 | 2660 | 2774 | 2894 | 2999 | 3059 | 3120 | 3171
1997 | US | FRCC | - | - | DCWNC | Net Capacity Resources | 0 | 40193 | 40879 | 41022 | 41219 | 41489 | 42173 | 42075 | 43063 | 43573 | 44206
1997 | US | FRCC | - | - | DCWNI | Projected Net Internal Demand | 0 | 34650 | 35479 | 36276 | 37068 | 37812 | 38550 | 39313 | 40173 | 41047 | 41883
1997 | US | FRCC | - | - | DCWNO | Net Operable Capacity | 0 | 35962 | 36471 | 36471 | 36683 | 36950 | 37545 | 37441 | 38232 | 38770 | 39278
1997 | US | FRCC | - | - | DCWPU | Purchases | 0 | 2235 | 2337 | 2440 | 2425 | 2428 | 2517 | 2523 | 2658 | 2630 | 2755
1997 | US | FRCC | - | - | DCWSA | Sales | 0 | 62 | 62 | 62 | 62 | 62 | 62 | 62 | 0 | 0 | 0
1997 | US | FRCC | - | - | DCWST | Standby Demand | 0 | 0 | 0 | 0 | 0 | 0 | 0 | 0 | 0 | 0 | 0
1997 | US | FRCC | - | - | DCWTI | Projected Total Internal Demand | 0 | 38090 | 39092 | 40027 | 40963 | 41738 | 42591 | 43470 | 44377 | 45307 | 46191
1997 | US | FRCC | - | - | DCWTO | Operable Total Internal Capacity | 0 | 36826 | 37335 | 37335 | 37547 | 37814 | 38409 | 38305 | 39096 | 39634 | 40142
1997 | US | MAAC | - | - | CWIPP | IPPs | 4193 | 4420 | 4434 | 4474 | 4472 | 4472 | 4492 | 4492 | 4471 | 4471 | 4471
1997 | US | MAAC | - | - | CWT | Total Capacity | 59774 | 60433 | 60494 | 62031 | 62651 | 62970 | 63374 | 64180 | 64286 | 64796 | 65384
1997 | US | MAAC | - | - | CWTOC | Total Owned Capacity | 55581 | 56013 | 56060 | 57557 | 58179 | 58498 | 58882 | 59688 | 59815 | 60325 | 60913
1997 | US | MAAC | - | - | DCWAJ | Adjustments | 0 | 0 | 0 | 0 | 0 | 0 | 0 | 0 | 0 | 0 | 0
1997 | US | MAAC | - | - | DCWFP | Full-Responsibility Purchases (portion of total purchases) | 0 | 450 | 450 | 450 | 450 | 450 | 450 | 450 | 450 | 450 | 450
1997 | US | MAAC | - | - | DCWFS | Full-Responsibility Sales (portion of total sales) | 0 | 1306 | 1306 | 1306 | 1306 | 1306 | 1306 | 1306 | 1306 | 1306 | 1306
1997 | US | MAAC | - | - | DCWIC | Inoperable capacity | 0 | 0 | 0 | 0 | 0 | 0 | 0 | 0 | 0 | 0 | 0
1997 | US | MAAC | - | - | DCWIN | Internal Demand | 0 | 42496 | 43203 | 43848 | 44489 | 45172 | 45813 | 46508 | 47051 | 47902 | 48616
1997 | US | MAAC | - | - | DCWIPP | IPPs | 0 | 4420 | 4434 | 4474 | 4472 | 4472 | 4492 | 4492 | 4471 | 4471 | 4471
1997 | US | MAAC | - | - | DCWIT | Interruptible Demand | 0 | 1022 | 973 | 974 | 975 | 975 | 976 | 976 | 977 | 977 | 978
1997 | US | MAAC | - | - | DCWLM | Direct Control Load Management | 0 | 136 | 143 | 148 | 153 | 157 | 161 | 179 | 184 | 189 | 194
1997 | US | MAAC | - | - | DCWNC | Net Capacity Resources | 0 | 59671 | 59732 | 61269 | 61889 | 62208 | 62612 | 63418 | 63524 | 64034 | 64622
1997 | US | MAAC | - | - | DCWNI | Projected Net Internal Demand | 0 | 41338 | 42087 | 42726 | 43361 | 44040 | 44676 | 45353 | 45890 | 46736 | 47444
1997 | US | MAAC | - | - | DCWNO | Net Operable Capacity | 0 | 56013 | 56060 | 57557 | 58179 | 58498 | 58882 | 59688 | 59815 | 60325 | 60913
1997 | US | MAAC | - | - | DCWPU | Purchases | 0 | 544 | 544 | 544 | 544 | 544 | 544 | 544 | 544 | 544 | 544
1997 | US | MAAC | - | - | DCWSA | Sales | 0 | 1306 | 1306 | 1306 | 1306 | 1306 | 1306 | 1306 | 1306 | 1306 | 1306
1997 | US | MAAC | - | - | DCWST | Standby Demand | 0 | 0 | 0 | 0 | 0 | 0 | 0 | 0 | 0 | 0 | 0
1997 | US | MAAC | - | - | DCWTI | Projected Total Internal Demand | 0 | 42496 | 43203 | 43848 | 44489 | 45172 | 45813 | 46508 | 47051 | 47902 | 48616
1997 | US | MAAC | - | - | DCWTO | Operable Total Internal Capacity | 0 | 56013 | 56060 | 57557 | 58179 | 58498 | 58882 | 59688 | 59815 | 60325 | 60913
1997 | US | MAIN | - | - | CWIPP | IPPs | 95 | 499 | 493 | 504 | 509 | 509 | 509 | 430 | 448 | 528 | 613
1997 | US | MAIN | - | - | CWT | Total Capacity | 52465 | 53261 | 53269 | 53387 | 53559 | 53642 | 56102 | 56724 | 57153 | 57979 | 58814
1997 | US | MAIN | - | - | CWTOC | Total Owned Capacity | 52370 | 52762 | 52776 | 52883 | 53050 | 53133 | 55593 | 56294 | 56705 | 57451 | 58201
1997 | US | MAIN | - | - | DCWAJ | Adjustments | 0 | 0 | 0 | 0 | 0 | 0 | 0 | 0 | 0 | 0 | 0
1997 | US | MAIN | - | - | DCWFP | Full-Responsibility Purchases (portion of total purchases) | 0 | 238 | 423 | 508 | 573 | 603 | 673 | 603 | 623 | 618 | 638
1997 | US | MAIN | - | - | DCWFS | Full-Responsibility Sales (portion of total sales) | 0 | 195 | 206 | 237 | 249 | 261 | 248 | 110 | 111 | 98 | 100
1997 | US | MAIN | - | - | DCWIC | Inoperable capacity | 0 | 0 | 0 | 0 | 0 | 0 | 0 | 0 | 0 | 0 | 0
1997 | US | MAIN | - | - | DCWIN | Internal Demand | 0 | 36950 | 37467 | 38209 | 38788 | 39351 | 39929 | 40633 | 41089 | 41725 | 42371
1997 | US | MAIN | - | - | DCWIPP | IPPs | 0 | 499 | 493 | 504 | 509 | 509 | 509 | 430 | 448 | 528 | 613
1997 | US | MAIN | - | - | DCWIT | Interruptible Demand | 0 | 1757 | 1842 | 1897 | 1958 | 1968 | 1968 | 1976 | 1981 | 1986 | 1991
1997 | US | MAIN | - | - | DCWLM | Direct Control Load Management | 0 | 100 | 107 | 137 | 155 | 164 | 197 | 235 | 272 | 330 | 387
1997 | US | MAIN | - | - | DCWNC | Net Capacity Resources | 0 | 53364 | 53547 | 53781 | 54089 | 54269 | 56905 | 57442 | 57812 | 58649 | 59504
1997 | US | MAIN | - | - | DCWNI | Projected Net Internal Demand | 0 | 35093 | 35518 | 36175 | 36675 | 37219 | 37764 | 38422 | 38836 | 39409 | 39993
1997 | US | MAIN | - | - | DCWNO | Net Operable Capacity | 0 | 52762 | 52776 | 52883 | 53050 | 53133 | 55593 | 56294 | 56705 | 57451 | 58201
1997 | US | MAIN | - | - | DCWPU | Purchases | 0 | 898 | 1174 | 1321 | 1469 | 1463 | 1618 | 1395 | 1337 | 1185 | 1207
1997 | US | MAIN | - | - | DCWSA | Sales | 0 | 795 | 896 | 927 | 939 | 836 | 815 | 677 | 678 | 515 | 517
1997 | US | MAIN | - | - | DCWST | Standby Demand | 0 | 0 | 0 | 0 | 0 | 0 | 0 | 0 | 0 | 0 | 0
1997 | US | MAIN | - | - | DCWTI | Projected Total Internal Demand | 0 | 36950 | 37467 | 38209 | 38788 | 39351 | 39929 | 40633 | 41089 | 41725 | 42371
1997 | US | MAIN | - | - | DCWTO | Operable Total Internal Capacity | 0 | 52762 | 52776 | 52883 | 53050 | 53133 | 55593 | 56294 | 56705 | 57451 | 58201
1997 | US | MRO | - | - | CWIPP | IPPs | 0 | 0 | 0 | 0 | 0 | 0 | 0 | 0 | 0 | 0 | 0
1997 | US | MRO | - | - | CWT | Total Capacity | 31980 | 32091 | 32197 | 32216 | 32326 | 32373 | 32473 | 32576 | 32627 | 32627 | 32627
1997 | US | MRO | - | - | CWTOC | Total Owned Capacity | 31980 | 32091 | 32197 | 32216 | 32326 | 32373 | 32473 | 32576 | 32627 | 32627 | 32627
1997 | US | MRO | - | - | DCWAJ | Adjustments | 0 | 0 | 0 | 0 | 0 | 0 | 0 | 0 | 0 | 0 | 0
1997 | US | MRO | - | - | DCWFP | Full-Responsibility Purchases (portion of total purchases) | 0 | 2198 | 2069 | 1966 | 1575 | 1426 | 1428 | 1280 | 1201 | 643 | 645
1997 | US | MRO | - | - | DCWFS | Full-Responsibility Sales (portion of total sales) | 0 | 1778 | 1666 | 1657 | 1385 | 1263 | 1261 | 1240 | 1137 | 1139 | 1139
1997 | US | MRO | - | - | DCWIC | Inoperable capacity | 0 | 0 | 0 | 0 | 0 | 0 | 0 | 0 | 0 | 0 | 0
1997 | US | MRO | - | - | DCWIN | Internal Demand | 0 | 24685 | 25112 | 25587 | 25965 | 26516 | 26878 | 27459 | 27943 | 28330 | 28648
1997 | US | MRO | - | - | DCWIPP | IPPs | 0 | 0 | 0 | 0 | 0 | 0 | 0 | 0 | 0 | 0 | 0
1997 | US | MRO | - | - | DCWIT | Interruptible Demand | 0 | 629 | 647 | 666 | 689 | 711 | 734 | 759 | 788 | 803 | 811
1997 | US | MRO | - | - | DCWLM | Direct Control Load Management | 0 | 367 | 383 | 397 | 410 | 423 | 331 | 449 | 458 | 466 | 421
1997 | US | MRO | - | - | DCWNC | Net Capacity Resources | 0 | 32511 | 32600 | 32525 | 32516 | 32536 | 32640 | 32616 | 32691 | 32131 | 32133
1997 | US | MRO | - | - | DCWNI | Projected Net Internal Demand | 0 | 23697 | 24090 | 24532 | 24874 | 25390 | 25821 | 26259 | 26705 | 27069 | 27424
1997 | US | MRO | - | - | DCWNO | Net Operable Capacity | 0 | 32091 | 32197 | 32216 | 32326 | 32373 | 32473 | 32576 | 32627 | 32627 | 32627
1997 | US | MRO | - | - | DCWPU | Purchases | 0 | 2198 | 2069 | 1966 | 1575 | 1426 | 1428 | 1280 | 1201 | 643 | 645
1997 | US | MRO | - | - | DCWSA | Sales | 0 | 1778 | 1666 | 1657 | 1385 | 1263 | 1261 | 1240 | 1137 | 1139 | 1139
1997 | US | MRO | - | - | DCWST | Standby Demand | 0 | 8 | 8 | 8 | 8 | 8 | 8 | 8 | 8 | 8 | 8
1997 | US | MRO | - | - | DCWTI | Projected Total Internal Demand | 0 | 24693 | 25120 | 25595 | 25973 | 26524 | 26886 | 27467 | 27951 | 28338 | 28656
1997 | US | MRO | - | - | DCWTO | Operable Total Internal Capacity | 0 | 32091 | 32197 | 32216 | 32326 | 32373 | 32473 | 32576 | 32627 | 32627 | 32627
1997 | US | NPCC | - | - | CWIPP | IPPs | 8661 | 8638 | 8670 | 8644 | 8635 | 8582 | 8573 | 8563 | 8485 | 8315 | 8212
1997 | US | NPCC | - | - | CWT | Total Capacity | 62172 | 62051 | 62108 | 62258 | 62244 | 62238 | 62230 | 62220 | 62142 | 61972 | 61869
1997 | US | NPCC | - | - | CWTOC | Total Owned Capacity | 53511 | 53413 | 53438 | 53614 | 53609 | 53656 | 53657 | 53657 | 53657 | 53657 | 53657
1997 | US | NPCC | - | - | DCWAJ | Adjustments | 0 | -958 | -958 | -958 | -958 | -958 | -958 | -958 | -958 | -958 | -958
1997 | US | NPCC | - | - | DCWFP | Full-Responsibility Purchases (portion of total purchases) | 0 | 1429 | 1408 | 1408 | 1414 | 1414 | 1383 | 1383 | 1383 | 1383 | 1383
1997 | US | NPCC | - | - | DCWFS | Full-Responsibility Sales (portion of total sales) | 0 | 364 | 364 | 364 | 364 | 364 | 364 | 364 | 364 | 364 | 364
1997 | US | NPCC | - | - | DCWIC | Inoperable capacity | 0 | 0 | 0 | 0 | 0 | 0 | 0 | 0 | 0 | 0 | 0
1997 | US | NPCC | - | - | DCWIN | Internal Demand | 0 | 44039 | 44689 | 45258 | 45854 | 46279 | 46732 | 47244 | 47696 | 48205 | 48700
1997 | US | NPCC | - | - | DCWIPP | IPPs | 0 | 8638 | 8670 | 8644 | 8635 | 8582 | 8573 | 8563 | 8485 | 8315 | 8212
1997 | US | NPCC | - | - | DCWIT | Interruptible Demand | 0 | 42 | 42 | 63 | 63 | 63 | 65 | 74 | 94 | 139 | 138
1997 | US | NPCC | - | - | DCWLM | Direct Control Load Management | 0 | 97 | 96 | 96 | 97 | 98 | 98 | 98 | 98 | 97 | 95
1997 | US | NPCC | - | - | DCWNC | Net Capacity Resources | 0 | 62304 | 62148 | 62763 | 62773 | 62238 | 62215 | 62212 | 62177 | 62005 | 61900
1997 | US | NPCC | - | - | DCWNI | Projected Net Internal Demand | 0 | 43900 | 44551 | 45099 | 45694 | 46118 | 46569 | 47072 | 47504 | 47969 | 48467
1997 | US | NPCC | - | - | DCWNO | Net Operable Capacity | 0 | 53413 | 53438 | 53614 | 53609 | 53656 | 53657 | 53657 | 53657 | 53657 | 53657
1997 | US | NPCC | - | - | DCWPU | Purchases | 0 | 2178 | 2007 | 2007 | 2013 | 1488 | 1457 | 1457 | 1457 | 1457 | 1457
1997 | US | NPCC | - | - | DCWSA | Sales | 0 | 967 | 1009 | 544 | 526 | 530 | 514 | 507 | 464 | 466 | 468
1997 | US | NPCC | - | - | DCWST | Standby Demand | 0 | 0 | 0 | 0 | 0 | 0 | 0 | 0 | 0 | 0 | 0
1997 | US | NPCC | - | - | DCWTI | Projected Total Internal Demand | 0 | 44039 | 44689 | 45258 | 45854 | 46279 | 46732 | 47244 | 47696 | 48205 | 48700
1997 | US | NPCC | - | - | DCWTO | Operable Total Internal Capacity | 0 | 53413 | 53438 | 53614 | 53609 | 53656 | 53657 | 53657 | 53657 | 53657 | 53657
1997 | US | NPCC | New England | New England | CWIPP | IPPs | 3195 | 3174 | 3173 | 3136 | 3136 | 3119 | 3119 | 3113 | 3092 | 2987 | 2962
1997 | US | NPCC | New England | New England | CWT | Total Capacity | 25669 | 25588 | 25587 | 25283 | 25277 | 25304 | 25304 | 25298 | 25277 | 25172 | 25147
1997 | US | NPCC | New England | New England | CWTOC | Total Owned Capacity | 22474 | 22414 | 22414 | 22147 | 22141 | 22185 | 22185 | 22185 | 22185 | 22185 | 22185
1997 | US | NPCC | New England | New England | DCWAJ | Adjustments | 0 | 0 | 0 | 0 | 0 | 0 | 0 | 0 | 0 | 0 | 0
1997 | US | NPCC | New England | New England | DCWFP | Full-Responsibility Purchases (portion of total purchases) | 0 | 470 | 449 | 449 | 455 | 455 | 424 | 424 | 424 | 424 | 424
1997 | US | NPCC | New England | New England | DCWFS | Full-Responsibility Sales (portion of total sales) | 0 | 67 | 67 | 67 | 67 | 67 | 67 | 67 | 67 | 67 | 67
1997 | US | NPCC | New England | New England | DCWIC | Inoperable capacity | 0 | 0 | 0 | 0 | 0 | 0 | 0 | 0 | 0 | 0 | 0
1997 | US | NPCC | New England | New England | DCWIN | Internal Demand | 0 | 19979 | 20279 | 20578 | 20854 | 21079 | 21302 | 21534 | 21756 | 22005 | 22290
1997 | US | NPCC | New England | New England | DCWIPP | IPPs | 0 | 3174 | 3173 | 3136 | 3136 | 3119 | 3119 | 3113 | 3092 | 2987 | 2962
1997 | US | NPCC | New England | New England | DCWIT | Interruptible Demand | 0 | 42 | 42 | 63 | 63 | 63 | 65 | 74 | 94 | 139 | 138
1997 | US | NPCC | New England | New England | DCWLM | Direct Control Load Management | 0 | 97 | 96 | 96 | 97 | 98 | 98 | 98 | 98 | 97 | 95
1997 | US | NPCC | New England | New England | DCWNC | Net Capacity Resources | 0 | 26516 | 26494 | 26190 | 26190 | 25692 | 25661 | 25655 | 25634 | 25529 | 25504
1997 | US | NPCC | New England | New England | DCWNI | Projected Net Internal Demand | 0 | 19840 | 20141 | 20419 | 20694 | 20918 | 21139 | 21362 | 21564 | 21769 | 22057
1997 | US | NPCC | New England | New England | DCWNO | Net Operable Capacity | 0 | 22414 | 22414 | 22147 | 22141 | 22185 | 22185 | 22185 | 22185 | 22185 | 22185
1997 | US | NPCC | New England | New England | DCWPU | Purchases | 0 | 995 | 974 | 974 | 980 | 455 | 424 | 424 | 424 | 424 | 424
1997 | US | NPCC | New England | New England | DCWSA | Sales | 0 | 67 | 67 | 67 | 67 | 67 | 67 | 67 | 67 | 67 | 67
1997 | US | NPCC | New England | New England | DCWST | Standby Demand | 0 | 0 | 0 | 0 | 0 | 0 | 0 | 0 | 0 | 0 | 0
1997 | US | NPCC | New England | New England | DCWTI | Projected Total Internal Demand | 0 | 19979 | 20279 | 20578 | 20854 | 21079 | 21302 | 21534 | 21756 | 22005 | 22290
1997 | US | NPCC | New England | New England | DCWTO | Operable Total Internal Capacity | 0 | 22414 | 22414 | 22147 | 22141 | 22185 | 22185 | 22185 | 22185 | 22185 | 22185
1997 | US | NPCC | New York | New York | CWIPP | IPPs | 5466 | 5464 | 5497 | 5508 | 5499 | 5463 | 5454 | 5450 | 5393 | 5328 | 5250
1997 | US | NPCC | New York | New York | CWT | Total Capacity | 36503 | 36463 | 36521 | 36975 | 36967 | 36934 | 36926 | 36922 | 36865 | 36800 | 36722
1997 | US | NPCC | New York | New York | CWTOC | Total Owned Capacity | 31037 | 30999 | 31024 | 31467 | 31468 | 31471 | 31472 | 31472 | 31472 | 31472 | 31472
1997 | US | NPCC | New York | New York | DCWAJ | Adjustments | 0 | -958 | -958 | -958 | -958 | -958 | -958 | -958 | -958 | -958 | -958
1997 | US | NPCC | New York | New York | DCWFP | Full-Responsibility Purchases (portion of total purchases) | 0 | 959 | 959 | 959 | 959 | 959 | 959 | 959 | 959 | 959 | 959
1997 | US | NPCC | New York | New York | DCWFS | Full-Responsibility Sales (portion of total sales) | 0 | 297 | 297 | 297 | 297 | 297 | 297 | 297 | 297 | 297 | 297
1997 | US | NPCC | New York | New York | DCWIC | Inoperable capacity | 0 | 0 | 0 | 0 | 0 | 0 | 0 | 0 | 0 | 0 | 0
1997 | US | NPCC | New York | New York | DCWIN | Internal Demand | 0 | 24060 | 24410 | 24680 | 25000 | 25200 | 25430 | 25710 | 25940 | 26200 | 26410
1997 | US | NPCC | New York | New York | DCWIPP | IPPs | 0 | 5464 | 5497 | 5508 | 5499 | 5463 | 5454 | 5450 | 5393 | 5328 | 5250
1997 | US | NPCC | New York | New York | DCWIT | Interruptible Demand | 0 | 0 | 0 | 0 | 0 | 0 | 0 | 0 | 0 | 0 | 0
1997 | US | NPCC | New York | New York | DCWLM | Direct Control Load Management | 0 | 0 | 0 | 0 | 0 | 0 | 0 | 0 | 0 | 0 | 0
1997 | US | NPCC | New York | New York | DCWNC | Net Capacity Resources | 0 | 35788 | 35654 | 36573 | 36583 | 36546 | 36554 | 36557 | 36543 | 36476 | 36396
1997 | US | NPCC | New York | New York | DCWNI | Projected Net Internal Demand | 0 | 24060 | 24410 | 24680 | 25000 | 25200 | 25430 | 25710 | 25940 | 26200 | 26410
1997 | US | NPCC | New York | New York | DCWNO | Net Operable Capacity | 0 | 30999 | 31024 | 31467 | 31468 | 31471 | 31472 | 31472 | 31472 | 31472 | 31472
1997 | US | NPCC | New York | New York | DCWPU | Purchases | 0 | 1183 | 1033 | 1033 | 1033 | 1033 | 1033 | 1033 | 1033 | 1033 | 1033
1997 | US | NPCC | New York | New York | DCWSA | Sales | 0 | 900 | 942 | 477 | 459 | 463 | 447 | 440 | 397 | 399 | 401
1997 | US | NPCC | New York | New York | DCWST | Standby Demand | 0 | 0 | 0 | 0 | 0 | 0 | 0 | 0 | 0 | 0 | 0
1997 | US | NPCC | New York | New York | DCWTI | Projected Total Internal Demand | 0 | 24060 | 24410 | 24680 | 25000 | 25200 | 25430 | 25710 | 25940 | 26200 | 26410
1997 | US | NPCC | New York | New York | DCWTO | Operable Total Internal Capacity | 0 | 30999 | 31024 | 31467 | 31468 | 31471 | 31472 | 31472 | 31472 | 31472 | 31472
1997 | US | SERC | - | - | CWIPP | IPPs | 5030 | 4873 | 4855 | 4867 | 5738 | 6206 | 6793 | 7743 | 8493 | 9240 | 9240
1997 | US | SERC | - | - | CWT | Total Capacity | 128046 | 129034 | 130757 | 131888 | 134909 | 136476 | 138708 | 141154 | 143610 | 146366 | 148290
1997 | US | SERC | - | - | CWTOC | Total Owned Capacity | 123016 | 124161 | 125902 | 127021 | 129171 | 130270 | 131915 | 133411 | 135117 | 137126 | 139050
1997 | US | SERC | - | - | DCWAJ | Adjustments | 0 | 0 | 0 | 0 | 0 | 0 | 0 | 0 | 0 | 0 | 0
1997 | US | SERC | - | - | DCWFP | Full-Responsibility Purchases (portion of total purchases) | 0 | 403 | 403 | 403 | 403 | 403 | 403 | 403 | 403 | 403 | 403
1997 | US | SERC | - | - | DCWFS | Full-Responsibility Sales (portion of total sales) | 0 | 1598 | 1598 | 1598 | 1521 | 1521 | 1521 | 1521 | 1521 | 1521 | 1521
1997 | US | SERC | - | - | DCWIC | Inoperable capacity | 0 | 1370 | 1344 | 1344 | 1344 | 1344 | 1344 | 1304 | 1304 | 1304 | 1304
1997 | US | SERC | - | - | DCWIN | Internal Demand | 0 | 107796 | 110874 | 113617 | 116374 | 119106 | 121475 | 123804 | 126220 | 128857 | 130393
1997 | US | SERC | - | - | DCWIPP | IPPs | 0 | 4873 | 4855 | 4867 | 5738 | 6206 | 6793 | 7743 | 8493 | 9240 | 9240
1997 | US | SERC | - | - | DCWIT | Interruptible Demand | 0 | 5978 | 6265 | 6423 | 6352 | 6303 | 6270 | 6253 | 6236 | 6236 | 6213
1997 | US | SERC | - | - | DCWLM | Direct Control Load Management | 0 | 499 | 491 | 494 | 484 | 478 | 487 | 496 | 504 | 513 | 521
1997 | US | SERC | - | - | DCWNC | Net Capacity Resources | 0 | 127701 | 129208 | 130534 | 133800 | 135333 | 137482 | 140090 | 143534 | 146129 | 148276
1997 | US | SERC | - | - | DCWNI | Projected Net Internal Demand | 0 | 101390 | 104240 | 106846 | 109706 | 112521 | 114944 | 117305 | 119747 | 122386 | 123937
1997 | US | SERC | - | - | DCWNO | Net Operable Capacity | 0 | 122791 | 124558 | 125677 | 127827 | 128926 | 130571 | 132107 | 133813 | 135822 | 137746
1997 | US | SERC | - | - | DCWPU | Purchases | 0 | 2779 | 2747 | 2832 | 3000 | 2966 | 2883 | 2905 | 3893 | 3732 | 3955
1997 | US | SERC | - | - | DCWSA | Sales | 0 | 2742 | 2952 | 2842 | 2765 | 2765 | 2765 | 2665 | 2665 | 2665 | 2665
1997 | US | SERC | - | - | DCWST | Standby Demand | 0 | 71 | 122 | 146 | 168 | 196 | 226 | 250 | 267 | 278 | 278
1997 | US | SERC | - | - | DCWTI | Projected Total Internal Demand | 0 | 107867 | 110996 | 113763 | 116542 | 119302 | 121701 | 124054 | 126487 | 129135 | 130671
1997 | US | SERC | - | - | DCWTO | Operable Total Internal Capacity | 0 | 124161 | 125902 | 127021 | 129171 | 130270 | 131915 | 133411 | 135117 | 137126 | 139050
1997 | US | SERC | Central | - | CWIPP | IPPs | 0 | 0 | 0 | 0 | 440 | 440 | 440 | 440 | 440 | 440 | 440
1997 | US | SERC | Central | - | CWT | Total Capacity | 30129 | 30129 | 31379 | 31129 | 32279 | 32529 | 33479 | 34229 | 34729 | 35479 | 35779
1997 | US | SERC | Central | - | CWTOC | Total Owned Capacity | 30129 | 30129 | 31379 | 31129 | 31839 | 32089 | 33039 | 33789 | 34289 | 35039 | 35339
1997 | US | SERC | Central | - | DCWAJ | Adjustments | 0 | 0 | 0 | 0 | 0 | 0 | 0 | 0 | 0 | 0 | 0
1997 | US | SERC | Central | - | DCWFP | Full-Responsibility Purchases (portion of total purchases) | 0 | 0 | 0 | 0 | 0 | 0 | 0 | 0 | 0 | 0 | 0
1997 | US | SERC | Central | - | DCWFS | Full-Responsibility Sales (portion of total sales) | 0 | 0 | 0 | 0 | 0 | 0 | 0 | 0 | 0 | 0 | 0
1997 | US | SERC | Central | - | DCWIC | Inoperable capacity | 0 | 1289 | 1289 | 1289 | 1289 | 1289 | 1289 | 1289 | 1289 | 1289 | 1289
1997 | US | SERC | Central | - | DCWIN | Internal Demand | 0 | 26765 | 27509 | 28141 | 28704 | 29267 | 29827 | 30391 | 30952 | 31403 | 31853
1997 | US | SERC | Central | - | DCWIPP | IPPs | 0 | 0 | 0 | 0 | 440 | 440 | 440 | 440 | 440 | 440 | 440
1997 | US | SERC | Central | - | DCWIT | Interruptible Demand | 0 | 2453 | 2555 | 2600 | 2502 | 2426 | 2370 | 2325 | 2277 | 2248 | 2223
1997 | US | SERC | Central | - | DCWLM | Direct Control Load Management | 0 | 0 | 0 | 0 | 0 | 0 | 0 | 0 | 0 | 0 | 0
1997 | US | SERC | Central | - | DCWNC | Net Capacity Resources | 0 | 28365 | 29515 | 29265 | 30415 | 30665 | 31615 | 32465 | 32965 | 33715 | 34015
1997 | US | SERC | Central | - | DCWNI | Projected Net Internal Demand | 0 | 24312 | 24954 | 25541 | 26202 | 26841 | 27457 | 28066 | 28675 | 29155 | 29630
1997 | US | SERC | Central | - | DCWNO | Net Operable Capacity | 0 | 28840 | 30090 | 29840 | 30550 | 30800 | 31750 | 32500 | 33000 | 33750 | 34050
1997 | US | SERC | Central | - | DCWPU | Purchases | 0 | 0 | 0 | 0 | 0 | 0 | 0 | 0 | 0 | 0 | 0
1997 | US | SERC | Central | - | DCWSA | Sales | 0 | 475 | 575 | 575 | 575 | 575 | 575 | 475 | 475 | 475 | 475
1997 | US | SERC | Central | - | DCWST | Standby Demand | 0 | 0 | 0 | 0 | 0 | 0 | 0 | 0 | 0 | 0 | 0
1997 | US | SERC | Central | - | DCWTI | Projected Total Internal Demand | 0 | 26765 | 27509 | 28141 | 28704 | 29267 | 29827 | 30391 | 30952 | 31403 | 31853
1997 | US | SERC | Central | - | DCWTO | Operable Total Internal Capacity | 0 | 30129 | 31379 | 31129 | 31839 | 32089 | 33039 | 33789 | 34289 | 35039 | 35339
1997 | US | SERC | Southeastern | - | CWIPP | IPPs | 323 | 323 | 323 | 323 | 823 | 1323 | 2073 | 2823 | 3573 | 4323 | 4323
1997 | US | SERC | Southeastern | - | CWT | Total Capacity | 40339 | 40477 | 40717 | 40743 | 41243 | 42002 | 42752 | 43761 | 44511 | 45261 | 45501
1997 | US | SERC | Southeastern | - | CWTOC | Total Owned Capacity | 40016 | 40154 | 40394 | 40420 | 40420 | 40679 | 40679 | 40938 | 40938 | 40938 | 41178
1997 | US | SERC | Southeastern | - | DCWAJ | Adjustments | 0 | 0 | 0 | 0 | 0 | 0 | 0 | 0 | 0 | 0 | 0
1997 | US | SERC | Southeastern | - | DCWFP | Full-Responsibility Purchases (portion of total purchases) | 0 | 403 | 403 | 403 | 403 | 403 | 403 | 403 | 403 | 403 | 403
1997 | US | SERC | Southeastern | - | DCWFS | Full-Responsibility Sales (portion of total sales) | 0 | 1598 | 1598 | 1598 | 1521 | 1521 | 1521 | 1521 | 1521 | 1521 | 1521
1997 | US | SERC | Southeastern | - | DCWIC | Inoperable capacity | 0 | 0 | 0 | 0 | 0 | 0 | 0 | 0 | 0 | 0 | 0
1997 | US | SERC | Southeastern | - | DCWIN | Internal Demand | 0 | 32945 | 33817 | 34646 | 35490 | 36277 | 37107 | 37931 | 38886 | 39886 | 39772
1997 | US | SERC | Southeastern | - | DCWIPP | IPPs | 0 | 323 | 323 | 323 | 823 | 1323 | 2073 | 2823 | 3573 | 4323 | 4323
1997 | US | SERC | Southeastern | - | DCWIT | Interruptible Demand | 0 | 1835 | 2041 | 2162 | 2186 | 2211 | 2232 | 2256 | 2284 | 2311 | 2311
1997 | US | SERC | Southeastern | - | DCWLM | Direct Control Load Management | 0 | 31 | 15 | 9 | 3 | 3 | 3 | 3 | 3 | 3 | 3
1997 | US | SERC | Southeastern | - | DCWNC | Net Capacity Resources | 0 | 40040 | 40248 | 40359 | 40904 | 41629 | 42296 | 43177 | 44015 | 44719 | 45040
1997 | US | SERC | Southeastern | - | DCWNI | Projected Net Internal Demand | 0 | 31150 | 31883 | 32621 | 33469 | 34259 | 35098 | 35922 | 36866 | 37850 | 37736
1997 | US | SERC | Southeastern | - | DCWNO | Net Operable Capacity | 0 | 40154 | 40394 | 40420 | 40420 | 40679 | 40679 | 40938 | 40938 | 40938 | 41178
1997 | US | SERC | Southeastern | - | DCWPU | Purchases | 0 | 1161 | 1129 | 1214 | 1182 | 1148 | 1065 | 937 | 1025 | 979 | 1060
1997 | US | SERC | Southeastern | - | DCWSA | Sales | 0 | 1598 | 1598 | 1598 | 1521 | 1521 | 1521 | 1521 | 1521 | 1521 | 1521
1997 | US | SERC | Southeastern | - | DCWST | Standby Demand | 0 | 71 | 122 | 146 | 168 | 196 | 226 | 250 | 267 | 278 | 278
1997 | US | SERC | Southeastern | - | DCWTI | Projected Total Internal Demand | 0 | 33016 | 33939 | 34792 | 35658 | 36473 | 37333 | 38181 | 39153 | 40164 | 40050
1997 | US | SERC | Southeastern | - | DCWTO | Operable Total Internal Capacity | 0 | 40154 | 40394 | 40420 | 40420 | 40679 | 40679 | 40938 | 40938 | 40938 | 41178
1997 | US | SERC | VACAR | - | CWIPP | IPPs | 4707 | 4550 | 4532 | 4544 | 4475 | 4443 | 4280 | 4480 | 4480 | 4477 | 4477
1997 | US | SERC | VACAR | - | CWT | Total Capacity | 57578 | 58428 | 58661 | 60016 | 61387 | 61945 | 62477 | 63164 | 64370 | 65626 | 67010
1997 | US | SERC | VACAR | - | CWTOC | Total Owned Capacity | 52871 | 53878 | 54129 | 55472 | 56912 | 57502 | 58197 | 58684 | 59890 | 61149 | 62533
1997 | US | SERC | VACAR | - | DCWAJ | Adjustments | 0 | 0 | 0 | 0 | 0 | 0 | 0 | 0 | 0 | 0 | 0
1997 | US | SERC | VACAR | - | DCWFP | Full-Responsibility Purchases (portion of total purchases) | 0 | 0 | 0 | 0 | 0 | 0 | 0 | 0 | 0 | 0 | 0
1997 | US | SERC | VACAR | - | DCWFS | Full-Responsibility Sales (portion of total sales) | 0 | 0 | 0 | 0 | 0 | 0 | 0 | 0 | 0 | 0 | 0
1997 | US | SERC | VACAR | - | DCWIC | Inoperable capacity | 0 | 81 | 55 | 55 | 55 | 55 | 55 | 15 | 15 | 15 | 15
1997 | US | SERC | VACAR | - | DCWIN | Internal Demand | 0 | 48086 | 49548 | 50830 | 52180 | 53562 | 54541 | 55482 | 56382 | 57568 | 58768
1997 | US | SERC | VACAR | - | DCWIPP | IPPs | 0 | 4550 | 4532 | 4544 | 4475 | 4443 | 4280 | 4480 | 4480 | 4477 | 4477
1997 | US | SERC | VACAR | - | DCWIT | Interruptible Demand | 0 | 1690 | 1669 | 1661 | 1664 | 1666 | 1668 | 1672 | 1675 | 1677 | 1679
1997 | US | SERC | VACAR | - | DCWLM | Direct Control Load Management | 0 | 468 | 476 | 485 | 481 | 475 | 484 | 493 | 501 | 510 | 518
1997 | US | SERC | VACAR | - | DCWNC | Net Capacity Resources | 0 | 59296 | 59445 | 60910 | 62481 | 63039 | 63571 | 64448 | 66554 | 67695 | 69221
1997 | US | SERC | VACAR | - | DCWNI | Projected Net Internal Demand | 0 | 45928 | 47403 | 48684 | 50035 | 51421 | 52389 | 53317 | 54206 | 55381 | 56571
1997 | US | SERC | VACAR | - | DCWNO | Net Operable Capacity | 0 | 53797 | 54074 | 55417 | 56857 | 57447 | 58142 | 58669 | 59875 | 61134 | 62518
1997 | US | SERC | VACAR | - | DCWPU | Purchases | 0 | 1618 | 1618 | 1618 | 1818 | 1818 | 1818 | 1968 | 2868 | 2753 | 2895
1997 | US | SERC | VACAR | - | DCWSA | Sales | 0 | 669 | 779 | 669 | 669 | 669 | 669 | 669 | 669 | 669 | 669
1997 | US | SERC | VACAR | - | DCWST | Standby Demand | 0 | 0 | 0 | 0 | 0 | 0 | 0 | 0 | 0 | 0 | 0
1997 | US | SERC | VACAR | - | DCWTI | Projected Total Internal Demand | 0 | 48086 | 49548 | 50830 | 52180 | 53562 | 54541 | 55482 | 56382 | 57568 | 58768
1997 | US | SERC | VACAR | - | DCWTO | Operable Total Internal Capacity | 0 | 53878 | 54129 | 55472 | 56912 | 57502 | 58197 | 58684 | 59890 | 61149 | 62533
1997 | US | SPP | - | - | CWIPP | IPPs | 808 | 808 | 808 | 998 | 998 | 998 | 998 | 998 | 998 | 998 | 998
1997 | US | SPP | - | - | CWT | Total Capacity | 69483 | 70096 | 70315 | 70704 | 71045 | 71552 | 71819 | 71998 | 72053 | 72554 | 72957
1997 | US | SPP | - | - | CWTOC | Total Owned Capacity | 68675 | 69288 | 69507 | 69706 | 70047 | 70554 | 70821 | 71000 | 71055 | 71556 | 71959
1997 | US | SPP | - | - | DCWAJ | Adjustments | 0 | 0 | 0 | 0 | 0 | 0 | 0 | 0 | 0 | 0 | 0
1997 | US | SPP | - | - | DCWFP | Full-Responsibility Purchases (portion of total purchases) | 0 | 2565 | 2459 | 2492 | 2571 | 2569 | 2586 | 2600 | 2618 | 2635 | 2781
1997 | US | SPP | - | - | DCWFS | Full-Responsibility Sales (portion of total sales) | 0 | 1872 | 1890 | 1896 | 2101 | 2124 | 2128 | 2147 | 2171 | 2142 | 3921
1997 | US | SPP | - | - | DCWIC | Inoperable capacity | 0 | 515 | 130 | 134 | 26 | 26 | 26 | 26 | 26 | 26 | 26
1997 | US | SPP | - | - | DCWIN | Internal Demand | 0 | 45508 | 46624 | 47085 | 47292 | 48270 | 49176 | 50030 | 50824 | 51847 | 51666
1997 | US | SPP | - | - | DCWIPP | IPPs | 0 | 808 | 808 | 998 | 998 | 998 | 998 | 998 | 998 | 998 | 998
1997 | US | SPP | - | - | DCWIT | Interruptible Demand | 0 | 1512 | 1563 | 1394 | 1460 | 1577 | 1571 | 1703 | 1680 | 1673 | 1480
1997 | US | SPP | - | - | DCWLM | Direct Control Load Management | 0 | 226 | 235 | 234 | 235 | 235 | 234 | 235 | 235 | 234 | 235
1997 | US | SPP | - | - | DCWNC | Net Capacity Resources | 0 | 69617 | 70235 | 70556 | 71579 | 72568 | 73248 | 73900 | 74788 | 75753 | 76139
1997 | US | SPP | - | - | DCWNI | Projected Net Internal Demand | 0 | 43880 | 44961 | 45653 | 45821 | 46682 | 47596 | 48340 | 49187 | 50234 | 50274
1997 | US | SPP | - | - | DCWNO | Net Operable Capacity | 0 | 68773 | 69377 | 69572 | 70021 | 70528 | 70795 | 70974 | 71029 | 71530 | 71933
1997 | US | SPP | - | - | DCWPU | Purchases | 0 | 7176 | 7080 | 7160 | 6839 | 7084 | 7508 | 8061 | 8921 | 9387 | 9387
1997 | US | SPP | - | - | DCWSA | Sales | 0 | 7140 | 7030 | 7174 | 6279 | 6042 | 6053 | 6133 | 6160 | 6162 | 6179
1997 | US | SPP | - | - | DCWST | Standby Demand | 0 | 110 | 135 | 196 | 224 | 224 | 225 | 248 | 278 | 294 | 323
1997 | US | SPP | - | - | DCWTI | Projected Total Internal Demand | 0 | 45618 | 46759 | 47281 | 47516 | 48494 | 49401 | 50278 | 51102 | 52141 | 51989
1997 | US | SPP | - | - | DCWTO | Operable Total Internal Capacity | 0 | 69288 | 69507 | 69706 | 70047 | 70554 | 70821 | 71000 | 71055 | 71556 | 71959
1997 | US | WECC | - | - | CWIPP | IPPs | 10441 | 10449 | 10455 | 10727 | 10718 | 10722 | 10640 | 10564 | 10565 | 10517 | 10518
1997 | US | WECC | - | - | CWT | Total Capacity | 135468 | 136199 | 136424 | 136901 | 137108 | 137292 | 137557 | 137926 | 138212 | 138763 | 139155
1997 | US | WECC | - | - | CWTOC | Total Owned Capacity | 125027 | 125750 | 125969 | 126174 | 126390 | 126570 | 126917 | 127362 | 127647 | 128246 | 128637
1997 | US | WECC | - | - | DCWAJ | Adjustments | 0 | 0 | 0 | 0 | 0 | 0 | 0 | 0 | 0 | 0 | 0
1997 | US | WECC | - | - | DCWFP | Full-Responsibility Purchases (portion of total purchases) | 0 | 647 | 672 | 601 | 626 | 576 | 576 | 576 | 576 | 403 | 501
1997 | US | WECC | - | - | DCWFS | Full-Responsibility Sales (portion of total sales) | 0 | 235 | 262 | 927 | 794 | 794 | 794 | 1447 | 1447 | 1447 | 1447
1997 | US | WECC | - | - | DCWIC | Inoperable capacity | 0 | 37 | 37 | 37 | 37 | 37 | 37 | 37 | 37 | 37 | 37
1997 | US | WECC | - | - | DCWIN | Internal Demand | 0 | 97459 | 99369 | 100892 | 102299 | 104221 | 106171 | 108109 | 110107 | 112177 | 114043
1997 | US | WECC | - | - | DCWIPP | IPPs | 0 | 10449 | 10455 | 10727 | 10718 | 10722 | 10640 | 10564 | 10565 | 10517 | 10518
1997 | US | WECC | - | - | DCWIT | Interruptible Demand | 0 | 1111 | 1081 | 1085 | 1045 | 1053 | 1051 | 1054 | 1055 | 1017 | 1061
1997 | US | WECC | - | - | DCWLM | Direct Control Load Management | 0 | 115 | 124 | 125 | 125 | 125 | 125 | 125 | 125 | 125 | 125
1997 | US | WECC | - | - | DCWNC | Net Capacity Resources | 0 | 136574 | 136797 | 136538 | 136903 | 137037 | 137302 | 137018 | 137304 | 137682 | 138172
1997 | US | WECC | - | - | DCWNI | Projected Net Internal Demand | 0 | 96233 | 98164 | 99682 | 101129 | 103043 | 104995 | 106930 | 108927 | 111035 | 112857
1997 | US | WECC | - | - | DCWNO | Net Operable Capacity | 0 | 125713 | 125932 | 126137 | 126353 | 126533 | 126880 | 127325 | 127610 | 128209 | 128600
1997 | US | WECC | - | - | DCWPU | Purchases | 0 | 647 | 672 | 601 | 626 | 576 | 576 | 576 | 576 | 403 | 501
1997 | US | WECC | - | - | DCWSA | Sales | 0 | 235 | 262 | 927 | 794 | 794 | 794 | 1447 | 1447 | 1447 | 1447
1997 | US | WECC | - | - | DCWST | Standby Demand | 0 | 0 | 0 | 0 | 0 | 0 | 0 | 0 | 0 | 0 | 0
1997 | US | WECC | - | - | DCWTI | Projected Total Internal Demand | 0 | 97459 | 99369 | 100892 | 102299 | 104221 | 106171 | 108109 | 110107 | 112177 | 114043
1997 | US | WECC | - | - | DCWTO | Operable Total Internal Capacity | 0 | 125750 | 125969 | 126174 | 126390 | 126570 | 126917 | 127362 | 127647 | 128246 | 128637
1997 | US | WECC | AZN | - | CWIPP | IPPs | 0 | 0 | 1 | 10 | 10 | 20 | 23 | 25 | 26 | 26 | 26
1997 | US | WECC | AZN | - | CWT | Total Capacity | 16220 | 16230 | 16231 | 16324 | 16324 | 16421 | 16423 | 16553 | 16732 | 17123 | 17514
1997 | US | WECC | AZN | - | CWTOC | Total Owned Capacity | 16220 | 16230 | 16230 | 16314 | 16314 | 16401 | 16400 | 16528 | 16706 | 17097 | 17488
1997 | US | WECC | AZN | - | DCWAJ | Adjustments | 0 | 4288 | 4288 | 4288 | 4288 | 4287 | 4288 | 4288 | 4288 | 4288 | 4288
1997 | US | WECC | AZN | - | DCWFP | Full-Responsibility Purchases (portion of total purchases) | 0 | 599 | 649 | 696 | 699 | 671 | 671 | 671 | 671 | 596 | 596
1997 | US | WECC | AZN | - | DCWFS | Full-Responsibility Sales (portion of total sales) | 0 | 562 | 702 | 788 | 787 | 788 | 788 | 788 | 788 | 678 | 678
1997 | US | WECC | AZN | - | DCWIC | Inoperable capacity | 0 | 13 | 13 | 13 | 13 | 13 | 13 | 13 | 13 | 13 | 13
1997 | US | WECC | AZN | - | DCWIN | Internal Demand | 0 | 11855 | 12231 | 12611 | 12860 | 13161 | 13459 | 13767 | 14093 | 14396 | 14717
1997 | US | WECC | AZN | - | DCWIPP | IPPs | 0 | 0 | 1 | 10 | 10 | 20 | 23 | 25 | 26 | 26 | 26
1997 | US | WECC | AZN | - | DCWIT | Interruptible Demand | 0 | 582 | 538 | 475 | 494 | 428 | 429 | 430 | 431 | 432 | 433
1997 | US | WECC | AZN | - | DCWLM | Direct Control Load Management | 0 | 0 | 0 | 0 | 0 | 0 | 0 | 0 | 0 | 0 | 0
1997 | US | WECC | AZN | - | DCWNC | Net Capacity Resources | 0 | 16824 | 16850 | 17194 | 17163 | 17392 | 17583 | 17734 | 17944 | 18502 | 18866
1997 | US | WECC | AZN | - | DCWNI | Projected Net Internal Demand | 0 | 11273 | 11693 | 12136 | 12366 | 12733 | 13030 | 13337 | 13662 | 13964 | 14284
1997 | US | WECC | AZN | - | DCWNO | Net Operable Capacity | 0 | 16217 | 16217 | 16301 | 16301 | 16388 | 16387 | 16515 | 16693 | 17084 | 17475
1997 | US | WECC | AZN | - | DCWPU | Purchases | 0 | 1716 | 1881 | 2218 | 2186 | 2320 | 2508 | 2529 | 2560 | 2617 | 2590
1997 | US | WECC | AZN | - | DCWSA | Sales | 0 | 5397 | 5537 | 5623 | 5622 | 5623 | 5623 | 5623 | 5623 | 5513 | 5513
1997 | US | WECC | AZN | - | DCWST | Standby Demand | 0 | 0 | 0 | 0 | 0 | 0 | 0 | 0 | 0 | 0 | 0
1997 | US | WECC | AZN | - | DCWTI | Projected Total Internal Demand | 0 | 11855 | 12231 | 12611 | 12860 | 13161 | 13459 | 13767 | 14093 | 14396 | 14717
1997 | US | WECC | AZN | - | DCWTO | Operable Total Internal Capacity | 0 | 16230 | 16230 | 16314 | 16314 | 16401 | 16400 | 16528 | 16706 | 17097 | 17488
1997 | US | WECC | CNV | - | CWIPP | IPPs | 7640 | 7864 | 7865 | 7867 | 7869 | 7871 | 7872 | 7874 | 7876 | 7877 | 7879
1997 | US | WECC | CNV | - | CWT | Total Capacity | 56564 | 56822 | 56964 | 56982 | 56639 | 56641 | 56642 | 56692 | 56696 | 56697 | 56699
1997 | US | WECC | CNV | - | CWTOC | Total Owned Capacity | 48924 | 48958 | 49099 | 49115 | 48770 | 48770 | 48770 | 48818 | 48820 | 48820 | 48820
1997 | US | WECC | CNV | - | DCWAJ | Adjustments | 0 | -4222 | -4222 | -4222 | -4222 | -4222 | -4222 | -4222 | -4222 | -4222 | -4222
1997 | US | WECC | CNV | - | DCWFP | Full-Responsibility Purchases (portion of total purchases) | 0 | 2074 | 2041 | 2041 | 1991 | 1891 | 1891 | 1891 | 1891 | 1681 | 1681
1997 | US | WECC | CNV | - | DCWFS | Full-Responsibility Sales (portion of total sales) | 0 | 1044 | 1044 | 1044 | 1044 | 1044 | 1044 | 1044 | 1044 | 622 | 622
1997 | US | WECC | CNV | - | DCWIC | Inoperable capacity | 0 | 0 | 0 | 0 | 0 | 0 | 0 | 0 | 0 | 0 | 0
1997 | US | WECC | CNV | - | DCWIN | Internal Demand | 0 | 38743 | 39256 | 40029 | 40424 | 41032 | 41840 | 42714 | 43590 | 44497 | 45538
1997 | US | WECC | CNV | - | DCWIPP | IPPs | 0 | 7864 | 7865 | 7867 | 7869 | 7871 | 7872 | 7874 | 7876 | 7877 | 7879
1997 | US | WECC | CNV | - | DCWIT | Interruptible Demand | 0 | 0 | 0 | 0 | 0 | 0 | 0 | 0 | 0 | 0 | 0
1997 | US | WECC | CNV | - | DCWLM | Direct Control Load Management | 0 | 2 | 3 | 3 | 3 | 3 | 3 | 3 | 3 | 3 | 3
1997 | US | WECC | CNV | - | DCWNC | Net Capacity Resources | 0 | 56172 | 57211 | 57324 | 56913 | 57158 | 58785 | 59418 | 59574 | 60606 | 61315
1997 | US | WECC | CNV | - | DCWNI | Projected Net Internal Demand | 0 | 38741 | 39253 | 40026 | 40421 | 41029 | 41837 | 42711 | 43587 | 44494 | 45535
1997 | US | WECC | CNV | - | DCWNO | Net Operable Capacity | 0 | 48958 | 49099 | 49115 | 48770 | 48770 | 48770 | 48818 | 48820 | 48820 | 48820
1997 | US | WECC | CNV | - | DCWPU | Purchases | 0 | 6869 | 6836 | 6836 | 6786 | 6686 | 7982 | 8565 | 8717 | 9326 | 10033
1997 | US | WECC | CNV | - | DCWSA | Sales | 0 | 3297 | 2367 | 2272 | 2290 | 1947 | 1617 | 1617 | 1617 | 1195 | 1195
1997 | US | WECC | CNV | - | DCWST | Standby Demand | 0 | 0 | 0 | 0 | 0 | 0 | 0 | 0 | 0 | 0 | 0
1997 | US | WECC | CNV | - | DCWTI | Projected Total Internal Demand | 0 | 38743 | 39256 | 40029 | 40424 | 41032 | 41840 | 42714 | 43590 | 44497 | 45538
1997 | US | WECC | CNV | - | DCWTO | Operable Total Internal Capacity | 0 | 48958 | 49099 | 49115 | 48770 | 48770 | 48770 | 48818 | 48820 | 48820 | 48820
1997 | US | WECC | NWPP | - | CWIPP | IPPs | 1888 | 1891 | 1891 | 2156 | 2156 | 2156 | 2156 | 2156 | 2156 | 2156 | 2156
1997 | US | WECC | NWPP | - | CWT | Total Capacity | 51999 | 52357 | 52454 | 52825 | 52825 | 52840 | 52931 | 52931 | 52931 | 52931 | 52931
1997 | US | WECC | NWPP | - | CWTOC | Total Owned Capacity | 50111 | 50466 | 50563 | 50669 | 50669 | 50684 | 50775 | 50775 | 50775 | 50775 | 50775
1997 | US | WECC | NWPP | - | DCWAJ | Adjustments | 0 | -591 | -591 | -586 | -586 | -586 | -586 | -586 | -586 | -586 | -586
1997 | US | WECC | NWPP | - | DCWFP | Full-Responsibility Purchases (portion of total purchases) | 0 | 2545 | 2750 | 2654 | 2424 | 2524 | 2524 | 2524 | 2102 | 2004 | 2102
1997 | US | WECC | NWPP | - | DCWFS | Full-Responsibility Sales (portion of total sales) | 0 | 2224 | 2378 | 2998 | 2875 | 2880 | 2890 | 3543 | 3443 | 3443 | 3443
1997 | US | WECC | NWPP | - | DCWIC | Inoperable capacity | 0 | 0 | 0 | 0 | 0 | 0 | 0 | 0 | 0 | 0 | 0
1997 | US | WECC | NWPP | - | DCWIN | Internal Demand | 0 | 40360 | 41022 | 41582 | 42054 | 42628 | 43235 | 43843 | 44466 | 45011 | 45677
1997 | US | WECC | NWPP | - | DCWIPP | IPPs | 0 | 1891 | 1891 | 2156 | 2156 | 2156 | 2156 | 2156 | 2156 | 2156 | 2156
1997 | US | WECC | NWPP | - | DCWIT | Interruptible Demand | 0 | 404 | 410 | 409 | 412 | 413 | 409 | 409 | 409 | 370 | 412
1997 | US | WECC | NWPP | - | DCWLM | Direct Control Load Management | 0 | 0 | 0 | 0 | 0 | 0 | 0 | 0 | 0 | 0 | 0
1997 | US | WECC | NWPP | - | DCWNC | Net Capacity Resources | 0 | 52678 | 52826 | 52481 | 52374 | 52484 | 52565 | 51912 | 51590 | 51492 | 51590
1997 | US | WECC | NWPP | - | DCWNI | Projected Net Internal Demand | 0 | 39956 | 40612 | 41173 | 41642 | 42215 | 42826 | 43434 | 44057 | 44641 | 45265
1997 | US | WECC | NWPP | - | DCWNO | Net Operable Capacity | 0 | 50466 | 50563 | 50669 | 50669 | 50684 | 50775 | 50775 | 50775 | 50775 | 50775
1997 | US | WECC | NWPP | - | DCWPU | Purchases | 0 | 3618 | 3823 | 3727 | 3497 | 3597 | 3597 | 3597 | 3175 | 3077 | 3175
1997 | US | WECC | NWPP | - | DCWSA | Sales | 0 | 2706 | 2860 | 3485 | 3362 | 3367 | 3377 | 4030 | 3930 | 3930 | 3930
1997 | US | WECC | NWPP | - | DCWST | Standby Demand | 0 | 0 | 0 | 0 | 0 | 0 | 0 | 0 | 0 | 0 | 0
1997 | US | WECC | NWPP | - | DCWTI | Projected Total Internal Demand | 0 | 40360 | 41022 | 41582 | 42054 | 42628 | 43235 | 43843 | 44466 | 45011 | 45677
1997 | US | WECC | NWPP | - | DCWTO | Operable Total Internal Capacity | 0 | 50466 | 50563 | 50669 | 50669 | 50684 | 50775 | 50775 | 50775 | 50775 | 50775
1997 | US | WECC | RMPA | - | CWIPP | IPPs | 629 | 632 | 632 | 632 | 616 | 614 | 527 | 447 | 446 | 396 | 395
1997 | US | WECC | RMPA | - | CWT | Total Capacity | 10163 | 10236 | 10341 | 10702 | 10686 | 10980 | 11100 | 11020 | 11334 | 11391 | 11598
1997 | US | WECC | RMPA | - | CWTOC | Total Owned Capacity | 9534 | 9604 | 9709 | 10070 | 10070 | 10366 | 10573 | 10573 | 10888 | 10995 | 11203
1997 | US | WECC | RMPA | - | DCWAJ | Adjustments | 0 | 525 | 525 | 520 | 520 | 520 | 520 | 520 | 520 | 520 | 520
1997 | US | WECC | RMPA | - | DCWFP | Full-Responsibility Purchases (portion of total purchases) | 0 | 376 | 381 | 386 | 396 | 401 | 411 | 411 | 411 | 411 | 411
1997 | US | WECC | RMPA | - | DCWFS | Full-Responsibility Sales (portion of total sales) | 0 | 994 | 998 | 998 | 998 | 998 | 994 | 998 | 998 | 998 | 998
1997 | US | WECC | RMPA | - | DCWIC | Inoperable capacity | 0 | 24 | 24 | 24 | 24 | 24 | 24 | 24 | 24 | 24 | 24
1997 | US | WECC | RMPA | - | DCWIN | Internal Demand | 0 | 7379 | 7514 | 7667 | 7827 | 8006 | 8199 | 8396 | 8549 | 8725 | 8911
1997 | US | WECC | RMPA | - | DCWIPP | IPPs | 0 | 632 | 632 | 632 | 616 | 614 | 527 | 447 | 446 | 396 | 395
1997 | US | WECC | RMPA | - | DCWIT | Interruptible Demand | 0 | 194 | 199 | 201 | 209 | 212 | 213 | 215 | 215 | 215 | 216
1997 | US | WECC | RMPA | - | DCWLM | Direct Control Load Management | 0 | 112 | 114 | 124 | 124 | 124 | 122 | 124 | 124 | 124 | 124
1997 | US | WECC | RMPA | - | DCWNC | Net Capacity Resources | 0 | 9594 | 9700 | 10066 | 10060 | 10359 | 10493 | 10409 | 10723 | 10780 | 10987
1997 | US | WECC | RMPA | - | DCWNI | Projected Net Internal Demand | 0 | 7073 | 7201 | 7342 | 7494 | 7670 | 7864 | 8057 | 8210 | 8386 | 8571
1997 | US | WECC | RMPA | - | DCWNO | Net Operable Capacity | 0 | 9580 | 9685 | 10046 | 10046 | 10342 | 10549 | 10549 | 10864 | 10971 | 11179
1997 | US | WECC | RMPA | - | DCWPU | Purchases | 0 | 483 | 488 | 498 | 508 | 513 | 523 | 523 | 523 | 523 | 523
1997 | US | WECC | RMPA | - | DCWSA | Sales | 0 | 1626 | 1630 | 1630 | 1630 | 1630 | 1626 | 1630 | 1630 | 1630 | 1630
1997 | US | WECC | RMPA | - | DCWST | Standby Demand | 0 | 0 | 0 | 0 | 0 | 0 | 0 | 0 | 0 | 0 | 0
1997 | US | WECC | RMPA | - | DCWTI | Projected Total Internal Demand | 0 | 7379 | 7514 | 7667 | 7827 | 8006 | 8199 | 8396 | 8549 | 8725 | 8911
1997 | US | WECC | RMPA | - | DCWTO | Operable Total Internal Capacity | 0 | 9604 | 9709 | 10070 | 10070 | 10366 | 10573 | 10573 | 10888 | 10995 | 11203
1998 | CA | MRO | - | - | CWIPP | IPPs | 0 | 0 | 0 | 0 | 0 | 0 | 0 | 0 | 0 | 0 | 0
1998 | CA | MRO | - | - | CWT | Total Capacity | 7910 | 7970 | 7970 | 8142 | 8266 | 8266 | 8325 | 8325 | 8309 | 8309 | 8309
1998 | CA | MRO | - | - | CWTOC | Total Owned Capacity | 7910 | 7970 | 7970 | 8142 | 8266 | 8266 | 8325 | 8325 | 8309 | 8309 | 8309
1998 | CA | MRO | - | - | DCWAJ | Adjustments | 0 | 0 | 0 | 0 | 0 | 0 | 0 | 0 | 0 | 0 | 0
1998 | CA | MRO | - | - | DCWFP | Full-Responsibility Purchases (portion of total purchases) | 0 | 275 | 125 | 125 | 125 | 125 | 125 | 125 | 125 | 125 | 0
1998 | CA | MRO | - | - | DCWFS | Full-Responsibility Sales (portion of total sales) | 0 | 400 | 200 | 200 | 200 | 200 | 0 | 0 | 0 | 0 | 0
1998 | CA | MRO | - | - | DCWIC | Inoperable capacity | 0 | 0 | 0 | 0 | 0 | 0 | 0 | 0 | 0 | 0 | 0
1998 | CA | MRO | - | - | DCWIN | Internal Demand | 0 | 6573 | 6681 | 6797 | 6863 | 6909 | 6928 | 6969 | 6956 | 7010 | 6996
1998 | CA | MRO | - | - | DCWIPP | IPPs | 0 | 0 | 0 | 0 | 0 | 0 | 0 | 0 | 0 | 0 | 0
1998 | CA | MRO | - | - | DCWIT | Interruptible Demand | 0 | 251 | 256 | 269 | 269 | 269 | 269 | 269 | 269 | 269 | 215
1998 | CA | MRO | - | - | DCWLM | Direct Control Load Management | 0 | 0 | 0 | 0 | 0 | 0 | 0 | 0 | 0 | 0 | 0
1998 | CA | MRO | - | - | DCWNC | Net Capacity Resources | 0 | 7845 | 7895 | 8067 | 8191 | 8191 | 8450 | 8450 | 8434 | 8434 | 8309
1998 | CA | MRO | - | - | DCWNI | Projected Net Internal Demand | 0 | 6322 | 6425 | 6528 | 6594 | 6640 | 6659 | 6700 | 6687 | 6741 | 6781
1998 | CA | MRO | - | - | DCWNO | Net Operable Capacity | 0 | 7970 | 7970 | 8142 | 8266 | 8266 | 8325 | 8325 | 8309 | 8309 | 8309
1998 | CA | MRO | - | - | DCWPU | Purchases | 0 | 275 | 125 | 125 | 125 | 125 | 125 | 125 | 125 | 125 | 0
1998 | CA | MRO | - | - | DCWSA | Sales | 0 | 400 | 200 | 200 | 200 | 200 | 0 | 0 | 0 | 0 | 0
1998 | CA | MRO | - | - | DCWST | Standby Demand | 0 | 0 | 0 | 0 | 0 | 0 | 0 | 0 | 0 | 0 | 0
1998 | CA | MRO | - | - | DCWTI | Projected Total Internal Demand | 0 | 6573 | 6681 | 6797 | 6863 | 6909 | 6928 | 6969 | 6956 | 7010 | 6996
1998 | CA | MRO | - | - | DCWTO | Operable Total Internal Capacity | 0 | 7970 | 7970 | 8142 | 8266 | 8266 | 8325 | 8325 | 8309 | 8309 | 8309
1998 | CA | NPCC | - | - | CWIPP | IPPs | 1902 | 1972 | 2050 | 2050 | 2050 | 2050 | 2050 | 2050 | 2050 | 2050 | 2050
1998 | CA | NPCC | - | - | CWT | Total Capacity | 70852 | 71432 | 71719 | 72048 | 73156 | 73210 | 73428 | 73394 | 73392 | 73394 | 73136
1998 | CA | NPCC | - | - | CWTOC | Total Owned Capacity | 68950 | 69460 | 69669 | 69998 | 71106 | 71160 | 71378 | 71344 | 71342 | 71344 | 71086
1998 | CA | NPCC | - | - | DCWAJ | Adjustments | 0 | -12 | -12 | -12 | -12 | -12 | -12 | -12 | 0 | 0 | 0
1998 | CA | NPCC | - | - | DCWFP | Full-Responsibility Purchases (portion of total purchases) | 0 | 500 | 500 | 300 | 0 | 0 | 0 | 0 | 0 | 0 | 0
1998 | CA | NPCC | - | - | DCWFS | Full-Responsibility Sales (portion of total sales) | 0 | 753 | 693 | 393 | 393 | 294 | 294 | 294 | 295 | 295 | 295
1998 | CA | NPCC | - | - | DCWIC | Inoperable capacity | 0 | 7112 | 7112 | 6090 | 5579 | 5068 | 4299 | 3530 | 2761 | 2761 | 1992
1998 | CA | NPCC | - | - | DCWIN | Internal Demand | 0 | 60042 | 60872 | 62122 | 63331 | 64230 | 65029 | 65904 | 66764 | 67612 | 68495
1998 | CA | NPCC | - | - | DCWIPP | IPPs | 0 | 1972 | 2050 | 2050 | 2050 | 2050 | 2050 | 2050 | 2050 | 2050 | 2050
1998 | CA | NPCC | - | - | DCWIT | Interruptible Demand | 0 | 2889 | 3006 | 3054 | 3459 | 3451 | 3452 | 3452 | 3441 | 3442 | 3444
1998 | CA | NPCC | - | - | DCWLM | Direct Control Load Management | 0 | 0 | 0 | 0 | 0 | 0 | 0 | 0 | 0 | 0 | 0
1998 | CA | NPCC | - | - | DCWNC | Net Capacity Resources | 0 | 69582 | 69934 | 71885 | 73244 | 73808 | 74595 | 75330 | 76108 | 76110 | 76621
1998 | CA | NPCC | - | - | DCWNI | Projected Net Internal Demand | 0 | 57153 | 57866 | 59068 | 59872 | 60779 | 61577 | 62452 | 63323 | 64170 | 65051
1998 | CA | NPCC | - | - | DCWNO | Net Operable Capacity | 0 | 62348 | 62557 | 63908 | 65527 | 66092 | 67079 | 67814 | 68581 | 68583 | 69094
1998 | CA | NPCC | - | - | DCWPU | Purchases | 0 | 6952 | 6952 | 6752 | 6452 | 6352 | 6152 | 6152 | 6152 | 6152 | 6152
1998 | CA | NPCC | - | - | DCWSA | Sales | 0 | 1678 | 1613 | 813 | 773 | 674 | 674 | 674 | 675 | 675 | 675
1998 | CA | NPCC | - | - | DCWST | Standby Demand | 0 | 0 | 0 | 0 | 0 | 0 | 0 | 0 | 0 | 0 | 0
1998 | CA | NPCC | - | - | DCWTI | Projected Total Internal Demand | 0 | 60042 | 60872 | 62122 | 63331 | 64230 | 65029 | 65904 | 66764 | 67612 | 68495
1998 | CA | NPCC | - | - | DCWTO | Operable Total Internal Capacity | 0 | 69460 | 69669 | 69998 | 71106 | 71160 | 71378 | 71344 | 71342 | 71344 | 71086
1998 | CA | NPCC | Maritimes | Maritimes | CWIPP | IPPs | 74 | 74 | 74 | 74 | 74 | 74 | 74 | 74 | 74 | 74 | 74
1998 | CA | NPCC | Maritimes | Maritimes | CWT | Total Capacity | 6457 | 6465 | 6464 | 6649 | 6673 | 6673 | 6843 | 6786 | 6774 | 6774 | 6676
1998 | CA | NPCC | Maritimes | Maritimes | CWTOC | Total Owned Capacity | 6383 | 6391 | 6390 | 6575 | 6599 | 6599 | 6769 | 6712 | 6700 | 6700 | 6602
1998 | CA | NPCC | Maritimes | Maritimes | DCWAJ | Adjustments | 0 | -12 | -12 | -12 | -12 | -12 | -12 | -12 | 0 | 0 | 0
1998 | CA | NPCC | Maritimes | Maritimes | DCWFP | Full-Responsibility Purchases (portion of total purchases) | 0 | 500 | 500 | 300 | 0 | 0 | 0 | 0 | 0 | 0 | 0
1998 | CA | NPCC | Maritimes | Maritimes | DCWFS | Full-Responsibility Sales (portion of total sales) | 0 | 753 | 693 | 393 | 393 | 294 | 294 | 294 | 295 | 295 | 295
1998 | CA | NPCC | Maritimes | Maritimes | DCWIC | Inoperable capacity | 0 | 0 | 0 | 0 | 0 | 0 | 0 | 0 | 0 | 0 | 0
1998 | CA | NPCC | Maritimes | Maritimes | DCWIN | Internal Demand | 0 | 5184 | 5262 | 5335 | 5417 | 5491 | 5567 | 5643 | 5724 | 5804 | 5886
1998 | CA | NPCC | Maritimes | Maritimes | DCWIPP | IPPs | 0 | 74 | 74 | 74 | 74 | 74 | 74 | 74 | 74 | 74 | 74
1998 | CA | NPCC | Maritimes | Maritimes | DCWIT | Interruptible Demand | 0 | 509 | 536 | 544 | 549 | 551 | 552 | 552 | 541 | 542 | 544
1998 | CA | NPCC | Maritimes | Maritimes | DCWLM | Direct Control Load Management | 0 | 0 | 0 | 0 | 0 | 0 | 0 | 0 | 0 | 0 | 0
1998 | CA | NPCC | Maritimes | Maritimes | DCWNC | Net Capacity Resources | 0 | 6275 | 6334 | 6619 | 6343 | 6442 | 6612 | 6555 | 6554 | 6554 | 6456
1998 | CA | NPCC | Maritimes | Maritimes | DCWNI | Projected Net Internal Demand | 0 | 4675 | 4726 | 4791 | 4868 | 4940 | 5015 | 5091 | 5183 | 5262 | 5342
1998 | CA | NPCC | Maritimes | Maritimes | DCWNO | Net Operable Capacity | 0 | 6391 | 6390 | 6575 | 6599 | 6599 | 6769 | 6712 | 6700 | 6700 | 6602
1998 | CA | NPCC | Maritimes | Maritimes | DCWPU | Purchases | 0 | 575 | 575 | 375 | 75 | 75 | 75 | 75 | 75 | 75 | 75
1998 | CA | NPCC | Maritimes | Maritimes | DCWSA | Sales | 0 | 753 | 693 | 393 | 393 | 294 | 294 | 294 | 295 | 295 | 295
1998 | CA | NPCC | Maritimes | Maritimes | DCWST | Standby Demand | 0 | 0 | 0 | 0 | 0 | 0 | 0 | 0 | 0 | 0 | 0
1998 | CA | NPCC | Maritimes | Maritimes | DCWTI | Projected Total Internal Demand | 0 | 5184 | 5262 | 5335 | 5417 | 5491 | 5567 | 5643 | 5724 | 5804 | 5886
1998 | CA | NPCC | Maritimes | Maritimes | DCWTO | Operable Total Internal Capacity | 0 | 6391 | 6390 | 6575 | 6599 | 6599 | 6769 | 6712 | 6700 | 6700 | 6602
1998 | CA | NPCC | Ontario | Ontario | CWIPP | IPPs | 1518 | 1568 | 1606 | 1606 | 1606 | 1606 | 1606 | 1606 | 1606 | 1606 | 1606
1998 | CA | NPCC | Ontario | Ontario | CWT | Total Capacity | 33797 | 33986 | 34046 | 34127 | 34329 | 34383 | 34431 | 34454 | 34464 | 34466 | 34468
1998 | CA | NPCC | Ontario | Ontario | CWTOC | Total Owned Capacity | 32279 | 32418 | 32440 | 32521 | 32723 | 32777 | 32825 | 32848 | 32858 | 32860 | 32862
1998 | CA | NPCC | Ontario | Ontario | DCWAJ | Adjustments | 0 | 0 | 0 | 0 | 0 | 0 | 0 | 0 | 0 | 0 | 0
1998 | CA | NPCC | Ontario | Ontario | DCWFP | Full-Responsibility Purchases (portion of total purchases) | 0 | 0 | 0 | 0 | 0 | 0 | 0 | 0 | 0 | 0 | 0
1998 | CA | NPCC | Ontario | Ontario | DCWFS | Full-Responsibility Sales (portion of total sales) | 0 | 0 | 0 | 0 | 0 | 0 | 0 | 0 | 0 | 0 | 0
1998 | CA | NPCC | Ontario | Ontario | DCWIC | Inoperable capacity | 0 | 7112 | 7112 | 6090 | 5579 | 5068 | 4299 | 3530 | 2761 | 2761 | 1992
1998 | CA | NPCC | Ontario | Ontario | DCWIN | Internal Demand | 0 | 22958 | 23130 | 23317 | 23554 | 23809 | 24092 | 24401 | 24660 | 24938 | 25219
1998 | CA | NPCC | Ontario | Ontario | DCWIPP | IPPs | 0 | 1568 | 1606 | 1606 | 1606 | 1606 | 1606 | 1606 | 1606 | 1606 | 1606
1998 | CA | NPCC | Ontario | Ontario | DCWIT | Interruptible Demand | 0 | 600 | 600 | 600 | 600 | 600 | 600 | 600 | 600 | 600 | 600
1998 | CA | NPCC | Ontario | Ontario | DCWLM | Direct Control Load Management | 0 | 0 | 0 | 0 | 0 | 0 | 0 | 0 | 0 | 0 | 0
1998 | CA | NPCC | Ontario | Ontario | DCWNC | Net Capacity Resources | 0 | 27074 | 27134 | 28237 | 28950 | 29515 | 30132 | 30924 | 31703 | 31705 | 32476
1998 | CA | NPCC | Ontario | Ontario | DCWNI | Projected Net Internal Demand | 0 | 22358 | 22530 | 22717 | 22954 | 23209 | 23492 | 23801 | 24060 | 24338 | 24619
1998 | CA | NPCC | Ontario | Ontario | DCWNO | Net Operable Capacity | 0 | 25306 | 25328 | 26431 | 27144 | 27709 | 28526 | 29318 | 30097 | 30099 | 30870
1998 | CA | NPCC | Ontario | Ontario | DCWPU | Purchases | 0 | 200 | 200 | 200 | 200 | 200 | 0 | 0 | 0 | 0 | 0
1998 | CA | NPCC | Ontario | Ontario | DCWSA | Sales | 0 | 0 | 0 | 0 | 0 | 0 | 0 | 0 | 0 | 0 | 0
1998 | CA | NPCC | Ontario | Ontario | DCWST | Standby Demand | 0 | 0 | 0 | 0 | 0 | 0 | 0 | 0 | 0 | 0 | 0
1998 | CA | NPCC | Ontario | Ontario | DCWTI | Projected Total Internal Demand | 0 | 22958 | 23130 | 23317 | 23554 | 23809 | 24092 | 24401 | 24660 | 24938 | 25219
1998 | CA | NPCC | Ontario | Ontario | DCWTO | Operable Total Internal Capacity | 0 | 32418 | 32440 | 32521 | 32723 | 32777 | 32825 | 32848 | 32858 | 32860 | 32862
1998 | CA | NPCC | Quebec | Quebec | CWIPP | IPPs | 310 | 330 | 370 | 370 | 370 | 370 | 370 | 370 | 370 | 370 | 370
1998 | CA | NPCC | Quebec | Quebec | CWT | Total Capacity | 30598 | 30981 | 31209 | 31272 | 32154 | 32154 | 32154 | 32154 | 32154 | 32154 | 31992
1998 | CA | NPCC | Quebec | Quebec | CWTOC | Total Owned Capacity | 30288 | 30651 | 30839 | 30902 | 31784 | 31784 | 31784 | 31784 | 31784 | 31784 | 31622
1998 | CA | NPCC | Quebec | Quebec | DCWAJ | Adjustments | 0 | 0 | 0 | 0 | 0 | 0 | 0 | 0 | 0 | 0 | 0
1998 | CA | NPCC | Quebec | Quebec | DCWFP | Full-Responsibility Purchases (portion of total purchases) | 0 | 0 | 0 | 0 | 0 | 0 | 0 | 0 | 0 | 0 | 0
1998 | CA | NPCC | Quebec | Quebec | DCWFS | Full-Responsibility Sales (portion of total sales) | 0 | 0 | 0 | 0 | 0 | 0 | 0 | 0 | 0 | 0 | 0
1998 | CA | NPCC | Quebec | Quebec | DCWIC | Inoperable capacity | 0 | 0 | 0 | 0 | 0 | 0 | 0 | 0 | 0 | 0 | 0
1998 | CA | NPCC | Quebec | Quebec | DCWIN | Internal Demand | 0 | 31900 | 32480 | 33470 | 34360 | 34930 | 35370 | 35860 | 36380 | 36870 | 37390
1998 | CA | NPCC | Quebec | Quebec | DCWIPP | IPPs | 0 | 330 | 370 | 370 | 370 | 370 | 370 | 370 | 370 | 370 | 370
1998 | CA | NPCC | Quebec | Quebec | DCWIT | Interruptible Demand | 0 | 1780 | 1870 | 1910 | 2310 | 2300 | 2300 | 2300 | 2300 | 2300 | 2300
1998 | CA | NPCC | Quebec | Quebec | DCWLM | Direct Control Load Management | 0 | 0 | 0 | 0 | 0 | 0 | 0 | 0 | 0 | 0 | 0
1998 | CA | NPCC | Quebec | Quebec | DCWNC | Net Capacity Resources | 0 | 36233 | 36466 | 37029 | 37951 | 37851 | 37851 | 37851 | 37851 | 37851 | 37689
1998 | CA | NPCC | Quebec | Quebec | DCWNI | Projected Net Internal Demand | 0 | 30120 | 30610 | 31560 | 32050 | 32630 | 33070 | 33560 | 34080 | 34570 | 35090
1998 | CA | NPCC | Quebec | Quebec | DCWNO | Net Operable Capacity | 0 | 30651 | 30839 | 30902 | 31784 | 31784 | 31784 | 31784 | 31784 | 31784 | 31622
1998 | CA | NPCC | Quebec | Quebec | DCWPU | Purchases | 0 | 6177 | 6177 | 6177 | 6177 | 6077 | 6077 | 6077 | 6077 | 6077 | 6077
1998 | CA | NPCC | Quebec | Quebec | DCWSA | Sales | 0 | 925 | 920 | 420 | 380 | 380 | 380 | 380 | 380 | 380 | 380
1998 | CA | NPCC | Quebec | Quebec | DCWST | Standby Demand | 0 | 0 | 0 | 0 | 0 | 0 | 0 | 0 | 0 | 0 | 0
1998 | CA | NPCC | Quebec | Quebec | DCWTI | Projected Total Internal Demand | 0 | 31900 | 32480 | 33470 | 34360 | 34930 | 35370 | 35860 | 36380 | 36870 | 37390
1998 | CA | NPCC | Quebec | Quebec | DCWTO | Operable Total Internal Capacity | 0 | 30651 | 30839 | 30902 | 31784 | 31784 | 31784 | 31784 | 31784 | 31784 | 31622
1998 | CA | WECC | - | - | CWIPP | IPPs | 428 | 548 | 1015 | 1255 | 1365 | 1365 | 1365 | 1365 | 1365 | 1365 | 1365
1998 | CA | WECC | - | - | CWT | Total Capacity | 18926 | 19043 | 19516 | 19475 | 19705 | 20410 | 19839 | 19842 | 20342 | 20342 | 20342
1998 | CA | WECC | - | - | CWTOC | Total Owned Capacity | 18498 | 18495 | 18501 | 18220 | 18340 | 19045 | 18474 | 18477 | 18977 | 18977 | 18977
1998 | CA | WECC | - | - | DCWAJ | Adjustments | 0 | 0 | 0 | 0 | 0 | 0 | 0 | 0 | 0 | 0 | 0
1998 | CA | WECC | - | - | DCWFP | Full-Responsibility Purchases (portion of total purchases) | 0 | 227 | 887 | 794 | 794 | 794 | 1447 | 1447 | 1447 | 1447 | 1447
1998 | CA | WECC | - | - | DCWFS | Full-Responsibility Sales (portion of total sales) | 0 | 118 | 118 | 118 | 118 | 118 | 118 | 118 | 118 | 118 | 118
1998 | CA | WECC | - | - | DCWIC | Inoperable capacity | 0 | 352 | 289 | 282 | 282 | 282 | 256 | 256 | 256 | 256 | 256
1998 | CA | WECC | - | - | DCWIN | Internal Demand | 0 | 17594 | 18028 | 18374 | 18627 | 18829 | 19271 | 19550 | 19977 | 20307 | 20627
1998 | CA | WECC | - | - | DCWIPP | IPPs | 0 | 548 | 1015 | 1255 | 1365 | 1365 | 1365 | 1365 | 1365 | 1365 | 1365
1998 | CA | WECC | - | - | DCWIT | Interruptible Demand | 0 | 0 | 0 | 0 | 0 | 0 | 0 | 0 | 0 | 0 | 0
1998 | CA | WECC | - | - | DCWLM | Direct Control Load Management | 0 | 0 | 0 | 0 | 0 | 0 | 0 | 0 | 0 | 0 | 0
1998 | CA | WECC | - | - | DCWNC | Net Capacity Resources | 0 | 18807 | 19996 | 20019 | 20273 | 21184 | 21843 | 21947 | 22551 | 22754 | 22859
1998 | CA | WECC | - | - | DCWNI | Projected Net Internal Demand | 0 | 17594 | 18028 | 18374 | 18627 | 18829 | 19271 | 19550 | 19977 | 20307 | 20627
1998 | CA | WECC | - | - | DCWNO | Net Operable Capacity | 0 | 18143 | 18212 | 17938 | 18058 | 18763 | 18218 | 18221 | 18721 | 18721 | 18721
1998 | CA | WECC | - | - | DCWPU | Purchases | 0 | 234 | 887 | 944 | 968 | 1174 | 2378 | 2479 | 2583 | 2786 | 2891
1998 | CA | WECC | - | - | DCWSA | Sales | 0 | 118 | 118 | 118 | 118 | 118 | 118 | 118 | 118 | 118 | 118
1998 | CA | WECC | - | - | DCWST | Standby Demand | 0 | 0 | 0 | 0 | 0 | 0 | 0 | 0 | 0 | 0 | 0
1998 | CA | WECC | - | - | DCWTI | Projected Total Internal Demand | 0 | 17594 | 18028 | 18374 | 18627 | 18829 | 19271 | 19550 | 19977 | 20307 | 20627
1998 | CA | WECC | - | - | DCWTO | Operable Total Internal Capacity | 0 | 18495 | 18501 | 18220 | 18340 | 19045 | 18474 | 18477 | 18977 | 18977 | 18977
1998 | MX | WECC | CA-MX | - | CWIPP | IPPs | 0 | 0 | 0 | 0 | 0 | 0 | 0 | 0 | 0 | 0 | 0
1998 | MX | WECC | CA-MX | - | CWT | Total Capacity | 1346 | 1346 | 1496 | 2046 | 2046 | 2046 | 2496 | 2496 | 2496 | 2721 | 2721
1998 | MX | WECC | CA-MX | - | CWTOC | Total Owned Capacity | 1346 | 1346 | 1496 | 2046 | 2046 | 2046 | 2496 | 2496 | 2496 | 2721 | 2721
1998 | MX | WECC | CA-MX | - | DCWAJ | Adjustments | 0 | 0 | 0 | 0 | 0 | 0 | 0 | 0 | 0 | 0 | 0
1998 | MX | WECC | CA-MX | - | DCWFP | Full-Responsibility Purchases (portion of total purchases) | 0 | 0 | 0 | 0 | 0 | 0 | 0 | 0 | 0 | 0 | 0
1998 | MX | WECC | CA-MX | - | DCWFS | Full-Responsibility Sales (portion of total sales) | 0 | 0 | 0 | 0 | 0 | 0 | 0 | 0 | 0 | 0 | 0
1998 | MX | WECC | CA-MX | - | DCWIC | Inoperable capacity | 0 | 0 | 0 | 0 | 0 | 0 | 0 | 0 | 0 | 0 | 0
1998 | MX | WECC | CA-MX | - | DCWIN | Internal Demand | 0 | 1002 | 1074 | 1147 | 1218 | 1289 | 1372 | 1461 | 1558 | 1659 | 1767
1998 | MX | WECC | CA-MX | - | DCWIPP | IPPs | 0 | 0 | 0 | 0 | 0 | 0 | 0 | 0 | 0 | 0 | 0
1998 | MX | WECC | CA-MX | - | DCWIT | Interruptible Demand | 0 | 0 | 0 | 0 | 0 | 0 | 0 | 0 | 0 | 0 | 0
1998 | MX | WECC | CA-MX | - | DCWLM | Direct Control Load Management | 0 | 0 | 0 | 0 | 0 | 0 | 0 | 0 | 0 | 0 | 0
1998 | MX | WECC | CA-MX | - | DCWNC | Net Capacity Resources | 0 | 1436 | 1496 | 2046 | 2046 | 2046 | 2496 | 2496 | 2496 | 2721 | 2721
1998 | MX | WECC | CA-MX | - | DCWNI | Projected Net Internal Demand | 0 | 1002 | 1074 | 1147 | 1218 | 1289 | 1372 | 1461 | 1558 | 1659 | 1767
1998 | MX | WECC | CA-MX | - | DCWNO | Net Operable Capacity | 0 | 1346 | 1496 | 2046 | 2046 | 2046 | 2496 | 2496 | 2496 | 2721 | 2721
1998 | MX | WECC | CA-MX | - | DCWPU | Purchases | 0 | 90 | 0 | 0 | 0 | 0 | 0 | 0 | 0 | 0 | 0
1998 | MX | WECC | CA-MX | - | DCWSA | Sales | 0 | 0 | 0 | 0 | 0 | 0 | 0 | 0 | 0 | 0 | 0
1998 | MX | WECC | CA-MX | - | DCWST | Standby Demand | 0 | 0 | 0 | 0 | 0 | 0 | 0 | 0 | 0 | 0 | 0
1998 | MX | WECC | CA-MX | - | DCWTI | Projected Total Internal Demand | 0 | 1002 | 1074 | 1147 | 1218 | 1289 | 1372 | 1461 | 1558 | 1659 | 1767
1998 | MX | WECC | CA-MX | - | DCWTO | Operable Total Internal Capacity | 0 | 1346 | 1496 | 2046 | 2046 | 2046 | 2496 | 2496 | 2496 | 2721 | 2721
1998 | US | ECAR | - | - | CWIPP | IPPs | 2031 | 2050 | 2050 | 2248 | 2248 | 2248 | 4070 | 4411 | 4752 | 5307 | 6364
1998 | US | ECAR | - | - | CWT | Total Capacity | 106127 | 106932 | 107118 | 108381 | 109153 | 109845 | 116134 | 117683 | 118638 | 120154 | 120798
1998 | US | ECAR | - | - | CWTOC | Total Owned Capacity | 104096 | 104882 | 105068 | 106133 | 106905 | 107597 | 112064 | 113272 | 113886 | 114847 | 114434
1998 | US | ECAR | - | - | DCWAJ | Adjustments | 0 | 0 | 0 | 0 | 0 | 0 | 0 | 0 | 0 | 0 | 0
1998 | US | ECAR | - | - | DCWFP | Full-Responsibility Purchases (portion of total purchases) | 0 | 399 | 599 | 574 | 545 | 495 | 395 | 320 | 320 | 320 | 495
1998 | US | ECAR | - | - | DCWFS | Full-Responsibility Sales (portion of total sales) | 0 | 808 | 763 | 763 | 763 | 663 | 663 | 663 | 213 | 213 | 213
1998 | US | ECAR | - | - | DCWIC | Inoperable capacity | 0 | 0 | 0 | 0 | 0 | 0 | 0 | 0 | 0 | 0 | 0
1998 | US | ECAR | - | - | DCWIN | Internal Demand | 0 | 85866 | 87648 | 89328 | 90701 | 92158 | 93658 | 95202 | 96771 | 97961 | 99150
1998 | US | ECAR | - | - | DCWIPP | IPPs | 0 | 2050 | 2050 | 2248 | 2248 | 2248 | 4070 | 4411 | 4752 | 5307 | 6364
1998 | US | ECAR | - | - | DCWIT | Interruptible Demand | 0 | 3038 | 3036 | 3054 | 3108 | 3125 | 3122 | 3119 | 3117 | 3115 | 3113
1998 | US | ECAR | - | - | DCWLM | Direct Control Load Management | 0 | 187 | 199 | 211 | 218 | 225 | 234 | 239 | 244 | 251 | 257
1998 | US | ECAR | - | - | DCWNC | Net Capacity Resources | 0 | 105870 | 106906 | 110013 | 110844 | 112164 | 118351 | 119943 | 121216 | 123161 | 124224
1998 | US | ECAR | - | - | DCWNI | Projected Net Internal Demand | 0 | 82641 | 84413 | 86063 | 87375 | 88808 | 90302 | 91844 | 93410 | 94595 | 95780
1998 | US | ECAR | - | - | DCWNO | Net Operable Capacity | 0 | 104882 | 105068 | 106133 | 106905 | 107597 | 112064 | 113272 | 113886 | 114847 | 114434
1998 | US | ECAR | - | - | DCWPU | Purchases | 0 | 1151 | 1301 | 3145 | 3204 | 3732 | 3630 | 3673 | 3441 | 3670 | 3889
1998 | US | ECAR | - | - | DCWSA | Sales | 0 | 2213 | 1513 | 1513 | 1513 | 1413 | 1413 | 1413 | 863 | 663 | 463
1998 | US | ECAR | - | - | DCWST | Standby Demand | 0 | 0 | 0 | 0 | 0 | 0 | 0 | 0 | 0 | 0 | 0
1998 | US | ECAR | - | - | DCWTI | Projected Total Internal Demand | 0 | 85866 | 87648 | 89328 | 90701 | 92158 | 93658 | 95202 | 96771 | 97961 | 99150
1998 | US | ECAR | - | - | DCWTO | Operable Total Internal Capacity | 0 | 104882 | 105068 | 106133 | 106905 | 107597 | 112064 | 113272 | 113886 | 114847 | 114434
1998 | US | TRE | - | ERCOT | CWIPP | IPPs | 1894 | 1774 | 1823 | 2610 | 3154 | 3121 | 3667 | 4313 | 4471 | 5385 | 6873
1998 | US | TRE | - | ERCOT | CWT | Total Capacity | 54865 | 55329 | 55394 | 56577 | 57101 | 56587 | 56992 | 57521 | 56989 | 55482 | 55761
1998 | US | TRE | - | ERCOT | CWTOC | Total Owned Capacity | 52971 | 53555 | 53571 | 53967 | 53947 | 53466 | 53325 | 53208 | 52518 | 50097 | 48888
1998 | US | TRE | - | ERCOT | DCWAJ | Adjustments | 0 | 0 | 0 | 0 | 0 | 0 | 0 | 0 | 0 | 0 | 0
1998 | US | TRE | - | ERCOT | DCWFP | Full-Responsibility Purchases (portion of total purchases) | 0 | 25 | 36 | 32 | 42 | 54 | 66 | 80 | 93 | 105 | 118
1998 | US | TRE | - | ERCOT | DCWFS | Full-Responsibility Sales (portion of total sales) | 0 | 57 | 54 | 49 | 42 | 38 | 37 | 35 | 34 | 37 | 38
1998 | US | TRE | - | ERCOT | DCWIC | Inoperable capacity | 0 | 0 | 0 | 0 | 0 | 0 | 0 | 0 | 0 | 0 | 0
1998 | US | TRE | - | ERCOT | DCWIN | Internal Demand | 0 | 40911 | 42046 | 42967 | 43729 | 44762 | 45861 | 47114 | 48304 | 49474 | 50625
1998 | US | TRE | - | ERCOT | DCWIPP | IPPs | 0 | 1774 | 1823 | 2610 | 3154 | 3121 | 3667 | 4313 | 4471 | 5385 | 6873
1998 | US | TRE | - | ERCOT | DCWIT | Interruptible Demand | 0 | 3038 | 3118 | 3188 | 3257 | 3318 | 3381 | 3442 | 3500 | 3559 | 3621
1998 | US | TRE | - | ERCOT | DCWLM | Direct Control Load Management | 0 | 0 | 0 | 0 | 0 | 0 | 0 | 0 | 0 | 0 | 0
1998 | US | TRE | - | ERCOT | DCWNC | Net Capacity Resources | 0 | 55972 | 56727 | 58459 | 59310 | 59006 | 59952 | 60907 | 61113 | 60174 | 60987
1998 | US | TRE | - | ERCOT | DCWNI | Projected Net Internal Demand | 0 | 38056 | 39111 | 39962 | 40655 | 41627 | 42663 | 43855 | 44987 | 46098 | 47187
1998 | US | TRE | - | ERCOT | DCWNO | Net Operable Capacity | 0 | 53555 | 53571 | 53967 | 53947 | 53466 | 53325 | 53208 | 52518 | 50097 | 48888
1998 | US | TRE | - | ERCOT | DCWPU | Purchases | 0 | 791 | 1416 | 1960 | 2280 | 2486 | 3012 | 3436 | 4173 | 4744 | 5279
1998 | US | TRE | - | ERCOT | DCWSA | Sales | 0 | 148 | 83 | 78 | 71 | 67 | 52 | 50 | 49 | 52 | 53
1998 | US | TRE | - | ERCOT | DCWST | Standby Demand | 0 | 183 | 183 | 183 | 183 | 183 | 183 | 183 | 183 | 183 | 183
1998 | US | TRE | - | ERCOT | DCWTI | Projected Total Internal Demand | 0 | 41094 | 42229 | 43150 | 43912 | 44945 | 46044 | 47297 | 48487 | 49657 | 50808
1998 | US | TRE | - | ERCOT | DCWTO | Operable Total Internal Capacity | 0 | 53555 | 53571 | 53967 | 53947 | 53466 | 53325 | 53208 | 52518 | 50097 | 48888
1998 | US | FRCC | - | - | CWIPP | IPPs | 2270 | 2270 | 2270 | 2270 | 2261 | 2261 | 2261 | 2251 | 2118 | 2118 | 2118
1998 | US | FRCC | - | - | CWT | Total Capacity | 39649 | 40292 | 40614 | 41218 | 43144 | 44486 | 45579 | 46601 | 47246 | 48326 | 48442
1998 | US | FRCC | - | - | CWTOC | Total Owned Capacity | 37379 | 38022 | 38344 | 38948 | 40883 | 42225 | 43318 | 44350 | 45128 | 46208 | 46324
1998 | US | FRCC | - | - | DCWAJ | Adjustments | 0 | 0 | 0 | 0 | 0 | 0 | 0 | 0 | 0 | 0 | 0
1998 | US | FRCC | - | - | DCWFP | Full-Responsibility Purchases (portion of total purchases) | 0 | 1889 | 1866 | 1666 | 1680 | 1612 | 1623 | 1633 | 1555 | 1555 | 1555
1998 | US | FRCC | - | - | DCWFS | Full-Responsibility Sales (portion of total sales) | 0 | 0 | 0 | 0 | 0 | 0 | 0 | 0 | 0 | 0 | 0
1998 | US | FRCC | - | - | DCWIC | Inoperable capacity | 0 | 0 | 0 | 0 | 0 | 0 | 0 | 0 | 0 | 0 | 0
1998 | US | FRCC | - | - | DCWIN | Internal Demand | 0 | 39449 | 40383 | 41395 | 42219 | 42998 | 43925 | 44895 | 45896 | 46880 | 47903
1998 | US | FRCC | - | - | DCWIPP | IPPs | 0 | 2270 | 2270 | 2270 | 2261 | 2261 | 2261 | 2251 | 2118 | 2118 | 2118
1998 | US | FRCC | - | - | DCWIT | Interruptible Demand | 0 | 1183 | 1223 | 1231 | 1195 | 1168 | 1162 | 1156 | 1152 | 1145 | 1149
1998 | US | FRCC | - | - | DCWLM | Direct Control Load Management | 0 | 2595 | 2722 | 2842 | 2953 | 3059 | 3140 | 3174 | 3208 | 3243 | 3262
1998 | US | FRCC | - | - | DCWNC | Net Capacity Resources | 0 | 42181 | 42480 | 42884 | 44824 | 46098 | 47202 | 48234 | 48801 | 49881 | 49997
1998 | US | FRCC | - | - | DCWNI | Projected Net Internal Demand | 0 | 35671 | 36438 | 37322 | 38071 | 38771 | 39623 | 40565 | 41536 | 42492 | 43492
1998 | US | FRCC | - | - | DCWNO | Net Operable Capacity | 0 | 38022 | 38344 | 38948 | 40883 | 42225 | 43318 | 44350 | 45128 | 46208 | 46324
1998 | US | FRCC | - | - | DCWPU | Purchases | 0 | 1889 | 1866 | 1666 | 1680 | 1612 | 1623 | 1633 | 1555 | 1555 | 1555
1998 | US | FRCC | - | - | DCWSA | Sales | 0 | 0 | 0 | 0 | 0 | 0 | 0 | 0 | 0 | 0 | 0
1998 | US | FRCC | - | - | DCWST | Standby Demand | 0 | 0 | 0 | 0 | 0 | 0 | 0 | 0 | 0 | 0 | 0
1998 | US | FRCC | - | - | DCWTI | Projected Total Internal Demand | 0 | 39449 | 40383 | 41395 | 42219 | 42998 | 43925 | 44895 | 45896 | 46880 | 47903
1998 | US | FRCC | - | - | DCWTO | Operable Total Internal Capacity | 0 | 38022 | 38344 | 38948 | 40883 | 42225 | 43318 | 44350 | 45128 | 46208 | 46324
1998 | US | MAAC | - | - | CWIPP | IPPs | 4193 | 4360 | 4377 | 5000 | 5000 | 5000 | 4988 | 4922 | 4922 | 4922 | 4892
1998 | US | MAAC | - | - | CWT | Total Capacity | 59588 | 59062 | 58542 | 58208 | 58317 | 58485 | 58741 | 58438 | 58665 | 59162 | 59287
1998 | US | MAAC | - | - | CWTOC | Total Owned Capacity | 55395 | 54702 | 54165 | 53208 | 53317 | 53485 | 53753 | 53516 | 53743 | 54240 | 54395
1998 | US | MAAC | - | - | DCWAJ | Adjustments | 0 | 0 | 0 | 0 | 0 | 0 | 0 | 0 | 0 | 0 | 0
1998 | US | MAAC | - | - | DCWFP | Full-Responsibility Purchases (portion of total purchases) | 0 | 450 | 450 | 450 | 450 | 450 | 450 | 450 | 0 | 0 | 0
1998 | US | MAAC | - | - | DCWFS | Full-Responsibility Sales (portion of total sales) | 0 | 1306 | 1306 | 1306 | 1306 | 1306 | 1306 | 1306 | 1306 | 1306 | 1306
1998 | US | MAAC | - | - | DCWIC | Inoperable capacity | 0 | 0 | 0 | 0 | 0 | 0 | 0 | 0 | 0 | 0 | 0
1998 | US | MAAC | - | - | DCWIN | Internal Demand | 0 | 42680 | 43280 | 43917 | 44554 | 45168 | 45779 | 46259 | 47056 | 47681 | 48334
1998 | US | MAAC | - | - | DCWIPP | IPPs | 0 | 4360 | 4377 | 5000 | 5000 | 5000 | 4988 | 4922 | 4922 | 4922 | 4892
1998 | US | MAAC | - | - | DCWIT | Interruptible Demand | 0 | 987 | 779 | 595 | 532 | 532 | 533 | 534 | 534 | 535 | 535
1998 | US | MAAC | - | - | DCWLM | Direct Control Load Management | 0 | 130 | 133 | 136 | 139 | 142 | 157 | 161 | 164 | 168 | 172
1998 | US | MAAC | - | - | DCWNC | Net Capacity Resources | 0 | 58425 | 57985 | 57546 | 57655 | 57823 | 58079 | 57776 | 57553 | 57950 | 58075
1998 | US | MAAC | - | - | DCWNI | Projected Net Internal Demand | 0 | 41563 | 42368 | 43186 | 43883 | 44494 | 45089 | 45564 | 46358 | 46978 | 47627
1998 | US | MAAC | - | - | DCWNO | Net Operable Capacity | 0 | 54702 | 54165 | 53208 | 53317 | 53485 | 53753 | 53516 | 53743 | 54240 | 54395
1998 | US | MAAC | - | - | DCWPU | Purchases | 0 | 669 | 749 | 644 | 644 | 644 | 644 | 644 | 194 | 94 | 94
1998 | US | MAAC | - | - | DCWSA | Sales | 0 | 1306 | 1306 | 1306 | 1306 | 1306 | 1306 | 1306 | 1306 | 1306 | 1306
1998 | US | MAAC | - | - | DCWST | Standby Demand | 0 | 0 | 0 | 0 | 0 | 0 | 0 | 0 | 0 | 0 | 0
1998 | US | MAAC | - | - | DCWTI | Projected Total Internal Demand | 0 | 42680 | 43280 | 43917 | 44554 | 45168 | 45779 | 46259 | 47056 | 47681 | 48334
1998 | US | MAAC | - | - | DCWTO | Operable Total Internal Capacity | 0 | 54702 | 54165 | 53208 | 53317 | 53485 | 53753 | 53516 | 53743 | 54240 | 54395
1998 | US | MAIN | - | - | CWIPP | IPPs | 330 | 984 | 984 | 1163 | 1453 | 1883 | 1883 | 2151 | 2366 | 2366 | 2366
1998 | US | MAIN | - | - | CWT | Total Capacity | 53226 | 51323 | 51438 | 51626 | 52335 | 55212 | 56107 | 56730 | 57739 | 58487 | 60317
1998 | US | MAIN | - | - | CWTOC | Total Owned Capacity | 52896 | 50339 | 50454 | 50463 | 50882 | 53329 | 54224 | 54579 | 55373 | 56121 | 57951
1998 | US | MAIN | - | - | DCWAJ | Adjustments | 0 | 0 | 0 | 0 | 0 | 0 | 0 | 0 | 0 | 0 | 0
1998 | US | MAIN | - | - | DCWFP | Full-Responsibility Purchases (portion of total purchases) | 0 | 343 | 293 | 353 | 258 | 153 | 206 | 206 | 186 | 186 | 481
1998 | US | MAIN | - | - | DCWFS | Full-Responsibility Sales (portion of total sales) | 0 | 142 | 142 | 142 | 143 | 169 | 171 | 172 | 159 | 162 | 104
1998 | US | MAIN | - | - | DCWIC | Inoperable capacity | 0 | 12 | 12 | 12 | 12 | 12 | 12 | 12 | 12 | 12 | 12
1998 | US | MAIN | - | - | DCWIN | Internal Demand | 0 | 37993 | 38829 | 39515 | 40178 | 40870 | 41592 | 42133 | 42847 | 43562 | 44271
1998 | US | MAIN | - | - | DCWIPP | IPPs | 0 | 984 | 984 | 1163 | 1453 | 1883 | 1883 | 2151 | 2366 | 2366 | 2366
1998 | US | MAIN | - | - | DCWIT | Interruptible Demand | 0 | 1778 | 1709 | 1741 | 1765 | 1779 | 1804 | 1825 | 1846 | 1856 | 1865
1998 | US | MAIN | - | - | DCWLM | Direct Control Load Management | 0 | 57 | 60 | 62 | 65 | 66 | 69 | 71 | 75 | 75 | 78
1998 | US | MAIN | - | - | DCWNC | Net Capacity Resources | 0 | 51685 | 51900 | 52028 | 52693 | 55612 | 56333 | 56825 | 58127 | 58872 | 61055
1998 | US | MAIN | - | - | DCWNI | Projected Net Internal Demand | 0 | 36158 | 37060 | 37712 | 38348 | 39025 | 39719 | 40237 | 40926 | 41631 | 42328
1998 | US | MAIN | - | - | DCWNO | Net Operable Capacity | 0 | 50327 | 50442 | 50451 | 50870 | 53317 | 54212 | 54567 | 55361 | 56109 | 57939
1998 | US | MAIN | - | - | DCWPU | Purchases | 0 | 1436 | 1239 | 1079 | 921 | 881 | 709 | 579 | 559 | 559 | 854
1998 | US | MAIN | - | - | DCWSA | Sales | 0 | 1062 | 765 | 665 | 551 | 469 | 471 | 472 | 159 | 162 | 104
1998 | US | MAIN | - | - | DCWST | Standby Demand | 0 | 0 | 0 | 0 | 0 | 0 | 0 | 0 | 0 | 0 | 0
1998 | US | MAIN | - | - | DCWTI | Projected Total Internal Demand | 0 | 37993 | 38829 | 39515 | 40178 | 40870 | 41592 | 42133 | 42847 | 43562 | 44271
1998 | US | MAIN | - | - | DCWTO | Operable Total Internal Capacity | 0 | 50339 | 50454 | 50463 | 50882 | 53329 | 54224 | 54579 | 55373 | 56121 | 57951
1998 | US | MRO | - | - | CWIPP | IPPs | 0 | 0 | 0 | 0 | 0 | 0 | 0 | 0 | 0 | 0 | 0
1998 | US | MRO | - | - | CWT | Total Capacity | 32091 | 33076 | 33141 | 33260 | 33307 | 33310 | 33337 | 33523 | 33523 | 33523 | 33577
1998 | US | MRO | - | - | CWTOC | Total Owned Capacity | 32091 | 33076 | 33141 | 33260 | 33307 | 33310 | 33337 | 33523 | 33523 | 33523 | 33577
1998 | US | MRO | - | - | DCWAJ | Adjustments | 0 | 0 | 0 | 0 | 0 | 0 | 0 | 0 | 0 | 0 | 0
1998 | US | MRO | - | - | DCWFP | Full-Responsibility Purchases (portion of total purchases) | 0 | 1927 | 1883 | 1564 | 1593 | 1576 | 1507 | 1428 | 880 | 883 | 872
1998 | US | MRO | - | - | DCWFS | Full-Responsibility Sales (portion of total sales) | 0 | 1761 | 1760 | 1516 | 1215 | 1101 | 1038 | 964 | 966 | 966 | 966
1998 | US | MRO | - | - | DCWIC | Inoperable capacity | 0 | 0 | 0 | 0 | 0 | 0 | 0 | 0 | 0 | 0 | 0
1998 | US | MRO | - | - | DCWIN | Internal Demand | 0 | 25873 | 26358 | 26826 | 27269 | 27724 | 28194 | 28656 | 29113 | 29507 | 28395
1998 | US | MRO | - | - | DCWIPP | IPPs | 0 | 0 | 0 | 0 | 0 | 0 | 0 | 0 | 0 | 0 | 0
1998 | US | MRO | - | - | DCWIT | Interruptible Demand | 0 | 766 | 766 | 783 | 805 | 828 | 853 | 879 | 894 | 901 | 916
1998 | US | MRO | - | - | DCWLM | Direct Control Load Management | 0 | 477 | 496 | 510 | 524 | 538 | 549 | 561 | 570 | 528 | 375
1998 | US | MRO | - | - | DCWNC | Net Capacity Resources | 0 | 33242 | 33264 | 33308 | 33685 | 33785 | 33806 | 33987 | 33437 | 33440 | 33483
1998 | US | MRO | - | - | DCWNI | Projected Net Internal Demand | 0 | 24639 | 25105 | 25542 | 25949 | 26367 | 26801 | 27225 | 27658 | 28087 | 27113
1998 | US | MRO | - | - | DCWNO | Net Operable Capacity | 0 | 33076 | 33141 | 33260 | 33307 | 33310 | 33337 | 33523 | 33523 | 33523 | 33577
1998 | US | MRO | - | - | DCWPU | Purchases | 0 | 1927 | 1883 | 1564 | 1593 | 1576 | 1507 | 1428 | 880 | 883 | 872
1998 | US | MRO | - | - | DCWSA | Sales | 0 | 1761 | 1760 | 1516 | 1215 | 1101 | 1038 | 964 | 966 | 966 | 966
1998 | US | MRO | - | - | DCWST | Standby Demand | 0 | 9 | 9 | 9 | 9 | 9 | 9 | 9 | 9 | 9 | 9
1998 | US | MRO | - | - | DCWTI | Projected Total Internal Demand | 0 | 25882 | 26367 | 26835 | 27278 | 27733 | 28203 | 28665 | 29122 | 29516 | 28404
1998 | US | MRO | - | - | DCWTO | Operable Total Internal Capacity | 0 | 33076 | 33141 | 33260 | 33307 | 33310 | 33337 | 33523 | 33523 | 33523 | 33577
1998 | US | NPCC | - | - | CWIPP | IPPs | 8503 | 9089 | 9661 | 9675 | 9631 | 9572 | 9566 | 9492 | 9359 | 9255 | 8971
1998 | US | NPCC | - | - | CWT | Total Capacity | 58451 | 61941 | 62711 | 62719 | 62638 | 62579 | 62573 | 62499 | 62366 | 62262 | 61978
1998 | US | NPCC | - | - | CWTOC | Total Owned Capacity | 49948 | 52852 | 53050 | 53044 | 53007 | 53007 | 53007 | 53007 | 53007 | 53007 | 53007
1998 | US | NPCC | - | - | DCWAJ | Adjustments | 0 | -960 | -960 | -960 | -960 | -960 | -960 | -960 | -960 | -960 | -960
1998 | US | NPCC | - | - | DCWFP | Full-Responsibility Purchases (portion of total purchases) | 0 | 1425 | 1425 | 1431 | 1431 | 1401 | 1401 | 1401 | 1401 | 1401 | 1401
1998 | US | NPCC | - | - | DCWFS | Full-Responsibility Sales (portion of total sales) | 0 | 317 | 317 | 317 | 317 | 317 | 317 | 317 | 317 | 317 | 317
1998 | US | NPCC | - | - | DCWIC | Inoperable capacity | 0 | 0 | 0 | 0 | 0 | 0 | 0 | 0 | 0 | 0 | 0
1998 | US | NPCC | - | - | DCWIN | Internal Demand | 0 | 44413 | 44812 | 45338 | 45859 | 46474 | 47126 | 47788 | 48528 | 49114 | 49721
1998 | US | NPCC | - | - | DCWIPP | IPPs | 0 | 9089 | 9661 | 9675 | 9631 | 9572 | 9566 | 9492 | 9359 | 9255 | 8971
1998 | US | NPCC | - | - | DCWIT | Interruptible Demand | 0 | 33 | 51 | 50 | 49 | 50 | 55 | 62 | 76 | 71 | 71
1998 | US | NPCC | - | - | DCWLM | Direct Control Load Management | 0 | 80 | 81 | 80 | 80 | 78 | 77 | 73 | 69 | 65 | 63
1998 | US | NPCC | - | - | DCWNC | Net Capacity Resources | 0 | 62107 | 63356 | 63390 | 62782 | 62711 | 62715 | 62686 | 62553 | 62449 | 62165
1998 | US | NPCC | - | - | DCWNI | Projected Net Internal Demand | 0 | 44300 | 44680 | 45208 | 45730 | 46346 | 46994 | 47653 | 48383 | 48978 | 49587
1998 | US | NPCC | - | - | DCWNO | Net Operable Capacity | 0 | 52852 | 53050 | 53044 | 53007 | 53007 | 53007 | 53007 | 53007 | 53007 | 53007
1998 | US | NPCC | - | - | DCWPU | Purchases | 0 | 2024 | 2024 | 2030 | 1505 | 1475 | 1475 | 1475 | 1475 | 1475 | 1475
1998 | US | NPCC | - | - | DCWSA | Sales | 0 | 898 | 419 | 399 | 401 | 383 | 373 | 328 | 328 | 328 | 328
1998 | US | NPCC | - | - | DCWST | Standby Demand | 0 | 0 | 0 | 0 | 0 | 0 | 0 | 0 | 0 | 0 | 0
1998 | US | NPCC | - | - | DCWTI | Projected Total Internal Demand | 0 | 44413 | 44812 | 45338 | 45859 | 46474 | 47126 | 47788 | 48528 | 49114 | 49721
1998 | US | NPCC | - | - | DCWTO | Operable Total Internal Capacity | 0 | 52852 | 53050 | 53044 | 53007 | 53007 | 53007 | 53007 | 53007 | 53007 | 53007
1998 | US | NPCC | New England | New England | CWIPP | IPPs | 3405 | 3948 | 4522 | 4522 | 4505 | 4453 | 4453 | 4430 | 4323 | 4297 | 4199
1998 | US | NPCC | New England | New England | CWT | Total Capacity | 22453 | 25058 | 25910 | 25904 | 25850 | 25798 | 25798 | 25775 | 25668 | 25642 | 25544
1998 | US | NPCC | New England | New England | CWTOC | Total Owned Capacity | 19048 | 21110 | 21388 | 21382 | 21345 | 21345 | 21345 | 21345 | 21345 | 21345 | 21345
1998 | US | NPCC | New England | New England | DCWAJ | Adjustments | 0 | 0 | 0 | 0 | 0 | 0 | 0 | 0 | 0 | 0 | 0
1998 | US | NPCC | New England | New England | DCWFP | Full-Responsibility Purchases (portion of total purchases) | 0 | 465 | 465 | 471 | 471 | 441 | 441 | 441 | 441 | 441 | 441
1998 | US | NPCC | New England | New England | DCWFS | Full-Responsibility Sales (portion of total sales) | 0 | 21 | 21 | 21 | 21 | 21 | 21 | 21 | 21 | 21 | 21
1998 | US | NPCC | New England | New England | DCWIC | Inoperable capacity | 0 | 0 | 0 | 0 | 0 | 0 | 0 | 0 | 0 | 0 | 0
1998 | US | NPCC | New England | New England | DCWIN | Internal Demand | 0 | 20253 | 20472 | 20838 | 21139 | 21504 | 21906 | 22328 | 22828 | 23204 | 23601
1998 | US | NPCC | New England | New England | DCWIPP | IPPs | 0 | 3948 | 4522 | 4522 | 4505 | 4453 | 4453 | 4430 | 4323 | 4297 | 4199
1998 | US | NPCC | New England | New England | DCWIT | Interruptible Demand | 0 | 33 | 51 | 50 | 49 | 50 | 55 | 62 | 76 | 71 | 71
1998 | US | NPCC | New England | New England | DCWLM | Direct Control Load Management | 0 | 80 | 81 | 80 | 80 | 78 | 77 | 73 | 69 | 65 | 63
1998 | US | NPCC | New England | New England | DCWNC | Net Capacity Resources | 0 | 26027 | 26879 | 26879 | 26300 | 26218 | 26218 | 26195 | 26088 | 26062 | 25964
1998 | US | NPCC | New England | New England | DCWNI | Projected Net Internal Demand | 0 | 20140 | 20340 | 20708 | 21010 | 21376 | 21774 | 22193 | 22683 | 23068 | 23467
1998 | US | NPCC | New England | New England | DCWNO | Net Operable Capacity | 0 | 21110 | 21388 | 21382 | 21345 | 21345 | 21345 | 21345 | 21345 | 21345 | 21345
1998 | US | NPCC | New England | New England | DCWPU | Purchases | 0 | 990 | 990 | 996 | 471 | 441 | 441 | 441 | 441 | 441 | 441
1998 | US | NPCC | New England | New England | DCWSA | Sales | 0 | 21 | 21 | 21 | 21 | 21 | 21 | 21 | 21 | 21 | 21
1998 | US | NPCC | New England | New England | DCWST | Standby Demand | 0 | 0 | 0 | 0 | 0 | 0 | 0 | 0 | 0 | 0 | 0
1998 | US | NPCC | New England | New England | DCWTI | Projected Total Internal Demand | 0 | 20253 | 20472 | 20838 | 21139 | 21504 | 21906 | 22328 | 22828 | 23204 | 23601
1998 | US | NPCC | New England | New England | DCWTO | Operable Total Internal Capacity | 0 | 21110 | 21388 | 21382 | 21345 | 21345 | 21345 | 21345 | 21345 | 21345 | 21345
1998 | US | NPCC | New York | New York | CWIPP | IPPs | 5098 | 5141 | 5139 | 5153 | 5126 | 5119 | 5113 | 5062 | 5036 | 4958 | 4772
1998 | US | NPCC | New York | New York | CWT | Total Capacity | 35998 | 36883 | 36801 | 36815 | 36788 | 36781 | 36775 | 36724 | 36698 | 36620 | 36434
1998 | US | NPCC | New York | New York | CWTOC | Total Owned Capacity | 30900 | 31742 | 31662 | 31662 | 31662 | 31662 | 31662 | 31662 | 31662 | 31662 | 31662
1998 | US | NPCC | New York | New York | DCWAJ | Adjustments | 0 | -960 | -960 | -960 | -960 | -960 | -960 | -960 | -960 | -960 | -960
1998 | US | NPCC | New York | New York | DCWFP | Full-Responsibility Purchases (portion of total purchases) | 0 | 960 | 960 | 960 | 960 | 960 | 960 | 960 | 960 | 960 | 960
1998 | US | NPCC | New York | New York | DCWFS | Full-Responsibility Sales (portion of total sales) | 0 | 296 | 296 | 296 | 296 | 296 | 296 | 296 | 296 | 296 | 296
1998 | US | NPCC | New York | New York | DCWIC | Inoperable capacity | 0 | 0 | 0 | 0 | 0 | 0 | 0 | 0 | 0 | 0 | 0
1998 | US | NPCC | New York | New York | DCWIN | Internal Demand | 0 | 24160 | 24340 | 24500 | 24720 | 24970 | 25220 | 25460 | 25700 | 25910 | 26120
1998 | US | NPCC | New York | New York | DCWIPP | IPPs | 0 | 5141 | 5139 | 5153 | 5126 | 5119 | 5113 | 5062 | 5036 | 4958 | 4772
1998 | US | NPCC | New York | New York | DCWIT | Interruptible Demand | 0 | 0 | 0 | 0 | 0 | 0 | 0 | 0 | 0 | 0 | 0
1998 | US | NPCC | New York | New York | DCWLM | Direct Control Load Management | 0 | 0 | 0 | 0 | 0 | 0 | 0 | 0 | 0 | 0 | 0
1998 | US | NPCC | New York | New York | DCWNC | Net Capacity Resources | 0 | 36080 | 36477 | 36511 | 36482 | 36493 | 36497 | 36491 | 36465 | 36387 | 36201
1998 | US | NPCC | New York | New York | DCWNI | Projected Net Internal Demand | 0 | 24160 | 24340 | 24500 | 24720 | 24970 | 25220 | 25460 | 25700 | 25910 | 26120
1998 | US | NPCC | New York | New York | DCWNO | Net Operable Capacity | 0 | 31742 | 31662 | 31662 | 31662 | 31662 | 31662 | 31662 | 31662 | 31662 | 31662
1998 | US | NPCC | New York | New York | DCWPU | Purchases | 0 | 1034 | 1034 | 1034 | 1034 | 1034 | 1034 | 1034 | 1034 | 1034 | 1034
1998 | US | NPCC | New York | New York | DCWSA | Sales | 0 | 877 | 398 | 378 | 380 | 362 | 352 | 307 | 307 | 307 | 307
1998 | US | NPCC | New York | New York | DCWST | Standby Demand | 0 | 0 | 0 | 0 | 0 | 0 | 0 | 0 | 0 | 0 | 0
1998 | US | NPCC | New York | New York | DCWTI | Projected Total Internal Demand | 0 | 24160 | 24340 | 24500 | 24720 | 24970 | 25220 | 25460 | 25700 | 25910 | 26120
1998 | US | NPCC | New York | New York | DCWTO | Operable Total Internal Capacity | 0 | 31742 | 31662 | 31662 | 31662 | 31662 | 31662 | 31662 | 31662 | 31662 | 31662
1998 | US | SERC | - | - | CWIPP | IPPs | 3961 | 4780 | 4778 | 4891 | 5244 | 5081 | 5268 | 5227 | 4993 | 4934 | 4634
1998 | US | SERC | - | - | CWT | Total Capacity | 154639 | 156129 | 157117 | 160953 | 163645 | 166336 | 169063 | 171727 | 175577 | 178650 | 181083
1998 | US | SERC | - | - | CWTOC | Total Owned Capacity | 150678 | 151349 | 152339 | 156062 | 158401 | 161255 | 163795 | 166500 | 170584 | 173716 | 176449
1998 | US | SERC | - | - | DCWAJ | Adjustments | 0 | 0 | 0 | 0 | 0 | 0 | 0 | 0 | 0 | 0 | 0
1998 | US | SERC | - | - | DCWFP | Full-Responsibility Purchases (portion of total purchases) | 0 | 1158 | 1160 | 1061 | 1063 | 864 | 666 | 667 | 669 | 670 | 672
1998 | US | SERC | - | - | DCWFS | Full-Responsibility Sales (portion of total sales) | 0 | 1785 | 1788 | 1764 | 1687 | 1688 | 1689 | 1690 | 1691 | 1692 | 1693
1998 | US | SERC | - | - | DCWIC | Inoperable capacity | 0 | 1289 | 1289 | 1289 | 1289 | 1289 | 1289 | 1289 | 1289 | 1289 | 1289
1998 | US | SERC | - | - | DCWIN | Internal Demand | 0 | 127157 | 129909 | 132463 | 134974 | 137574 | 139420 | 142180 | 145184 | 145882 | 148661
1998 | US | SERC | - | - | DCWIPP | IPPs | 0 | 4780 | 4778 | 4891 | 5244 | 5081 | 5268 | 5227 | 4993 | 4934 | 4634
1998 | US | SERC | - | - | DCWIT | Interruptible Demand | 0 | 6120 | 6260 | 6321 | 6382 | 6472 | 6578 | 6689 | 6793 | 6878 | 6945
1998 | US | SERC | - | - | DCWLM | Direct Control Load Management | 0 | 490 | 505 | 494 | 485 | 490 | 495 | 499 | 506 | 513 | 518
1998 | US | SERC | - | - | DCWNC | Net Capacity Resources | 0 | 156074 | 156487 | 160682 | 164381 | 167448 | 168846 | 171135 | 175382 | 179038 | 181738
1998 | US | SERC | - | - | DCWNI | Projected Net Internal Demand | 0 | 120792 | 123439 | 125958 | 128443 | 131005 | 132803 | 135492 | 138432 | 139062 | 141792
1998 | US | SERC | - | - | DCWNO | Net Operable Capacity | 0 | 150060 | 151050 | 154773 | 157112 | 159966 | 162506 | 165211 | 169295 | 172427 | 175160
1998 | US | SERC | - | - | DCWPU | Purchases | 0 | 5761 | 5224 | 5719 | 5921 | 6298 | 4730 | 4356 | 4754 | 5338 | 5606
1998 | US | SERC | - | - | DCWSA | Sales | 0 | 4227 | 4265 | 4186 | 3381 | 3382 | 3143 | 3144 | 3145 | 3146 | 3147
1998 | US | SERC | - | - | DCWST | Standby Demand | 0 | 245 | 295 | 310 | 336 | 393 | 456 | 500 | 547 | 571 | 594
1998 | US | SERC | - | - | DCWTI | Projected Total Internal Demand | 0 | 127402 | 130204 | 132773 | 135310 | 137967 | 139876 | 142680 | 145731 | 146453 | 149255
1998 | US | SERC | - | - | DCWTO | Operable Total Internal Capacity | 0 | 151349 | 152339 | 156062 | 158401 | 161255 | 163795 | 166500 | 170584 | 173716 | 176449
1998 | US | SERC | Central | - | CWIPP | IPPs | 0 | 0 | 0 | 0 | 440 | 440 | 440 | 440 | 440 | 440 | 440
1998 | US | SERC | Central | - | CWT | Total Capacity | 30336 | 30547 | 30791 | 30909 | 31515 | 32394 | 32957 | 33766 | 34543 | 35321 | 36145
1998 | US | SERC | Central | - | CWTOC | Total Owned Capacity | 30336 | 30547 | 30791 | 30909 | 31075 | 31954 | 32517 | 33326 | 34103 | 34881 | 35705
1998 | US | SERC | Central | - | DCWAJ | Adjustments | 0 | 0 | 0 | 0 | 0 | 0 | 0 | 0 | 0 | 0 | 0
1998 | US | SERC | Central | - | DCWFP | Full-Responsibility Purchases (portion of total purchases) | 0 | 113 | 115 | 116 | 118 | 119 | 121 | 122 | 124 | 125 | 127
1998 | US | SERC | Central | - | DCWFS | Full-Responsibility Sales (portion of total sales) | 0 | 0 | 0 | 0 | 0 | 0 | 0 | 0 | 0 | 0 | 0
1998 | US | SERC | Central | - | DCWIC | Inoperable capacity | 0 | 1289 | 1289 | 1289 | 1289 | 1289 | 1289 | 1289 | 1289 | 1289 | 1289
1998 | US | SERC | Central | - | DCWIN | Internal Demand | 0 | 27067 | 27735 | 28300 | 28805 | 29371 | 30044 | 30792 | 31535 | 32281 | 33151
1998 | US | SERC | Central | - | DCWIPP | IPPs | 0 | 0 | 0 | 0 | 440 | 440 | 440 | 440 | 440 | 440 | 440
1998 | US | SERC | Central | - | DCWIT | Interruptible Demand | 0 | 2509 | 2548 | 2578 | 2602 | 2638 | 2690 | 2748 | 2807 | 2870 | 2921
1998 | US | SERC | Central | - | DCWLM | Direct Control Load Management | 0 | 0 | 0 | 0 | 0 | 0 | 0 | 0 | 0 | 0 | 0
1998 | US | SERC | Central | - | DCWNC | Net Capacity Resources | 0 | 29796 | 30042 | 30487 | 31095 | 31849 | 32014 | 32324 | 33103 | 33982 | 34958
1998 | US | SERC | Central | - | DCWNI | Projected Net Internal Demand | 0 | 24558 | 25187 | 25722 | 26203 | 26733 | 27354 | 28044 | 28728 | 29411 | 30230
1998 | US | SERC | Central | - | DCWNO | Net Operable Capacity | 0 | 29258 | 29502 | 29620 | 29786 | 30665 | 31228 | 32037 | 32814 | 33592 | 34416
1998 | US | SERC | Central | - | DCWPU | Purchases | 0 | 1113 | 1115 | 1442 | 1444 | 1319 | 821 | 322 | 324 | 425 | 577
1998 | US | SERC | Central | - | DCWSA | Sales | 0 | 575 | 575 | 575 | 575 | 575 | 475 | 475 | 475 | 475 | 475
1998 | US | SERC | Central | - | DCWST | Standby Demand | 0 | 0 | 0 | 0 | 0 | 0 | 0 | 0 | 0 | 0 | 0
1998 | US | SERC | Central | - | DCWTI | Projected Total Internal Demand | 0 | 27067 | 27735 | 28300 | 28805 | 29371 | 30044 | 30792 | 31535 | 32281 | 33151
1998 | US | SERC | Central | - | DCWTO | Operable Total Internal Capacity | 0 | 30547 | 30791 | 30909 | 31075 | 31954 | 32517 | 33326 | 34103 | 34881 | 35705
1998 | US | SERC | Delta | - | CWIPP | IPPs | 0 | 196 | 196 | 196 | 196 | 196 | 196 | 196 | 196 | 196 | 196
1998 | US | SERC | Delta | - | CWT | Total Capacity | 26865 | 27074 | 27245 | 27597 | 27807 | 27924 | 27945 | 28077 | 28206 | 28228 | 28351
1998 | US | SERC | Delta | - | CWTOC | Total Owned Capacity | 26865 | 26878 | 27049 | 27401 | 27611 | 27728 | 27749 | 27881 | 28010 | 28032 | 28155
1998 | US | SERC | Delta | - | DCWAJ | Adjustments | 0 | 0 | 0 | 0 | 0 | 0 | 0 | 0 | 0 | 0 | 0
1998 | US | SERC | Delta | - | DCWFP | Full-Responsibility Purchases (portion of total purchases) | 0 | 91 | 91 | 91 | 91 | 91 | 91 | 91 | 91 | 91 | 91
1998 | US | SERC | Delta | - | DCWFS | Full-Responsibility Sales (portion of total sales) | 0 | 158 | 161 | 162 | 163 | 164 | 165 | 166 | 167 | 168 | 169
1998 | US | SERC | Delta | - | DCWIC | Inoperable capacity | 0 | 0 | 0 | 0 | 0 | 0 | 0 | 0 | 0 | 0 | 0
1998 | US | SERC | Delta | - | DCWIN | Internal Demand | 0 | 18198 | 18498 | 18819 | 19050 | 19229 | 19444 | 19649 | 19858 | 20087 | 20037
1998 | US | SERC | Delta | - | DCWIPP | IPPs | 0 | 196 | 196 | 196 | 196 | 196 | 196 | 196 | 196 | 196 | 196
1998 | US | SERC | Delta | - | DCWIT | Interruptible Demand | 0 | 13 | 13 | 13 | 13 | 13 | 13 | 13 | 13 | 13 | 13
1998 | US | SERC | Delta | - | DCWLM | Direct Control Load Management | 0 | 0 | 0 | 0 | 0 | 0 | 0 | 0 | 0 | 0 | 0
1998 | US | SERC | Delta | - | DCWNC | Net Capacity Resources | 0 | 26995 | 27079 | 27137 | 28020 | 28161 | 28346 | 28500 | 28652 | 28699 | 28844
1998 | US | SERC | Delta | - | DCWNI | Projected Net Internal Demand | 0 | 18331 | 18659 | 18981 | 19214 | 19417 | 19662 | 19884 | 20121 | 20372 | 20345
1998 | US | SERC | Delta | - | DCWNO | Net Operable Capacity | 0 | 26878 | 27049 | 27401 | 27611 | 27728 | 27749 | 27881 | 28010 | 28032 | 28155
1998 | US | SERC | Delta | - | DCWPU | Purchases | 0 | 1277 | 1228 | 1080 | 1026 | 1051 | 1076 | 1099 | 1123 | 1149 | 1172
1998 | US | SERC | Delta | - | DCWSA | Sales | 0 | 1356 | 1394 | 1540 | 813 | 814 | 675 | 676 | 677 | 678 | 679
1998 | US | SERC | Delta | - | DCWST | Standby Demand | 0 | 146 | 174 | 175 | 177 | 201 | 231 | 248 | 276 | 298 | 321
1998 | US | SERC | Delta | - | DCWTI | Projected Total Internal Demand | 0 | 18344 | 18672 | 18994 | 19227 | 19430 | 19675 | 19897 | 20134 | 20385 | 20358
1998 | US | SERC | Delta | - | DCWTO | Operable Total Internal Capacity | 0 | 26878 | 27049 | 27401 | 27611 | 27728 | 27749 | 27881 | 28010 | 28032 | 28155
1998 | US | SERC | Southeastern | - | CWIPP | IPPs | 0 | 700 | 700 | 915 | 915 | 915 | 915 | 915 | 681 | 681 | 381
1998 | US | SERC | Southeastern | - | CWT | Total Capacity | 40944 | 42013 | 42219 | 43087 | 44525 | 45413 | 46244 | 47006 | 48923 | 49909 | 50044
1998 | US | SERC | Southeastern | - | CWTOC | Total Owned Capacity | 40944 | 41313 | 41519 | 42172 | 43610 | 44498 | 45329 | 46091 | 48242 | 49228 | 49663
1998 | US | SERC | Southeastern | - | DCWAJ | Adjustments | 0 | 0 | 0 | 0 | 0 | 0 | 0 | 0 | 0 | 0 | 0
1998 | US | SERC | Southeastern | - | DCWFP | Full-Responsibility Purchases (portion of total purchases) | 0 | 954 | 954 | 854 | 854 | 654 | 454 | 454 | 454 | 454 | 454
1998 | US | SERC | Southeastern | - | DCWFS | Full-Responsibility Sales (portion of total sales) | 0 | 1627 | 1627 | 1602 | 1524 | 1524 | 1524 | 1524 | 1524 | 1524 | 1524
1998 | US | SERC | Southeastern | - | DCWIC | Inoperable capacity | 0 | 0 | 0 | 0 | 0 | 0 | 0 | 0 | 0 | 0 | 0
1998 | US | SERC | Southeastern | - | DCWIN | Internal Demand | 0 | 31913 | 32713 | 33522 | 34251 | 35083 | 35902 | 36822 | 37726 | 36357 | 37218
1998 | US | SERC | Southeastern | - | DCWIPP | IPPs | 0 | 700 | 700 | 915 | 915 | 915 | 915 | 915 | 681 | 681 | 381
1998 | US | SERC | Southeastern | - | DCWIT | Interruptible Demand | 0 | 2117 | 2231 | 2275 | 2326 | 2379 | 2432 | 2484 | 2527 | 2548 | 2564
1998 | US | SERC | Southeastern | - | DCWLM | Direct Control Load Management | 0 | 42 | 50 | 50 | 50 | 50 | 50 | 50 | 50 | 50 | 50
1998 | US | SERC | Southeastern | - | DCWNC | Net Capacity Resources | 0 | 41815 | 42121 | 42999 | 44317 | 45045 | 45648 | 46345 | 48309 | 49393 | 49621
1998 | US | SERC | Southeastern | - | DCWNI | Projected Net Internal Demand | 0 | 29853 | 30553 | 31332 | 32034 | 32846 | 33645 | 34540 | 35420 | 34032 | 34877
1998 | US | SERC | Southeastern | - | DCWNO | Net Operable Capacity | 0 | 41313 | 41519 | 42172 | 43610 | 44498 | 45329 | 46091 | 48242 | 49228 | 49663
1998 | US | SERC | Southeastern | - | DCWPU | Purchases | 0 | 1729 | 1829 | 2029 | 1831 | 1671 | 1443 | 1378 | 1425 | 1523 | 1616
1998 | US | SERC | Southeastern | - | DCWSA | Sales | 0 | 1627 | 1627 | 1602 | 1524 | 1524 | 1524 | 1524 | 1524 | 1524 | 1524
1998 | US | SERC | Southeastern | - | DCWST | Standby Demand | 0 | 99 | 121 | 135 | 159 | 192 | 225 | 252 | 271 | 273 | 273
1998 | US | SERC | Southeastern | - | DCWTI | Projected Total Internal Demand | 0 | 32012 | 32834 | 33657 | 34410 | 35275 | 36127 | 37074 | 37997 | 36630 | 37491
1998 | US | SERC | Southeastern | - | DCWTO | Operable Total Internal Capacity | 0 | 41313 | 41519 | 42172 | 43610 | 44498 | 45329 | 46091 | 48242 | 49228 | 49663
1998 | US | SERC | VACAR | - | CWIPP | IPPs | 3961 | 3884 | 3882 | 3780 | 3693 | 3530 | 3717 | 3676 | 3676 | 3617 | 3617
1998 | US | SERC | VACAR | - | CWT | Total Capacity | 56494 | 56495 | 56862 | 59360 | 59798 | 60605 | 61917 | 62878 | 63905 | 65192 | 66543
1998 | US | SERC | VACAR | - | CWTOC | Total Owned Capacity | 52533 | 52611 | 52980 | 55580 | 56105 | 57075 | 58200 | 59202 | 60229 | 61575 | 62926
1998 | US | SERC | VACAR | - | DCWAJ | Adjustments | 0 | 0 | 0 | 0 | 0 | 0 | 0 | 0 | 0 | 0 | 0
1998 | US | SERC | VACAR | - | DCWFP | Full-Responsibility Purchases (portion of total purchases) | 0 | 0 | 0 | 0 | 0 | 0 | 0 | 0 | 0 | 0 | 0
1998 | US | SERC | VACAR | - | DCWFS | Full-Responsibility Sales (portion of total sales) | 0 | 0 | 0 | 0 | 0 | 0 | 0 | 0 | 0 | 0 | 0
1998 | US | SERC | VACAR | - | DCWIC | Inoperable capacity | 0 | 0 | 0 | 0 | 0 | 0 | 0 | 0 | 0 | 0 | 0
1998 | US | SERC | VACAR | - | DCWIN | Internal Demand | 0 | 49979 | 50963 | 51822 | 52868 | 53891 | 54030 | 54917 | 56065 | 57157 | 58255
1998 | US | SERC | VACAR | - | DCWIPP | IPPs | 0 | 3884 | 3882 | 3780 | 3693 | 3530 | 3717 | 3676 | 3676 | 3617 | 3617
1998 | US | SERC | VACAR | - | DCWIT | Interruptible Demand | 0 | 1481 | 1468 | 1455 | 1441 | 1442 | 1443 | 1444 | 1446 | 1447 | 1447
1998 | US | SERC | VACAR | - | DCWLM | Direct Control Load Management | 0 | 448 | 455 | 444 | 435 | 440 | 445 | 449 | 456 | 463 | 468
1998 | US | SERC | VACAR | - | DCWNC | Net Capacity Resources | 0 | 57468 | 57245 | 60059 | 60949 | 62393 | 62838 | 63966 | 65318 | 66964 | 68315
1998 | US | SERC | VACAR | - | DCWNI | Projected Net Internal Demand | 0 | 48050 | 49040 | 49923 | 50992 | 52009 | 52142 | 53024 | 54163 | 55247 | 56340
1998 | US | SERC | VACAR | - | DCWNO | Net Operable Capacity | 0 | 52611 | 52980 | 55580 | 56105 | 57075 | 58200 | 59202 | 60229 | 61575 | 62926
1998 | US | SERC | VACAR | - | DCWPU | Purchases | 0 | 1642 | 1052 | 1168 | 1620 | 2257 | 1390 | 1557 | 1882 | 2241 | 2241
1998 | US | SERC | VACAR | - | DCWSA | Sales | 0 | 669 | 669 | 469 | 469 | 469 | 469 | 469 | 469 | 469 | 469
1998 | US | SERC | VACAR | - | DCWST | Standby Demand | 0 | 0 | 0 | 0 | 0 | 0 | 0 | 0 | 0 | 0 | 0
1998 | US | SERC | VACAR | - | DCWTI | Projected Total Internal Demand | 0 | 49979 | 50963 | 51822 | 52868 | 53891 | 54030 | 54917 | 56065 | 57157 | 58255
1998 | US | SERC | VACAR | - | DCWTO | Operable Total Internal Capacity | 0 | 52611 | 52980 | 55580 | 56105 | 57075 | 58200 | 59202 | 60229 | 61575 | 62926
1998 | US | SPP | - | - | CWIPP | IPPs | 540 | 657 | 726 | 725 | 722 | 721 | 720 | 718 | 694 | 691 | 689
1998 | US | SPP | - | - | CWT | Total Capacity | 42010 | 42127 | 42253 | 42252 | 42359 | 42473 | 42701 | 42939 | 43015 | 43361 | 43353
1998 | US | SPP | - | - | CWTOC | Total Owned Capacity | 41470 | 41470 | 41527 | 41527 | 41637 | 41752 | 41981 | 42221 | 42321 | 42670 | 42664
1998 | US | SPP | - | - | DCWAJ | Adjustments | 0 | 0 | 0 | 0 | 0 | 0 | 0 | 0 | 0 | 0 | 0
1998 | US | SPP | - | - | DCWFP | Full-Responsibility Purchases (portion of total purchases) | 0 | 2682 | 2751 | 2725 | 2618 | 2542 | 2643 | 2650 | 2607 | 2614 | 2560
1998 | US | SPP | - | - | DCWFS | Full-Responsibility Sales (portion of total sales) | 0 | 1565 | 1474 | 1529 | 1506 | 1531 | 1558 | 1588 | 1614 | 1647 | 1679
1998 | US | SPP | - | - | DCWIC | Inoperable capacity | 0 | 347 | 347 | 248 | 248 | 248 | 248 | 248 | 248 | 248 | 248
1998 | US | SPP | - | - | DCWIN | Internal Demand | 0 | 28243 | 28692 | 29194 | 29767 | 29968 | 30631 | 31402 | 32072 | 32706 | 33356
1998 | US | SPP | - | - | DCWIPP | IPPs | 0 | 657 | 726 | 725 | 722 | 721 | 720 | 718 | 694 | 691 | 689
1998 | US | SPP | - | - | DCWIT | Interruptible Demand | 0 | 347 | 381 | 527 | 467 | 547 | 508 | 593 | 591 | 558 | 598
1998 | US | SPP | - | - | DCWLM | Direct Control Load Management | 0 | 207 | 207 | 207 | 207 | 207 | 207 | 207 | 207 | 207 | 207
1998 | US | SPP | - | - | DCWNC | Net Capacity Resources | 0 | 41953 | 42572 | 42515 | 42849 | 42696 | 43449 | 44109 | 45091 | 46101 | 46763
1998 | US | SPP | - | - | DCWNI | Projected Net Internal Demand | 0 | 27689 | 28104 | 28460 | 29093 | 29214 | 29916 | 30602 | 31274 | 31941 | 32551
1998 | US | SPP | - | - | DCWNO | Net Operable Capacity | 0 | 41123 | 41180 | 41279 | 41389 | 41504 | 41733 | 41973 | 42073 | 42422 | 42416
1998 | US | SPP | - | - | DCWPU | Purchases | 0 | 4749 | 5175 | 5386 | 5470 | 5233 | 5675 | 6064 | 6953 | 7621 | 8284
1998 | US | SPP | - | - | DCWSA | Sales | 0 | 4576 | 4509 | 4875 | 4732 | 4762 | 4679 | 4646 | 4629 | 4633 | 4626
1998 | US | SPP | - | - | DCWST | Standby Demand | 0 | 0 | 0 | 0 | 0 | 0 | 0 | 0 | 0 | 0 | 0
1998 | US | SPP | - | - | DCWTI | Projected Total Internal Demand | 0 | 28243 | 28692 | 29194 | 29767 | 29968 | 30631 | 31402 | 32072 | 32706 | 33356
1998 | US | SPP | - | - | DCWTO | Operable Total Internal Capacity | 0 | 41470 | 41527 | 41527 | 41637 | 41752 | 41981 | 42221 | 42321 | 42670 | 42664
1998 | US | WECC | - | - | CWIPP | IPPs | 10464 | 10476 | 10576 | 11793 | 11795 | 12872 | 12794 | 12794 | 12745 | 12744 | 12733
1998 | US | WECC | - | - | CWT | Total Capacity | 136020 | 136180 | 136525 | 137964 | 138652 | 140152 | 140609 | 141078 | 141970 | 142422 | 143111
1998 | US | WECC | - | - | CWTOC | Total Owned Capacity | 125556 | 125704 | 125949 | 126171 | 126857 | 127280 | 127815 | 128284 | 129225 | 129678 | 130378
1998 | US | WECC | - | - | DCWAJ | Adjustments | 0 | 0 | 0 | 0 | 0 | 0 | 0 | 0 | 0 | 0 | 0
1998 | US | WECC | - | - | DCWFP | Full-Responsibility Purchases (portion of total purchases) | 0 | 662 | 591 | 616 | 541 | 541 | 541 | 541 | 491 | 491 | 491
1998 | US | WECC | - | - | DCWFS | Full-Responsibility Sales (portion of total sales) | 0 | 262 | 927 | 794 | 794 | 794 | 1447 | 1447 | 1447 | 1447 | 1447
1998 | US | WECC | - | - | DCWIC | Inoperable capacity | 0 | 37 | 37 | 37 | 37 | 37 | 37 | 37 | 37 | 37 | 37
1998 | US | WECC | - | - | DCWIN | Internal Demand | 0 | 100196 | 101893 | 103744 | 105635 | 107634 | 109547 | 111535 | 113600 | 115596 | 117601
1998 | US | WECC | - | - | DCWIPP | IPPs | 0 | 10476 | 10576 | 11793 | 11795 | 12872 | 12794 | 12794 | 12745 | 12744 | 12733
1998 | US | WECC | - | - | DCWIT | Interruptible Demand | 0 | 1220 | 1316 | 1334 | 1332 | 1354 | 1365 | 1375 | 1379 | 1386 | 1391
1998 | US | WECC | - | - | DCWLM | Direct Control Load Management | 0 | 79 | 79 | 79 | 79 | 79 | 79 | 79 | 79 | 79 | 79
1998 | US | WECC | - | - | DCWNC | Net Capacity Resources | 0 | 136543 | 136152 | 137749 | 138362 | 139862 | 139666 | 140135 | 140977 | 141429 | 142118
1998 | US | WECC | - | - | DCWNI | Projected Net Internal Demand | 0 | 98897 | 100498 | 102331 | 104224 | 106201 | 108103 | 110081 | 112142 | 114131 | 116131
1998 | US | WECC | - | - | DCWNO | Net Operable Capacity | 0 | 125667 | 125912 | 126134 | 126820 | 127243 | 127778 | 128247 | 129188 | 129641 | 130341
1998 | US | WECC | - | - | DCWPU | Purchases | 0 | 662 | 591 | 616 | 541 | 541 | 541 | 541 | 491 | 491 | 491
1998 | US | WECC | - | - | DCWSA | Sales | 0 | 262 | 927 | 794 | 794 | 794 | 1447 | 1447 | 1447 | 1447 | 1447
1998 | US | WECC | - | - | DCWST | Standby Demand | 0 | 0 | 0 | 0 | 0 | 0 | 0 | 0 | 0 | 0 | 0
1998 | US | WECC | - | - | DCWTI | Projected Total Internal Demand | 0 | 100196 | 101893 | 103744 | 105635 | 107634 | 109547 | 111535 | 113600 | 115596 | 117601
1998 | US | WECC | - | - | DCWTO | Operable Total Internal Capacity | 0 | 125704 | 125949 | 126171 | 126857 | 127280 | 127815 | 128284 | 129225 | 129678 | 130378
1998 | US | WECC | AZN | - | CWIPP | IPPs | 516 | 520 | 525 | 742 | 746 | 749 | 751 | 752 | 753 | 753 | 753
1998 | US | WECC | AZN | - | CWT | Total Capacity | 19276 | 19266 | 19356 | 19579 | 19670 | 19825 | 20066 | 20389 | 21031 | 21337 | 21889
1998 | US | WECC | AZN | - | CWTOC | Total Owned Capacity | 18760 | 18746 | 18831 | 18837 | 18924 | 19076 | 19315 | 19637 | 20278 | 20584 | 21136
1998 | US | WECC | AZN | - | DCWAJ | Adjustments | 0 | 3444 | 3444 | 3444 | 3443 | 3444 | 3444 | 3444 | 3444 | 3444 | 3444
1998 | US | WECC | AZN | - | DCWFP | Full-Responsibility Purchases (portion of total purchases) | 0 | 781 | 766 | 800 | 733 | 742 | 750 | 758 | 718 | 727 | 737
1998 | US | WECC | AZN | - | DCWFS | Full-Responsibility Sales (portion of total sales) | 0 | 486 | 691 | 691 | 591 | 591 | 591 | 591 | 481 | 481 | 481
1998 | US | WECC | AZN | - | DCWIC | Inoperable capacity | 0 | 13 | 13 | 13 | 13 | 13 | 13 | 13 | 13 | 13 | 13
1998 | US | WECC | AZN | - | DCWIN | Internal Demand | 0 | 14836 | 15346 | 15828 | 16393 | 16826 | 17252 | 17690 | 18105 | 18488 | 18949
1998 | US | WECC | AZN | - | DCWIPP | IPPs | 0 | 520 | 525 | 742 | 746 | 749 | 751 | 752 | 753 | 753 | 753
1998 | US | WECC | AZN | - | DCWIT | Interruptible Demand | 0 | 655 | 749 | 759 | 766 | 775 | 784 | 794 | 798 | 804 | 808
1998 | US | WECC | AZN | - | DCWLM | Direct Control Load Management | 0 | 0 | 0 | 0 | 0 | 0 | 0 | 0 | 0 | 0 | 0
1998 | US | WECC | AZN | - | DCWNC | Net Capacity Resources | 0 | 20245 | 20209 | 20702 | 21132 | 21653 | 21953 | 22109 | 22949 | 23270 | 23933
1998 | US | WECC | AZN | - | DCWNI | Projected Net Internal Demand | 0 | 14181 | 14597 | 15069 | 15627 | 16051 | 16468 | 16896 | 17307 | 17684 | 18141
1998 | US | WECC | AZN | - | DCWNO | Net Operable Capacity | 0 | 18733 | 18818 | 18824 | 18911 | 19063 | 19302 | 19624 | 20265 | 20571 | 21123
1998 | US | WECC | AZN | - | DCWPU | Purchases | 0 | 2246 | 2325 | 2595 | 2835 | 3200 | 3259 | 3092 | 3180 | 3195 | 3306
1998 | US | WECC | AZN | - | DCWSA | Sales | 0 | 4698 | 4903 | 4903 | 4803 | 4803 | 4803 | 4803 | 4693 | 4693 | 4693
1998 | US | WECC | AZN | - | DCWST | Standby Demand | 0 | 0 | 0 | 0 | 0 | 0 | 0 | 0 | 0 | 0 | 0
1998 | US | WECC | AZN | - | DCWTI | Projected Total Internal Demand | 0 | 14836 | 15346 | 15828 | 16393 | 16826 | 17252 | 17690 | 18105 | 18488 | 18949
1998 | US | WECC | AZN | - | DCWTO | Operable Total Internal Capacity | 0 | 18746 | 18831 | 18837 | 18924 | 19076 | 19315 | 19637 | 20278 | 20584 | 21136
1998 | US | WECC | CNV | - | CWIPP | IPPs | 6941 | 7392 | 7392 | 7932 | 8172 | 8832 | 8832 | 8832 | 8832 | 8832 | 8832
1998 | US | WECC | CNV | - | CWT | Total Capacity | 53162 | 54026 | 54042 | 54237 | 54477 | 55137 | 55185 | 55187 | 55187 | 55187 | 55187
1998 | US | WECC | CNV | - | CWTOC | Total Owned Capacity | 46221 | 46634 | 46650 | 46305 | 46305 | 46305 | 46353 | 46355 | 46355 | 46355 | 46355
1998 | US | WECC | CNV | - | DCWAJ | Adjustments | 0 | -3378 | -3378 | -3378 | -3378 | -3378 | -3378 | -3378 | -3378 | -3378 | -3378
1998 | US | WECC | CNV | - | DCWFP | Full-Responsibility Purchases (portion of total purchases) | 0 | 1781 | 1821 | 1816 | 1716 | 1716 | 1730 | 1671 | 1461 | 1461 | 1461
1998 | US | WECC | CNV | - | DCWFS | Full-Responsibility Sales (portion of total sales) | 0 | 819 | 826 | 826 | 826 | 826 | 826 | 826 | 397 | 397 | 397
1998 | US | WECC | CNV | - | DCWIC | Inoperable capacity | 0 | 0 | 0 | 0 | 0 | 0 | 0 | 0 | 0 | 0 | 0
1998 | US | WECC | CNV | - | DCWIN | Internal Demand | 0 | 37218 | 37769 | 38016 | 38502 | 39204 | 40085 | 40846 | 41617 | 42479 | 43300
1998 | US | WECC | CNV | - | DCWIPP | IPPs | 0 | 7392 | 7392 | 7932 | 8172 | 8832 | 8832 | 8832 | 8832 | 8832 | 8832
1998 | US | WECC | CNV | - | DCWIT | Interruptible Demand | 0 | 0 | 0 | 0 | 0 | 0 | 0 | 0 | 0 | 0 | 0
1998 | US | WECC | CNV | - | DCWLM | Direct Control Load Management | 0 | 11 | 11 | 11 | 11 | 11 | 11 | 11 | 11 | 11 | 11
1998 | US | WECC | CNV | - | DCWNC | Net Capacity Resources | 0 | 54203 | 54135 | 53956 | 54106 | 55358 | 56069 | 56004 | 56962 | 57057 | 57223
1998 | US | WECC | CNV | - | DCWNI | Projected Net Internal Demand | 0 | 37207 | 37758 | 38005 | 38491 | 39193 | 40074 | 40835 | 41606 | 42468 | 43289
1998 | US | WECC | CNV | - | DCWNO | Net Operable Capacity | 0 | 46634 | 46650 | 46305 | 46305 | 46305 | 46353 | 46355 | 46355 | 46355 | 46355
1998 | US | WECC | CNV | - | DCWPU | Purchases | 0 | 5953 | 5993 | 5988 | 5888 | 5888 | 5902 | 5843 | 6344 | 6439 | 6605
1998 | US | WECC | CNV | - | DCWSA | Sales | 0 | 2398 | 2522 | 2891 | 2881 | 2289 | 1640 | 1648 | 1191 | 1191 | 1191
1998 | US | WECC | CNV | - | DCWST | Standby Demand | 0 | 0 | 0 | 0 | 0 | 0 | 0 | 0 | 0 | 0 | 0
1998 | US | WECC | CNV | - | DCWTI | Projected Total Internal Demand | 0 | 37218 | 37769 | 38016 | 38502 | 39204 | 40085 | 40846 | 41617 | 42479 | 43300
1998 | US | WECC | CNV | - | DCWTO | Operable Total Internal Capacity | 0 | 46634 | 46650 | 46305 | 46305 | 46305 | 46353 | 46355 | 46355 | 46355 | 46355
1998 | US | WECC | NWPP | - | CWIPP | IPPs | 1869 | 1872 | 1967 | 2202 | 2202 | 2702 | 2702 | 2702 | 2702 | 2702 | 2702
1998 | US | WECC | NWPP | - | CWT | Total Capacity | 52106 | 52134 | 52256 | 52492 | 52986 | 53494 | 53494 | 53494 | 53494 | 53494 | 53494
1998 | US | WECC | NWPP | - | CWTOC | Total Owned Capacity | 50237 | 50262 | 50289 | 50290 | 50784 | 50792 | 50792 | 50792 | 50792 | 50792 | 50792
1998 | US | WECC | NWPP | - | DCWAJ | Adjustments | 0 | -691 | -691 | -691 | -691 | -691 | -691 | -691 | -691 | -691 | -691
1998 | US | WECC | NWPP | - | DCWFP | Full-Responsibility Purchases (portion of total purchases) | 0 | 2271 | 2355 | 2355 | 2355 | 2355 | 2125 | 1696 | 1696 | 1646 | 1646
1998 | US | WECC | NWPP | - | DCWFS | Full-Responsibility Sales (portion of total sales) | 0 | 2288 | 2948 | 2824 | 2837 | 2860 | 3467 | 3375 | 3385 | 3394 | 3404
1998 | US | WECC | NWPP | - | DCWIC | Inoperable capacity | 0 | 0 | 0 | 0 | 0 | 0 | 0 | 0 | 0 | 0 | 0
1998 | US | WECC | NWPP | - | DCWIN | Internal Demand | 0 | 41248 | 42014 | 42785 | 43159 | 43666 | 44189 | 44793 | 45385 | 45965 | 46552
1998 | US | WECC | NWPP | - | DCWIPP | IPPs | 0 | 1872 | 1967 | 2202 | 2202 | 2702 | 2702 | 2702 | 2702 | 2702 | 2702
1998 | US | WECC | NWPP | - | DCWIT | Interruptible Demand | 0 | 363 | 363 | 363 | 351 | 363 | 363 | 363 | 363 | 363 | 363
1998 | US | WECC | NWPP | - | DCWLM | Direct Control Load Management | 0 | 0 | 0 | 0 | 0 | 0 | 0 | 0 | 0 | 0 | 0
1998 | US | WECC | NWPP | - | DCWNC | Net Capacity Resources | 0 | 52117 | 51663 | 52023 | 52504 | 52989 | 52152 | 51815 | 51805 | 51746 | 51736
1998 | US | WECC | NWPP | - | DCWNI | Projected Net Internal Demand | 0 | 40885 | 41651 | 42422 | 42808 | 43303 | 43826 | 44430 | 45022 | 45602 | 46189
1998 | US | WECC | NWPP | - | DCWNO | Net Operable Capacity | 0 | 50262 | 50289 | 50290 | 50784 | 50792 | 50792 | 50792 | 50792 | 50792 | 50792
1998 | US | WECC | NWPP | - | DCWPU | Purchases | 0 | 3444 | 3528 | 3528 | 3528 | 3528 | 3298 | 2869 | 2869 | 2819 | 2819
1998 | US | WECC | NWPP | - | DCWSA | Sales | 0 | 2770 | 3430 | 3306 | 3319 | 3342 | 3949 | 3857 | 3867 | 3876 | 3886
1998 | US | WECC | NWPP | - | DCWST | Standby Demand | 0 | 0 | 0 | 0 | 0 | 0 | 0 | 0 | 0 | 0 | 0
1998 | US | WECC | NWPP | - | DCWTI | Projected Total Internal Demand | 0 | 41248 | 42014 | 42785 | 43159 | 43666 | 44189 | 44793 | 45385 | 45965 | 46552
1998 | US | WECC | NWPP | - | DCWTO | Operable Total Internal Capacity | 0 | 50262 | 50289 | 50290 | 50784 | 50792 | 50792 | 50792 | 50792 | 50792 | 50792
1998 | US | WECC | RMPA | - | CWIPP | IPPs | 627 | 631 | 632 | 620 | 615 | 528 | 448 | 448 | 398 | 398 | 387
1998 | US | WECC | RMPA | - | CWT | Total Capacity | 10216 | 10325 | 10591 | 10793 | 11003 | 11021 | 11236 | 11450 | 11627 | 11847 | 11983
1998 | US | WECC | RMPA | - | CWTOC | Total Owned Capacity | 9589 | 9694 | 9959 | 10173 | 10388 | 10493 | 10788 | 11002 | 11229 | 11449 | 11596
1998 | US | WECC | RMPA | - | DCWAJ | Adjustments | 0 | 625 | 625 | 625 | 625 | 626 | 625 | 625 | 625 | 625 | 625
1998 | US | WECC | RMPA | - | DCWFP | Full-Responsibility Purchases (portion of total purchases) | 0 | 449 | 479 | 479 | 484 | 484 | 489 | 484 | 484 | 484 | 484
1998 | US | WECC | RMPA | - | DCWFS | Full-Responsibility Sales (portion of total sales) | 0 | 1079 | 1055 | 1055 | 1055 | 1055 | 1055 | 1055 | 1055 | 1005 | 1005
1998 | US | WECC | RMPA | - | DCWIC | Inoperable capacity | 0 | 24 | 24 | 24 | 24 | 24 | 24 | 24 | 24 | 24 | 24
1998 | US | WECC | RMPA | - | DCWIN | Internal Demand | 0 | 7646 | 7842 | 8026 | 8237 | 8429 | 8645 | 8857 | 9064 | 9275 | 9478
1998 | US | WECC | RMPA | - | DCWIPP | IPPs | 0 | 631 | 632 | 620 | 615 | 528 | 448 | 448 | 398 | 398 | 387
1998 | US | WECC | RMPA | - | DCWIT | Interruptible Demand | 0 | 202 | 204 | 212 | 215 | 216 | 218 | 218 | 218 | 219 | 220
1998 | US | WECC | RMPA | - | DCWLM | Direct Control Load Management | 0 | 75 | 76 | 76 | 76 | 76 | 76 | 76 | 76 | 76 | 76
1998 | US | WECC | RMPA | - | DCWNC | Net Capacity Resources | 0 | 9771 | 10091 | 10293 | 10508 | 10626 | 10846 | 11105 | 11282 | 11552 | 11688
1998 | US | WECC | RMPA | - | DCWNI | Projected Net Internal Demand | 0 | 7369 | 7562 | 7738 | 7946 | 8137 | 8351 | 8563 | 8770 | 8980 | 9182
1998 | US | WECC | RMPA | - | DCWNO | Net Operable Capacity | 0 | 9670 | 9935 | 10149 | 10364 | 10469 | 10764 | 10978 | 11205 | 11425 | 11572
1998 | US | WECC | RMPA | - | DCWPU | Purchases | 0 | 656 | 686 | 686 | 691 | 791 | 796 | 841 | 841 | 841 | 841
1998 | US | WECC | RMPA | - | DCWSA | Sales | 0 | 1811 | 1787 | 1787 | 1787 | 1788 | 1787 | 1787 | 1787 | 1737 | 1737
1998 | US | WECC | RMPA | - | DCWST | Standby Demand | 0 | 0 | 0 | 0 | 0 | 0 | 0 | 0 | 0 | 0 | 0
1998 | US | WECC | RMPA | - | DCWTI | Projected Total Internal Demand | 0 | 7646 | 7842 | 8026 | 8237 | 8429 | 8645 | 8857 | 9064 | 9275 | 9478
1998 | US | WECC | RMPA | - | DCWTO | Operable Total Internal Capacity | 0 | 9694 | 9959 | 10173 | 10388 | 10493 | 10788 | 11002 | 11229 | 11449 | 11596
1999 | CA | MRO | - | - | CWIPP | IPPs | 0 | 0 | 0 | 0 | 0 | 0 | 0 | 0 | 0 | 0 | 0
1999 | CA | MRO | - | - | CWT | Total Capacity | 7981 | 7981 | 7989 | 7981 | 7981 | 7981 | 7981 | 7842 | 7842 | 7849 | 7842
1999 | CA | MRO | - | - | CWTOC | Total Owned Capacity | 7981 | 7981 | 7989 | 7981 | 7981 | 7981 | 7981 | 7842 | 7842 | 7849 | 7842
1999 | CA | MRO | - | - | DCWAJ | Adjustments | 0 | 0 | 0 | 0 | 0 | 0 | 0 | 0 | 0 | 0 | 0
1999 | CA | MRO | - | - | DCWFP | Full-Responsibility Purchases (portion of total purchases) | 0 | 125 | 357 | 352 | 352 | 352 | 352 | 352 | 352 | 227 | 227
1999 | CA | MRO | - | - | DCWFS | Full-Responsibility Sales (portion of total sales) | 0 | 200 | 200 | 200 | 200 | 0 | 0 | 0 | 0 | 0 | 0
1999 | CA | MRO | - | - | DCWIC | Inoperable capacity | 0 | 0 | 0 | 0 | 0 | 0 | 0 | 0 | 0 | 0 | 0
1999 | CA | MRO | - | - | DCWIN | Internal Demand | 0 | 6626 | 6654 | 6782 | 6865 | 6928 | 6989 | 7000 | 7054 | 7056 | 7154
1999 | CA | MRO | - | - | DCWIPP | IPPs | 0 | 0 | 0 | 0 | 0 | 0 | 0 | 0 | 0 | 0 | 0
1999 | CA | MRO | - | - | DCWIT | Interruptible Demand | 0 | 239 | 193 | 193 | 208 | 219 | 223 | 225 | 226 | 148 | 148
1999 | CA | MRO | - | - | DCWLM | Direct Control Load Management | 0 | 0 | 0 | 0 | 0 | 0 | 0 | 0 | 0 | 0 | 0
1999 | CA | MRO | - | - | DCWNC | Net Capacity Resources | 0 | 7906 | 8146 | 8133 | 8133 | 8333 | 8333 | 8194 | 8194 | 8076 | 8069
1999 | CA | MRO | - | - | DCWNI | Projected Net Internal Demand | 0 | 6387 | 6461 | 6589 | 6657 | 6709 | 6766 | 6775 | 6828 | 6908 | 7006
1999 | CA | MRO | - | - | DCWNO | Net Operable Capacity | 0 | 7981 | 7989 | 7981 | 7981 | 7981 | 7981 | 7842 | 7842 | 7849 | 7842
1999 | CA | MRO | - | - | DCWPU | Purchases | 0 | 125 | 357 | 352 | 352 | 352 | 352 | 352 | 352 | 227 | 227
1999 | CA | MRO | - | - | DCWSA | Sales | 0 | 200 | 200 | 200 | 200 | 0 | 0 | 0 | 0 | 0 | 0
1999 | CA | MRO | - | - | DCWST | Standby Demand | 0 | 0 | 0 | 0 | 0 | 0 | 0 | 0 | 0 | 0 | 0
1999 | CA | MRO | - | - | DCWTI | Projected Total Internal Demand | 0 | 6626 | 6654 | 6782 | 6865 | 6928 | 6989 | 7000 | 7054 | 7056 | 7154
1999 | CA | MRO | - | - | DCWTO | Operable Total Internal Capacity | 0 | 7981 | 7989 | 7981 | 7981 | 7981 | 7981 | 7842 | 7842 | 7849 | 7842
1999 | CA | NPCC | - | - | CWIPP | IPPs | 2012 | 2033 | 2103 | 2123 | 2138 | 2158 | 2157 | 2157 | 2157 | 2153 | 2139
1999 | CA | NPCC | - | - | CWT | Total Capacity | 71314 | 71181 | 72073 | 72577 | 72657 | 72777 | 72741 | 72750 | 72591 | 72495 | 72484
1999 | CA | NPCC | - | - | CWTOC | Total Owned Capacity | 69302 | 69148 | 69970 | 70454 | 70519 | 70619 | 70584 | 70593 | 70434 | 70342 | 70345
1999 | CA | NPCC | - | - | DCWAJ | Adjustments | 0 | -12 | -12 | 0 | 0 | 0 | 0 | 0 | 0 | 0 | 0
1999 | CA | NPCC | - | - | DCWFP | Full-Responsibility Purchases (portion of total purchases) | 0 | 500 | 0 | 0 | 0 | 0 | 0 | 0 | 0 | 0 | 0
1999 | CA | NPCC | - | - | DCWFS | Full-Responsibility Sales (portion of total sales) | 0 | 1049 | 617 | 617 | 518 | 518 | 518 | 519 | 519 | 519 | 520
1999 | CA | NPCC | - | - | DCWIC | Inoperable capacity | 0 | 7128 | 6098 | 5583 | 5068 | 4299 | 3530 | 2761 | 2761 | 1992 | 1992
1999 | CA | NPCC | - | - | DCWIN | Internal Demand | 0 | 59304 | 60563 | 61799 | 62349 | 62918 | 63545 | 64264 | 64962 | 65581 | 66227
1999 | CA | NPCC | - | - | DCWIPP | IPPs | 0 | 2033 | 2103 | 2123 | 2138 | 2158 | 2157 | 2157 | 2157 | 2153 | 2139
1999 | CA | NPCC | - | - | DCWIT | Interruptible Demand | 0 | 2223 | 2229 | 2218 | 2212 | 2214 | 2216 | 2218 | 2217 | 2218 | 2220
1999 | CA | NPCC | - | - | DCWLM | Direct Control Load Management | 0 | 0 | 0 | 0 | 0 | 0 | 0 | 0 | 0 | 0 | 0
1999 | CA | NPCC | - | - | DCWNC | Net Capacity Resources | 0 | 67435 | 69333 | 70787 | 71838 | 73059 | 73792 | 74729 | 74570 | 75243 | 75231
1999 | CA | NPCC | - | - | DCWNI | Projected Net Internal Demand | 0 | 57081 | 58334 | 59581 | 60137 | 60704 | 61329 | 62046 | 62745 | 63363 | 64007
1999 | CA | NPCC | - | - | DCWNO | Net Operable Capacity | 0 | 62020 | 63872 | 64871 | 65451 | 66320 | 67054 | 67832 | 67673 | 68350 | 68353
1999 | CA | NPCC | - | - | DCWPU | Purchases | 0 | 6448 | 5938 | 5828 | 5828 | 5628 | 5628 | 5628 | 5628 | 5628 | 5628
1999 | CA | NPCC | - | - | DCWSA | Sales | 0 | 3054 | 2568 | 2035 | 1579 | 1047 | 1047 | 888 | 888 | 888 | 889
1999 | CA | NPCC | - | - | DCWST | Standby Demand | 0 | 0 | 0 | 0 | 0 | 0 | 0 | 0 | 0 | 0 | 0
1999 | CA | NPCC | - | - | DCWTI | Projected Total Internal Demand | 0 | 59304 | 60563 | 61799 | 62349 | 62918 | 63545 | 64264 | 64962 | 65581 | 66227
1999 | CA | NPCC | - | - | DCWTO | Operable Total Internal Capacity | 0 | 69148 | 69970 | 70454 | 70519 | 70619 | 70584 | 70593 | 70434 | 70342 | 70345
1999 | CA | NPCC | Maritimes | Maritimes | CWIPP | IPPs | 74 | 72 | 72 | 72 | 72 | 72 | 72 | 72 | 72 | 72 | 72
1999 | CA | NPCC | Maritimes | Maritimes | CWT | Total Capacity | 6460 | 6458 | 6359 | 6623 | 6623 | 6623 | 6566 | 6566 | 6566 | 6468 | 6468
1999 | CA | NPCC | Maritimes | Maritimes | CWTOC | Total Owned Capacity | 6386 | 6386 | 6287 | 6551 | 6551 | 6551 | 6494 | 6494 | 6494 | 6396 | 6396
1999 | CA | NPCC | Maritimes | Maritimes | DCWAJ | Adjustments | 0 | -12 | -12 | 0 | 0 | 0 | 0 | 0 | 0 | 0 | 0
1999 | CA | NPCC | Maritimes | Maritimes | DCWFP | Full-Responsibility Purchases (portion of total purchases) | 0 | 500 | 0 | 0 | 0 | 0 | 0 | 0 | 0 | 0 | 0
1999 | CA | NPCC | Maritimes | Maritimes | DCWFS | Full-Responsibility Sales (portion of total sales) | 0 | 1049 | 617 | 617 | 518 | 518 | 518 | 519 | 519 | 519 | 520
1999 | CA | NPCC | Maritimes | Maritimes | DCWIC | Inoperable capacity | 0 | 0 | 0 | 0 | 0 | 0 | 0 | 0 | 0 | 0 | 0
1999 | CA | NPCC | Maritimes | Maritimes | DCWIN | Internal Demand | 0 | 5226 | 5242 | 5265 | 5275 | 5286 | 5297 | 5309 | 5317 | 5325 | 5336
1999 | CA | NPCC | Maritimes | Maritimes | DCWIPP | IPPs | 0 | 72 | 72 | 72 | 72 | 72 | 72 | 72 | 72 | 72 | 72
1999 | CA | NPCC | Maritimes | Maritimes | DCWIT | Interruptible Demand | 0 | 576 | 582 | 571 | 565 | 567 | 569 | 571 | 570 | 571 | 573
1999 | CA | NPCC | Maritimes | Maritimes | DCWLM | Direct Control Load Management | 0 | 0 | 0 | 0 | 0 | 0 | 0 | 0 | 0 | 0 | 0
1999 | CA | NPCC | Maritimes | Maritimes | DCWNC | Net Capacity Resources | 0 | 5972 | 5805 | 6081 | 6180 | 6180 | 6123 | 6122 | 6122 | 6024 | 6023
1999 | CA | NPCC | Maritimes | Maritimes | DCWNI | Projected Net Internal Demand | 0 | 4650 | 4660 | 4694 | 4710 | 4719 | 4728 | 4738 | 4747 | 4754 | 4763
1999 | CA | NPCC | Maritimes | Maritimes | DCWNO | Net Operable Capacity | 0 | 6386 | 6287 | 6551 | 6551 | 6551 | 6494 | 6494 | 6494 | 6396 | 6396
1999 | CA | NPCC | Maritimes | Maritimes | DCWPU | Purchases | 0 | 575 | 75 | 75 | 75 | 75 | 75 | 75 | 75 | 75 | 75
1999 | CA | NPCC | Maritimes | Maritimes | DCWSA | Sales | 0 | 1049 | 617 | 617 | 518 | 518 | 518 | 519 | 519 | 519 | 520
1999 | CA | NPCC | Maritimes | Maritimes | DCWST | Standby Demand | 0 | 0 | 0 | 0 | 0 | 0 | 0 | 0 | 0 | 0 | 0
1999 | CA | NPCC | Maritimes | Maritimes | DCWTI | Projected Total Internal Demand | 0 | 5226 | 5242 | 5265 | 5275 | 5286 | 5297 | 5309 | 5317 | 5325 | 5336
1999 | CA | NPCC | Maritimes | Maritimes | DCWTO | Operable Total Internal Capacity | 0 | 6386 | 6287 | 6551 | 6551 | 6551 | 6494 | 6494 | 6494 | 6396 | 6396
1999 | CA | NPCC | Ontario | Ontario | CWIPP | IPPs | 1568 | 1571 | 1621 | 1621 | 1621 | 1621 | 1621 | 1621 | 1621 | 1621 | 1621
1999 | CA | NPCC | Ontario | Ontario | CWT | Total Capacity | 33986 | 33790 | 33890 | 34109 | 34173 | 34272 | 34293 | 34301 | 34303 | 34308 | 34310
1999 | CA | NPCC | Ontario | Ontario | CWTOC | Total Owned Capacity | 32418 | 32219 | 32269 | 32488 | 32552 | 32651 | 32672 | 32680 | 32682 | 32687 | 32689
1999 | CA | NPCC | Ontario | Ontario | DCWAJ | Adjustments | 0 | 0 | 0 | 0 | 0 | 0 | 0 | 0 | 0 | 0 | 0
1999 | CA | NPCC | Ontario | Ontario | DCWFP | Full-Responsibility Purchases (portion of total purchases) | 0 | 0 | 0 | 0 | 0 | 0 | 0 | 0 | 0 | 0 | 0
1999 | CA | NPCC | Ontario | Ontario | DCWFS | Full-Responsibility Sales (portion of total sales) | 0 | 0 | 0 | 0 | 0 | 0 | 0 | 0 | 0 | 0 | 0
1999 | CA | NPCC | Ontario | Ontario | DCWIC | Inoperable capacity | 0 | 7128 | 6098 | 5583 | 5068 | 4299 | 3530 | 2761 | 2761 | 1992 | 1992
1999 | CA | NPCC | Ontario | Ontario | DCWIN | Internal Demand | 0 | 22658 | 22911 | 23104 | 23274 | 23452 | 23698 | 23935 | 24175 | 24416 | 24661
1999 | CA | NPCC | Ontario | Ontario | DCWIPP | IPPs | 0 | 1571 | 1621 | 1621 | 1621 | 1621 | 1621 | 1621 | 1621 | 1621 | 1621
1999 | CA | NPCC | Ontario | Ontario | DCWIT | Interruptible Demand | 0 | 600 | 600 | 600 | 600 | 600 | 600 | 600 | 600 | 600 | 600
1999 | CA | NPCC | Ontario | Ontario | DCWLM | Direct Control Load Management | 0 | 0 | 0 | 0 | 0 | 0 | 0 | 0 | 0 | 0 | 0
1999 | CA | NPCC | Ontario | Ontario | DCWNC | Net Capacity Resources | 0 | 26862 | 27992 | 28726 | 29305 | 29973 | 30763 | 31540 | 31542 | 32316 | 32318
1999 | CA | NPCC | Ontario | Ontario | DCWNI | Projected Net Internal Demand | 0 | 22058 | 22311 | 22504 | 22674 | 22852 | 23098 | 23335 | 23575 | 23816 | 24061
1999 | CA | NPCC | Ontario | Ontario | DCWNO | Net Operable Capacity | 0 | 25091 | 26171 | 26905 | 27484 | 28352 | 29142 | 29919 | 29921 | 30695 | 30697
1999 | CA | NPCC | Ontario | Ontario | DCWPU | Purchases | 0 | 200 | 200 | 200 | 200 | 0 | 0 | 0 | 0 | 0 | 0
1999 | CA | NPCC | Ontario | Ontario | DCWSA | Sales | 0 | 0 | 0 | 0 | 0 | 0 | 0 | 0 | 0 | 0 | 0
1999 | CA | NPCC | Ontario | Ontario | DCWST | Standby Demand | 0 | 0 | 0 | 0 | 0 | 0 | 0 | 0 | 0 | 0 | 0
1999 | CA | NPCC | Ontario | Ontario | DCWTI | Projected Total Internal Demand | 0 | 22658 | 22911 | 23104 | 23274 | 23452 | 23698 | 23935 | 24175 | 24416 | 24661
1999 | CA | NPCC | Ontario | Ontario | DCWTO | Operable Total Internal Capacity | 0 | 32219 | 32269 | 32488 | 32552 | 32651 | 32672 | 32680 | 32682 | 32687 | 32689
1999 | CA | NPCC | Quebec | Quebec | CWIPP | IPPs | 370 | 390 | 410 | 430 | 445 | 465 | 464 | 464 | 464 | 460 | 446
1999 | CA | NPCC | Quebec | Quebec | CWT | Total Capacity | 30868 | 30933 | 31824 | 31845 | 31861 | 31882 | 31882 | 31883 | 31722 | 31719 | 31706
1999 | CA | NPCC | Quebec | Quebec | CWTOC | Total Owned Capacity | 30498 | 30543 | 31414 | 31415 | 31416 | 31417 | 31418 | 31419 | 31258 | 31259 | 31260
1999 | CA | NPCC | Quebec | Quebec | DCWAJ | Adjustments | 0 | 0 | 0 | 0 | 0 | 0 | 0 | 0 | 0 | 0 | 0
1999 | CA | NPCC | Quebec | Quebec | DCWFP | Full-Responsibility Purchases (portion of total purchases) | 0 | 0 | 0 | 0 | 0 | 0 | 0 | 0 | 0 | 0 | 0
1999 | CA | NPCC | Quebec | Quebec | DCWFS | Full-Responsibility Sales (portion of total sales) | 0 | 0 | 0 | 0 | 0 | 0 | 0 | 0 | 0 | 0 | 0
1999 | CA | NPCC | Quebec | Quebec | DCWIC | Inoperable capacity | 0 | 0 | 0 | 0 | 0 | 0 | 0 | 0 | 0 | 0 | 0
1999 | CA | NPCC | Quebec | Quebec | DCWIN | Internal Demand | 0 | 31420 | 32410 | 33430 | 33800 | 34180 | 34550 | 35020 | 35470 | 35840 | 36230
1999 | CA | NPCC | Quebec | Quebec | DCWIPP | IPPs | 0 | 390 | 410 | 430 | 445 | 465 | 464 | 464 | 464 | 460 | 446
1999 | CA | NPCC | Quebec | Quebec | DCWIT | Interruptible Demand | 0 | 1047 | 1047 | 1047 | 1047 | 1047 | 1047 | 1047 | 1047 | 1047 | 1047
1999 | CA | NPCC | Quebec | Quebec | DCWLM | Direct Control Load Management | 0 | 0 | 0 | 0 | 0 | 0 | 0 | 0 | 0 | 0 | 0
1999 | CA | NPCC | Quebec | Quebec | DCWNC | Net Capacity Resources | 0 | 34601 | 35536 | 35980 | 36353 | 36906 | 36906 | 37067 | 36906 | 36903 | 36890
1999 | CA | NPCC | Quebec | Quebec | DCWNI | Projected Net Internal Demand | 0 | 30373 | 31363 | 32383 | 32753 | 33133 | 33503 | 33973 | 34423 | 34793 | 35183
1999 | CA | NPCC | Quebec | Quebec | DCWNO | Net Operable Capacity | 0 | 30543 | 31414 | 31415 | 31416 | 31417 | 31418 | 31419 | 31258 | 31259 | 31260
1999 | CA | NPCC | Quebec | Quebec | DCWPU | Purchases | 0 | 5673 | 5663 | 5553 | 5553 | 5553 | 5553 | 5553 | 5553 | 5553 | 5553
1999 | CA | NPCC | Quebec | Quebec | DCWSA | Sales | 0 | 2005 | 1951 | 1418 | 1061 | 529 | 529 | 369 | 369 | 369 | 369
1999 | CA | NPCC | Quebec | Quebec | DCWST | Standby Demand | 0 | 0 | 0 | 0 | 0 | 0 | 0 | 0 | 0 | 0 | 0
1999 | CA | NPCC | Quebec | Quebec | DCWTI | Projected Total Internal Demand | 0 | 31420 | 32410 | 33430 | 33800 | 34180 | 34550 | 35020 | 35470 | 35840 | 36230
1999 | CA | NPCC | Quebec | Quebec | DCWTO | Operable Total Internal Capacity | 0 | 30543 | 31414 | 31415 | 31416 | 31417 | 31418 | 31419 | 31258 | 31259 | 31260
1999 | CA | WECC | - | - | CWIPP | IPPs | 583 | 686 | 926 | 926 | 1396 | 1546 | 1546 | 1546 | 1546 | 1546 | 1546
1999 | CA | WECC | - | - | CWT | Total Capacity | 19405 | 19691 | 19873 | 19911 | 20401 | 20489 | 20495 | 20765 | 20723 | 21076 | 20993
1999 | CA | WECC | - | - | CWTOC | Total Owned Capacity | 18822 | 19005 | 18947 | 18985 | 19005 | 18943 | 18949 | 19219 | 19177 | 19530 | 19447
1999 | CA | WECC | - | - | DCWAJ | Adjustments | 0 | 0 | 0 | 0 | 0 | 0 | 0 | 0 | 0 | 0 | 0
1999 | CA | WECC | - | - | DCWFP | Full-Responsibility Purchases (portion of total purchases) | 0 | 887 | 794 | 794 | 794 | 1447 | 1447 | 1447 | 1447 | 1447 | 1447
1999 | CA | WECC | - | - | DCWFS | Full-Responsibility Sales (portion of total sales) | 0 | 118 | 118 | 118 | 118 | 118 | 118 | 118 | 118 | 118 | 118
1999 | CA | WECC | - | - | DCWIC | Inoperable capacity | 0 | 289 | 282 | 282 | 282 | 256 | 256 | 256 | 256 | 256 | 256
1999 | CA | WECC | - | - | DCWIN | Internal Demand | 0 | 18334 | 18705 | 19022 | 19298 | 19631 | 19826 | 20391 | 20705 | 21001 | 21259
1999 | CA | WECC | - | - | DCWIPP | IPPs | 0 | 686 | 926 | 926 | 1396 | 1546 | 1546 | 1546 | 1546 | 1546 | 1546
1999 | CA | WECC | - | - | DCWIT | Interruptible Demand | 0 | 187 | 187 | 187 | 0 | 0 | 0 | 0 | 0 | 0 | 0
1999 | CA | WECC | - | - | DCWLM | Direct Control Load Management | 0 | 175 | 0 | 0 | 0 | 0 | 0 | 0 | 0 | 0 | 0
1999 | CA | WECC | - | - | DCWNC | Net Capacity Resources | 0 | 20171 | 20267 | 20305 | 20795 | 21562 | 21568 | 21838 | 21796 | 22149 | 22066
1999 | CA | WECC | - | - | DCWNI | Projected Net Internal Demand | 0 | 17972 | 18518 | 18835 | 19298 | 19631 | 19826 | 20391 | 20705 | 21001 | 21259
1999 | CA | WECC | - | - | DCWNO | Net Operable Capacity | 0 | 18716 | 18665 | 18703 | 18723 | 18687 | 18693 | 18963 | 18921 | 19274 | 19191
1999 | CA | WECC | - | - | DCWPU | Purchases | 0 | 887 | 794 | 794 | 794 | 1447 | 1447 | 1447 | 1447 | 1447 | 1447
1999 | CA | WECC | - | - | DCWSA | Sales | 0 | 118 | 118 | 118 | 118 | 118 | 118 | 118 | 118 | 118 | 118
1999 | CA | WECC | - | - | DCWST | Standby Demand | 0 | 0 | 0 | 0 | 0 | 0 | 0 | 0 | 0 | 0 | 0
1999 | CA | WECC | - | - | DCWTI | Projected Total Internal Demand | 0 | 18334 | 18705 | 19022 | 19298 | 19631 | 19826 | 20391 | 20705 | 21001 | 21259
1999 | CA | WECC | - | - | DCWTO | Operable Total Internal Capacity | 0 | 19005 | 18947 | 18985 | 19005 | 18943 | 18949 | 19219 | 19177 | 19530 | 19447
1999 | MX | WECC | CA-MX | - | CWIPP | IPPs | 0 | 0 | 0 | 0 | 0 | 0 | 0 | 0 | 0 | 0 | 0
1999 | MX | WECC | CA-MX | - | CWT | Total Capacity | 1511 | 1511 | 2161 | 2161 | 2161 | 2611 | 2611 | 2836 | 3061 | 3286 | 3286
1999 | MX | WECC | CA-MX | - | CWTOC | Total Owned Capacity | 1511 | 1511 | 2161 | 2161 | 2161 | 2611 | 2611 | 2836 | 3061 | 3286 | 3286
1999 | MX | WECC | CA-MX | - | DCWAJ | Adjustments | 0 | 0 | 0 | 0 | 0 | 0 | 0 | 0 | 0 | 0 | 0
1999 | MX | WECC | CA-MX | - | DCWFP | Full-Responsibility Purchases (portion of total purchases) | 0 | 0 | 0 | 0 | 0 | 0 | 0 | 0 | 0 | 0 | 0
1999 | MX | WECC | CA-MX | - | DCWFS | Full-Responsibility Sales (portion of total sales) | 0 | 0 | 0 | 0 | 0 | 0 | 0 | 0 | 0 | 0 | 0
1999 | MX | WECC | CA-MX | - | DCWIC | Inoperable capacity | 0 | 0 | 0 | 0 | 0 | 0 | 0 | 0 | 0 | 0 | 0
1999 | MX | WECC | CA-MX | - | DCWIN | Internal Demand | 0 | 1048 | 1123 | 1188 | 1257 | 1331 | 1409 | 1493 | 1581 | 1676 | 1777
1999 | MX | WECC | CA-MX | - | DCWIPP | IPPs | 0 | 0 | 0 | 0 | 0 | 0 | 0 | 0 | 0 | 0 | 0
1999 | MX | WECC | CA-MX | - | DCWIT | Interruptible Demand | 0 | 0 | 0 | 0 | 0 | 0 | 0 | 0 | 0 | 0 | 0
1999 | MX | WECC | CA-MX | - | DCWLM | Direct Control Load Management | 0 | 0 | 0 | 0 | 0 | 0 | 0 | 0 | 0 | 0 | 0
1999 | MX | WECC | CA-MX | - | DCWNC | Net Capacity Resources | 0 | 1608 | 2161 | 2161 | 2161 | 2611 | 2611 | 2836 | 3061 | 3286 | 3286
1999 | MX | WECC | CA-MX | - | DCWNI | Projected Net Internal Demand | 0 | 1048 | 1123 | 1188 | 1257 | 1331 | 1409 | 1493 | 1581 | 1676 | 1777
1999 | MX | WECC | CA-MX | - | DCWNO | Net Operable Capacity | 0 | 1511 | 2161 | 2161 | 2161 | 2611 | 2611 | 2836 | 3061 | 3286 | 3286
1999 | MX | WECC | CA-MX | - | DCWPU | Purchases | 0 | 97 | 0 | 0 | 0 | 0 | 0 | 0 | 0 | 0 | 0
1999 | MX | WECC | CA-MX | - | DCWSA | Sales | 0 | 0 | 0 | 0 | 0 | 0 | 0 | 0 | 0 | 0 | 0
1999 | MX | WECC | CA-MX | - | DCWST | Standby Demand | 0 | 0 | 0 | 0 | 0 | 0 | 0 | 0 | 0 | 0 | 0
1999 | MX | WECC | CA-MX | - | DCWTI | Projected Total Internal Demand | 0 | 1048 | 1123 | 1188 | 1257 | 1331 | 1409 | 1493 | 1581 | 1676 | 1777
1999 | MX | WECC | CA-MX | - | DCWTO | Operable Total Internal Capacity | 0 | 1511 | 2161 | 2161 | 2161 | 2611 | 2611 | 2836 | 3061 | 3286 | 3286
1999 | US | ECAR | - | - | CWIPP | IPPs | 2107 | 2307 | 2307 | 2307 | 2307 | 2307 | 2307 | 2307 | 2307 | 2307 | 2307
1999 | US | ECAR | - | - | CWT | Total Capacity | 105850 | 107828 | 108015 | 108225 | 108518 | 111909 | 112612 | 113501 | 114436 | 114233 | 114572
1999 | US | ECAR | - | - | CWTOC | Total Owned Capacity | 103743 | 105521 | 105708 | 105918 | 106211 | 109602 | 110305 | 111194 | 112129 | 111926 | 112265
1999 | US | ECAR | - | - | DCWAJ | Adjustments | 0 | 0 | 0 | 0 | 0 | 0 | 0 | 0 | 0 | 0 | 0
1999 | US | ECAR | - | - | DCWFP | Full-Responsibility Purchases (portion of total purchases) | 0 | 178 | 178 | 178 | 178 | 178 | 178 | 178 | 178 | 178 | 178
1999 | US | ECAR | - | - | DCWFS | Full-Responsibility Sales (portion of total sales) | 0 | 450 | 450 | 450 | 450 | 450 | 450 | 450 | 0 | 0 | 0
1999 | US | ECAR | - | - | DCWIC | Inoperable capacity | 0 | 1969 | 1969 | 1969 | 1969 | 1969 | 1969 | 1969 | 1969 | 1969 | 1969
1999 | US | ECAR | - | - | DCWIN | Internal Demand | 0 | 86020 | 87748 | 89281 | 90717 | 91749 | 93849 | 94979 | 96153 | 98064 | 99567
1999 | US | ECAR | - | - | DCWIPP | IPPs | 0 | 2307 | 2307 | 2307 | 2307 | 2307 | 2307 | 2307 | 2307 | 2307 | 2307
1999 | US | ECAR | - | - | DCWIT | Interruptible Demand | 0 | 2901 | 2934 | 2928 | 2916 | 2904 | 2901 | 2900 | 2898 | 2896 | 2896
1999 | US | ECAR | - | - | DCWLM | Direct Control Load Management | 0 | 145 | 151 | 157 | 162 | 167 | 172 | 178 | 183 | 188 | 194
1999 | US | ECAR | - | - | DCWNC | Net Capacity Resources | 0 | 107567 | 107850 | 107970 | 108388 | 112649 | 112287 | 113284 | 114536 | 114439 | 114196
1999 | US | ECAR | - | - | DCWNI | Projected Net Internal Demand | 0 | 82974 | 84663 | 86196 | 87639 | 88678 | 90776 | 91901 | 93072 | 94980 | 96477
1999 | US | ECAR | - | - | DCWNO | Net Operable Capacity | 0 | 103552 | 103739 | 103949 | 104242 | 107633 | 108336 | 109225 | 110160 | 109957 | 110296
1999 | US | ECAR | - | - | DCWPU | Purchases | 0 | 2989 | 3085 | 2995 | 3020 | 2827 | 2825 | 2833 | 2692 | 2798 | 2216
1999 | US | ECAR | - | - | DCWSA | Sales | 0 | 1281 | 1281 | 1281 | 1181 | 118 | 1181 | 1081 | 623 | 623 | 623
1999 | US | ECAR | - | - | DCWST | Standby Demand | 0 | 0 | 0 | 0 | 0 | 0 | 0 | 0 | 0 | 0 | 0
1999 | US | ECAR | - | - | DCWTI | Projected Total Internal Demand | 0 | 86020 | 87748 | 89281 | 90717 | 91749 | 93849 | 94979 | 96153 | 98064 | 99567
1999 | US | ECAR | - | - | DCWTO | Operable Total Internal Capacity | 0 | 105521 | 105708 | 105918 | 106211 | 109602 | 110305 | 111194 | 112129 | 111926 | 112265
1999 | US | TRE | - | ERCOT | CWIPP | IPPs | 5428 | 5598 | 8348 | 8648 | 9398 | 10146 | 10896 | 12396 | 13146 | 13896 | 15396
1999 | US | TRE | - | ERCOT | CWT | Total Capacity | 59392 | 59935 | 63209 | 63509 | 64259 | 64581 | 65331 | 67331 | 66957 | 66604 | 67334
1999 | US | TRE | - | ERCOT | CWTOC | Total Owned Capacity | 53964 | 54337 | 54861 | 54861 | 54861 | 54435 | 54435 | 54935 | 53811 | 52708 | 51938
1999 | US | TRE | - | ERCOT | DCWAJ | Adjustments | 0 | 0 | 0 | 0 | 0 | 0 | 0 | 0 | 0 | 0 | 0
1999 | US | TRE | - | ERCOT | DCWFP | Full-Responsibility Purchases (portion of total purchases) | 0 | 0 | 0 | 0 | 0 | 0 | 0 | 0 | 0 | 0 | 0
1999 | US | TRE | - | ERCOT | DCWFS | Full-Responsibility Sales (portion of total sales) | 0 | 0 | 0 | 0 | 0 | 0 | 0 | 0 | 0 | 0 | 0
1999 | US | TRE | - | ERCOT | DCWIC | Inoperable capacity | 0 | 0 | 0 | 0 | 0 | 0 | 0 | 0 | 0 | 0 | 0
1999 | US | TRE | - | ERCOT | DCWIN | Internal Demand | 0 | 42571 | 44058 | 45227 | 46218 | 47368 | 48640 | 49917 | 51116 | 52363 | 53704
1999 | US | TRE | - | ERCOT | DCWIPP | IPPs | 0 | 5598 | 8348 | 8648 | 9398 | 10146 | 10896 | 12396 | 13146 | 13896 | 15396
1999 | US | TRE | - | ERCOT | DCWIT | Interruptible Demand | 0 | 2944 | 2761 | 2792 | 2816 | 2839 | 2860 | 2878 | 2897 | 2921 | 2950
1999 | US | TRE | - | ERCOT | DCWLM | Direct Control Load Management | 0 | 0 | 0 | 0 | 0 | 0 | 0 | 0 | 0 | 0 | 0
1999 | US | TRE | - | ERCOT | DCWNC | Net Capacity Resources | 0 | 60071 | 63346 | 63653 | 64392 | 64714 | 65469 | 67471 | 67098 | 66746 | 67476
1999 | US | TRE | - | ERCOT | DCWNI | Projected Net Internal Demand | 0 | 39630 | 41300 | 42438 | 43405 | 44532 | 45783 | 47042 | 48222 | 49445 | 50757
1999 | US | TRE | - | ERCOT | DCWNO | Net Operable Capacity | 0 | 54337 | 54861 | 54861 | 54861 | 54435 | 54435 | 54935 | 53811 | 52708 | 51938
1999 | US | TRE | - | ERCOT | DCWPU | Purchases | 0 | 325 | 326 | 333 | 322 | 322 | 327 | 329 | 330 | 331 | 331
1999 | US | TRE | - | ERCOT | DCWSA | Sales | 0 | 189 | 189 | 189 | 189 | 189 | 189 | 189 | 189 | 189 | 189
1999 | US | TRE | - | ERCOT | DCWST | Standby Demand | 0 | 3 | 3 | 3 | 3 | 3 | 3 | 3 | 3 | 3 | 3
1999 | US | TRE | - | ERCOT | DCWTI | Projected Total Internal Demand | 0 | 42574 | 44061 | 45230 | 46221 | 47371 | 48643 | 49920 | 51119 | 52366 | 53707
1999 | US | TRE | - | ERCOT | DCWTO | Operable Total Internal Capacity | 0 | 54337 | 54861 | 54861 | 54861 | 54435 | 54435 | 54935 | 53811 | 52708 | 51938
1999 | US | FRCC | - | - | CWIPP | IPPs | 2255 | 2255 | 2255 | 2255 | 2234 | 2234 | 2224 | 2091 | 2085 | 2070 | 2070
1999 | US | FRCC | - | - | CWT | Total Capacity | 39122 | 39997 | 40709 | 42567 | 44269 | 45685 | 46710 | 47411 | 48420 | 49449 | 50077
1999 | US | FRCC | - | - | CWTOC | Total Owned Capacity | 36867 | 37742 | 38454 | 40312 | 42035 | 43451 | 44486 | 45320 | 46335 | 47379 | 48007
1999 | US | FRCC | - | - | DCWAJ | Adjustments | 0 | 0 | 0 | 0 | 0 | 0 | 0 | 0 | 0 | 0 | 0
1999 | US | FRCC | - | - | DCWFP | Full-Responsibility Purchases (portion of total purchases) | 0 | 1772 | 1694 | 1671 | 1566 | 1566 | 1566 | 1566 | 1566 | 1566 | 1566
1999 | US | FRCC | - | - | DCWFS | Full-Responsibility Sales (portion of total sales) | 0 | 0 | 0 | 0 | 0 | 0 | 0 | 0 | 0 | 0 | 0
1999 | US | FRCC | - | - | DCWIC | Inoperable capacity | 0 | 0 | 0 | 0 | 0 | 0 | 0 | 0 | 0 | 0 | 0
1999 | US | FRCC | - | - | DCWIN | Internal Demand | 0 | 40165 | 41176 | 42103 | 43048 | 43966 | 44889 | 45814 | 46708 | 47629 | 48566
1999 | US | FRCC | - | - | DCWIPP | IPPs | 0 | 2255 | 2255 | 2255 | 2234 | 2234 | 2224 | 2091 | 2085 | 2070 | 2070
1999 | US | FRCC | - | - | DCWIT | Interruptible Demand | 0 | 1173 | 1184 | 1178 | 1193 | 1200 | 1215 | 1226 | 1239 | 1233 | 1248
1999 | US | FRCC | - | - | DCWLM | Direct Control Load Management | 0 | 2839 | 2925 | 2894 | 2866 | 2863 | 2870 | 2877 | 2885 | 2895 | 2907
1999 | US | FRCC | - | - | DCWNC | Net Capacity Resources | 0 | 41769 | 42403 | 44238 | 45835 | 47251 | 48276 | 48977 | 49986 | 51015 | 51643
1999 | US | FRCC | - | - | DCWNI | Projected Net Internal Demand | 0 | 36153 | 37067 | 38031 | 38989 | 39903 | 40804 | 41711 | 42584 | 43501 | 44411
1999 | US | FRCC | - | - | DCWNO | Net Operable Capacity | 0 | 37742 | 38454 | 40312 | 42035 | 43451 | 44486 | 45320 | 46335 | 47379 | 48007
1999 | US | FRCC | - | - | DCWPU | Purchases | 0 | 1772 | 1694 | 1671 | 1566 | 1566 | 1566 | 1566 | 1566 | 1566 | 1566
1999 | US | FRCC | - | - | DCWSA | Sales | 0 | 0 | 0 | 0 | 0 | 0 | 0 | 0 | 0 | 0 | 0
1999 | US | FRCC | - | - | DCWST | Standby Demand | 0 | 0 | 0 | 0 | 0 | 0 | 0 | 0 | 0 | 0 | 0
1999 | US | FRCC | - | - | DCWTI | Projected Total Internal Demand | 0 | 40165 | 41176 | 42103 | 43048 | 43966 | 44889 | 45814 | 46708 | 47629 | 48566
1999 | US | FRCC | - | - | DCWTO | Operable Total Internal Capacity | 0 | 37742 | 38454 | 40312 | 42035 | 43451 | 44486 | 45320 | 46335 | 47379 | 48007
1999 | US | MAAC | - | - | CWIPP | IPPs | 4205 | 4279 | 4325 | 4325 | 4325 | 4242 | 3870 | 3870 | 3870 | 3870 | 3854
1999 | US | MAAC | - | - | CWT | Total Capacity | 58211 | 58639 | 58709 | 59033 | 59603 | 59776 | 59520 | 59908 | 60612 | 60928 | 60735
1999 | US | MAAC | - | - | CWTOC | Total Owned Capacity | 54006 | 54360 | 54384 | 54708 | 55278 | 55534 | 55650 | 56038 | 56742 | 57058 | 56881
1999 | US | MAAC | - | - | DCWAJ | Adjustments | 0 | 0 | 0 | 0 | 0 | 0 | 0 | 0 | 0 | 0 | 0
1999 | US | MAAC | - | - | DCWFP | Full-Responsibility Purchases (portion of total purchases) | 0 | 450 | 450 | 450 | 450 | 450 | 450 | 450 | 0 | 0 | 0
1999 | US | MAAC | - | - | DCWFS | Full-Responsibility Sales (portion of total sales) | 0 | 954 | 954 | 954 | 954 | 0 | 0 | 0 | 0 | 0 | 0
1999 | US | MAAC | - | - | DCWIC | Inoperable capacity | 0 | 0 | 0 | 0 | 0 | 0 | 0 | 0 | 0 | 0 | 0
1999 | US | MAAC | - | - | DCWIN | Internal Demand | 0 | 43009 | 43628 | 44264 | 44917 | 45575 | 46247 | 46947 | 47631 | 48321 | 48981
1999 | US | MAAC | - | - | DCWIPP | IPPs | 0 | 4279 | 4325 | 4325 | 4325 | 4242 | 3870 | 3870 | 3870 | 3870 | 3854
1999 | US | MAAC | - | - | DCWIT | Interruptible Demand | 0 | 1029 | 1029 | 1029 | 1029 | 1029 | 1029 | 1029 | 1029 | 1029 | 1029
1999 | US | MAAC | - | - | DCWLM | Direct Control Load Management | 0 | 121 | 122 | 123 | 123 | 124 | 126 | 126 | 127 | 128 | 129
1999 | US | MAAC | - | - | DCWNC | Net Capacity Resources | 0 | 57956 | 57921 | 58158 | 58728 | 59855 | 59599 | 59987 | 60241 | 60557 | 60735
1999 | US | MAAC | - | - | DCWNI | Projected Net Internal Demand | 0 | 41859 | 42477 | 43112 | 43765 | 44422 | 45092 | 45792 | 46475 | 47164 | 47823
1999 | US | MAAC | - | - | DCWNO | Net Operable Capacity | 0 | 54360 | 54384 | 54708 | 55278 | 55534 | 55650 | 56038 | 56742 | 57058 | 56881
1999 | US | MAAC | - | - | DCWPU | Purchases | 0 | 623 | 518 | 518 | 518 | 518 | 518 | 518 | 68 | 68 | 0
1999 | US | MAAC | - | - | DCWSA | Sales | 0 | 1306 | 1306 | 1393 | 1393 | 439 | 439 | 439 | 439 | 439 | 0
1999 | US | MAAC | - | - | DCWST | Standby Demand | 0 | 0 | 0 | 0 | 0 | 0 | 0 | 0 | 0 | 0 | 0
1999 | US | MAAC | - | - | DCWTI | Projected Total Internal Demand | 0 | 43009 | 43628 | 44264 | 44917 | 45575 | 46247 | 46947 | 47631 | 48321 | 48981
1999 | US | MAAC | - | - | DCWTO | Operable Total Internal Capacity | 0 | 54360 | 54384 | 54708 | 55278 | 55534 | 55650 | 56038 | 56742 | 57058 | 56881
1999 | US | MAIN | - | - | CWIPP | IPPs | 795 | 2170 | 2770 | 2772 | 2955 | 3111 | 3319 | 3450 | 3579 | 3579 | 3493
1999 | US | MAIN | - | - | CWT | Total Capacity | 51389 | 52005 | 52823 | 52835 | 54613 | 54984 | 55762 | 56237 | 56891 | 58425 | 58282
1999 | US | MAIN | - | - | CWTOC | Total Owned Capacity | 50594 | 49835 | 50053 | 50063 | 51658 | 51873 | 52443 | 52787 | 53312 | 54846 | 54789
1999 | US | MAIN | - | - | DCWAJ | Adjustments | 0 | 0 | 0 | 0 | 0 | 0 | 0 | 0 | 0 | 0 | 0
1999 | US | MAIN | - | - | DCWFP | Full-Responsibility Purchases (portion of total purchases) | 0 | 420 | 393 | 293 | 193 | 362 | 566 | 620 | 621 | 681 | 851
1999 | US | MAIN | - | - | DCWFS | Full-Responsibility Sales (portion of total sales) | 0 | 402 | 398 | 319 | 199 | 199 | 170 | 157 | 158 | 78 | 78
1999 | US | MAIN | - | - | DCWIC | Inoperable capacity | 0 | 12 | 12 | 12 | 12 | 12 | 12 | 12 | 12 | 12 | 12
1999 | US | MAIN | - | - | DCWIN | Internal Demand | 0 | 38169 | 38944 | 39499 | 39957 | 40635 | 40774 | 41486 | 42141 | 42676 | 43384
1999 | US | MAIN | - | - | DCWIPP | IPPs | 0 | 2170 | 2770 | 2772 | 2955 | 3111 | 3319 | 3450 | 3579 | 3579 | 3493
1999 | US | MAIN | - | - | DCWIT | Interruptible Demand | 0 | 1884 | 2182 | 2192 | 2203 | 2211 | 1648 | 1653 | 1658 | 1662 | 1667
1999 | US | MAIN | - | - | DCWLM | Direct Control Load Management | 0 | 81 | 82 | 127 | 127 | 127 | 127 | 127 | 127 | 127 | 127
1999 | US | MAIN | - | - | DCWNC | Net Capacity Resources | 0 | 52308 | 53333 | 53529 | 55168 | 55728 | 56772 | 57624 | 58288 | 60111 | 60461
1999 | US | MAIN | - | - | DCWNI | Projected Net Internal Demand | 0 | 36205 | 36681 | 37181 | 37628 | 38298 | 39000 | 39707 | 40357 | 40888 | 41591
1999 | US | MAIN | - | - | DCWNO | Net Operable Capacity | 0 | 49823 | 50041 | 50051 | 51646 | 51861 | 52431 | 52775 | 53300 | 54834 | 54777
1999 | US | MAIN | - | - | DCWPU | Purchases | 0 | 1837 | 1714 | 1704 | 1384 | 1558 | 1760 | 1824 | 1835 | 2044 | 2537
1999 | US | MAIN | - | - | DCWSA | Sales | 0 | 1522 | 1192 | 998 | 817 | 802 | 738 | 425 | 426 | 346 | 346
1999 | US | MAIN | - | - | DCWST | Standby Demand | 0 | 1 | 1 | 1 | 1 | 1 | 1 | 1 | 1 | 1 | 1
1999 | US | MAIN | - | - | DCWTI | Projected Total Internal Demand | 0 | 38170 | 38945 | 39500 | 39958 | 40636 | 40775 | 41487 | 42142 | 42677 | 43385
1999 | US | MAIN | - | - | DCWTO | Operable Total Internal Capacity | 0 | 49835 | 50053 | 50063 | 51658 | 51873 | 52443 | 52787 | 53312 | 54846 | 54789
1999 | US | MRO | - | - | CWIPP | IPPs | 0 | 0 | 0 | 0 | 0 | 0 | 0 | 0 | 0 | 0 | 0
1999 | US | MRO | - | - | CWT | Total Capacity | 31399 | 33774 | 33897 | 34009 | 34035 | 34035 | 34034 | 34034 | 34024 | 34024 | 34022
1999 | US | MRO | - | - | CWTOC | Total Owned Capacity | 31399 | 33774 | 33897 | 34009 | 34035 | 34035 | 34034 | 34034 | 34024 | 34024 | 34022
1999 | US | MRO | - | - | DCWAJ | Adjustments | 0 | 0 | 0 | 0 | 0 | 0 | 0 | 0 | 0 | 0 | 0
1999 | US | MRO | - | - | DCWFP | Full-Responsibility Purchases (portion of total purchases) | 0 | 1915 | 1672 | 1644 | 1715 | 1678 | 1579 | 1031 | 1032 | 1031 | 711
1999 | US | MRO | - | - | DCWFS | Full-Responsibility Sales (portion of total sales) | 0 | 1728 | 1326 | 957 | 838 | 828 | 823 | 823 | 817 | 800 | 725
1999 | US | MRO | - | - | DCWIC | Inoperable capacity | 0 | 0 | 0 | 0 | 0 | 0 | 0 | 0 | 0 | 0 | 0
1999 | US | MRO | - | - | DCWIN | Internal Demand | 0 | 26772 | 26971 | 27505 | 27960 | 28419 | 28823 | 29306 | 29679 | 30174 | 30295
1999 | US | MRO | - | - | DCWIPP | IPPs | 0 | 0 | 0 | 0 | 0 | 0 | 0 | 0 | 0 | 0 | 0
1999 | US | MRO | - | - | DCWIT | Interruptible Demand | 0 | 696 | 706 | 757 | 777 | 794 | 877 | 893 | 906 | 918 | 928
1999 | US | MRO | - | - | DCWLM | Direct Control Load Management | 0 | 476 | 496 | 509 | 522 | 533 | 537 | 545 | 413 | 423 | 378
1999 | US | MRO | - | - | DCWNC | Net Capacity Resources | 0 | 33961 | 34243 | 34696 | 34912 | 34885 | 34790 | 34242 | 34239 | 34255 | 34008
1999 | US | MRO | - | - | DCWNI | Projected Net Internal Demand | 0 | 25609 | 25778 | 26248 | 26670 | 27101 | 27418 | 27877 | 28369 | 28842 | 28998
1999 | US | MRO | - | - | DCWNO | Net Operable Capacity | 0 | 33774 | 33897 | 34009 | 34035 | 34035 | 34034 | 34034 | 34024 | 34024 | 34022
1999 | US | MRO | - | - | DCWPU | Purchases | 0 | 1915 | 1672 | 1644 | 1715 | 1678 | 1579 | 1031 | 1032 | 1031 | 711
1999 | US | MRO | - | - | DCWSA | Sales | 0 | 1728 | 1326 | 957 | 838 | 828 | 823 | 823 | 817 | 800 | 725
1999 | US | MRO | - | - | DCWST | Standby Demand | 0 | 9 | 9 | 9 | 9 | 9 | 9 | 9 | 9 | 9 | 9
1999 | US | MRO | - | - | DCWTI | Projected Total Internal Demand | 0 | 26781 | 26980 | 27514 | 27969 | 28428 | 28832 | 29315 | 29688 | 30183 | 30304
1999 | US | MRO | - | - | DCWTO | Operable Total Internal Capacity | 0 | 33774 | 33897 | 34009 | 34035 | 34035 | 34034 | 34034 | 34024 | 34024 | 34022
1999 | US | NPCC | - | - | CWIPP | IPPs | 19365 | 20376 | 20989 | 20988 | 20906 | 20898 | 20874 | 20715 | 20638 | 20459 | 19996
1999 | US | NPCC | - | - | CWT | Total Capacity | 58685 | 54826 | 55435 | 53747 | 53666 | 53658 | 53634 | 53475 | 53398 | 53219 | 52756
1999 | US | NPCC | - | - | CWTOC | Total Owned Capacity | 39320 | 34450 | 34446 | 32759 | 32760 | 32760 | 32760 | 32760 | 32760 | 32760 | 32760
1999 | US | NPCC | - | - | DCWAJ | Adjustments | 0 | -189 | 120 | 842 | 1252 | 1726 | 2451 | 2880 | 3249 | 3579 | 4148
1999 | US | NPCC | - | - | DCWFP | Full-Responsibility Purchases (portion of total purchases) | 0 | 1424 | 1424 | 1430 | 1401 | 1394 | 1394 | 1394 | 1394 | 1394 | 1394
1999 | US | NPCC | - | - | DCWFS | Full-Responsibility Sales (portion of total sales) | 0 | 316 | 316 | 316 | 316 | 316 | 316 | 316 | 316 | 316 | 316
1999 | US | NPCC | - | - | DCWIC | Inoperable capacity | 0 | 0 | 0 | 0 | 0 | 0 | 0 | 0 | 0 | 0 | 0
1999 | US | NPCC | - | - | DCWIN | Internal Demand | 0 | 44292 | 44680 | 45470 | 46334 | 46976 | 47648 | 48388 | 49004 | 49621 | 50221
1999 | US | NPCC | - | - | DCWIPP | IPPs | 0 | 20376 | 20989 | 20988 | 20906 | 20898 | 20874 | 20715 | 20638 | 20459 | 19996
1999 | US | NPCC | - | - | DCWIT | Interruptible Demand | 0 | 51 | 50 | 49 | 50 | 55 | 62 | 76 | 71 | 71 | 71
1999 | US | NPCC | - | - | DCWLM | Direct Control Load Management | 0 | 81 | 80 | 80 | 78 | 77 | 73 | 69 | 65 | 63 | 63
1999 | US | NPCC | - | - | DCWNC | Net Capacity Resources | 0 | 60967 | 61939 | 61915 | 62214 | 62690 | 63398 | 63668 | 63960 | 64111 | 64162
1999 | US | NPCC | - | - | DCWNI | Projected Net Internal Demand | 0 | 44160 | 44550 | 45341 | 46206 | 46844 | 47513 | 48243 | 48868 | 49487 | 50087
1999 | US | NPCC | - | - | DCWNO | Net Operable Capacity | 0 | 34450 | 34446 | 32759 | 32760 | 32760 | 32760 | 32760 | 32760 | 32760 | 32760
1999 | US | NPCC | - | - | DCWPU | Purchases | 0 | 6739 | 6745 | 7687 | 7658 | 7651 | 7651 | 7651 | 7651 | 7651 | 7596
1999 | US | NPCC | - | - | DCWSA | Sales | 0 | 409 | 361 | 361 | 362 | 345 | 338 | 338 | 338 | 338 | 338
1999 | US | NPCC | - | - | DCWST | Standby Demand | 0 | 0 | 0 | 0 | 0 | 0 | 0 | 0 | 0 | 0 | 0
1999 | US | NPCC | - | - | DCWTI | Projected Total Internal Demand | 0 | 44292 | 44680 | 45470 | 46334 | 46976 | 47648 | 48388 | 49004 | 49621 | 50221
1999 | US | NPCC | - | - | DCWTO | Operable Total Internal Capacity | 0 | 34450 | 34446 | 32759 | 32760 | 32760 | 32760 | 32760 | 32760 | 32760 | 32760
1999 | US | NPCC | New England | New England | CWIPP | IPPs | 10969 | 11974 | 12595 | 12579 | 12526 | 12526 | 12515 | 12409 | 12393 | 12297 | 12034
1999 | US | NPCC | New England | New England | CWT | Total Capacity | 23811 | 25541 | 26158 | 26107 | 26055 | 26055 | 26044 | 25938 | 25922 | 25826 | 25563
1999 | US | NPCC | New England | New England | CWTOC | Total Owned Capacity | 12842 | 13567 | 13563 | 13528 | 13529 | 13529 | 13529 | 13529 | 13529 | 13529 | 13529
1999 | US | NPCC | New England | New England | DCWAJ | Adjustments | 0 | 0 | 0 | 0 | 0 | 0 | 0 | 0 | 0 | 0 | 0
1999 | US | NPCC | New England | New England | DCWFP | Full-Responsibility Purchases (portion of total purchases) | 0 | 464 | 464 | 470 | 441 | 434 | 434 | 434 | 434 | 434 | 434
1999 | US | NPCC | New England | New England | DCWFS | Full-Responsibility Sales (portion of total sales) | 0 | 20 | 20 | 20 | 20 | 20 | 20 | 20 | 20 | 20 | 20
1999 | US | NPCC | New England | New England | DCWIC | Inoperable capacity | 0 | 0 | 0 | 0 | 0 | 0 | 0 | 0 | 0 | 0 | 0
1999 | US | NPCC | New England | New England | DCWIN | Internal Demand | 0 | 20232 | 20410 | 20950 | 21504 | 21906 | 22328 | 22828 | 23204 | 23601 | 23981
1999 | US | NPCC | New England | New England | DCWIPP | IPPs | 0 | 11974 | 12595 | 12579 | 12526 | 12526 | 12515 | 12409 | 12393 | 12297 | 12034
1999 | US | NPCC | New England | New England | DCWIT | Interruptible Demand | 0 | 51 | 50 | 49 | 50 | 55 | 62 | 76 | 71 | 71 | 71
1999 | US | NPCC | New England | New England | DCWLM | Direct Control Load Management | 0 | 81 | 80 | 80 | 78 | 77 | 73 | 69 | 65 | 63 | 63
1999 | US | NPCC | New England | New England | DCWNC | Net Capacity Resources | 0 | 26510 | 27133 | 26557 | 26476 | 26469 | 26458 | 26352 | 26336 | 26240 | 25977
1999 | US | NPCC | New England | New England | DCWNI | Projected Net Internal Demand | 0 | 20100 | 20280 | 20821 | 21376 | 21774 | 22193 | 22683 | 23068 | 23467 | 23847
1999 | US | NPCC | New England | New England | DCWNO | Net Operable Capacity | 0 | 13567 | 13563 | 13528 | 13529 | 13529 | 13529 | 13529 | 13529 | 13529 | 13529
1999 | US | NPCC | New England | New England | DCWPU | Purchases | 0 | 989 | 995 | 470 | 441 | 434 | 434 | 434 | 434 | 434 | 434
1999 | US | NPCC | New England | New England | DCWSA | Sales | 0 | 20 | 20 | 20 | 20 | 20 | 20 | 20 | 20 | 20 | 20
1999 | US | NPCC | New England | New England | DCWST | Standby Demand | 0 | 0 | 0 | 0 | 0 | 0 | 0 | 0 | 0 | 0 | 0
1999 | US | NPCC | New England | New England | DCWTI | Projected Total Internal Demand | 0 | 20232 | 20410 | 20950 | 21504 | 21906 | 22328 | 22828 | 23204 | 23601 | 23981
1999 | US | NPCC | New England | New England | DCWTO | Operable Total Internal Capacity | 0 | 13567 | 13563 | 13528 | 13529 | 13529 | 13529 | 13529 | 13529 | 13529 | 13529
1999 | US | NPCC | New York | New York | CWIPP | IPPs | 8396 | 8402 | 8394 | 8409 | 8380 | 8372 | 8359 | 8306 | 8245 | 8162 | 7962
1999 | US | NPCC | New York | New York | CWT | Total Capacity | 34874 | 29285 | 29277 | 27640 | 27611 | 27603 | 27590 | 27537 | 27476 | 27393 | 27193
1999 | US | NPCC | New York | New York | CWTOC | Total Owned Capacity | 26478 | 20883 | 20883 | 19231 | 19231 | 19231 | 19231 | 19231 | 19231 | 19231 | 19231
1999 | US | NPCC | New York | New York | DCWAJ | Adjustments | 0 | -189 | 120 | 842 | 1252 | 1726 | 2451 | 2880 | 3249 | 3579 | 4148
1999 | US | NPCC | New York | New York | DCWFP | Full-Responsibility Purchases (portion of total purchases) | 0 | 960 | 960 | 960 | 960 | 960 | 960 | 960 | 960 | 960 | 960
1999 | US | NPCC | New York | New York | DCWFS | Full-Responsibility Sales (portion of total sales) | 0 | 296 | 296 | 296 | 296 | 296 | 296 | 296 | 296 | 296 | 296
1999 | US | NPCC | New York | New York | DCWIC | Inoperable capacity | 0 | 0 | 0 | 0 | 0 | 0 | 0 | 0 | 0 | 0 | 0
1999 | US | NPCC | New York | New York | DCWIN | Internal Demand | 0 | 24060 | 24270 | 24520 | 24830 | 25070 | 25320 | 25560 | 25800 | 26020 | 26240
1999 | US | NPCC | New York | New York | DCWIPP | IPPs | 0 | 8402 | 8394 | 8409 | 8380 | 8372 | 8359 | 8306 | 8245 | 8162 | 7962
1999 | US | NPCC | New York | New York | DCWIT | Interruptible Demand | 0 | 0 | 0 | 0 | 0 | 0 | 0 | 0 | 0 | 0 | 0
1999 | US | NPCC | New York | New York | DCWLM | Direct Control Load Management | 0 | 0 | 0 | 0 | 0 | 0 | 0 | 0 | 0 | 0 | 0
1999 | US | NPCC | New York | New York | DCWNC | Net Capacity Resources | 0 | 34457 | 34806 | 35358 | 35738 | 36221 | 36940 | 37316 | 37624 | 37871 | 38185
1999 | US | NPCC | New York | New York | DCWNI | Projected Net Internal Demand | 0 | 24060 | 24270 | 24520 | 24830 | 25070 | 25320 | 25560 | 25800 | 26020 | 26240
1999 | US | NPCC | New York | New York | DCWNO | Net Operable Capacity | 0 | 20883 | 20883 | 19231 | 19231 | 19231 | 19231 | 19231 | 19231 | 19231 | 19231
1999 | US | NPCC | New York | New York | DCWPU | Purchases | 0 | 5750 | 5750 | 7217 | 7217 | 7217 | 7217 | 7217 | 7217 | 7217 | 7162
1999 | US | NPCC | New York | New York | DCWSA | Sales | 0 | 389 | 341 | 341 | 342 | 325 | 318 | 318 | 318 | 318 | 318
1999 | US | NPCC | New York | New York | DCWST | Standby Demand | 0 | 0 | 0 | 0 | 0 | 0 | 0 | 0 | 0 | 0 | 0
1999 | US | NPCC | New York | New York | DCWTI | Projected Total Internal Demand | 0 | 24060 | 24270 | 24520 | 24830 | 25070 | 25320 | 25560 | 25800 | 26020 | 26240
1999 | US | NPCC | New York | New York | DCWTO | Operable Total Internal Capacity | 0 | 20883 | 20883 | 19231 | 19231 | 19231 | 19231 | 19231 | 19231 | 19231 | 19231
1999 | US | SERC | - | - | CWIPP | IPPs | 1488 | 5158 | 5807 | 6214 | 6038 | 6038 | 5438 | 5204 | 5204 | 5204 | 5204
1999 | US | SERC | - | - | CWT | Total Capacity | 151835 | 159130 | 163299 | 169771 | 173103 | 177540 | 182045 | 185633 | 188967 | 192987 | 196410
1999 | US | SERC | - | - | CWTOC | Total Owned Capacity | 150347 | 153972 | 157492 | 163557 | 167065 | 171502 | 176607 | 180429 | 183763 | 187783 | 191206
1999 | US | SERC | - | - | DCWAJ | Adjustments | 0 | 0 | 0 | 0 | 0 | 0 | 0 | 0 | 0 | 0 | 0
1999 | US | SERC | - | - | DCWFP | Full-Responsibility Purchases (portion of total purchases) | 0 | 923 | 948 | 960 | 672 | 484 | 496 | 509 | 521 | 535 | 547
1999 | US | SERC | - | - | DCWFS | Full-Responsibility Sales (portion of total sales) | 0 | 1789 | 1696 | 1697 | 1698 | 1699 | 1700 | 1701 | 1702 | 1703 | 1654
1999 | US | SERC | - | - | DCWIC | Inoperable capacity | 0 | 1355 | 1329 | 1329 | 1329 | 1329 | 1289 | 1289 | 1289 | 1289 | 1289
1999 | US | SERC | - | - | DCWIN | Internal Demand | 0 | 130509 | 132772 | 137263 | 140097 | 142709 | 145807 | 148935 | 151876 | 155629 | 158123
1999 | US | SERC | - | - | DCWIPP | IPPs | 0 | 5158 | 5807 | 6214 | 6038 | 6038 | 5438 | 5204 | 5204 | 5204 | 5204
1999 | US | SERC | - | - | DCWIT | Interruptible Demand | 0 | 6884 | 6895 | 6951 | 6998 | 7057 | 7105 | 7147 | 7142 | 7163 | 7192
1999 | US | SERC | - | - | DCWLM | Direct Control Load Management | 0 | 321 | 310 | 299 | 303 | 307 | 312 | 316 | 321 | 325 | 329
1999 | US | SERC | - | - | DCWNC | Net Capacity Resources | 0 | 158892 | 163963 | 171192 | 174056 | 178209 | 182740 | 186583 | 188734 | 192877 | 196468
1999 | US | SERC | - | - | DCWNI | Projected Net Internal Demand | 0 | 123533 | 125911 | 130394 | 133204 | 135792 | 138868 | 141963 | 144907 | 148638 | 151104
1999 | US | SERC | - | - | DCWNO | Net Operable Capacity | 0 | 152617 | 156163 | 162228 | 165736 | 170173 | 175318 | 179140 | 182474 | 186494 | 189917
1999 | US | SERC | - | - | DCWPU | Purchases | 0 | 5850 | 6096 | 6614 | 6148 | 5106 | 4954 | 5094 | 3912 | 4036 | 4155
1999 | US | SERC | - | - | DCWSA | Sales | 0 | 4733 | 4103 | 3864 | 3866 | 3108 | 2970 | 2855 | 2856 | 2857 | 2808
1999 | US | SERC | - | - | DCWST | Standby Demand | 0 | 229 | 344 | 381 | 408 | 447 | 478 | 491 | 494 | 497 | 502
1999 | US | SERC | - | - | DCWTI | Projected Total Internal Demand | 0 | 130738 | 133116 | 137644 | 140505 | 143156 | 146285 | 149426 | 152370 | 156126 | 158625
1999 | US | SERC | - | - | DCWTO | Operable Total Internal Capacity | 0 | 153972 | 157492 | 163557 | 167065 | 171502 | 176607 | 180429 | 183763 | 187783 | 191206
1999 | US | SERC | Central | - | CWIPP | IPPs | 0 | 0 | 0 | 440 | 440 | 440 | 440 | 440 | 440 | 440 | 440
1999 | US | SERC | Central | - | CWT | Total Capacity | 30510 | 30648 | 30781 | 32802 | 33367 | 34235 | 35098 | 36126 | 37153 | 39378 | 40504
1999 | US | SERC | Central | - | CWTOC | Total Owned Capacity | 30510 | 30648 | 30781 | 32362 | 32927 | 33795 | 34658 | 35686 | 36713 | 38938 | 40064
1999 | US | SERC | Central | - | DCWAJ | Adjustments | 0 | 0 | 0 | 0 | 0 | 0 | 0 | 0 | 0 | 0 | 0
1999 | US | SERC | Central | - | DCWFP | Full-Responsibility Purchases (portion of total purchases) | 0 | 139 | 142 | 145 | 148 | 151 | 154 | 157 | 160 | 164 | 167
1999 | US | SERC | Central | - | DCWFS | Full-Responsibility Sales (portion of total sales) | 0 | 0 | 0 | 0 | 0 | 0 | 0 | 0 | 0 | 0 | 0
1999 | US | SERC | Central | - | DCWIC | Inoperable capacity | 0 | 1289 | 1289 | 1289 | 1289 | 1289 | 1289 | 1289 | 1289 | 1289 | 1289
1999 | US | SERC | Central | - | DCWIN | Internal Demand | 0 | 27800 | 28345 | 28975 | 29666 | 30418 | 31199 | 32002 | 32843 | 33690 | 34636
1999 | US | SERC | Central | - | DCWIPP | IPPs | 0 | 0 | 0 | 440 | 440 | 440 | 440 | 440 | 440 | 440 | 440
1999 | US | SERC | Central | - | DCWIT | Interruptible Demand | 0 | 2873 | 2862 | 2874 | 2891 | 2904 | 2909 | 2914 | 2919 | 2923 | 2937
1999 | US | SERC | Central | - | DCWLM | Direct Control Load Management | 0 | 0 | 0 | 0 | 0 | 0 | 0 | 0 | 0 | 0 | 0
1999 | US | SERC | Central | - | DCWNC | Net Capacity Resources | 0 | 29923 | 30059 | 32083 | 32851 | 33822 | 34688 | 35719 | 35549 | 37778 | 38907
1999 | US | SERC | Central | - | DCWNI | Projected Net Internal Demand | 0 | 24927 | 25483 | 26101 | 26775 | 27514 | 28290 | 29088 | 29924 | 30767 | 31699
1999 | US | SERC | Central | - | DCWNO | Net Operable Capacity | 0 | 29359 | 29492 | 31073 | 31638 | 32506 | 33369 | 34397 | 35424 | 37649 | 38775
1999 | US | SERC | Central | - | DCWPU | Purchases | 0 | 1139 | 1142 | 1145 | 1348 | 1351 | 1354 | 1357 | 160 | 164 | 167
1999 | US | SERC | Central | - | DCWSA | Sales | 0 | 575 | 575 | 575 | 575 | 475 | 475 | 475 | 475 | 475 | 475
1999 | US | SERC | Central | - | DCWST | Standby Demand | 0 | 0 | 0 | 0 | 0 | 0 | 0 | 0 | 0 | 0 | 0
1999 | US | SERC | Central | - | DCWTI | Projected Total Internal Demand | 0 | 27800 | 28345 | 28975 | 29666 | 30418 | 31199 | 32002 | 32843 | 33690 | 34636
1999 | US | SERC | Central | - | DCWTO | Operable Total Internal Capacity | 0 | 30648 | 30781 | 32362 | 32927 | 33795 | 34658 | 35686 | 36713 | 38938 | 40064
1999 | US | SERC | Delta | - | CWIPP | IPPs | 207 | 207 | 207 | 207 | 207 | 207 | 207 | 207 | 207 | 207 | 207
1999 | US | SERC | Delta | - | CWT | Total Capacity | 27154 | 27642 | 28136 | 28352 | 28493 | 28677 | 28809 | 28938 | 29060 | 29183 | 29310
1999 | US | SERC | Delta | - | CWTOC | Total Owned Capacity | 26947 | 27435 | 27929 | 28145 | 28286 | 28470 | 28602 | 28731 | 28853 | 28976 | 29103
1999 | US | SERC | Delta | - | DCWAJ | Adjustments | 0 | 0 | 0 | 0 | 0 | 0 | 0 | 0 | 0 | 0 | 0
1999 | US | SERC | Delta | - | DCWFP | Full-Responsibility Purchases (portion of total purchases) | 0 | 284 | 306 | 315 | 324 | 333 | 342 | 352 | 361 | 371 | 380
1999 | US | SERC | Delta | - | DCWFS | Full-Responsibility Sales (portion of total sales) | 0 | 160 | 161 | 162 | 163 | 164 | 165 | 166 | 167 | 168 | 119
1999 | US | SERC | Delta | - | DCWIC | Inoperable capacity | 0 | 0 | 0 | 0 | 0 | 0 | 0 | 0 | 0 | 0 | 0
1999 | US | SERC | Delta | - | DCWIN | Internal Demand | 0 | 19119 | 19137 | 19461 | 19802 | 19968 | 20559 | 21117 | 21657 | 22185 | 22701
1999 | US | SERC | Delta | - | DCWIPP | IPPs | 0 | 207 | 207 | 207 | 207 | 207 | 207 | 207 | 207 | 207 | 207
1999 | US | SERC | Delta | - | DCWIT | Interruptible Demand | 0 | 13 | 13 | 13 | 13 | 13 | 13 | 13 | 13 | 13 | 13
1999 | US | SERC | Delta | - | DCWLM | Direct Control Load Management | 0 | 0 | 0 | 0 | 0 | 0 | 0 | 0 | 0 | 0 | 0
1999 | US | SERC | Delta | - | DCWNC | Net Capacity Resources | 0 | 27766 | 29074 | 29141 | 29237 | 29813 | 30118 | 30398 | 30553 | 30712 | 30876
1999 | US | SERC | Delta | - | DCWNI | Projected Net Internal Demand | 0 | 19180 | 19296 | 19640 | 19995 | 20186 | 20795 | 21353 | 21893 | 22421 | 22937
1999 | US | SERC | Delta | - | DCWNO | Net Operable Capacity | 0 | 27435 | 27929 | 28145 | 28286 | 28470 | 28602 | 28731 | 28853 | 28976 | 29103
1999 | US | SERC | Delta | - | DCWPU | Purchases | 0 | 2020 | 2099 | 1789 | 1746 | 1780 | 1815 | 1851 | 1885 | 1922 | 1910
1999 | US | SERC | Delta | - | DCWSA | Sales | 0 | 1896 | 1161 | 1000 | 1002 | 644 | 506 | 391 | 392 | 393 | 344
1999 | US | SERC | Delta | - | DCWST | Standby Demand | 0 | 74 | 172 | 192 | 206 | 231 | 249 | 249 | 249 | 249 | 249
1999 | US | SERC | Delta | - | DCWTI | Projected Total Internal Demand | 0 | 19193 | 19309 | 19653 | 20008 | 20199 | 20808 | 21366 | 21906 | 22434 | 22950
1999 | US | SERC | Delta | - | DCWTO | Operable Total Internal Capacity | 0 | 27435 | 27929 | 28145 | 28286 | 28470 | 28602 | 28731 | 28853 | 28976 | 29103
1999 | US | SERC | Southeastern | - | CWIPP | IPPs | 688 | 700 | 915 | 915 | 915 | 915 | 915 | 681 | 681 | 681 | 681
1999 | US | SERC | Southeastern | - | CWT | Total Capacity | 40121 | 41434 | 42991 | 45331 | 46383 | 47283 | 49028 | 50049 | 50869 | 51819 | 52559
1999 | US | SERC | Southeastern | - | CWTOC | Total Owned Capacity | 39433 | 40734 | 42076 | 44416 | 45468 | 46368 | 48113 | 49368 | 50188 | 51138 | 51878
1999 | US | SERC | Southeastern | - | DCWAJ | Adjustments | 0 | 0 | 0 | 0 | 0 | 0 | 0 | 0 | 0 | 0 | 0
1999 | US | SERC | Southeastern | - | DCWFP | Full-Responsibility Purchases (portion of total purchases) | 0 | 500 | 500 | 500 | 200 | 0 | 0 | 0 | 0 | 0 | 0
1999 | US | SERC | Southeastern | - | DCWFS | Full-Responsibility Sales (portion of total sales) | 0 | 1629 | 1535 | 1535 | 1535 | 1535 | 1535 | 1535 | 1535 | 1535 | 1535
1999 | US | SERC | Southeastern | - | DCWIC | Inoperable capacity | 0 | 0 | 0 | 0 | 0 | 0 | 0 | 0 | 0 | 0 | 0
1999 | US | SERC | Southeastern | - | DCWIN | Internal Demand | 0 | 33925 | 33991 | 35793 | 36722 | 37638 | 38617 | 39502 | 40428 | 41433 | 42349
1999 | US | SERC | Southeastern | - | DCWIPP | IPPs | 0 | 700 | 915 | 915 | 915 | 915 | 915 | 681 | 681 | 681 | 681
1999 | US | SERC | Southeastern | - | DCWIT | Interruptible Demand | 0 | 2222 | 2258 | 2316 | 2359 | 2403 | 2444 | 2479 | 2466 | 2482 | 2496
1999 | US | SERC | Southeastern | - | DCWLM | Direct Control Load Management | 0 | 50 | 50 | 50 | 50 | 50 | 50 | 50 | 50 | 50 | 50
1999 | US | SERC | Southeastern | - | DCWNC | Net Capacity Resources | 0 | 41241 | 43098 | 45268 | 45895 | 46676 | 48231 | 49353 | 50154 | 51187 | 52055
1999 | US | SERC | Southeastern | - | DCWNI | Projected Net Internal Demand | 0 | 31808 | 31855 | 33616 | 34515 | 35401 | 36352 | 37215 | 38157 | 39149 | 40056
1999 | US | SERC | Southeastern | - | DCWNO | Net Operable Capacity | 0 | 40734 | 42076 | 44416 | 45468 | 46368 | 48113 | 49368 | 50188 | 51138 | 51878
1999 | US | SERC | Southeastern | - | DCWPU | Purchases | 0 | 1545 | 1820 | 1572 | 1147 | 928 | 738 | 839 | 820 | 903 | 1031
1999 | US | SERC | Southeastern | - | DCWSA | Sales | 0 | 1738 | 1713 | 1635 | 1635 | 1535 | 1535 | 1535 | 1535 | 1535 | 1535
1999 | US | SERC | Southeastern | - | DCWST | Standby Demand | 0 | 155 | 172 | 189 | 202 | 216 | 229 | 242 | 245 | 248 | 253
1999 | US | SERC | Southeastern | - | DCWTI | Projected Total Internal Demand | 0 | 34080 | 34163 | 35982 | 36924 | 37854 | 38846 | 39744 | 40673 | 41681 | 42602
1999 | US | SERC | Southeastern | - | DCWTO | Operable Total Internal Capacity | 0 | 40734 | 42076 | 44416 | 45468 | 46368 | 48113 | 49368 | 50188 | 51138 | 51878
1999 | US | SERC | VACAR | - | CWIPP | IPPs | 593 | 4251 | 4685 | 4652 | 4476 | 4476 | 3876 | 3876 | 3876 | 3876 | 3876
1999 | US | SERC | VACAR | - | CWT | Total Capacity | 54050 | 59406 | 61391 | 63286 | 64860 | 67345 | 69110 | 70520 | 71885 | 72607 | 74037
1999 | US | SERC | VACAR | - | CWTOC | Total Owned Capacity | 53457 | 55155 | 56706 | 58634 | 60384 | 62869 | 65234 | 66644 | 68009 | 68731 | 70161
1999 | US | SERC | VACAR | - | DCWAJ | Adjustments | 0 | 0 | 0 | 0 | 0 | 0 | 0 | 0 | 0 | 0 | 0
1999 | US | SERC | VACAR | - | DCWFP | Full-Responsibility Purchases (portion of total purchases) | 0 | 0 | 0 | 0 | 0 | 0 | 0 | 0 | 0 | 0 | 0
1999 | US | SERC | VACAR | - | DCWFS | Full-Responsibility Sales (portion of total sales) | 0 | 0 | 0 | 0 | 0 | 0 | 0 | 0 | 0 | 0 | 0
1999 | US | SERC | VACAR | - | DCWIC | Inoperable capacity | 0 | 66 | 40 | 40 | 40 | 40 | 0 | 0 | 0 | 0 | 0
1999 | US | SERC | VACAR | - | DCWIN | Internal Demand | 0 | 49665 | 51299 | 53034 | 53907 | 54685 | 55432 | 56314 | 56948 | 58321 | 58437
1999 | US | SERC | VACAR | - | DCWIPP | IPPs | 0 | 4251 | 4685 | 4652 | 4476 | 4476 | 3876 | 3876 | 3876 | 3876 | 3876
1999 | US | SERC | VACAR | - | DCWIT | Interruptible Demand | 0 | 1776 | 1762 | 1748 | 1735 | 1737 | 1739 | 1741 | 1744 | 1745 | 1746
1999 | US | SERC | VACAR | - | DCWLM | Direct Control Load Management | 0 | 271 | 260 | 249 | 253 | 257 | 262 | 266 | 271 | 275 | 279
1999 | US | SERC | VACAR | - | DCWNC | Net Capacity Resources | 0 | 59962 | 61732 | 64700 | 66073 | 67898 | 69703 | 71113 | 72478 | 73200 | 74630
1999 | US | SERC | VACAR | - | DCWNI | Projected Net Internal Demand | 0 | 47618 | 49277 | 51037 | 51919 | 52691 | 53431 | 54307 | 54933 | 56301 | 56412
1999 | US | SERC | VACAR | - | DCWNO | Net Operable Capacity | 0 | 55089 | 56666 | 58594 | 60344 | 62829 | 65234 | 66644 | 68009 | 68731 | 70161
1999 | US | SERC | VACAR | - | DCWPU | Purchases | 0 | 1146 | 1035 | 2108 | 1907 | 1047 | 1047 | 1047 | 1047 | 1047 | 1047
1999 | US | SERC | VACAR | - | DCWSA | Sales | 0 | 524 | 654 | 654 | 654 | 454 | 454 | 454 | 454 | 454 | 454
1999 | US | SERC | VACAR | - | DCWST | Standby Demand | 0 | 0 | 0 | 0 | 0 | 0 | 0 | 0 | 0 | 0 | 0
1999 | US | SERC | VACAR | - | DCWTI | Projected Total Internal Demand | 0 | 49665 | 51299 | 53034 | 53907 | 54685 | 55432 | 56314 | 56948 | 58321 | 58437
1999 | US | SERC | VACAR | - | DCWTO | Operable Total Internal Capacity | 0 | 55155 | 56706 | 58634 | 60384 | 62869 | 65234 | 66644 | 68009 | 68731 | 70161
1999 | US | SPP | - | - | CWIPP | IPPs | 723 | 729 | 1227 | 1472 | 1495 | 1518 | 1541 | 1539 | 1537 | 1534 | 1532
1999 | US | SPP | - | - | CWT | Total Capacity | 42775 | 42982 | 43571 | 44352 | 44326 | 44658 | 44656 | 44319 | 44188 | 43763 | 43525
1999 | US | SPP | - | - | CWTOC | Total Owned Capacity | 42052 | 42253 | 42344 | 42880 | 42831 | 43140 | 43115 | 42780 | 42651 | 42229 | 41993
1999 | US | SPP | - | - | DCWAJ | Adjustments | 0 | 0 | 0 | 0 | 0 | 0 | 0 | 0 | 0 | 0 | 0
1999 | US | SPP | - | - | DCWFP | Full-Responsibility Purchases (portion of total purchases) | 0 | 2826 | 2732 | 2596 | 2487 | 2477 | 2501 | 2400 | 2399 | 2337 | 2236
1999 | US | SPP | - | - | DCWFS | Full-Responsibility Sales (portion of total sales) | 0 | 3145 | 3433 | 3148 | 2865 | 2778 | 2715 | 2652 | 2673 | 2437 | 2506
1999 | US | SPP | - | - | DCWIC | Inoperable capacity | 0 | 385 | 335 | 246 | 246 | 246 | 246 | 246 | 246 | 246 | 246
1999 | US | SPP | - | - | DCWIN | Internal Demand | 0 | 27986 | 28311 | 28898 | 29591 | 30281 | 30951 | 31792 | 32301 | 32970 | 33657
1999 | US | SPP | - | - | DCWIPP | IPPs | 0 | 729 | 1227 | 1472 | 1495 | 1518 | 1541 | 1539 | 1537 | 1534 | 1532
1999 | US | SPP | - | - | DCWIT | Interruptible Demand | 0 | 493 | 554 | 562 | 566 | 593 | 620 | 697 | 733 | 754 | 765
1999 | US | SPP | - | - | DCWLM | Direct Control Load Management | 0 | 313 | 313 | 313 | 313 | 313 | 313 | 313 | 313 | 313 | 313
1999 | US | SPP | - | - | DCWNC | Net Capacity Resources | 0 | 42239 | 42506 | 44546 | 44923 | 45547 | 46016 | 46533 | 47228 | 47878 | 48291
1999 | US | SPP | - | - | DCWNI | Projected Net Internal Demand | 0 | 27180 | 27444 | 28023 | 28712 | 29375 | 30018 | 30782 | 31255 | 31903 | 32579
1999 | US | SPP | - | - | DCWNO | Net Operable Capacity | 0 | 41868 | 42009 | 42634 | 42585 | 42894 | 42869 | 42534 | 42405 | 41983 | 41747
1999 | US | SPP | - | - | DCWPU | Purchases | 0 | 5131 | 5055 | 5566 | 5642 | 5785 | 6129 | 6897 | 7743 | 8581 | 9234
1999 | US | SPP | - | - | DCWSA | Sales | 0 | 5489 | 5785 | 5126 | 4799 | 4650 | 4523 | 4437 | 4457 | 4220 | 4222
1999 | US | SPP | - | - | DCWST | Standby Demand | 0 | 0 | 0 | 0 | 0 | 0 | 0 | 0 | 0 | 0 | 0
1999 | US | SPP | - | - | DCWTI | Projected Total Internal Demand | 0 | 27986 | 28311 | 28898 | 29591 | 30281 | 30951 | 31792 | 32301 | 32970 | 33657
1999 | US | SPP | - | - | DCWTO | Operable Total Internal Capacity | 0 | 42253 | 42344 | 42880 | 42831 | 43140 | 43115 | 42780 | 42651 | 42229 | 41993
1999 | US | WECC | - | - | CWIPP | IPPs | 22218 | 23426 | 24426 | 25806 | 27505 | 27425 | 27424 | 27374 | 27373 | 27362 | 27362
1999 | US | WECC | - | - | CWT | Total Capacity | 136432 | 137008 | 138224 | 140470 | 142391 | 142553 | 143055 | 143649 | 144063 | 144536 | 144870
1999 | US | WECC | - | - | CWTOC | Total Owned Capacity | 114214 | 113582 | 113798 | 114664 | 114886 | 115128 | 115631 | 116275 | 116690 | 117174 | 117508
1999 | US | WECC | - | - | DCWAJ | Adjustments | 0 | 0 | 0 | 0 | 0 | 0 | 0 | 0 | 0 | 0 | 0
1999 | US | WECC | - | - | DCWFP | Full-Responsibility Purchases (portion of total purchases) | 0 | 591 | 616 | 541 | 541 | 541 | 541 | 491 | 491 | 491 | 491
1999 | US | WECC | - | - | DCWFS | Full-Responsibility Sales (portion of total sales) | 0 | 927 | 794 | 794 | 794 | 1447 | 1447 | 1447 | 1447 | 1447 | 1447
1999 | US | WECC | - | - | DCWIC | Inoperable capacity | 0 | 37 | 37 | 37 | 37 | 37 | 37 | 37 | 37 | 37 | 37
1999 | US | WECC | - | - | DCWIN | Internal Demand | 0 | 103087 | 104936 | 106533 | 108292 | 109813 | 111334 | 112852 | 114371 | 115934 | 117412
1999 | US | WECC | - | - | DCWIPP | IPPs | 0 | 23426 | 24426 | 25806 | 27505 | 27425 | 27424 | 27374 | 27373 | 27362 | 27362
1999 | US | WECC | - | - | DCWIT | Interruptible Demand | 0 | 1271 | 1322 | 1314 | 1311 | 1321 | 1330 | 1334 | 1338 | 1342 | 1344
1999 | US | WECC | - | - | DCWLM | Direct Control Load Management | 0 | 68 | 68 | 68 | 68 | 68 | 68 | 68 | 68 | 68 | 68
1999 | US | WECC | - | - | DCWNC | Net Capacity Resources | 0 | 136635 | 138009 | 140180 | 142101 | 141610 | 142112 | 142656 | 143070 | 143543 | 143877
1999 | US | WECC | - | - | DCWNI | Projected Net Internal Demand | 0 | 101748 | 103546 | 105151 | 106913 | 108424 | 109936 | 111450 | 112965 | 114524 | 116000
1999 | US | WECC | - | - | DCWNO | Net Operable Capacity | 0 | 113545 | 113761 | 114627 | 114849 | 115091 | 115594 | 116238 | 116653 | 117137 | 117471
1999 | US | WECC | - | - | DCWPU | Purchases | 0 | 591 | 616 | 541 | 541 | 541 | 541 | 491 | 491 | 491 | 491
1999 | US | WECC | - | - | DCWSA | Sales | 0 | 927 | 794 | 794 | 794 | 1447 | 1447 | 1447 | 1447 | 1447 | 1447
1999 | US | WECC | - | - | DCWST | Standby Demand | 0 | 0 | 0 | 0 | 0 | 0 | 0 | 0 | 0 | 0 | 0
1999 | US | WECC | - | - | DCWTI | Projected Total Internal Demand | 0 | 103087 | 104936 | 106533 | 108292 | 109813 | 111334 | 112852 | 114371 | 115934 | 117412
1999 | US | WECC | - | - | DCWTO | Operable Total Internal Capacity | 0 | 113582 | 113798 | 114664 | 114886 | 115128 | 115631 | 116275 | 116690 | 117174 | 117508
1999 | US | WECC | AZN | - | CWIPP | IPPs | 515 | 1048 | 1048 | 1048 | 1048 | 1048 | 1048 | 1048 | 1048 | 1048 | 1048
1999 | US | WECC | AZN | - | CWT | Total Capacity | 19161 | 19694 | 19694 | 19961 | 19960 | 19988 | 20344 | 20768 | 21036 | 21372 | 21708
1999 | US | WECC | AZN | - | CWTOC | Total Owned Capacity | 18646 | 18646 | 18646 | 18913 | 18912 | 18940 | 19296 | 19720 | 19988 | 20324 | 20660
1999 | US | WECC | AZN | - | DCWAJ | Adjustments | 0 | 3444 | 3444 | 3443 | 3444 | 3444 | 3444 | 3444 | 3444 | 3444 | 3444
1999 | US | WECC | AZN | - | DCWFP | Full-Responsibility Purchases (portion of total purchases) | 0 | 766 | 800 | 733 | 742 | 750 | 758 | 718 | 727 | 737 | 737
1999 | US | WECC | AZN | - | DCWFS | Full-Responsibility Sales (portion of total sales) | 0 | 691 | 691 | 591 | 591 | 591 | 591 | 591 | 481 | 481 | 481
1999 | US | WECC | AZN | - | DCWIC | Inoperable capacity | 0 | 13 | 13 | 13 | 13 | 13 | 13 | 13 | 13 | 13 | 13
1999 | US | WECC | AZN | - | DCWIN | Internal Demand | 0 | 15241 | 15724 | 16081 | 16542 | 16999 | 17448 | 17898 | 18305 | 18756 | 19176
1999 | US | WECC | AZN | - | DCWIPP | IPPs | 0 | 1048 | 1048 | 1048 | 1048 | 1048 | 1048 | 1048 | 1048 | 1048 | 1048
1999 | US | WECC | AZN | - | DCWIT | Interruptible Demand | 0 | 707 | 750 | 739 | 735 | 743 | 752 | 756 | 759 | 762 | 764
1999 | US | WECC | AZN | - | DCWLM | Direct Control Load Management | 0 | 0 | 0 | 0 | 0 | 0 | 0 | 0 | 0 | 0 | 0
1999 | US | WECC | AZN | - | DCWNC | Net Capacity Resources | 0 | 19980 | 19996 | 20603 | 20874 | 21043 | 21370 | 21822 | 22254 | 22739 | 23306
1999 | US | WECC | AZN | - | DCWNI | Projected Net Internal Demand | 0 | 14534 | 14974 | 15342 | 15807 | 16256 | 16696 | 17142 | 17546 | 17994 | 18412
1999 | US | WECC | AZN | - | DCWNO | Net Operable Capacity | 0 | 18633 | 18633 | 18900 | 18899 | 18927 | 19283 | 19707 | 19975 | 20311 | 20647
1999 | US | WECC | AZN | - | DCWPU | Purchases | 0 | 1758 | 1774 | 2015 | 2286 | 2427 | 2398 | 2426 | 2480 | 2629 | 2860
1999 | US | WECC | AZN | - | DCWSA | Sales | 0 | 4903 | 4903 | 4803 | 4803 | 4803 | 4803 | 4803 | 4693 | 4693 | 4693
1999 | US | WECC | AZN | - | DCWST | Standby Demand | 0 | 0 | 0 | 0 | 0 | 0 | 0 | 0 | 0 | 0 | 0
1999 | US | WECC | AZN | - | DCWTI | Projected Total Internal Demand | 0 | 15241 | 15724 | 16081 | 16542 | 16999 | 17448 | 17898 | 18305 | 18756 | 19176
1999 | US | WECC | AZN | - | DCWTO | Operable Total Internal Capacity | 0 | 18646 | 18646 | 18913 | 18912 | 18940 | 19296 | 19720 | 19988 | 20324 | 20660
1999 | US | WECC | CNV | - | CWIPP | IPPs | 19278 | 19804 | 20344 | 21724 | 22924 | 22924 | 22924 | 22924 | 22924 | 22924 | 22924
1999 | US | WECC | CNV | - | CWT | Total Capacity | 53699 | 53983 | 54180 | 55560 | 56760 | 56760 | 56760 | 56760 | 56760 | 56760 | 56760
1999 | US | WECC | CNV | - | CWTOC | Total Owned Capacity | 34421 | 34179 | 33836 | 33836 | 33836 | 33836 | 33836 | 33836 | 33836 | 33836 | 33836
1999 | US | WECC | CNV | - | DCWAJ | Adjustments | 0 | -3378 | -3378 | -3378 | -3378 | -3378 | -3378 | -3378 | -3378 | -3378 | -3378
1999 | US | WECC | CNV | - | DCWFP | Full-Responsibility Purchases (portion of total purchases) | 0 | 1851 | 1811 | 1711 | 1658 | 1648 | 1596 | 1596 | 1386 | 1286 | 1250
1999 | US | WECC | CNV | - | DCWFS | Full-Responsibility Sales (portion of total sales) | 0 | 826 | 826 | 826 | 826 | 826 | 819 | 397 | 397 | 397 | 397
1999 | US | WECC | CNV | - | DCWIC | Inoperable capacity | 0 | 0 | 0 | 0 | 0 | 0 | 0 | 0 | 0 | 0 | 0
1999 | US | WECC | CNV | - | DCWIN | Internal Demand | 0 | 38106 | 38670 | 39237 | 39822 | 40545 | 41008 | 41499 | 41983 | 42502 | 42992
1999 | US | WECC | CNV | - | DCWIPP | IPPs | 0 | 19804 | 20344 | 21724 | 22924 | 22924 | 22924 | 22924 | 22924 | 22924 | 22924
1999 | US | WECC | CNV | - | DCWIT | Interruptible Demand | 0 | 0 | 0 | 0 | 0 | 0 | 0 | 0 | 0 | 0 | 0
1999 | US | WECC | CNV | - | DCWLM | Direct Control Load Management | 0 | 0 | 0 | 0 | 0 | 0 | 0 | 0 | 0 | 0 | 0
1999 | US | WECC | CNV | - | DCWNC | Net Capacity Resources | 0 | 55008 | 55165 | 56445 | 57592 | 57582 | 57537 | 57959 | 57749 | 57649 | 57613
1999 | US | WECC | CNV | - | DCWNI | Projected Net Internal Demand | 0 | 38106 | 38670 | 39237 | 39822 | 40545 | 41008 | 41499 | 41983 | 42502 | 42992
1999 | US | WECC | CNV | - | DCWNO | Net Operable Capacity | 0 | 34179 | 33836 | 33836 | 33836 | 33836 | 33836 | 33836 | 33836 | 33836 | 33836
1999 | US | WECC | CNV | - | DCWPU | Purchases | 0 | 6023 | 5983 | 5883 | 5830 | 5820 | 5768 | 5768 | 5558 | 5458 | 5422
1999 | US | WECC | CNV | - | DCWSA | Sales | 0 | 1620 | 1620 | 1620 | 1620 | 1620 | 1613 | 1191 | 1191 | 1191 | 1191
1999 | US | WECC | CNV | - | DCWST | Standby Demand | 0 | 0 | 0 | 0 | 0 | 0 | 0 | 0 | 0 | 0 | 0
1999 | US | WECC | CNV | - | DCWTI | Projected Total Internal Demand | 0 | 38106 | 38670 | 39237 | 39822 | 40545 | 41008 | 41499 | 41983 | 42502 | 42992
1999 | US | WECC | CNV | - | DCWTO | Operable Total Internal Capacity | 0 | 34179 | 33836 | 33836 | 33836 | 33836 | 33836 | 33836 | 33836 | 33836 | 33836
1999 | US | WECC | NWPP | - | CWIPP | IPPs | 1879 | 1967 | 2202 | 2444 | 2944 | 2944 | 2944 | 2944 | 2944 | 2944 | 2944
1999 | US | WECC | NWPP | - | CWT | Total Capacity | 53281 | 52469 | 52705 | 53441 | 53949 | 53949 | 53949 | 53949 | 53949 | 53949 | 53949
1999 | US | WECC | NWPP | - | CWTOC | Total Owned Capacity | 51402 | 50502 | 50503 | 50997 | 51005 | 51005 | 51005 | 51005 | 51005 | 51005 | 51005
1999 | US | WECC | NWPP | - | DCWAJ | Adjustments | 0 | -691 | -691 | -691 | -691 | -691 | -691 | -691 | -691 | -691 | -691
1999 | US | WECC | NWPP | - | DCWFP | Full-Responsibility Purchases (portion of total purchases) | 0 | 2320 | 2320 | 2320 | 2320 | 2320 | 1661 | 1661 | 1611 | 1611 | 1611
1999 | US | WECC | NWPP | - | DCWFS | Full-Responsibility Sales (portion of total sales) | 0 | 2943 | 2819 | 2832 | 2788 | 3395 | 3400 | 3310 | 3219 | 3229 | 3193
1999 | US | WECC | NWPP | - | DCWIC | Inoperable capacity | 0 | 0 | 0 | 0 | 0 | 0 | 0 | 0 | 0 | 0 | 0
1999 | US | WECC | NWPP | - | DCWIN | Internal Demand | 0 | 42323 | 42952 | 43421 | 43808 | 44199 | 44594 | 44992 | 45394 | 45799 | 46208
1999 | US | WECC | NWPP | - | DCWIPP | IPPs | 0 | 1967 | 2202 | 2444 | 2944 | 2944 | 2944 | 2944 | 2944 | 2944 | 2944
1999 | US | WECC | NWPP | - | DCWIT | Interruptible Demand | 0 | 360 | 360 | 360 | 360 | 360 | 360 | 360 | 360 | 360 | 360
1999 | US | WECC | NWPP | - | DCWLM | Direct Control Load Management | 0 | 0 | 0 | 0 | 0 | 0 | 0 | 0 | 0 | 0 | 0
1999 | US | WECC | NWPP | - | DCWNC | Net Capacity Resources | 0 | 51846 | 52206 | 52929 | 53481 | 52874 | 52210 | 52300 | 52341 | 52331 | 52367
1999 | US | WECC | NWPP | - | DCWNI | Projected Net Internal Demand | 0 | 41963 | 42592 | 43061 | 43448 | 43839 | 44234 | 44632 | 45034 | 45439 | 45848
1999 | US | WECC | NWPP | - | DCWNO | Net Operable Capacity | 0 | 50502 | 50503 | 50997 | 51005 | 51005 | 51005 | 51005 | 51005 | 51005 | 51005
1999 | US | WECC | NWPP | - | DCWPU | Purchases | 0 | 3493 | 3493 | 3493 | 3493 | 3493 | 2834 | 2834 | 2784 | 2784 | 2784
1999 | US | WECC | NWPP | - | DCWSA | Sales | 0 | 3425 | 3301 | 3314 | 3270 | 3877 | 3882 | 3792 | 3701 | 3711 | 3675
1999 | US | WECC | NWPP | - | DCWST | Standby Demand | 0 | 0 | 0 | 0 | 0 | 0 | 0 | 0 | 0 | 0 | 0
1999 | US | WECC | NWPP | - | DCWTI | Projected Total Internal Demand | 0 | 42323 | 42952 | 43421 | 43808 | 44199 | 44594 | 44992 | 45394 | 45799 | 46208
1999 | US | WECC | NWPP | - | DCWTO | Operable Total Internal Capacity | 0 | 50502 | 50503 | 50997 | 51005 | 51005 | 51005 | 51005 | 51005 | 51005 | 51005
1999 | US | WECC | RMPA | - | CWIPP | IPPs | 546 | 547 | 535 | 530 | 528 | 448 | 448 | 398 | 398 | 387 | 386
1999 | US | WECC | RMPA | - | CWT | Total Capacity | 10240 | 10580 | 10782 | 10992 | 11095 | 11230 | 11444 | 11541 | 11761 | 11897 | 12044
1999 | US | WECC | RMPA | - | CWTOC | Total Owned Capacity | 9694 | 10033 | 10247 | 10462 | 10567 | 10782 | 10996 | 11143 | 11363 | 11510 | 11658
1999 | US | WECC | RMPA | - | DCWAJ | Adjustments | 0 | 625 | 625 | 625 | 626 | 625 | 625 | 625 | 625 | 625 | 625
1999 | US | WECC | RMPA | - | DCWFP | Full-Responsibility Purchases (portion of total purchases) | 0 | 479 | 479 | 484 | 484 | 489 | 484 | 484 | 484 | 484 | 484
1999 | US | WECC | RMPA | - | DCWFS | Full-Responsibility Sales (portion of total sales) | 0 | 974 | 974 | 974 | 974 | 974 | 974 | 974 | 924 | 924 | 924
1999 | US | WECC | RMPA | - | DCWIC | Inoperable capacity | 0 | 24 | 24 | 24 | 24 | 24 | 24 | 24 | 24 | 24 | 24
1999 | US | WECC | RMPA | - | DCWIN | Internal Demand | 0 | 7842 | 8026 | 8237 | 8429 | 8645 | 8857 | 9064 | 9275 | 9478 | 9671
1999 | US | WECC | RMPA | - | DCWIPP | IPPs | 0 | 547 | 535 | 530 | 528 | 448 | 448 | 398 | 398 | 387 | 386
1999 | US | WECC | RMPA | - | DCWIT | Interruptible Demand | 0 | 204 | 212 | 215 | 216 | 218 | 218 | 218 | 219 | 220 | 220
1999 | US | WECC | RMPA | - | DCWLM | Direct Control Load Management | 0 | 76 | 76 | 76 | 76 | 76 | 76 | 76 | 76 | 76 | 76
1999 | US | WECC | RMPA | - | DCWNC | Net Capacity Resources | 0 | 10161 | 10363 | 10578 | 10781 | 10921 | 11180 | 11277 | 11547 | 11683 | 11830
1999 | US | WECC | RMPA | - | DCWNI | Projected Net Internal Demand | 0 | 7562 | 7738 | 7946 | 8137 | 8351 | 8563 | 8770 | 8980 | 9182 | 9375
1999 | US | WECC | RMPA | - | DCWNO | Net Operable Capacity | 0 | 10009 | 10223 | 10438 | 10543 | 10758 | 10972 | 11119 | 11339 | 11486 | 11634
1999 | US | WECC | RMPA | - | DCWPU | Purchases | 0 | 686 | 686 | 691 | 791 | 796 | 841 | 841 | 841 | 841 | 841
1999 | US | WECC | RMPA | - | DCWSA | Sales | 0 | 1706 | 1706 | 1706 | 1707 | 1706 | 1706 | 1706 | 1656 | 1656 | 1656
1999 | US | WECC | RMPA | - | DCWST | Standby Demand | 0 | 0 | 0 | 0 | 0 | 0 | 0 | 0 | 0 | 0 | 0
1999 | US | WECC | RMPA | - | DCWTI | Projected Total Internal Demand | 0 | 7842 | 8026 | 8237 | 8429 | 8645 | 8857 | 9064 | 9275 | 9478 | 9671
1999 | US | WECC | RMPA | - | DCWTO | Operable Total Internal Capacity | 0 | 10033 | 10247 | 10462 | 10567 | 10782 | 10996 | 11143 | 11363 | 11510 | 11658
2000 | CA | MRO | - | - | CWT | Total Capacity | 8316 | 8316 | 8316 | 8316 | 8316 | 8316 | 8316 | 8316 | 8316 | 8316 | 8316
2000 | CA | MRO | - | - | DCWAJ | Adjustments | 0 | 0 | 0 | 0 | 0 | 0 | 0 | 0 | 0 | 0 | 0
2000 | CA | MRO | - | - | DCWFP | Full-Responsibility Purchases (portion of total purchases) | 0 | 500 | 500 | 500 | 500 | 500 | 500 | 500 | 500 | 500 | 500
2000 | CA | MRO | - | - | DCWFS | Full-Responsibility Sales (portion of total sales) | 0 | 600 | 600 | 600 | 600 | 600 | 550 | 50 | 50 | 50 | 50
2000 | CA | MRO | - | - | DCWIC | Inoperable capacity | 0 | 0 | 0 | 0 | 0 | 0 | 0 | 0 | 0 | 0 | 0
2000 | CA | MRO | - | - | DCWIN | Internal Demand | 0 | 6713 | 6835 | 6933 | 6990 | 7039 | 7044 | 7095 | 7065 | 7120 | 7169
2000 | CA | MRO | - | - | DCWIT | Interruptible Demand | 0 | 178 | 193 | 204 | 208 | 208 | 211 | 211 | 133 | 133 | 133
2000 | CA | MRO | - | - | DCWLM | Direct Control Load Management | 0 | 0 | 0 | 0 | 0 | 0 | 0 | 0 | 0 | 0 | 0
2000 | CA | MRO | - | - | DCWNC | Net Capacity Resources | 0 | 8216 | 8216 | 8216 | 8216 | 8216 | 8266 | 8766 | 8766 | 8766 | 8766
2000 | CA | MRO | - | - | DCWNI | Projected Net Internal Demand | 0 | 6535 | 6642 | 6729 | 6782 | 6831 | 6833 | 6884 | 6932 | 6987 | 7036
2000 | CA | MRO | - | - | DCWNO | Net Operable Capacity | 0 | 8316 | 8316 | 8316 | 8316 | 8316 | 8316 | 8316 | 8316 | 8316 | 8316
2000 | CA | MRO | - | - | DCWPU | Purchases | 0 | 500 | 500 | 500 | 500 | 500 | 500 | 500 | 500 | 500 | 500
2000 | CA | MRO | - | - | DCWSA | Sales | 0 | 600 | 600 | 600 | 600 | 600 | 550 | 50 | 50 | 50 | 50
2000 | CA | MRO | - | - | DCWST | Standby Demand | 0 | 0 | 0 | 0 | 0 | 0 | 0 | 0 | 0 | 0 | 0
2000 | CA | MRO | - | - | DCWT | Total Internal Capacity | 0 | 8316 | 8316 | 8316 | 8316 | 8316 | 8316 | 8316 | 8316 | 8316 | 8316
2000 | CA | MRO | - | - | DCWTA | Committed Resources | 0 | 0 | 0 | 0 | 0 | 0 | 0 | 0 | 0 | 0 | 0
2000 | CA | MRO | - | - | DCWTB | Uncommitted Resources | 0 | 0 | 0 | 0 | 0 | 0 | 0 | 0 | 0 | 0 | 0
2000 | CA | MRO | - | - | DCWTI | Projected Total Internal Demand | 0 | 6713 | 6835 | 6933 | 6990 | 7039 | 7044 | 7095 | 7065 | 7120 | 7169
2000 | CA | NPCC | - | - | CWT | Total Capacity | 70846 | 70845 | 70869 | 71984 | 72051 | 72061 | 72111 | 72192 | 72200 | 72202 | 71981
2000 | CA | NPCC | - | - | DCWAJ | Adjustments | 0 | 0 | 0 | 0 | 0 | 0 | 0 | 0 | 0 | 0 | 0
2000 | CA | NPCC | - | - | DCWFP | Full-Responsibility Purchases (portion of total purchases) | 0 | 6410 | 6095 | 5980 | 5965 | 5950 | 5935 | 5920 | 5905 | 5890 | 5875
2000 | CA | NPCC | - | - | DCWFS | Full-Responsibility Sales (portion of total sales) | 0 | 1822 | 946 | 846 | 622 | 622 | 622 | 622 | 622 | 622 | 622
2000 | CA | NPCC | - | - | DCWIC | Inoperable capacity | 0 | 7173 | 7128 | 6098 | 5583 | 4299 | 3530 | 2761 | 2761 | 1992 | 1992
2000 | CA | NPCC | - | - | DCWIN | Internal Demand | 0 | 60436 | 61321 | 61944 | 62657 | 63342 | 64047 | 64769 | 65321 | 65895 | 66457
2000 | CA | NPCC | - | - | DCWIT | Interruptible Demand | 0 | 2234 | 2239 | 2243 | 2248 | 2252 | 2256 | 2261 | 2265 | 2273 | 2280
2000 | CA | NPCC | - | - | DCWLM | Direct Control Load Management | 0 | 0 | 0 | 0 | 0 | 0 | 0 | 0 | 0 | 0 | 0
2000 | CA | NPCC | - | - | DCWNC | Net Capacity Resources | 0 | 68485 | 69115 | 71099 | 71690 | 72969 | 73773 | 74608 | 74601 | 75357 | 75176
2000 | CA | NPCC | - | - | DCWNI | Projected Net Internal Demand | 0 | 58202 | 59082 | 59701 | 60409 | 61090 | 61791 | 62508 | 63056 | 63622 | 64177
2000 | CA | NPCC | - | - | DCWNO | Net Operable Capacity | 0 | 63672 | 63741 | 65886 | 66468 | 67762 | 68581 | 69431 | 69439 | 70210 | 69989
2000 | CA | NPCC | - | - | DCWPU | Purchases | 0 | 6690 | 6375 | 6260 | 6045 | 6030 | 6015 | 6000 | 5985 | 5970 | 5955
2000 | CA | NPCC | - | - | DCWSA | Sales | 0 | 1877 | 1001 | 1047 | 823 | 823 | 823 | 823 | 823 | 823 | 768
2000 | CA | NPCC | - | - | DCWST | Standby Demand | 0 | 0 | 0 | 0 | 0 | 0 | 0 | 0 | 0 | 0 | 0
2000 | CA | NPCC | - | - | DCWT | Total Internal Capacity | 0 | 70845 | 70869 | 71984 | 72051 | 72061 | 72111 | 72192 | 72200 | 72202 | 71981
2000 | CA | NPCC | - | - | DCWTA | Committed Resources | 0 | -36 | 778 | -92 | -92 | -149 | -149 | -149 | -149 | -149 | 11
2000 | CA | NPCC | - | - | DCWTB | Uncommitted Resources | 0 | 0 | 30 | 209 | 209 | 209 | 209 | 209 | 209 | 209 | 209
2000 | CA | NPCC | - | - | DCWTI | Projected Total Internal Demand | 0 | 60436 | 61321 | 61944 | 62657 | 63342 | 64047 | 64769 | 65321 | 65895 | 66457
2000 | CA | NPCC | Maritimes | Maritimes | CWT | Total Capacity | 6462 | 6425 | 6399 | 6578 | 6578 | 6521 | 6521 | 6521 | 6521 | 6521 | 6521
2000 | CA | NPCC | Maritimes | Maritimes | DCWAJ | Adjustments | 0 | 0 | 0 | 0 | 0 | 0 | 0 | 0 | 0 | 0 | 0
2000 | CA | NPCC | Maritimes | Maritimes | DCWFP | Full-Responsibility Purchases (portion of total purchases) | 0 | 325 | 25 | 25 | 25 | 25 | 25 | 25 | 25 | 25 | 25
2000 | CA | NPCC | Maritimes | Maritimes | DCWFS | Full-Responsibility Sales (portion of total sales) | 0 | 780 | 574 | 474 | 250 | 250 | 250 | 250 | 250 | 250 | 250
2000 | CA | NPCC | Maritimes | Maritimes | DCWIC | Inoperable capacity | 0 | 45 | 0 | 0 | 0 | 0 | 0 | 0 | 0 | 0 | 0
2000 | CA | NPCC | Maritimes | Maritimes | DCWIN | Internal Demand | 0 | 5210 | 5255 | 5306 | 5352 | 5387 | 5391 | 5394 | 5402 | 5414 | 5428
2000 | CA | NPCC | Maritimes | Maritimes | DCWIT | Interruptible Demand | 0 | 587 | 592 | 596 | 601 | 605 | 609 | 614 | 618 | 626 | 633
2000 | CA | NPCC | Maritimes | Maritimes | DCWLM | Direct Control Load Management | 0 | 0 | 0 | 0 | 0 | 0 | 0 | 0 | 0 | 0 | 0
2000 | CA | NPCC | Maritimes | Maritimes | DCWNC | Net Capacity Resources | 0 | 6005 | 5930 | 6063 | 6287 | 6230 | 6230 | 6230 | 6230 | 6230 | 6230
2000 | CA | NPCC | Maritimes | Maritimes | DCWNI | Projected Net Internal Demand | 0 | 4623 | 4663 | 4710 | 4751 | 4782 | 4782 | 4780 | 4784 | 4788 | 4795
2000 | CA | NPCC | Maritimes | Maritimes | DCWNO | Net Operable Capacity | 0 | 6380 | 6399 | 6578 | 6578 | 6521 | 6521 | 6521 | 6521 | 6521 | 6521
2000 | CA | NPCC | Maritimes | Maritimes | DCWPU | Purchases | 0 | 405 | 105 | 105 | 105 | 105 | 105 | 105 | 105 | 105 | 105
2000 | CA | NPCC | Maritimes | Maritimes | DCWSA | Sales | 0 | 780 | 574 | 620 | 396 | 396 | 396 | 396 | 396 | 396 | 396
2000 | CA | NPCC | Maritimes | Maritimes | DCWST | Standby Demand | 0 | 0 | 0 | 0 | 0 | 0 | 0 | 0 | 0 | 0 | 0
2000 | CA | NPCC | Maritimes | Maritimes | DCWT | Total Internal Capacity | 0 | 6425 | 6399 | 6578 | 6578 | 6521 | 6521 | 6521 | 6521 | 6521 | 6521
2000 | CA | NPCC | Maritimes | Maritimes | DCWTA | Committed Resources | 0 | -36 | -92 | -92 | -92 | -149 | -149 | -149 | -149 | -149 | -149
2000 | CA | NPCC | Maritimes | Maritimes | DCWTB | Uncommitted Resources | 0 | 0 | 30 | 209 | 209 | 209 | 209 | 209 | 209 | 209 | 209
2000 | CA | NPCC | Maritimes | Maritimes | DCWTI | Projected Total Internal Demand | 0 | 5210 | 5255 | 5306 | 5352 | 5387 | 5391 | 5394 | 5402 | 5414 | 5428
2000 | CA | NPCC | Ontario | Ontario | CWT | Total Capacity | 33602 | 33602 | 33915 | 33965 | 34022 | 34069 | 34099 | 34160 | 34168 | 34170 | 34357
2000 | CA | NPCC | Ontario | Ontario | DCWAJ | Adjustments | 0 | 0 | 0 | 0 | 0 | 0 | 0 | 0 | 0 | 0 | 0
2000 | CA | NPCC | Ontario | Ontario | DCWFP | Full-Responsibility Purchases (portion of total purchases) | 0 | 0 | 0 | 0 | 0 | 0 | 0 | 0 | 0 | 0 | 0
2000 | CA | NPCC | Ontario | Ontario | DCWFS | Full-Responsibility Sales (portion of total sales) | 0 | 0 | 0 | 0 | 0 | 0 | 0 | 0 | 0 | 0 | 0
2000 | CA | NPCC | Ontario | Ontario | DCWIC | Inoperable capacity | 0 | 7128 | 7128 | 6098 | 5583 | 4299 | 3530 | 2761 | 2761 | 1992 | 1992
2000 | CA | NPCC | Ontario | Ontario | DCWIN | Internal Demand | 0 | 22856 | 22966 | 23078 | 23285 | 23495 | 23716 | 23965 | 24169 | 24401 | 24619
2000 | CA | NPCC | Ontario | Ontario | DCWIT | Interruptible Demand | 0 | 600 | 600 | 600 | 600 | 600 | 600 | 600 | 600 | 600 | 600
2000 | CA | NPCC | Ontario | Ontario | DCWLM | Direct Control Load Management | 0 | 0 | 0 | 0 | 0 | 0 | 0 | 0 | 0 | 0 | 0
2000 | CA | NPCC | Ontario | Ontario | DCWNC | Net Capacity Resources | 0 | 26619 | 26932 | 28012 | 28384 | 29715 | 30514 | 31344 | 31352 | 32123 | 32365
2000 | CA | NPCC | Ontario | Ontario | DCWNI | Projected Net Internal Demand | 0 | 22256 | 22366 | 22478 | 22685 | 22895 | 23116 | 23365 | 23569 | 23801 | 24019
2000 | CA | NPCC | Ontario | Ontario | DCWNO | Net Operable Capacity | 0 | 26474 | 26787 | 27867 | 28439 | 29770 | 30569 | 31399 | 31407 | 32178 | 32365
2000 | CA | NPCC | Ontario | Ontario | DCWPU | Purchases | 0 | 200 | 200 | 200 | 0 | 0 | 0 | 0 | 0 | 0 | 0
2000 | CA | NPCC | Ontario | Ontario | DCWSA | Sales | 0 | 55 | 55 | 55 | 55 | 55 | 55 | 55 | 55 | 55 | 0
2000 | CA | NPCC | Ontario | Ontario | DCWST | Standby Demand | 0 | 0 | 0 | 0 | 0 | 0 | 0 | 0 | 0 | 0 | 0
2000 | CA | NPCC | Ontario | Ontario | DCWT | Total Internal Capacity | 0 | 33602 | 33915 | 33965 | 34022 | 34069 | 34099 | 34160 | 34168 | 34170 | 34357
2000 | CA | NPCC | Ontario | Ontario | DCWTA | Committed Resources | 0 | 0 | 0 | 0 | 0 | 0 | 0 | 0 | 0 | 0 | 160
2000 | CA | NPCC | Ontario | Ontario | DCWTB | Uncommitted Resources | 0 | 0 | 0 | 0 | 0 | 0 | 0 | 0 | 0 | 0 | 0
2000 | CA | NPCC | Ontario | Ontario | DCWTI | Projected Total Internal Demand | 0 | 22856 | 22966 | 23078 | 23285 | 23495 | 23716 | 23965 | 24169 | 24401 | 24619
2000 | CA | NPCC | Quebec | Quebec | CWT | Total Capacity | 30782 | 30818 | 30555 | 31441 | 31451 | 31471 | 31491 | 31511 | 31511 | 31511 | 31103
2000 | CA | NPCC | Quebec | Quebec | DCWAJ | Adjustments | 0 | 0 | 0 | 0 | 0 | 0 | 0 | 0 | 0 | 0 | 0
2000 | CA | NPCC | Quebec | Quebec | DCWFP | Full-Responsibility Purchases (portion of total purchases) | 0 | 6085 | 6070 | 5955 | 5940 | 5925 | 5910 | 5895 | 5880 | 5865 | 5850
2000 | CA | NPCC | Quebec | Quebec | DCWFS | Full-Responsibility Sales (portion of total sales) | 0 | 1042 | 372 | 372 | 372 | 372 | 372 | 372 | 372 | 372 | 372
2000 | CA | NPCC | Quebec | Quebec | DCWIC | Inoperable capacity | 0 | 0 | 0 | 0 | 0 | 0 | 0 | 0 | 0 | 0 | 0
2000 | CA | NPCC | Quebec | Quebec | DCWIN | Internal Demand | 0 | 32370 | 33100 | 33560 | 34020 | 34460 | 34940 | 35410 | 35750 | 36080 | 36410
2000 | CA | NPCC | Quebec | Quebec | DCWIT | Interruptible Demand | 0 | 1047 | 1047 | 1047 | 1047 | 1047 | 1047 | 1047 | 1047 | 1047 | 1047
2000 | CA | NPCC | Quebec | Quebec | DCWLM | Direct Control Load Management | 0 | 0 | 0 | 0 | 0 | 0 | 0 | 0 | 0 | 0 | 0
2000 | CA | NPCC | Quebec | Quebec | DCWNC | Net Capacity Resources | 0 | 35861 | 36253 | 37024 | 37019 | 37024 | 37029 | 37034 | 37019 | 37004 | 36581
2000 | CA | NPCC | Quebec | Quebec | DCWNI | Projected Net Internal Demand | 0 | 31323 | 32053 | 32513 | 32973 | 33413 | 33893 | 34363 | 34703 | 35033 | 35363
2000 | CA | NPCC | Quebec | Quebec | DCWNO | Net Operable Capacity | 0 | 30818 | 30555 | 31441 | 31451 | 31471 | 31491 | 31511 | 31511 | 31511 | 31103
2000 | CA | NPCC | Quebec | Quebec | DCWPU | Purchases | 0 | 6085 | 6070 | 5955 | 5940 | 5925 | 5910 | 5895 | 5880 | 5865 | 5850
2000 | CA | NPCC | Quebec | Quebec | DCWSA | Sales | 0 | 1042 | 372 | 372 | 372 | 372 | 372 | 372 | 372 | 372 | 372
2000 | CA | NPCC | Quebec | Quebec | DCWST | Standby Demand | 0 | 0 | 0 | 0 | 0 | 0 | 0 | 0 | 0 | 0 | 0
2000 | CA | NPCC | Quebec | Quebec | DCWT | Total Internal Capacity | 0 | 30818 | 30555 | 31441 | 31451 | 31471 | 31491 | 31511 | 31511 | 31511 | 31103
2000 | CA | NPCC | Quebec | Quebec | DCWTA | Committed Resources | 0 | 0 | 870 | 0 | 0 | 0 | 0 | 0 | 0 | 0 | 0
2000 | CA | NPCC | Quebec | Quebec | DCWTB | Uncommitted Resources | 0 | 0 | 0 | 0 | 0 | 0 | 0 | 0 | 0 | 0 | 0
2000 | CA | NPCC | Quebec | Quebec | DCWTI | Projected Total Internal Demand | 0 | 32370 | 33100 | 33560 | 34020 | 34460 | 34940 | 35410 | 35750 | 36080 | 36410
2000 | CA | WECC | - | - | CWT | Total Capacity | 20163 | 21331 | 21466 | 21678 | 22006 | 22012 | 21945 | 22153 | 22843 | 23150 | 23650
2000 | CA | WECC | - | - | DCWAJ | Adjustments | 0 | 0 | 0 | 0 | 0 | 0 | 0 | 0 | 0 | 0 | 0
2000 | CA | WECC | - | - | DCWFP | Full-Responsibility Purchases (portion of total purchases) | 0 | 822 | 814 | 803 | 679 | 1213 | 1213 | 1213 | 1213 | 1213 | 1213
2000 | CA | WECC | - | - | DCWFS | Full-Responsibility Sales (portion of total sales) | 0 | 118 | 118 | 118 | 118 | 118 | 118 | 118 | 118 | 118 | 118
2000 | CA | WECC | - | - | DCWIC | Inoperable capacity | 0 | 0 | 0 | 0 | 0 | 0 | 0 | 0 | 0 | 0 | 0
2000 | CA | WECC | - | - | DCWIN | Internal Demand | 0 | 17779 | 17821 | 18235 | 18517 | 18872 | 19292 | 19743 | 20252 | 20699 | 21143
2000 | CA | WECC | - | - | DCWIT | Interruptible Demand | 0 | 128 | 128 | 128 | 128 | 128 | 128 | 128 | 128 | 128 | 128
2000 | CA | WECC | - | - | DCWLM | Direct Control Load Management | 0 | 280 | 280 | 280 | 280 | 280 | 280 | 280 | 280 | 280 | 280
2000 | CA | WECC | - | - | DCWNC | Net Capacity Resources | 0 | 22035 | 22162 | 22363 | 22567 | 23107 | 23040 | 23248 | 23938 | 24245 | 24745
2000 | CA | WECC | - | - | DCWNI | Projected Net Internal Demand | 0 | 17371 | 17413 | 17827 | 18109 | 18464 | 18884 | 19335 | 19844 | 20291 | 20735
2000 | CA | WECC | - | - | DCWNO | Net Operable Capacity | 0 | 21331 | 21466 | 21678 | 22006 | 22012 | 21945 | 22153 | 22843 | 23150 | 23650
2000 | CA | WECC | - | - | DCWPU | Purchases | 0 | 822 | 814 | 803 | 679 | 1213 | 1213 | 1213 | 1213 | 1213 | 1213
2000 | CA | WECC | - | - | DCWSA | Sales | 0 | 118 | 118 | 118 | 118 | 118 | 118 | 118 | 118 | 118 | 118
2000 | CA | WECC | - | - | DCWST | Standby Demand | 0 | 0 | 0 | 0 | 0 | 0 | 0 | 0 | 0 | 0 | 0
2000 | CA | WECC | - | - | DCWT | Total Internal Capacity | 0 | 21331 | 21466 | 21678 | 22006 | 22012 | 21945 | 22153 | 22843 | 23150 | 23650
2000 | CA | WECC | - | - | DCWTA | Committed Resources | 0 | 0 | 0 | 0 | 0 | 0 | 0 | 0 | 0 | 0 | 0
2000 | CA | WECC | - | - | DCWTB | Uncommitted Resources | 0 | 0 | 0 | 0 | 0 | 0 | 0 | 0 | 0 | 0 | 0
2000 | CA | WECC | - | - | DCWTI | Projected Total Internal Demand | 0 | 17779 | 17821 | 18235 | 18517 | 18872 | 19292 | 19743 | 20252 | 20699 | 21143
2000 | MX | WECC | CA-MX | - | CWT | Total Capacity | 1510 | 1610 | 2160 | 2160 | 2610 | 2610 | 2835 | 3060 | 3285 | 3285 | 3285
2000 | MX | WECC | CA-MX | - | DCWAJ | Adjustments | 0 | 0 | 0 | 0 | 0 | 0 | 0 | 0 | 0 | 0 | 0
2000 | MX | WECC | CA-MX | - | DCWFP | Full-Responsibility Purchases (portion of total purchases) | 0 | 0 | 0 | 0 | 0 | 0 | 0 | 0 | 0 | 0 | 0
2000 | MX | WECC | CA-MX | - | DCWFS | Full-Responsibility Sales (portion of total sales) | 0 | 0 | 0 | 0 | 0 | 0 | 0 | 0 | 0 | 0 | 0
2000 | MX | WECC | CA-MX | - | DCWIC | Inoperable capacity | 0 | 0 | 0 | 0 | 0 | 0 | 0 | 0 | 0 | 0 | 0
2000 | MX | WECC | CA-MX | - | DCWIN | Internal Demand | 0 | 1120 | 1201 | 1265 | 1340 | 1420 | 1507 | 1603 | 1705 | 1814 | 1930
2000 | MX | WECC | CA-MX | - | DCWIT | Interruptible Demand | 0 | 0 | 0 | 0 | 0 | 0 | 0 | 0 | 0 | 0 | 0
2000 | MX | WECC | CA-MX | - | DCWLM | Direct Control Load Management | 0 | 0 | 0 | 0 | 0 | 0 | 0 | 0 | 0 | 0 | 0
2000 | MX | WECC | CA-MX | - | DCWNC | Net Capacity Resources | 0 | 1680 | 2160 | 2160 | 2610 | 2610 | 2835 | 3060 | 3285 | 3285 | 3285
2000 | MX | WECC | CA-MX | - | DCWNI | Projected Net Internal Demand | 0 | 1120 | 1201 | 1265 | 1340 | 1420 | 1507 | 1603 | 1705 | 1814 | 1930
2000 | MX | WECC | CA-MX | - | DCWNO | Net Operable Capacity | 0 | 1610 | 2160 | 2160 | 2610 | 2610 | 2835 | 3060 | 3285 | 3285 | 3285
2000 | MX | WECC | CA-MX | - | DCWPU | Purchases | 0 | 70 | 0 | 0 | 0 | 0 | 0 | 0 | 0 | 0 | 0
2000 | MX | WECC | CA-MX | - | DCWSA | Sales | 0 | 0 | 0 | 0 | 0 | 0 | 0 | 0 | 0 | 0 | 0
2000 | MX | WECC | CA-MX | - | DCWST | Standby Demand | 0 | 0 | 0 | 0 | 0 | 0 | 0 | 0 | 0 | 0 | 0
2000 | MX | WECC | CA-MX | - | DCWT | Total Internal Capacity | 0 | 1610 | 2160 | 2160 | 2610 | 2610 | 2835 | 3060 | 3285 | 3285 | 3285
2000 | MX | WECC | CA-MX | - | DCWTA | Committed Resources | 0 | 0 | 0 | 0 | 0 | 0 | 0 | 0 | 0 | 0 | 0
2000 | MX | WECC | CA-MX | - | DCWTB | Uncommitted Resources | 0 | 0 | 0 | 0 | 0 | 0 | 0 | 0 | 0 | 0 | 0
2000 | MX | WECC | CA-MX | - | DCWTI | Projected Total Internal Demand | 0 | 1120 | 1201 | 1265 | 1340 | 1420 | 1507 | 1603 | 1705 | 1814 | 1930
2000 | US | ECAR | - | - | CWT | Total Capacity | 108125 | 109694 | 110929 | 111300 | 112886 | 115761 | 117044 | 117451 | 117356 | 117910 | 118110
2000 | US | ECAR | - | - | DCWAJ | Adjustments | 0 | 0 | 0 | 0 | 0 | 0 | 0 | 0 | 0 | 0 | 0
2000 | US | ECAR | - | - | DCWFP | Full-Responsibility Purchases (portion of total purchases) | 0 | 1340 | 1262 | 1300 | 1030 | 880 | 820 | 752 | 973 | 1022 | 1022
2000 | US | ECAR | - | - | DCWFS | Full-Responsibility Sales (portion of total sales) | 0 | 913 | 2003 | 1903 | 1903 | 1903 | 1453 | 1453 | 213 | 213 | 213
2000 | US | ECAR | - | - | DCWIC | Inoperable capacity | 0 | 1461 | 1461 | 1461 | 1461 | 1461 | 1461 | 1461 | 1461 | 1461 | 1461
2000 | US | ECAR | - | - | DCWIN | Internal Demand | 0 | 86455 | 87892 | 89424 | 90924 | 92429 | 94003 | 95999 | 97474 | 99182 | 100693
2000 | US | ECAR | - | - | DCWIT | Interruptible Demand | 0 | 2978 | 3070 | 3071 | 3072 | 3072 | 3073 | 3073 | 3073 | 3073 | 3073
2000 | US | ECAR | - | - | DCWLM | Direct Control Load Management | 0 | 146 | 150 | 155 | 159 | 164 | 169 | 174 | 178 | 182 | 186
2000 | US | ECAR | - | - | DCWNC | Net Capacity Resources | 0 | 108339 | 108392 | 108908 | 110441 | 113364 | 115145 | 115492 | 116714 | 117317 | 117517
2000 | US | ECAR | - | - | DCWNI | Projected Net Internal Demand | 0 | 83331 | 84672 | 86198 | 87693 | 89193 | 90761 | 92752 | 94223 | 95927 | 97434
2000 | US | ECAR | - | - | DCWNO | Net Operable Capacity | 0 | 108233 | 109468 | 109839 | 111425 | 114300 | 115583 | 115990 | 115895 | 116449 | 116649
2000 | US | ECAR | - | - | DCWPU | Purchases | 0 | 1761 | 1669 | 1714 | 1461 | 1309 | 1257 | 1197 | 1274 | 1323 | 1323
2000 | US | ECAR | - | - | DCWSA | Sales | 0 | 1655 | 2745 | 2645 | 2445 | 2245 | 1695 | 1695 | 455 | 455 | 455
2000 | US | ECAR | - | - | DCWST | Standby Demand | 0 | 0 | 0 | 0 | 0 | 0 | 0 | 0 | 0 | 0 | 0
2000 | US | ECAR | - | - | DCWT | Total Internal Capacity | 0 | 109694 | 110929 | 111300 | 112886 | 115761 | 117044 | 117451 | 117356 | 117910 | 118110
2000 | US | ECAR | - | - | DCWTA | Committed Resources | 0 | 1415 | 1415 | 1415 | 1415 | 1415 | 1415 | 1398 | 610 | 579 | 579
2000 | US | ECAR | - | - | DCWTB | Uncommitted Resources | 0 | 0 | 1180 | 1581 | 3167 | 6042 | 7325 | 7749 | 8442 | 9027 | 9227
2000 | US | ECAR | - | - | DCWTI | Projected Total Internal Demand | 0 | 86455 | 87892 | 89424 | 90924 | 92429 | 94003 | 95999 | 97474 | 99182 | 100693
2000 | US | TRE | - | ERCOT | CWT | Total Capacity | 62481 | 67926 | 70569 | 72143 | 72467 | 72467 | 72502 | 71651 | 70542 | 69404 | 68361
2000 | US | TRE | - | ERCOT | DCWAJ | Adjustments | 0 | 0 | 0 | 0 | 0 | 0 | 0 | 0 | 0 | 0 | 0
2000 | US | TRE | - | ERCOT | DCWFP | Full-Responsibility Purchases (portion of total purchases) | 0 | 0 | 0 | 0 | 0 | 0 | 0 | 0 | 0 | 0 | 0
2000 | US | TRE | - | ERCOT | DCWFS | Full-Responsibility Sales (portion of total sales) | 0 | 0 | 0 | 0 | 0 | 0 | 0 | 0 | 0 | 0 | 0
2000 | US | TRE | - | ERCOT | DCWIC | Inoperable capacity | 0 | 0 | 0 | 0 | 0 | 0 | 0 | 0 | 0 | 0 | 0
2000 | US | TRE | - | ERCOT | DCWIN | Internal Demand | 0 | 44255 | 45725 | 46894 | 48211 | 49610 | 51047 | 52526 | 54047 | 55613 | 57223
2000 | US | TRE | - | ERCOT | DCWIT | Interruptible Demand | 0 | 2869 | 2837 | 2877 | 2910 | 2946 | 2983 | 3007 | 3030 | 3054 | 3078
2000 | US | TRE | - | ERCOT | DCWLM | Direct Control Load Management | 0 | 0 | 0 | 0 | 0 | 0 | 0 | 0 | 0 | 0 | 0
2000 | US | TRE | - | ERCOT | DCWNC | Net Capacity Resources | 0 | 67856 | 70500 | 72075 | 72357 | 72359 | 72395 | 71545 | 70437 | 69301 | 68259
2000 | US | TRE | - | ERCOT | DCWNI | Projected Net Internal Demand | 0 | 41418 | 42920 | 44049 | 45333 | 46696 | 48096 | 49551 | 51049 | 52591 | 54177
2000 | US | TRE | - | ERCOT | DCWNO | Net Operable Capacity | 0 | 67926 | 70569 | 72143 | 72467 | 72467 | 72502 | 71651 | 70542 | 69404 | 68361
2000 | US | TRE | - | ERCOT | DCWPU | Purchases | 0 | 121 | 122 | 123 | 81 | 83 | 84 | 85 | 86 | 88 | 89
2000 | US | TRE | - | ERCOT | DCWSA | Sales | 0 | 191 | 191 | 191 | 191 | 191 | 191 | 191 | 191 | 191 | 191
2000 | US | TRE | - | ERCOT | DCWST | Standby Demand | 0 | 32 | 32 | 32 | 32 | 32 | 32 | 32 | 32 | 32 | 32
2000 | US | TRE | - | ERCOT | DCWT | Total Internal Capacity | 0 | 67926 | 70569 | 72143 | 72467 | 72467 | 72502 | 71651 | 70542 | 69404 | 68361
2000 | US | TRE | - | ERCOT | DCWTA | Committed Resources | 0 | 0 | 0 | 0 | 0 | 0 | 0 | 0 | 0 | 0 | 0
2000 | US | TRE | - | ERCOT | DCWTB | Uncommitted Resources | 0 | 0 | 0 | 0 | 0 | 0 | 0 | 0 | 0 | 0 | 0
2000 | US | TRE | - | ERCOT | DCWTI | Projected Total Internal Demand | 0 | 44287 | 45757 | 46926 | 48243 | 49642 | 51079 | 52558 | 54079 | 55645 | 57255
2000 | US | FRCC | - | - | CWT | Total Capacity | 40107 | 42130 | 43161 | 45851 | 47142 | 47684 | 48515 | 49501 | 50832 | 51332 | 52431
2000 | US | FRCC | - | - | DCWAJ | Adjustments | 0 | 0 | 0 | 0 | 0 | 0 | 0 | 0 | 0 | 0 | 0
2000 | US | FRCC | - | - | DCWFP | Full-Responsibility Purchases (portion of total purchases) | 0 | 1786 | 1688 | 1583 | 1583 | 1583 | 1583 | 1583 | 1583 | 1583 | 1376
2000 | US | FRCC | - | - | DCWFS | Full-Responsibility Sales (portion of total sales) | 0 | 0 | 0 | 0 | 0 | 0 | 0 | 0 | 0 | 0 | 0
2000 | US | FRCC | - | - | DCWIC | Inoperable capacity | 0 | 0 | 0 | 0 | 0 | 0 | 0 | 0 | 0 | 0 | 0
2000 | US | FRCC | - | - | DCWIN | Internal Demand | 0 | 40894 | 41811 | 42739 | 43663 | 44638 | 45694 | 46668 | 47573 | 48531 | 49478
2000 | US | FRCC | - | - | DCWIT | Interruptible Demand | 0 | 1216 | 1223 | 1248 | 1261 | 1273 | 1286 | 1296 | 1289 | 1295 | 1304
2000 | US | FRCC | - | - | DCWLM | Direct Control Load Management | 0 | 2864 | 2835 | 2812 | 2810 | 2814 | 2823 | 2831 | 2839 | 2850 | 2858
2000 | US | FRCC | - | - | DCWNC | Net Capacity Resources | 0 | 43916 | 44849 | 47434 | 48725 | 49267 | 50098 | 51084 | 52415 | 52915 | 53807
2000 | US | FRCC | - | - | DCWNI | Projected Net Internal Demand | 0 | 36814 | 37753 | 38679 | 39592 | 40551 | 41585 | 42541 | 43445 | 44386 | 45316
2000 | US | FRCC | - | - | DCWNO | Net Operable Capacity | 0 | 42130 | 43161 | 45851 | 47142 | 47684 | 48515 | 49501 | 50832 | 51332 | 52431
2000 | US | FRCC | - | - | DCWPU | Purchases | 0 | 1786 | 1688 | 1583 | 1583 | 1583 | 1583 | 1583 | 1583 | 1583 | 1376
2000 | US | FRCC | - | - | DCWSA | Sales | 0 | 0 | 0 | 0 | 0 | 0 | 0 | 0 | 0 | 0 | 0
2000 | US | FRCC | - | - | DCWST | Standby Demand | 0 | 0 | 0 | 0 | 0 | 0 | 0 | 0 | 0 | 0 | 0
2000 | US | FRCC | - | - | DCWT | Total Internal Capacity | 0 | 42130 | 43161 | 45851 | 47142 | 47684 | 48515 | 49501 | 50832 | 51332 | 52431
2000 | US | FRCC | - | - | DCWTA | Committed Resources | 0 | 1781 | 478 | 761 | -358 | -402 | -386 | -32 | 0 | 0 | 0
2000 | US | FRCC | - | - | DCWTB | Uncommitted Resources | 0 | 180 | 486 | 349 | 2416 | 1268 | 1217 | 1422 | 1343 | 500 | 1150
2000 | US | FRCC | - | - | DCWTI | Projected Total Internal Demand | 0 | 40894 | 41811 | 42739 | 43663 | 44638 | 45694 | 46668 | 47573 | 48531 | 49478
2000 | US | MAAC | - | - | CWT | Total Capacity | 60145 | 60812 | 66458 | 74375 | 78511 | 79309 | 79309 | 79309 | 79309 | 79309 | 79309
2000 | US | MAAC | - | - | DCWAJ | Adjustments | 0 | 0 | 0 | 0 | 0 | 0 | 0 | 0 | 0 | 0 | 0
2000 | US | MAAC | - | - | DCWFP | Full-Responsibility Purchases (portion of total purchases) | 0 | 3 | 0 | 0 | 0 | 0 | 0 | 0 | 0 | 0 | 0
2000 | US | MAAC | - | - | DCWFS | Full-Responsibility Sales (portion of total sales) | 0 | 0 | 0 | 0 | 0 | 0 | 0 | 0 | 0 | 0 | 0
2000 | US | MAAC | - | - | DCWIC | Inoperable capacity | 0 | 0 | 0 | 0 | 0 | 0 | 0 | 0 | 0 | 0 | 0
2000 | US | MAAC | - | - | DCWIN | Internal Demand | 0 | 43139 | 43717 | 44455 | 45143 | 45767 | 46397 | 47046 | 47657 | 48280 | 48902
2000 | US | MAAC | - | - | DCWIT | Interruptible Demand | 0 | 719 | 719 | 719 | 719 | 719 | 719 | 719 | 719 | 719 | 719
2000 | US | MAAC | - | - | DCWLM | Direct Control Load Management | 0 | 113 | 113 | 114 | 114 | 115 | 117 | 117 | 118 | 119 | 120
2000 | US | MAAC | - | - | DCWNC | Net Capacity Resources | 0 | 60815 | 66458 | 74375 | 78511 | 79309 | 79309 | 79309 | 79309 | 79309 | 79309
2000 | US | MAAC | - | - | DCWNI | Projected Net Internal Demand | 0 | 42307 | 42885 | 43622 | 44310 | 44933 | 45561 | 46210 | 46820 | 47442 | 48063
2000 | US | MAAC | - | - | DCWNO | Net Operable Capacity | 0 | 60812 | 66458 | 74375 | 78511 | 79309 | 79309 | 79309 | 79309 | 79309 | 79309
2000 | US | MAAC | - | - | DCWPU | Purchases | 0 | 3 | 0 | 0 | 0 | 0 | 0 | 0 | 0 | 0 | 0
2000 | US | MAAC | - | - | DCWSA | Sales | 0 | 0 | 0 | 0 | 0 | 0 | 0 | 0 | 0 | 0 | 0
2000 | US | MAAC | - | - | DCWST | Standby Demand | 0 | 0 | 0 | 0 | 0 | 0 | 0 | 0 | 0 | 0 | 0
2000 | US | MAAC | - | - | DCWT | Total Internal Capacity | 0 | 60812 | 66458 | 74375 | 78511 | 79309 | 79309 | 79309 | 79309 | 79309 | 79309
2000 | US | MAAC | - | - | DCWTA | Committed Resources | 0 | 561 | 1747 | 5098 | 5044 | 5044 | 5044 | 5044 | 5044 | 5044 | 5044
2000 | US | MAAC | - | - | DCWTB | Uncommitted Resources | 0 | 107 | 4567 | 9133 | 13323 | 14121 | 14121 | 14121 | 14121 | 14121 | 14121
2000 | US | MAAC | - | - | DCWTI | Projected Total Internal Demand | 0 | 43139 | 43717 | 44455 | 45143 | 45767 | 46397 | 47046 | 47657 | 48280 | 48902
2000 | US | MAIN | - | - | CWT | Total Capacity | 52383 | 55122 | 59879 | 61345 | 61839 | 62620 | 62836 | 63029 | 63152 | 63228 | 63401
2000 | US | MAIN | - | - | DCWAJ | Adjustments | 0 | 0 | 0 | 0 | 0 | 0 | 0 | 0 | 0 | 0 | 0
2000 | US | MAIN | - | - | DCWFP | Full-Responsibility Purchases (portion of total purchases) | 0 | 148 | 133 | 133 | 198 | 198 | 198 | 198 | 193 | 118 | 118
2000 | US | MAIN | - | - | DCWFS | Full-Responsibility Sales (portion of total sales) | 0 | 127 | 127 | 53 | 36 | 36 | 36 | 36 | 16 | 16 | 16
2000 | US | MAIN | - | - | DCWIC | Inoperable capacity | 0 | 12 | 12 | 12 | 12 | 12 | 12 | 12 | 12 | 12 | 12
2000 | US | MAIN | - | - | DCWIN | Internal Demand | 0 | 39742 | 40399 | 41060 | 41739 | 42432 | 42799 | 43354 | 43894 | 44645 | 45484
2000 | US | MAIN | - | - | DCWIT | Interruptible Demand | 0 | 1779 | 1783 | 1793 | 1796 | 1805 | 1814 | 1823 | 1828 | 1833 | 1838
2000 | US | MAIN | - | - | DCWLM | Direct Control Load Management | 0 | 472 | 472 | 472 | 472 | 472 | 472 | 472 | 472 | 472 | 472
2000 | US | MAIN | - | - | DCWNC | Net Capacity Resources | 0 | 55607 | 60094 | 61566 | 61997 | 62783 | 63403 | 63751 | 64044 | 64189 | 64518
2000 | US | MAIN | - | - | DCWNI | Projected Net Internal Demand | 0 | 37491 | 38144 | 38795 | 39471 | 40155 | 40513 | 41059 | 41594 | 42340 | 43174
2000 | US | MAIN | - | - | DCWNO | Net Operable Capacity | 0 | 55110 | 59867 | 61333 | 61827 | 62608 | 62824 | 63017 | 63140 | 63216 | 63389
2000 | US | MAIN | - | - | DCWPU | Purchases | 0 | 1129 | 859 | 790 | 710 | 715 | 1119 | 1274 | 1424 | 1493 | 1649
2000 | US | MAIN | - | - | DCWSA | Sales | 0 | 632 | 632 | 557 | 540 | 540 | 540 | 540 | 520 | 520 | 520
2000 | US | MAIN | - | - | DCWST | Standby Demand | 0 | 0 | 0 | 0 | 0 | 0 | 0 | 0 | 0 | 0 | 0
2000 | US | MAIN | - | - | DCWT | Total Internal Capacity | 0 | 55122 | 59879 | 61345 | 61839 | 62620 | 62836 | 63029 | 63152 | 63228 | 63401
2000 | US | MAIN | - | - | DCWTA | Committed Resources | 0 | 2275 | 2275 | 2275 | 2275 | 2275 | 2275 | 2275 | 2275 | 2275 | 2275
2000 | US | MAIN | - | - | DCWTB | Uncommitted Resources | 0 | 0 | 4757 | 6223 | 6717 | 7498 | 7714 | 7907 | 8030 | 8106 | 8279
2000 | US | MAIN | - | - | DCWTI | Projected Total Internal Demand | 0 | 39742 | 40399 | 41060 | 41739 | 42432 | 42799 | 43354 | 43894 | 44645 | 45484
2000 | US | MRO | - | - | CWT | Total Capacity | 33423 | 33485 | 33674 | 33672 | 34031 | 34031 | 34031 | 34031 | 34031 | 34031 | 34031
2000 | US | MRO | - | - | DCWAJ | Adjustments | 0 | 0 | 0 | 0 | 0 | 0 | 0 | 0 | 0 | 0 | 0
2000 | US | MRO | - | - | DCWFP | Full-Responsibility Purchases (portion of total purchases) | 0 | 1926 | 1778 | 1713 | 1723 | 1676 | 1532 | 1029 | 1029 | 1001 | 981
2000 | US | MRO | - | - | DCWFS | Full-Responsibility Sales (portion of total sales) | 0 | 1641 | 1359 | 1154 | 1138 | 978 | 973 | 973 | 973 | 798 | 798
2000 | US | MRO | - | - | DCWIC | Inoperable capacity | 0 | 0 | 0 | 0 | 0 | 0 | 0 | 0 | 0 | 0 | 0
2000 | US | MRO | - | - | DCWIN | Internal Demand | 0 | 27354 | 27860 | 27931 | 27908 | 28183 | 28677 | 29185 | 29711 | 30226 | 30399
2000 | US | MRO | - | - | DCWIT | Interruptible Demand | 0 | 695 | 711 | 727 | 740 | 816 | 853 | 867 | 883 | 898 | 921
2000 | US | MRO | - | - | DCWLM | Direct Control Load Management | 0 | 395 | 404 | 410 | 417 | 424 | 431 | 437 | 444 | 452 | 458
2000 | US | MRO | - | - | DCWNC | Net Capacity Resources | 0 | 33770 | 34093 | 34231 | 34616 | 34729 | 34590 | 34087 | 34087 | 34234 | 34214
2000 | US | MRO | - | - | DCWNI | Projected Net Internal Demand | 0 | 26273 | 26754 | 26803 | 26760 | 26952 | 27402 | 27890 | 28393 | 28885 | 29029
2000 | US | MRO | - | - | DCWNO | Net Operable Capacity | 0 | 33485 | 33674 | 33672 | 34031 | 34031 | 34031 | 34031 | 34031 | 34031 | 34031
2000 | US | MRO | - | - | DCWPU | Purchases | 0 | 1926 | 1778 | 1713 | 1723 | 1676 | 1532 | 1029 | 1029 | 1001 | 981
2000 | US | MRO | - | - | DCWSA | Sales | 0 | 1641 | 1359 | 1154 | 1138 | 978 | 973 | 973 | 973 | 798 | 798
2000 | US | MRO | - | - | DCWST | Standby Demand | 0 | 9 | 9 | 9 | 9 | 9 | 9 | 9 | 9 | 9 | 9
2000 | US | MRO | - | - | DCWT | Total Internal Capacity | 0 | 33485 | 33674 | 33672 | 34031 | 34031 | 34031 | 34031 | 34031 | 34031 | 34031
2000 | US | MRO | - | - | DCWTA | Committed Resources | 0 | 0 | 0 | 0 | 0 | 0 | 0 | 0 | 0 | 0 | 0
2000 | US | MRO | - | - | DCWTB | Uncommitted Resources | 0 | 0 | 0 | 0 | 0 | 0 | 0 | 0 | 0 | 0 | 0
2000 | US | MRO | - | - | DCWTI | Projected Total Internal Demand | 0 | 27363 | 27869 | 27940 | 27917 | 28192 | 28686 | 29194 | 29720 | 30235 | 30408
2000 | US | NPCC | - | - | CWT | Total Capacity | 60206 | 64002 | 72497 | 79544 | 81413 | 81395 | 81338 | 81338 | 81324 | 81311 | 81289
2000 | US | NPCC | - | - | DCWAJ | Adjustments | 0 | 0 | 0 | 0 | 0 | 0 | 0 | 0 | 0 | 0 | 0
2000 | US | NPCC | - | - | DCWFP | Full-Responsibility Purchases (portion of total purchases) | 0 | 1134 | 735 | 735 | 511 | 504 | 504 | 449 | 449 | 424 | 424
2000 | US | NPCC | - | - | DCWFS | Full-Responsibility Sales (portion of total sales) | 0 | 296 | 296 | 296 | 296 | 296 | 296 | 296 | 296 | 296 | 296
2000 | US | NPCC | - | - | DCWIC | Inoperable capacity | 0 | 0 | 0 | 0 | 0 | 0 | 0 | 0 | 0 | 0 | 0
2000 | US | NPCC | - | - | DCWIN | Internal Demand | 0 | 45294 | 45735 | 46289 | 46903 | 47506 | 48070 | 48566 | 49088 | 49578 | 50099
2000 | US | NPCC | - | - | DCWIT | Interruptible Demand | 0 | 44 | 45 | 48 | 53 | 64 | 79 | 79 | 77 | 71 | 80
2000 | US | NPCC | - | - | DCWLM | Direct Control Load Management | 0 | 80 | 80 | 78 | 77 | 73 | 69 | 65 | 63 | 63 | 63
2000 | US | NPCC | - | - | DCWNC | Net Capacity Resources | 0 | 65355 | 73457 | 80510 | 82162 | 82193 | 82137 | 82082 | 82068 | 82030 | 81953
2000 | US | NPCC | - | - | DCWNI | Projected Net Internal Demand | 0 | 45170 | 45610 | 46163 | 46773 | 47369 | 47922 | 48422 | 48948 | 49444 | 49956
2000 | US | NPCC | - | - | DCWNO | Net Operable Capacity | 0 | 64002 | 72497 | 79544 | 81413 | 81395 | 81338 | 81338 | 81324 | 81311 | 81289
2000 | US | NPCC | - | - | DCWPU | Purchases | 0 | 1659 | 1266 | 1272 | 1055 | 1097 | 1098 | 1043 | 1043 | 1018 | 963
2000 | US | NPCC | - | - | DCWSA | Sales | 0 | 306 | 306 | 306 | 306 | 299 | 299 | 299 | 299 | 299 | 299
2000 | US | NPCC | - | - | DCWST | Standby Demand | 0 | 0 | 0 | 0 | 0 | 0 | 0 | 0 | 0 | 0 | 0
2000 | US | NPCC | - | - | DCWT | Total Internal Capacity | 0 | 64002 | 72497 | 79544 | 81413 | 81395 | 81338 | 81338 | 81324 | 81311 | 81289
2000 | US | NPCC | - | - | DCWTA | Committed Resources | 0 | 1894 | 2371 | 2951 | 2951 | 2951 | 2951 | 2951 | 2951 | 2951 | 2951
2000 | US | NPCC | - | - | DCWTB | Uncommitted Resources | 0 | 0 | 6656 | 10904 | 12781 | 12781 | 12781 | 12781 | 12781 | 12781 | 12781
2000 | US | NPCC | - | - | DCWTI | Projected Total Internal Demand | 0 | 45294 | 45735 | 46289 | 46903 | 47506 | 48070 | 48566 | 49088 | 49578 | 50099
2000 | US | NPCC | New England | New England | CWT | Total Capacity | 25199 | 27892 | 36373 | 43427 | 45304 | 45300 | 45293 | 45293 | 45279 | 45266 | 45244
2000 | US | NPCC | New England | New England | DCWAJ | Adjustments | 0 | 0 | 0 | 0 | 0 | 0 | 0 | 0 | 0 | 0 | 0
2000 | US | NPCC | New England | New England | DCWFP | Full-Responsibility Purchases (portion of total purchases) | 0 | 1084 | 655 | 655 | 431 | 424 | 424 | 424 | 424 | 424 | 424
2000 | US | NPCC | New England | New England | DCWFS | Full-Responsibility Sales (portion of total sales) | 0 | 0 | 0 | 0 | 0 | 0 | 0 | 0 | 0 | 0 | 0
2000 | US | NPCC | New England | New England | DCWIC | Inoperable capacity | 0 | 0 | 0 | 0 | 0 | 0 | 0 | 0 | 0 | 0 | 0
2000 | US | NPCC | New England | New England | DCWIN | Internal Demand | 0 | 20824 | 21025 | 21329 | 21663 | 22046 | 22400 | 22676 | 23008 | 23278 | 23589
2000 | US | NPCC | New England | New England | DCWIT | Interruptible Demand | 0 | 44 | 45 | 48 | 53 | 64 | 79 | 79 | 77 | 71 | 80
2000 | US | NPCC | New England | New England | DCWLM | Direct Control Load Management | 0 | 80 | 80 | 78 | 77 | 73 | 69 | 65 | 63 | 63 | 63
2000 | US | NPCC | New England | New England | DCWNC | Net Capacity Resources | 0 | 28976 | 37028 | 44082 | 45735 | 45724 | 45717 | 45717 | 45703 | 45690 | 45668
2000 | US | NPCC | New England | New England | DCWNI | Projected Net Internal Demand | 0 | 20700 | 20900 | 21203 | 21533 | 21909 | 22252 | 22532 | 22868 | 23144 | 23446
2000 | US | NPCC | New England | New England | DCWNO | Net Operable Capacity | 0 | 27892 | 36373 | 43427 | 45304 | 45300 | 45293 | 45293 | 45279 | 45266 | 45244
2000 | US | NPCC | New England | New England | DCWPU | Purchases | 0 | 1084 | 655 | 655 | 431 | 424 | 424 | 424 | 424 | 424 | 424
2000 | US | NPCC | New England | New England | DCWSA | Sales | 0 | 0 | 0 | 0 | 0 | 0 | 0 | 0 | 0 | 0 | 0
2000 | US | NPCC | New England | New England | DCWST | Standby Demand | 0 | 0 | 0 | 0 | 0 | 0 | 0 | 0 | 0 | 0 | 0
2000 | US | NPCC | New England | New England | DCWT | Total Internal Capacity | 0 | 27892 | 36373 | 43427 | 45304 | 45300 | 45293 | 45293 | 45279 | 45266 | 45244
2000 | US | NPCC | New England | New England | DCWTA | Committed Resources | 0 | 1894 | 2371 | 2951 | 2951 | 2951 | 2951 | 2951 | 2951 | 2951 | 2951
2000 | US | NPCC | New England | New England | DCWTB | Uncommitted Resources | 0 | 0 | 6656 | 10904 | 12781 | 12781 | 12781 | 12781 | 12781 | 12781 | 12781
2000 | US | NPCC | New England | New England | DCWTI | Projected Total Internal Demand | 0 | 20824 | 21025 | 21329 | 21663 | 22046 | 22400 | 22676 | 23008 | 23278 | 23589
2000 | US | NPCC | New York | New York | CWT | Total Capacity | 35007 | 36110 | 36124 | 36117 | 36109 | 36095 | 36045 | 36045 | 36045 | 36045 | 36045
2000 | US | NPCC | New York | New York | DCWAJ | Adjustments | 0 | 0 | 0 | 0 | 0 | 0 | 0 | 0 | 0 | 0 | 0
2000 | US | NPCC | New York | New York | DCWFP | Full-Responsibility Purchases (portion of total purchases) | 0 | 50 | 80 | 80 | 80 | 80 | 80 | 25 | 25 | 0 | 0
2000 | US | NPCC | New York | New York | DCWFS | Full-Responsibility Sales (portion of total sales) | 0 | 296 | 296 | 296 | 296 | 296 | 296 | 296 | 296 | 296 | 296
2000 | US | NPCC | New York | New York | DCWIC | Inoperable capacity | 0 | 0 | 0 | 0 | 0 | 0 | 0 | 0 | 0 | 0 | 0
2000 | US | NPCC | New York | New York | DCWIN | Internal Demand | 0 | 24470 | 24710 | 24960 | 25240 | 25460 | 25670 | 25890 | 26080 | 26300 | 26510
2000 | US | NPCC | New York | New York | DCWIT | Interruptible Demand | 0 | 0 | 0 | 0 | 0 | 0 | 0 | 0 | 0 | 0 | 0
2000 | US | NPCC | New York | New York | DCWLM | Direct Control Load Management | 0 | 0 | 0 | 0 | 0 | 0 | 0 | 0 | 0 | 0 | 0
2000 | US | NPCC | New York | New York | DCWNC | Net Capacity Resources | 0 | 36379 | 36429 | 36428 | 36427 | 36469 | 36420 | 36365 | 36365 | 36340 | 36285
2000 | US | NPCC | New York | New York | DCWNI | Projected Net Internal Demand | 0 | 24470 | 24710 | 24960 | 25240 | 25460 | 25670 | 25890 | 26080 | 26300 | 26510
2000 | US | NPCC | New York | New York | DCWNO | Net Operable Capacity | 0 | 36110 | 36124 | 36117 | 36109 | 36095 | 36045 | 36045 | 36045 | 36045 | 36045
2000 | US | NPCC | New York | New York | DCWPU | Purchases | 0 | 575 | 611 | 617 | 624 | 673 | 674 | 619 | 619 | 594 | 539
2000 | US | NPCC | New York | New York | DCWSA | Sales | 0 | 306 | 306 | 306 | 306 | 299 | 299 | 299 | 299 | 299 | 299
2000 | US | NPCC | New York | New York | DCWST | Standby Demand | 0 | 0 | 0 | 0 | 0 | 0 | 0 | 0 | 0 | 0 | 0
2000 | US | NPCC | New York | New York | DCWT | Total Internal Capacity | 0 | 36110 | 36124 | 36117 | 36109 | 36095 | 36045 | 36045 | 36045 | 36045 | 36045
2000 | US | NPCC | New York | New York | DCWTA | Committed Resources | 0 | 0 | 0 | 0 | 0 | 0 | 0 | 0 | 0 | 0 | 0
2000 | US | NPCC | New York | New York | DCWTB | Uncommitted Resources | 0 | 0 | 0 | 0 | 0 | 0 | 0 | 0 | 0 | 0 | 0
2000 | US | NPCC | New York | New York | DCWTI | Projected Total Internal Demand | 0 | 24470 | 24710 | 24960 | 25240 | 25460 | 25670 | 25890 | 26080 | 26300 | 26510
2000 | US | SERC | - | - | CWT | Total Capacity | 152374 | 159160 | 164648 | 168600 | 173302 | 178640 | 182615 | 185786 | 189971 | 191840 | 194873
2000 | US | SERC | - | - | DCWAJ | Adjustments | 0 | 333 | 309 | 146 | 146 | 146 | 146 | 146 | 146 | 146 | 146
2000 | US | SERC | - | - | DCWFP | Full-Responsibility Purchases (portion of total purchases) | 0 | 939 | 931 | 897 | 892 | 806 | 860 | 917 | 871 | 875 | 858
2000 | US | SERC | - | - | DCWFS | Full-Responsibility Sales (portion of total sales) | 0 | 1674 | 1797 | 1638 | 1599 | 1600 | 1601 | 1602 | 1603 | 1604 | 1605
2000 | US | SERC | - | - | DCWIC | Inoperable capacity | 0 | 1355 | 1329 | 1329 | 1289 | 1289 | 1289 | 1289 | 1289 | 1289 | 1289
2000 | US | SERC | - | - | DCWIN | Internal Demand | 0 | 134430 | 137671 | 140046 | 142365 | 145453 | 148407 | 151199 | 153833 | 156531 | 159360
2000 | US | SERC | - | - | DCWIT | Interruptible Demand | 0 | 5892 | 6006 | 6170 | 6253 | 6301 | 6316 | 6328 | 6372 | 6299 | 6254
2000 | US | SERC | - | - | DCWLM | Direct Control Load Management | 0 | 323 | 325 | 326 | 329 | 330 | 333 | 335 | 338 | 340 | 344
2000 | US | SERC | - | - | DCWNC | Net Capacity Resources | 0 | 161702 | 166652 | 171580 | 176513 | 181672 | 186206 | 188499 | 192701 | 194904 | 197533
2000 | US | SERC | - | - | DCWNI | Projected Net Internal Demand | 0 | 128273 | 131422 | 133710 | 135967 | 139007 | 141943 | 144721 | 147308 | 150077 | 152947
2000 | US | SERC | - | - | DCWNO | Net Operable Capacity | 0 | 157805 | 163319 | 167271 | 172013 | 177351 | 181326 | 184497 | 188682 | 190551 | 193584
2000 | US | SERC | - | - | DCWPU | Purchases | 0 | 8004 | 8080 | 8861 | 8774 | 8330 | 8374 | 7372 | 7265 | 7435 | 7032
2000 | US | SERC | - | - | DCWSA | Sales | 0 | 4440 | 5056 | 4698 | 4420 | 4155 | 3640 | 3516 | 3392 | 3228 | 3229
2000 | US | SERC | - | - | DCWST | Standby Demand | 0 | 58 | 82 | 160 | 184 | 185 | 185 | 185 | 185 | 185 | 185
2000 | US | SERC | - | - | DCWT | Total Internal Capacity | 0 | 159160 | 164648 | 168600 | 173302 | 178640 | 182615 | 185786 | 189971 | 191840 | 194873
2000 | US | SERC | - | - | DCWTA | Committed Resources | 0 | 7723 | 7460 | 7191 | 5612 | 5802 | 5712 | 5682 | 5802 | 5536 | 5802
2000 | US | SERC | - | - | DCWTB | Uncommitted Resources | 0 | 227 | 1859 | 2551 | 5964 | 9623 | 7755 | 8357 | 11034 | 9902 | 12790
2000 | US | SERC | - | - | DCWTI | Projected Total Internal Demand | 0 | 134488 | 137753 | 140206 | 142549 | 145638 | 148592 | 151384 | 154018 | 156716 | 159545
2000 | US | SERC | Central | - | CWT | Total Capacity | 30804 | 31961 | 32798 | 33712 | 34759 | 35118 | 35664 | 36435 | 38210 | 38730 | 39248
2000 | US | SERC | Central | - | DCWAJ | Adjustments | 0 | 0 | 0 | 0 | 0 | 0 | 0 | 0 | 0 | 0 | 0
2000 | US | SERC | Central | - | DCWFP | Full-Responsibility Purchases (portion of total purchases) | 0 | 143 | 146 | 149 | 152 | 156 | 158 | 161 | 164 | 167 | 171
2000 | US | SERC | Central | - | DCWFS | Full-Responsibility Sales (portion of total sales) | 0 | 0 | 0 | 0 | 0 | 0 | 0 | 0 | 0 | 0 | 0
2000 | US | SERC | Central | - | DCWIC | Inoperable capacity | 0 | 1289 | 1289 | 1289 | 1289 | 1289 | 1289 | 1289 | 1289 | 1289 | 1289
2000 | US | SERC | Central | - | DCWIN | Internal Demand | 0 | 27760 | 28588 | 29218 | 29830 | 30485 | 31166 | 31829 | 32116 | 32528 | 33040
2000 | US | SERC | Central | - | DCWIT | Interruptible Demand | 0 | 2414 | 2428 | 2575 | 2644 | 2678 | 2712 | 2745 | 2776 | 2692 | 2635
2000 | US | SERC | Central | - | DCWLM | Direct Control Load Management | 0 | 0 | 0 | 0 | 0 | 0 | 0 | 0 | 0 | 0 | 0
2000 | US | SERC | Central | - | DCWNC | Net Capacity Resources | 0 | 31340 | 32180 | 33297 | 34347 | 34709 | 35258 | 34832 | 36610 | 37133 | 37655
2000 | US | SERC | Central | - | DCWNI | Projected Net Internal Demand | 0 | 25346 | 26160 | 26643 | 27186 | 27807 | 28454 | 29084 | 29340 | 29836 | 30405
2000 | US | SERC | Central | - | DCWNO | Net Operable Capacity | 0 | 30672 | 31509 | 32423 | 33470 | 33829 | 34375 | 35146 | 36921 | 37441 | 37959
2000 | US | SERC | Central | - | DCWPU | Purchases | 0 | 1143 | 1146 | 1349 | 1352 | 1355 | 1358 | 161 | 164 | 167 | 171
2000 | US | SERC | Central | - | DCWSA | Sales | 0 | 475 | 475 | 475 | 475 | 475 | 475 | 475 | 475 | 475 | 475
2000 | US | SERC | Central | - | DCWST | Standby Demand | 0 | 0 | 0 | 0 | 0 | 0 | 0 | 0 | 0 | 0 | 0
2000 | US | SERC | Central | - | DCWT | Total Internal Capacity | 0 | 31961 | 32798 | 33712 | 34759 | 35118 | 35664 | 36435 | 38210 | 38730 | 39248
2000 | US | SERC | Central | - | DCWTA | Committed Resources | 0 | 1128 | 1128 | 1128 | 1128 | 1128 | 1128 | 1128 | 1128 | 1128 | 1128
2000 | US | SERC | Central | - | DCWTB | Uncommitted Resources | 0 | 0 | 744 | 1544 | 2494 | 2744 | 3244 | 3994 | 5744 | 6244 | 6744
2000 | US | SERC | Central | - | DCWTI | Projected Total Internal Demand | 0 | 27760 | 28588 | 29218 | 29830 | 30485 | 31166 | 31829 | 32116 | 32528 | 33040
2000 | US | SERC | Delta | - | CWT | Total Capacity | 26445 | 26933 | 27099 | 27449 | 27533 | 27700 | 27939 | 28044 | 28149 | 28252 | 28355
2000 | US | SERC | Delta | - | DCWAJ | Adjustments | 0 | 0 | 0 | 0 | 0 | 0 | 0 | 0 | 0 | 0 | 0
2000 | US | SERC | Delta | - | DCWFP | Full-Responsibility Purchases (portion of total purchases) | 0 | 312 | 340 | 404 | 454 | 503 | 554 | 606 | 656 | 656 | 634
2000 | US | SERC | Delta | - | DCWFS | Full-Responsibility Sales (portion of total sales) | 0 | 45 | 46 | 47 | 48 | 49 | 50 | 51 | 52 | 53 | 54
2000 | US | SERC | Delta | - | DCWIC | Inoperable capacity | 0 | 0 | 0 | 0 | 0 | 0 | 0 | 0 | 0 | 0 | 0
2000 | US | SERC | Delta | - | DCWIN | Internal Demand | 0 | 20239 | 20657 | 20392 | 20851 | 21331 | 21767 | 22182 | 22617 | 23126 | 23643
2000 | US | SERC | Delta | - | DCWIT | Interruptible Demand | 0 | 13 | 13 | 13 | 13 | 13 | 13 | 13 | 13 | 13 | 13
2000 | US | SERC | Delta | - | DCWLM | Direct Control Load Management | 0 | 0 | 0 | 0 | 0 | 0 | 0 | 0 | 0 | 0 | 0
2000 | US | SERC | Delta | - | DCWNC | Net Capacity Resources | 0 | 27723 | 27848 | 28464 | 28637 | 28850 | 29141 | 29198 | 29353 | 29622 | 29703
2000 | US | SERC | Delta | - | DCWNI | Projected Net Internal Demand | 0 | 20284 | 20726 | 20539 | 21022 | 21503 | 21939 | 22354 | 22789 | 23298 | 23815
2000 | US | SERC | Delta | - | DCWNO | Net Operable Capacity | 0 | 26933 | 27099 | 27449 | 27533 | 27700 | 27939 | 28044 | 28149 | 28252 | 28355
2000 | US | SERC | Delta | - | DCWPU | Purchases | 0 | 2261 | 2059 | 2127 | 2178 | 1959 | 2012 | 2065 | 2116 | 2118 | 2097
2000 | US | SERC | Delta | - | DCWSA | Sales | 0 | 1471 | 1310 | 1112 | 1074 | 809 | 810 | 911 | 912 | 748 | 749
2000 | US | SERC | Delta | - | DCWST | Standby Demand | 0 | 58 | 82 | 160 | 184 | 185 | 185 | 185 | 185 | 185 | 185
2000 | US | SERC | Delta | - | DCWT | Total Internal Capacity | 0 | 26933 | 27099 | 27449 | 27533 | 27700 | 27939 | 28044 | 28149 | 28252 | 28355
2000 | US | SERC | Delta | - | DCWTA | Committed Resources | 0 | 0 | 0 | 0 | 0 | 0 | 0 | 0 | 0 | 0 | 0
2000 | US | SERC | Delta | - | DCWTB | Uncommitted Resources | 0 | 0 | 0 | 0 | 0 | 0 | 0 | 0 | 0 | 0 | 0
2000 | US | SERC | Delta | - | DCWTI | Projected Total Internal Demand | 0 | 20297 | 20739 | 20552 | 21035 | 21516 | 21952 | 22367 | 22802 | 23311 | 23828
2000 | US | SERC | Southeastern | - | CWT | Total Capacity | 40582 | 42689 | 45490 | 46067 | 48197 | 48735 | 50618 | 51458 | 52349 | 53069 | 53669
2000 | US | SERC | Southeastern | - | DCWAJ | Adjustments | 0 | 0 | 0 | 0 | 0 | 0 | 0 | 0 | 0 | 0 | 0
2000 | US | SERC | Southeastern | - | DCWFP | Full-Responsibility Purchases (portion of total purchases) | 0 | 441 | 401 | 299 | 240 | 100 | 100 | 100 | 0 | 0 | 0
2000 | US | SERC | Southeastern | - | DCWFS | Full-Responsibility Sales (portion of total sales) | 0 | 1629 | 1751 | 1591 | 1551 | 1551 | 1551 | 1551 | 1551 | 1551 | 1551
2000 | US | SERC | Southeastern | - | DCWIC | Inoperable capacity | 0 | 0 | 0 | 0 | 0 | 0 | 0 | 0 | 0 | 0 | 0
2000 | US | SERC | Southeastern | - | DCWIN | Internal Demand | 0 | 34877 | 35871 | 36947 | 37901 | 39023 | 39930 | 40904 | 41990 | 42905 | 43832
2000 | US | SERC | Southeastern | - | DCWIT | Interruptible Demand | 0 | 1759 | 1864 | 1879 | 1892 | 1904 | 1884 | 1862 | 1873 | 1883 | 1893
2000 | US | SERC | Southeastern | - | DCWLM | Direct Control Load Management | 0 | 0 | 0 | 0 | 0 | 0 | 0 | 0 | 0 | 0 | 0
2000 | US | SERC | Southeastern | - | DCWNC | Net Capacity Resources | 0 | 44437 | 46733 | 47525 | 49589 | 49898 | 52284 | 53489 | 54343 | 55227 | 55440
2000 | US | SERC | Southeastern | - | DCWNI | Projected Net Internal Demand | 0 | 33118 | 34007 | 35068 | 36009 | 37119 | 38046 | 39042 | 40117 | 41022 | 41939
2000 | US | SERC | Southeastern | - | DCWNO | Net Operable Capacity | 0 | 42689 | 45490 | 46067 | 48197 | 48735 | 50618 | 51458 | 52349 | 53069 | 53669
2000 | US | SERC | Southeastern | - | DCWPU | Purchases | 0 | 3918 | 4060 | 4115 | 3809 | 3580 | 3567 | 3707 | 3545 | 3709 | 3322
2000 | US | SERC | Southeastern | - | DCWSA | Sales | 0 | 2170 | 2817 | 2657 | 2417 | 2417 | 1901 | 1676 | 1551 | 1551 | 1551
2000 | US | SERC | Southeastern | - | DCWST | Standby Demand | 0 | 0 | 0 | 0 | 0 | 0 | 0 | 0 | 0 | 0 | 0
2000 | US | SERC | Southeastern | - | DCWT | Total Internal Capacity | 0 | 42689 | 45490 | 46067 | 48197 | 48735 | 50618 | 51458 | 52349 | 53069 | 53669
2000 | US | SERC | Southeastern | - | DCWTA | Committed Resources | 0 | 3875 | 4441 | 4304 | 2695 | 2695 | 2695 | 2695 | 2695 | 2695 | 2695
2000 | US | SERC | Southeastern | - | DCWTB | Uncommitted Resources | 0 | 0 | 575 | 0 | 2130 | 1020 | 2349 | 1290 | 2030 | 1050 | 2250
2000 | US | SERC | Southeastern | - | DCWTI | Projected Total Internal Demand | 0 | 34877 | 35871 | 36947 | 37901 | 39023 | 39930 | 40904 | 41990 | 42905 | 43832
2000 | US | SERC | VACAR | - | CWT | Total Capacity | 54543 | 57577 | 59261 | 61372 | 62813 | 67087 | 68394 | 69849 | 71263 | 71789 | 73601
2000 | US | SERC | VACAR | - | DCWAJ | Adjustments | 0 | 333 | 309 | 146 | 146 | 146 | 146 | 146 | 146 | 146 | 146
2000 | US | SERC | VACAR | - | DCWFP | Full-Responsibility Purchases (portion of total purchases) | 0 | 43 | 44 | 45 | 46 | 47 | 48 | 50 | 51 | 52 | 53
2000 | US | SERC | VACAR | - | DCWFS | Full-Responsibility Sales (portion of total sales) | 0 | 0 | 0 | 0 | 0 | 0 | 0 | 0 | 0 | 0 | 0
2000 | US | SERC | VACAR | - | DCWIC | Inoperable capacity | 0 | 66 | 40 | 40 | 0 | 0 | 0 | 0 | 0 | 0 | 0
2000 | US | SERC | VACAR | - | DCWIN | Internal Demand | 0 | 51554 | 52555 | 53489 | 53783 | 54614 | 55544 | 56284 | 57110 | 57972 | 58845
2000 | US | SERC | VACAR | - | DCWIT | Interruptible Demand | 0 | 1706 | 1701 | 1703 | 1704 | 1706 | 1707 | 1708 | 1710 | 1711 | 1713
2000 | US | SERC | VACAR | - | DCWLM | Direct Control Load Management | 0 | 323 | 325 | 326 | 329 | 330 | 333 | 335 | 338 | 340 | 344
2000 | US | SERC | VACAR | - | DCWNC | Net Capacity Resources | 0 | 58202 | 59891 | 62294 | 63940 | 68215 | 69523 | 70980 | 72395 | 72922 | 74735
2000 | US | SERC | VACAR | - | DCWNI | Projected Net Internal Demand | 0 | 49525 | 50529 | 51460 | 51750 | 52578 | 53504 | 54241 | 55062 | 55921 | 56788
2000 | US | SERC | VACAR | - | DCWNO | Net Operable Capacity | 0 | 57511 | 59221 | 61332 | 62813 | 67087 | 68394 | 69849 | 71263 | 71789 | 73601
2000 | US | SERC | VACAR | - | DCWPU | Purchases | 0 | 682 | 815 | 1270 | 1435 | 1436 | 1437 | 1439 | 1440 | 1441 | 1442
2000 | US | SERC | VACAR | - | DCWSA | Sales | 0 | 324 | 454 | 454 | 454 | 454 | 454 | 454 | 454 | 454 | 454
2000 | US | SERC | VACAR | - | DCWST | Standby Demand | 0 | 0 | 0 | 0 | 0 | 0 | 0 | 0 | 0 | 0 | 0
2000 | US | SERC | VACAR | - | DCWT | Total Internal Capacity | 0 | 57577 | 59261 | 61372 | 62813 | 67087 | 68394 | 69849 | 71263 | 71789 | 73601
2000 | US | SERC | VACAR | - | DCWTA | Committed Resources | 0 | 2720 | 1891 | 1759 | 1789 | 1979 | 1889 | 1859 | 1979 | 1713 | 1979
2000 | US | SERC | VACAR | - | DCWTB | Uncommitted Resources | 0 | 227 | 540 | 1007 | 1340 | 5859 | 2162 | 3073 | 3260 | 2608 | 3796
2000 | US | SERC | VACAR | - | DCWTI | Projected Total Internal Demand | 0 | 51554 | 52555 | 53489 | 53783 | 54614 | 55544 | 56284 | 57110 | 57972 | 58845
2000 | US | SPP | - | - | CWT | Total Capacity | 42461 | 43131 | 44106 | 44426 | 44649 | 44526 | 44304 | 44036 | 43504 | 43748 | 42945
2000 | US | SPP | - | - | DCWAJ | Adjustments | 0 | -142 | -142 | -142 | -110 | -110 | -110 | -110 | 0 | 0 | 0
2000 | US | SPP | - | - | DCWFP | Full-Responsibility Purchases (portion of total purchases) | 0 | 3094 | 2931 | 2797 | 2703 | 2685 | 2525 | 2569 | 2409 | 2320 | 2328
2000 | US | SPP | - | - | DCWFS | Full-Responsibility Sales (portion of total sales) | 0 | 2070 | 1650 | 1534 | 1344 | 1357 | 1359 | 1367 | 1374 | 1381 | 1388
2000 | US | SPP | - | - | DCWIC | Inoperable capacity | 0 | 696 | 201 | 178 | 178 | 188 | 211 | 211 | 201 | 178 | 155
2000 | US | SPP | - | - | DCWIN | Internal Demand | 0 | 28375 | 28950 | 29904 | 30575 | 31262 | 32094 | 32627 | 33115 | 33868 | 34602
2000 | US | SPP | - | - | DCWIT | Interruptible Demand | 0 | 611 | 542 | 620 | 596 | 675 | 574 | 655 | 288 | 374 | 462
2000 | US | SPP | - | - | DCWLM | Direct Control Load Management | 0 | 312 | 312 | 312 | 312 | 312 | 312 | 312 | 312 | 312 | 312
2000 | US | SPP | - | - | DCWNC | Net Capacity Resources | 0 | 42651 | 44795 | 45586 | 46295 | 46406 | 47368 | 48011 | 48180 | 49131 | 50231
2000 | US | SPP | - | - | DCWNI | Projected Net Internal Demand | 0 | 27452 | 28096 | 28972 | 29667 | 30275 | 31208 | 31660 | 32515 | 33182 | 33828
2000 | US | SPP | - | - | DCWNO | Net Operable Capacity | 0 | 42435 | 43905 | 44248 | 44471 | 44338 | 44093 | 43825 | 43303 | 43570 | 42790
2000 | US | SPP | - | - | DCWPU | Purchases | 0 | 5657 | 5660 | 5775 | 5951 | 6216 | 7410 | 8184 | 8772 | 9343 | 11230
2000 | US | SPP | - | - | DCWSA | Sales | 0 | 5299 | 4628 | 4295 | 4017 | 4038 | 4025 | 3888 | 3895 | 3782 | 3789
2000 | US | SPP | - | - | DCWST | Standby Demand | 0 | 0 | 0 | 0 | 0 | 0 | 0 | 0 | 0 | 0 | 0
2000 | US | SPP | - | - | DCWT | Total Internal Capacity | 0 | 43131 | 44106 | 44426 | 44649 | 44526 | 44304 | 44036 | 43504 | 43748 | 42945
2000 | US | SPP | - | - | DCWTA | Committed Resources | 0 | 513 | 888 | 938 | 938 | 938 | 938 | 938 | 938 | 938 | 938
2000 | US | SPP | - | - | DCWTB | Uncommitted Resources | 0 | 0 | 153 | 153 | 405 | 405 | 732 | 732 | 1212 | 1212 | 1212
2000 | US | SPP | - | - | DCWTI | Projected Total Internal Demand | 0 | 28375 | 28950 | 29904 | 30575 | 31262 | 32094 | 32627 | 33115 | 33868 | 34602
2000 | US | WECC | - | - | CWT | Total Capacity | 136566 | 137934 | 143115 | 152994 | 159377 | 159762 | 160423 | 160642 | 161722 | 161912 | 162317
2000 | US | WECC | - | - | DCWAJ | Adjustments | 0 | 0 | 0 | 0 | 0 | 0 | 0 | 0 | 0 | 0 | 0
2000 | US | WECC | - | - | DCWFP | Full-Responsibility Purchases (portion of total purchases) | 0 | 264 | 164 | 164 | 164 | 164 | 164 | 164 | 164 | 164 | 164
2000 | US | WECC | - | - | DCWFS | Full-Responsibility Sales (portion of total sales) | 0 | 822 | 814 | 803 | 679 | 1213 | 1213 | 1213 | 1213 | 1213 | 1213
2000 | US | WECC | - | - | DCWIC | Inoperable capacity | 0 | 0 | 0 | 0 | 0 | 0 | 0 | 0 | 0 | 0 | 0
2000 | US | WECC | - | - | DCWIN | Internal Demand | 0 | 102435 | 104876 | 106837 | 108869 | 110945 | 113101 | 115164 | 117353 | 119610 | 121884
2000 | US | WECC | - | - | DCWIT | Interruptible Demand | 0 | 1240 | 1266 | 1256 | 1273 | 1276 | 1278 | 1281 | 1283 | 1284 | 1285
2000 | US | WECC | - | - | DCWLM | Direct Control Load Management | 0 | 99 | 110 | 119 | 126 | 126 | 127 | 129 | 130 | 130 | 131
2000 | US | WECC | - | - | DCWNC | Net Capacity Resources | 0 | 137376 | 142465 | 152355 | 158862 | 158713 | 159374 | 159593 | 160673 | 160863 | 161268
2000 | US | WECC | - | - | DCWNI | Projected Net Internal Demand | 0 | 101096 | 103500 | 105462 | 107470 | 109543 | 111696 | 113754 | 115940 | 118196 | 120468
2000 | US | WECC | - | - | DCWNO | Net Operable Capacity | 0 | 137934 | 143115 | 152994 | 159377 | 159762 | 160423 | 160642 | 161722 | 161912 | 162317
2000 | US | WECC | - | - | DCWPU | Purchases | 0 | 264 | 164 | 164 | 164 | 164 | 164 | 164 | 164 | 164 | 164
2000 | US | WECC | - | - | DCWSA | Sales | 0 | 822 | 814 | 803 | 679 | 1213 | 1213 | 1213 | 1213 | 1213 | 1213
2000 | US | WECC | - | - | DCWST | Standby Demand | 0 | 0 | 0 | 0 | 0 | 0 | 0 | 0 | 0 | 0 | 0
2000 | US | WECC | - | - | DCWT | Total Internal Capacity | 0 | 137934 | 143115 | 152994 | 159377 | 159762 | 160423 | 160642 | 161722 | 161912 | 162317
2000 | US | WECC | - | - | DCWTA | Committed Resources | 0 | 0 | 0 | 0 | 0 | 0 | 0 | 0 | 0 | 0 | 0
2000 | US | WECC | - | - | DCWTB | Uncommitted Resources | 0 | 0 | 0 | 0 | 0 | 0 | 0 | 0 | 0 | 0 | 0
2000 | US | WECC | - | - | DCWTI | Projected Total Internal Demand | 0 | 102435 | 104876 | 106837 | 108869 | 110945 | 113101 | 115164 | 117353 | 119610 | 121884
2000 | US | WECC | AZN | - | CWT | Total Capacity | 21134 | 21266 | 23185 | 29040 | 32065 | 32065 | 32565 | 32565 | 33065 | 33065 | 33065
2000 | US | WECC | AZN | - | DCWAJ | Adjustments | 0 | 3452 | 3452 | 3452 | 3452 | 3452 | 3452 | 3452 | 3452 | 3452 | 3452
2000 | US | WECC | AZN | - | DCWFP | Full-Responsibility Purchases (portion of total purchases) | 0 | 144 | 102 | 111 | 119 | 127 | 137 | 146 | 156 | 156 | 156
2000 | US | WECC | AZN | - | DCWFS | Full-Responsibility Sales (portion of total sales) | 0 | 904 | 804 | 808 | 809 | 807 | 696 | 696 | 696 | 696 | 481
2000 | US | WECC | AZN | - | DCWIC | Inoperable capacity | 0 | 0 | 0 | 0 | 0 | 0 | 0 | 0 | 0 | 0 | 0
2000 | US | WECC | AZN | - | DCWIN | Internal Demand | 0 | 15395 | 15832 | 16291 | 16784 | 17328 | 17844 | 18381 | 18912 | 19452 | 19997
2000 | US | WECC | AZN | - | DCWIT | Interruptible Demand | 0 | 742 | 755 | 756 | 758 | 759 | 760 | 761 | 761 | 761 | 761
2000 | US | WECC | AZN | - | DCWLM | Direct Control Load Management | 0 | 10 | 11 | 15 | 15 | 16 | 18 | 19 | 19 | 20 | 21
2000 | US | WECC | AZN | - | DCWNC | Net Capacity Resources | 0 | 20506 | 22483 | 28343 | 31375 | 31385 | 32006 | 32015 | 32525 | 32525 | 32787
2000 | US | WECC | AZN | - | DCWNI | Projected Net Internal Demand | 0 | 14643 | 15066 | 15520 | 16011 | 16553 | 17066 | 17601 | 18132 | 18671 | 19215
2000 | US | WECC | AZN | - | DCWNO | Net Operable Capacity | 0 | 21266 | 23185 | 29040 | 32065 | 32065 | 32565 | 32565 | 33065 | 33065 | 33065
2000 | US | WECC | AZN | - | DCWPU | Purchases | 0 | 912 | 870 | 879 | 887 | 895 | 905 | 914 | 924 | 924 | 971
2000 | US | WECC | AZN | - | DCWSA | Sales | 0 | 5124 | 5024 | 5028 | 5029 | 5027 | 4916 | 4916 | 4916 | 4916 | 4701
2000 | US | WECC | AZN | - | DCWST | Standby Demand | 0 | 0 | 0 | 0 | 0 | 0 | 0 | 0 | 0 | 0 | 0
2000 | US | WECC | AZN | - | DCWT | Total Internal Capacity | 0 | 21266 | 23185 | 29040 | 32065 | 32065 | 32565 | 32565 | 33065 | 33065 | 33065
2000 | US | WECC | AZN | - | DCWTA | Committed Resources | 0 | 0 | 0 | 0 | 0 | 0 | 0 | 0 | 0 | 0 | 0
2000 | US | WECC | AZN | - | DCWTB | Uncommitted Resources | 0 | 0 | 0 | 0 | 0 | 0 | 0 | 0 | 0 | 0 | 0
2000 | US | WECC | AZN | - | DCWTI | Projected Total Internal Demand | 0 | 15395 | 15832 | 16291 | 16784 | 17328 | 17844 | 18381 | 18912 | 19452 | 19997
2000 | US | WECC | CNV | - | CWT | Total Capacity | 54585 | 55103 | 57058 | 60168 | 61312 | 61312 | 61312 | 61312 | 61312 | 61312 | 61312
2000 | US | WECC | CNV | - | DCWAJ | Adjustments | 0 | -3384 | -3384 | -3384 | -3384 | -3384 | -3384 | -3384 | -3384 | -3384 | -3384
2000 | US | WECC | CNV | - | DCWFP | Full-Responsibility Purchases (portion of total purchases) | 0 | 1741 | 1708 | 1711 | 1712 | 1602 | 1170 | 874 | 851 | 855 | 823
2000 | US | WECC | CNV | - | DCWFS | Full-Responsibility Sales (portion of total sales) | 0 | 822 | 822 | 822 | 822 | 822 | 397 | 397 | 397 | 397 | 397
2000 | US | WECC | CNV | - | DCWIC | Inoperable capacity | 0 | 0 | 0 | 0 | 0 | 0 | 0 | 0 | 0 | 0 | 0
2000 | US | WECC | CNV | - | DCWIN | Internal Demand | 0 | 38319 | 39226 | 39945 | 40671 | 41361 | 42077 | 42721 | 43460 | 44252 | 45026
2000 | US | WECC | CNV | - | DCWIT | Interruptible Demand | 0 | 4 | 5 | 6 | 7 | 8 | 9 | 10 | 11 | 12 | 13
2000 | US | WECC | CNV | - | DCWLM | Direct Control Load Management | 0 | 0 | 0 | 0 | 0 | 0 | 0 | 0 | 0 | 0 | 0
2000 | US | WECC | CNV | - | DCWNC | Net Capacity Resources | 0 | 55952 | 57944 | 61057 | 62202 | 62092 | 62085 | 61789 | 61766 | 61770 | 61738
2000 | US | WECC | CNV | - | DCWNI | Projected Net Internal Demand | 0 | 38315 | 39221 | 39939 | 40664 | 41353 | 42068 | 42711 | 43449 | 44240 | 45013
2000 | US | WECC | CNV | - | DCWNO | Net Operable Capacity | 0 | 55103 | 57058 | 60168 | 61312 | 61312 | 61312 | 61312 | 61312 | 61312 | 61312
2000 | US | WECC | CNV | - | DCWPU | Purchases | 0 | 5919 | 5886 | 5889 | 5890 | 5780 | 5348 | 5052 | 5029 | 5033 | 5001
2000 | US | WECC | CNV | - | DCWSA | Sales | 0 | 1686 | 1616 | 1616 | 1616 | 1616 | 1191 | 1191 | 1191 | 1191 | 1191
2000 | US | WECC | CNV | - | DCWST | Standby Demand | 0 | 0 | 0 | 0 | 0 | 0 | 0 | 0 | 0 | 0 | 0
2000 | US | WECC | CNV | - | DCWT | Total Internal Capacity | 0 | 55103 | 57058 | 60168 | 61312 | 61312 | 61312 | 61312 | 61312 | 61312 | 61312
2000 | US | WECC | CNV | - | DCWTA | Committed Resources | 0 | 0 | 0 | 0 | 0 | 0 | 0 | 0 | 0 | 0 | 0
2000 | US | WECC | CNV | - | DCWTB | Uncommitted Resources | 0 | 0 | 0 | 0 | 0 | 0 | 0 | 0 | 0 | 0 | 0
2000 | US | WECC | CNV | - | DCWTI | Projected Total Internal Demand | 0 | 38319 | 39226 | 39945 | 40671 | 41361 | 42077 | 42721 | 43460 | 44252 | 45026
2000 | US | WECC | NWPP | - | CWT | Total Capacity | 52150 | 52409 | 53463 | 54614 | 55114 | 55159 | 55159 | 55159 | 55159 | 55159 | 55159
2000 | US | WECC | NWPP | - | DCWAJ | Adjustments | 0 | -692 | -692 | -692 | -692 | -692 | -692 | -692 | -692 | -692 | -692
2000 | US | WECC | NWPP | - | DCWFP | Full-Responsibility Purchases (portion of total purchases) | 0 | 2315 | 2315 | 2315 | 2085 | 1660 | 1660 | 1610 | 1610 | 1610 | 1610
2000 | US | WECC | NWPP | - | DCWFS | Full-Responsibility Sales (portion of total sales) | 0 | 2777 | 2848 | 2849 | 2652 | 3097 | 2760 | 2573 | 2560 | 2557 | 2433
2000 | US | WECC | NWPP | - | DCWIC | Inoperable capacity | 0 | 0 | 0 | 0 | 0 | 0 | 0 | 0 | 0 | 0 | 0
2000 | US | WECC | NWPP | - | DCWIN | Internal Demand | 0 | 41747 | 42367 | 43023 | 43689 | 44365 | 45052 | 45749 | 46457 | 47176 | 47907
2000 | US | WECC | NWPP | - | DCWIT | Interruptible Demand | 0 | 401 | 376 | 376 | 376 | 376 | 376 | 376 | 376 | 376 | 376
2000 | US | WECC | NWPP | - | DCWLM | Direct Control Load Management | 0 | 0 | 0 | 0 | 0 | 0 | 0 | 0 | 0 | 0 | 0
2000 | US | WECC | NWPP | - | DCWNC | Net Capacity Resources | 0 | 51947 | 52930 | 54080 | 54547 | 53722 | 54059 | 54196 | 54209 | 54212 | 54336
2000 | US | WECC | NWPP | - | DCWNI | Projected Net Internal Demand | 0 | 41346 | 41991 | 42647 | 43313 | 43989 | 44676 | 45373 | 46081 | 46800 | 47531
2000 | US | WECC | NWPP | - | DCWNO | Net Operable Capacity | 0 | 52409 | 53463 | 54614 | 55114 | 55159 | 55159 | 55159 | 55159 | 55159 | 55159
2000 | US | WECC | NWPP | - | DCWPU | Purchases | 0 | 3489 | 3489 | 3489 | 3259 | 2834 | 2834 | 2784 | 2784 | 2784 | 2784
2000 | US | WECC | NWPP | - | DCWSA | Sales | 0 | 3259 | 3330 | 3331 | 3134 | 3579 | 3242 | 3055 | 3042 | 3039 | 2915
2000 | US | WECC | NWPP | - | DCWST | Standby Demand | 0 | 0 | 0 | 0 | 0 | 0 | 0 | 0 | 0 | 0 | 0
2000 | US | WECC | NWPP | - | DCWT | Total Internal Capacity | 0 | 52409 | 53463 | 54614 | 55114 | 55159 | 55159 | 55159 | 55159 | 55159 | 55159
2000 | US | WECC | NWPP | - | DCWTA | Committed Resources | 0 | 0 | 0 | 0 | 0 | 0 | 0 | 0 | 0 | 0 | 0
2000 | US | WECC | NWPP | - | DCWTB | Uncommitted Resources | 0 | 0 | 0 | 0 | 0 | 0 | 0 | 0 | 0 | 0 | 0
2000 | US | WECC | NWPP | - | DCWTI | Projected Total Internal Demand | 0 | 41747 | 42367 | 43023 | 43689 | 44365 | 45052 | 45749 | 46457 | 47176 | 47907
2000 | US | WECC | RMPA | - | CWT | Total Capacity | 8719 | 9081 | 9333 | 10134 | 10810 | 11150 | 11311 | 11530 | 12110 | 12300 | 12705
2000 | US | WECC | RMPA | - | DCWAJ | Adjustments | 0 | 624 | 624 | 624 | 624 | 624 | 624 | 624 | 624 | 624 | 624
2000 | US | WECC | RMPA | - | DCWFP | Full-Responsibility Purchases (portion of total purchases) | 0 | 596 | 601 | 599 | 604 | 599 | 597 | 597 | 597 | 597 | 599
2000 | US | WECC | RMPA | - | DCWFS | Full-Responsibility Sales (portion of total sales) | 0 | 588 | 588 | 588 | 588 | 588 | 588 | 588 | 538 | 538 | 538
2000 | US | WECC | RMPA | - | DCWIC | Inoperable capacity | 0 | 0 | 0 | 0 | 0 | 0 | 0 | 0 | 0 | 0 | 0
2000 | US | WECC | RMPA | - | DCWIN | Internal Demand | 0 | 7739 | 7990 | 8163 | 8379 | 8565 | 8768 | 8976 | 9188 | 9405 | 9628
2000 | US | WECC | RMPA | - | DCWIT | Interruptible Demand | 0 | 141 | 165 | 166 | 181 | 181 | 181 | 182 | 182 | 182 | 182
2000 | US | WECC | RMPA | - | DCWLM | Direct Control Load Management | 0 | 91 | 100 | 108 | 111 | 111 | 111 | 111 | 111 | 111 | 111
2000 | US | WECC | RMPA | - | DCWNC | Net Capacity Resources | 0 | 9089 | 9346 | 10145 | 10826 | 11161 | 11320 | 11539 | 12169 | 12359 | 12766
2000 | US | WECC | RMPA | - | DCWNI | Projected Net Internal Demand | 0 | 7507 | 7725 | 7889 | 8087 | 8273 | 8476 | 8683 | 8895 | 9112 | 9335
2000 | US | WECC | RMPA | - | DCWNO | Net Operable Capacity | 0 | 9081 | 9333 | 10134 | 10810 | 11150 | 11311 | 11530 | 12110 | 12300 | 12705
2000 | US | WECC | RMPA | - | DCWPU | Purchases | 0 | 704 | 709 | 707 | 712 | 707 | 705 | 705 | 705 | 705 | 707
2000 | US | WECC | RMPA | - | DCWSA | Sales | 0 | 1320 | 1320 | 1320 | 1320 | 1320 | 1320 | 1320 | 1270 | 1270 | 1270
2000 | US | WECC | RMPA | - | DCWST | Standby Demand | 0 | 0 | 0 | 0 | 0 | 0 | 0 | 0 | 0 | 0 | 0
2000 | US | WECC | RMPA | - | DCWT | Total Internal Capacity | 0 | 9081 | 9333 | 10134 | 10810 | 11150 | 11311 | 11530 | 12110 | 12300 | 12705
2000 | US | WECC | RMPA | - | DCWTA | Committed Resources | 0 | 0 | 0 | 0 | 0 | 0 | 0 | 0 | 0 | 0 | 0
2000 | US | WECC | RMPA | - | DCWTB | Uncommitted Resources | 0 | 0 | 0 | 0 | 0 | 0 | 0 | 0 | 0 | 0 | 0
2000 | US | WECC | RMPA | - | DCWTI | Projected Total Internal Demand | 0 | 7739 | 7990 | 8163 | 8379 | 8565 | 8768 | 8976 | 9188 | 9405 | 9628
2001 | CA | MRO | - | - | CWT | Total Capacity | 7994 | 7994 | 8161 | 8161 | 8161 | 8026 | 8026 | 8026 | 8026 | 8026 | 8026
2001 | CA | MRO | - | - | DCWAJ | Adjustments | 0 | 0 | 0 | 0 | 0 | 0 | 0 | 0 | 0 | 0 | 0
2001 | CA | MRO | - | - | DCWFP | Full-Responsibility Purchases (portion of total purchases) | 0 | 389 | 641 | 646 | 646 | 646 | 646 | 646 | 646 | 646 | 646
2001 | CA | MRO | - | - | DCWFS | Full-Responsibility Sales (portion of total sales) | 0 | 250 | 200 | 0 | 0 | 0 | 0 | 0 | 0 | 0 | 0
2001 | CA | MRO | - | - | DCWIC | Inoperable capacity | 0 | 0 | 0 | 0 | 0 | 0 | 0 | 0 | 0 | 0 | 0
2001 | CA | MRO | - | - | DCWIN | Internal Demand | 0 | 6580 | 6708 | 6787 | 6865 | 6888 | 6968 | 7052 | 7117 | 7155 | 7204
2001 | CA | MRO | - | - | DCWIT | Interruptible Demand | 0 | 159 | 165 | 182 | 185 | 187 | 188 | 190 | 191 | 192 | 193
2001 | CA | MRO | - | - | DCWLM | Direct Control Load Management | 0 | 0 | 0 | 0 | 0 | 0 | 0 | 0 | 0 | 0 | 0
2001 | CA | MRO | - | - | DCWNC | Net Capacity Resources | 0 | 8133 | 8602 | 8807 | 8807 | 8672 | 8672 | 8672 | 8672 | 8672 | 8672
2001 | CA | MRO | - | - | DCWNI | Projected Net Internal Demand | 0 | 6421 | 6543 | 6605 | 6680 | 6701 | 6780 | 6862 | 6926 | 6963 | 7011
2001 | CA | MRO | - | - | DCWNO | Net Operable Capacity | 0 | 7994 | 8161 | 8161 | 8161 | 8026 | 8026 | 8026 | 8026 | 8026 | 8026
2001 | CA | MRO | - | - | DCWPU | Purchases | 0 | 389 | 641 | 646 | 646 | 646 | 646 | 646 | 646 | 646 | 646
2001 | CA | MRO | - | - | DCWSA | Sales | 0 | 250 | 200 | 0 | 0 | 0 | 0 | 0 | 0 | 0 | 0
2001 | CA | MRO | - | - | DCWST | Standby Demand | 0 | 0 | 0 | 0 | 0 | 0 | 0 | 0 | 0 | 0 | 0
2001 | CA | MRO | - | - | DCWT | Total Internal Capacity | 0 | 7994 | 8161 | 8161 | 8161 | 8026 | 8026 | 8026 | 8026 | 8026 | 8026
2001 | CA | MRO | - | - | DCWTA | Committed Resources | 0 | 7994 | 8161 | 8161 | 8161 | 8026 | 8026 | 8026 | 8026 | 8026 | 8026
2001 | CA | MRO | - | - | DCWTB | Uncommitted Resources | 0 | 0 | 0 | 0 | 0 | 0 | 0 | 0 | 0 | 0 | 0
2001 | CA | MRO | - | - | DCWTI | Projected Total Internal Demand | 0 | 6580 | 6708 | 6787 | 6865 | 6888 | 6968 | 7052 | 7117 | 7155 | 7204
2001 | CA | NPCC | - | - | CWT | Total Capacity | 70933 | 70949 | 70999 | 71114 | 71199 | 71234 | 70611 | 70522 | 70523 | 70524 | 70525
2001 | CA | NPCC | - | - | DCWAJ | Adjustments | 0 | 0 | 0 | 0 | 0 | 0 | 0 | 0 | 0 | 0 | 0
2001 | CA | NPCC | - | - | DCWFP | Full-Responsibility Purchases (portion of total purchases) | 0 | 25 | 25 | 25 | 25 | 25 | 25 | 25 | 25 | 25 | 25
2001 | CA | NPCC | - | - | DCWFS | Full-Responsibility Sales (portion of total sales) | 0 | 521 | 350 | 250 | 250 | 250 | 220 | 220 | 220 | 220 | 220
2001 | CA | NPCC | - | - | DCWIC | Inoperable capacity | 0 | 7128 | 6613 | 6098 | 5068 | 5068 | 5068 | 5068 | 5068 | 5068 | 5068
2001 | CA | NPCC | - | - | DCWIN | Internal Demand | 0 | 61954 | 62626 | 63570 | 64331 | 64906 | 65727 | 66371 | 66977 | 67672 | 68382
2001 | CA | NPCC | - | - | DCWIT | Interruptible Demand | 0 | 1982 | 1951 | 1955 | 1958 | 1962 | 1965 | 1968 | 1972 | 1975 | 1979
2001 | CA | NPCC | - | - | DCWLM | Direct Control Load Management | 0 | 0 | 0 | 0 | 0 | 0 | 0 | 0 | 0 | 0 | 0
2001 | CA | NPCC | - | - | DCWNC | Net Capacity Resources | 0 | 69371 | 70014 | 70744 | 71534 | 71569 | 70976 | 70887 | 70888 | 70889 | 70890
2001 | CA | NPCC | - | - | DCWNI | Projected Net Internal Demand | 0 | 59972 | 60675 | 61615 | 62373 | 62944 | 63762 | 64403 | 65005 | 65697 | 66403
2001 | CA | NPCC | - | - | DCWNO | Net Operable Capacity | 0 | 63821 | 64386 | 65016 | 66131 | 66166 | 65543 | 65454 | 65455 | 65456 | 65457
2001 | CA | NPCC | - | - | DCWPU | Purchases | 0 | 6448 | 6348 | 6348 | 6023 | 6023 | 6023 | 6023 | 6023 | 6023 | 6023
2001 | CA | NPCC | - | - | DCWSA | Sales | 0 | 898 | 720 | 620 | 620 | 620 | 590 | 590 | 590 | 590 | 590
2001 | CA | NPCC | - | - | DCWST | Standby Demand | 0 | 0 | 0 | 0 | 0 | 0 | 0 | 0 | 0 | 0 | 0
2001 | CA | NPCC | - | - | DCWT | Total Internal Capacity | 0 | 70949 | 70999 | 71114 | 71199 | 71234 | 70611 | 70522 | 70523 | 70524 | 70525
2001 | CA | NPCC | - | - | DCWTA | Committed Resources | 0 | 1088 | 858 | 870 | 813 | 870 | 235 | 772 | 870 | 870 | 870
2001 | CA | NPCC | - | - | DCWTB | Uncommitted Resources | 0 | 0 | 337 | 1132 | 4877 | 5852 | 5852 | 5852 | 5852 | 5852 | 5852
2001 | CA | NPCC | - | - | DCWTI | Projected Total Internal Demand | 0 | 61954 | 62626 | 63570 | 64331 | 64906 | 65727 | 66371 | 66977 | 67672 | 68382
2001 | CA | NPCC | Maritimes | Maritimes | CWT | Total Capacity | 6159 | 6428 | 6446 | 6446 | 6389 | 6389 | 5754 | 5656 | 5656 | 5656 | 5656
2001 | CA | NPCC | Maritimes | Maritimes | DCWAJ | Adjustments | 0 | 0 | 0 | 0 | 0 | 0 | 0 | 0 | 0 | 0 | 0
2001 | CA | NPCC | Maritimes | Maritimes | DCWFP | Full-Responsibility Purchases (portion of total purchases) | 0 | 25 | 25 | 25 | 25 | 25 | 25 | 25 | 25 | 25 | 25
2001 | CA | NPCC | Maritimes | Maritimes | DCWFS | Full-Responsibility Sales (portion of total sales) | 0 | 521 | 350 | 250 | 250 | 250 | 220 | 220 | 220 | 220 | 220
2001 | CA | NPCC | Maritimes | Maritimes | DCWIC | Inoperable capacity | 0 | 0 | 0 | 0 | 0 | 0 | 0 | 0 | 0 | 0 | 0
2001 | CA | NPCC | Maritimes | Maritimes | DCWIN | Internal Demand | 0 | 5215 | 5290 | 5354 | 5402 | 5285 | 5303 | 5340 | 5365 | 5395 | 5465
2001 | CA | NPCC | Maritimes | Maritimes | DCWIT | Interruptible Demand | 0 | 509 | 526 | 530 | 533 | 537 | 540 | 543 | 547 | 550 | 554
2001 | CA | NPCC | Maritimes | Maritimes | DCWLM | Direct Control Load Management | 0 | 0 | 0 | 0 | 0 | 0 | 0 | 0 | 0 | 0 | 0
2001 | CA | NPCC | Maritimes | Maritimes | DCWNC | Net Capacity Resources | 0 | 6020 | 6209 | 6309 | 6252 | 6252 | 5647 | 5549 | 5549 | 5549 | 5549
2001 | CA | NPCC | Maritimes | Maritimes | DCWNI | Projected Net Internal Demand | 0 | 4706 | 4764 | 4824 | 4869 | 4748 | 4763 | 4797 | 4818 | 4845 | 4911
2001 | CA | NPCC | Maritimes | Maritimes | DCWNO | Net Operable Capacity | 0 | 6428 | 6446 | 6446 | 6389 | 6389 | 5754 | 5656 | 5656 | 5656 | 5656
2001 | CA | NPCC | Maritimes | Maritimes | DCWPU | Purchases | 0 | 113 | 113 | 113 | 113 | 113 | 113 | 113 | 113 | 113 | 113
2001 | CA | NPCC | Maritimes | Maritimes | DCWSA | Sales | 0 | 521 | 350 | 250 | 250 | 250 | 220 | 220 | 220 | 220 | 220
2001 | CA | NPCC | Maritimes | Maritimes | DCWST | Standby Demand | 0 | 0 | 0 | 0 | 0 | 0 | 0 | 0 | 0 | 0 | 0
2001 | CA | NPCC | Maritimes | Maritimes | DCWT | Total Internal Capacity | 0 | 6428 | 6446 | 6446 | 6389 | 6389 | 5754 | 5656 | 5656 | 5656 | 5656
2001 | CA | NPCC | Maritimes | Maritimes | DCWTA | Committed Resources | 0 | 218 | -12 | 0 | -57 | 0 | -635 | -98 | 0 | 0 | 0
2001 | CA | NPCC | Maritimes | Maritimes | DCWTB | Uncommitted Resources | 0 | 0 | 30 | 0 | 0 | 0 | 0 | 0 | 0 | 0 | 0
2001 | CA | NPCC | Maritimes | Maritimes | DCWTI | Projected Total Internal Demand | 0 | 5215 | 5290 | 5354 | 5402 | 5285 | 5303 | 5340 | 5365 | 5395 | 5465
2001 | CA | NPCC | Ontario | Ontario | CWT | Total Capacity | 33720 | 33720 | 33751 | 33865 | 33925 | 33959 | 33970 | 33978 | 33978 | 33978 | 33978
2001 | CA | NPCC | Ontario | Ontario | DCWAJ | Adjustments | 0 | 0 | 0 | 0 | 0 | 0 | 0 | 0 | 0 | 0 | 0
2001 | CA | NPCC | Ontario | Ontario | DCWFP | Full-Responsibility Purchases (portion of total purchases) | 0 | 0 | 0 | 0 | 0 | 0 | 0 | 0 | 0 | 0 | 0
2001 | CA | NPCC | Ontario | Ontario | DCWFS | Full-Responsibility Sales (portion of total sales) | 0 | 0 | 0 | 0 | 0 | 0 | 0 | 0 | 0 | 0 | 0
2001 | CA | NPCC | Ontario | Ontario | DCWIC | Inoperable capacity | 0 | 7128 | 6613 | 6098 | 5068 | 5068 | 5068 | 5068 | 5068 | 5068 | 5068
2001 | CA | NPCC | Ontario | Ontario | DCWIN | Internal Demand | 0 | 23559 | 23876 | 24056 | 24329 | 24581 | 24904 | 25141 | 25372 | 25627 | 25867
2001 | CA | NPCC | Ontario | Ontario | DCWIT | Interruptible Demand | 0 | 300 | 300 | 300 | 300 | 300 | 300 | 300 | 300 | 300 | 300
2001 | CA | NPCC | Ontario | Ontario | DCWLM | Direct Control Load Management | 0 | 0 | 0 | 0 | 0 | 0 | 0 | 0 | 0 | 0 | 0
2001 | CA | NPCC | Ontario | Ontario | DCWNC | Net Capacity Resources | 0 | 26792 | 27338 | 27967 | 28857 | 28891 | 28902 | 28910 | 28910 | 28910 | 28910
2001 | CA | NPCC | Ontario | Ontario | DCWNI | Projected Net Internal Demand | 0 | 23259 | 23576 | 23756 | 24029 | 24281 | 24604 | 24841 | 25072 | 25327 | 25567
2001 | CA | NPCC | Ontario | Ontario | DCWNO | Net Operable Capacity | 0 | 26592 | 27138 | 27767 | 28857 | 28891 | 28902 | 28910 | 28910 | 28910 | 28910
2001 | CA | NPCC | Ontario | Ontario | DCWPU | Purchases | 0 | 200 | 200 | 200 | 0 | 0 | 0 | 0 | 0 | 0 | 0
2001 | CA | NPCC | Ontario | Ontario | DCWSA | Sales | 0 | 0 | 0 | 0 | 0 | 0 | 0 | 0 | 0 | 0 | 0
2001 | CA | NPCC | Ontario | Ontario | DCWST | Standby Demand | 0 | 0 | 0 | 0 | 0 | 0 | 0 | 0 | 0 | 0 | 0
2001 | CA | NPCC | Ontario | Ontario | DCWT | Total Internal Capacity | 0 | 33720 | 33751 | 33865 | 33925 | 33959 | 33970 | 33978 | 33978 | 33978 | 33978
2001 | CA | NPCC | Ontario | Ontario | DCWTA | Committed Resources | 0 | 0 | 0 | 0 | 0 | 0 | 0 | 0 | 0 | 0 | 0
2001 | CA | NPCC | Ontario | Ontario | DCWTB | Uncommitted Resources | 0 | 0 | 307 | 1132 | 4877 | 5852 | 5852 | 5852 | 5852 | 5852 | 5852
2001 | CA | NPCC | Ontario | Ontario | DCWTI | Projected Total Internal Demand | 0 | 23559 | 23876 | 24056 | 24329 | 24581 | 24904 | 25141 | 25372 | 25627 | 25867
2001 | CA | NPCC | Quebec | Quebec | CWT | Total Capacity | 31054 | 30801 | 30802 | 30803 | 30885 | 30886 | 30887 | 30888 | 30889 | 30890 | 30891
2001 | CA | NPCC | Quebec | Quebec | DCWAJ | Adjustments | 0 | 0 | 0 | 0 | 0 | 0 | 0 | 0 | 0 | 0 | 0
2001 | CA | NPCC | Quebec | Quebec | DCWFP | Full-Responsibility Purchases (portion of total purchases) | 0 | 0 | 0 | 0 | 0 | 0 | 0 | 0 | 0 | 0 | 0
2001 | CA | NPCC | Quebec | Quebec | DCWFS | Full-Responsibility Sales (portion of total sales) | 0 | 0 | 0 | 0 | 0 | 0 | 0 | 0 | 0 | 0 | 0
2001 | CA | NPCC | Quebec | Quebec | DCWIC | Inoperable capacity | 0 | 0 | 0 | 0 | 0 | 0 | 0 | 0 | 0 | 0 | 0
2001 | CA | NPCC | Quebec | Quebec | DCWIN | Internal Demand | 0 | 33180 | 33460 | 34160 | 34600 | 35040 | 35520 | 35890 | 36240 | 36650 | 37050
2001 | CA | NPCC | Quebec | Quebec | DCWIT | Interruptible Demand | 0 | 1173 | 1125 | 1125 | 1125 | 1125 | 1125 | 1125 | 1125 | 1125 | 1125
2001 | CA | NPCC | Quebec | Quebec | DCWLM | Direct Control Load Management | 0 | 0 | 0 | 0 | 0 | 0 | 0 | 0 | 0 | 0 | 0
2001 | CA | NPCC | Quebec | Quebec | DCWNC | Net Capacity Resources | 0 | 36559 | 36467 | 36468 | 36425 | 36426 | 36427 | 36428 | 36429 | 36430 | 36431
2001 | CA | NPCC | Quebec | Quebec | DCWNI | Projected Net Internal Demand | 0 | 32007 | 32335 | 33035 | 33475 | 33915 | 34395 | 34765 | 35115 | 35525 | 35925
2001 | CA | NPCC | Quebec | Quebec | DCWNO | Net Operable Capacity | 0 | 30801 | 30802 | 30803 | 30885 | 30886 | 30887 | 30888 | 30889 | 30890 | 30891
2001 | CA | NPCC | Quebec | Quebec | DCWPU | Purchases | 0 | 6135 | 6035 | 6035 | 5910 | 5910 | 5910 | 5910 | 5910 | 5910 | 5910
2001 | CA | NPCC | Quebec | Quebec | DCWSA | Sales | 0 | 377 | 370 | 370 | 370 | 370 | 370 | 370 | 370 | 370 | 370
2001 | CA | NPCC | Quebec | Quebec | DCWST | Standby Demand | 0 | 0 | 0 | 0 | 0 | 0 | 0 | 0 | 0 | 0 | 0
2001 | CA | NPCC | Quebec | Quebec | DCWT | Total Internal Capacity | 0 | 30801 | 30802 | 30803 | 30885 | 30886 | 30887 | 30888 | 30889 | 30890 | 30891
2001 | CA | NPCC | Quebec | Quebec | DCWTA | Committed Resources | 0 | 870 | 870 | 870 | 870 | 870 | 870 | 870 | 870 | 870 | 870
2001 | CA | NPCC | Quebec | Quebec | DCWTB | Uncommitted Resources | 0 | 0 | 0 | 0 | 0 | 0 | 0 | 0 | 0 | 0 | 0
2001 | CA | NPCC | Quebec | Quebec | DCWTI | Projected Total Internal Demand | 0 | 33180 | 33460 | 34160 | 34600 | 35040 | 35520 | 35890 | 36240 | 36650 | 37050
2001 | CA | WECC | - | - | CWT | Total Capacity | 20665 | 21678 | 22664 | 24381 | 24383 | 24831 | 24860 | 25502 | 25502 | 25502 | 25502
2001 | CA | WECC | - | - | DCWAJ | Adjustments | 0 | 0 | 0 | 0 | 0 | 0 | 0 | 0 | 0 | 0 | 0
2001 | CA | WECC | - | - | DCWFP | Full-Responsibility Purchases (portion of total purchases) | 0 | 814 | 803 | 679 | 1213 | 1213 | 1213 | 1213 | 1213 | 1213 | 1213
2001 | CA | WECC | - | - | DCWFS | Full-Responsibility Sales (portion of total sales) | 0 | 118 | 118 | 118 | 118 | 118 | 118 | 118 | 118 | 118 | 118
2001 | CA | WECC | - | - | DCWIC | Inoperable capacity | 0 | 131 | 94 | 16 | 14 | 0 | 0 | 0 | 0 | 0 | 0
2001 | CA | WECC | - | - | DCWIN | Internal Demand | 0 | 18093 | 18567 | 18987 | 19346 | 19940 | 20430 | 20986 | 21532 | 22009 | 22490
2001 | CA | WECC | - | - | DCWIT | Interruptible Demand | 0 | 223 | 223 | 223 | 223 | 223 | 223 | 223 | 223 | 223 | 223
2001 | CA | WECC | - | - | DCWLM | Direct Control Load Management | 0 | 302 | 302 | 302 | 302 | 302 | 302 | 302 | 302 | 302 | 302
2001 | CA | WECC | - | - | DCWNC | Net Capacity Resources | 0 | 22243 | 23255 | 24926 | 25464 | 25926 | 25955 | 26597 | 26597 | 26597 | 26597
2001 | CA | WECC | - | - | DCWNI | Projected Net Internal Demand | 0 | 17568 | 18042 | 18462 | 18821 | 19415 | 19905 | 20461 | 21007 | 21484 | 21965
2001 | CA | WECC | - | - | DCWNO | Net Operable Capacity | 0 | 21547 | 22570 | 24365 | 24369 | 24831 | 24860 | 25502 | 25502 | 25502 | 25502
2001 | CA | WECC | - | - | DCWPU | Purchases | 0 | 814 | 803 | 679 | 1213 | 1213 | 1213 | 1213 | 1213 | 1213 | 1213
2001 | CA | WECC | - | - | DCWSA | Sales | 0 | 118 | 118 | 118 | 118 | 118 | 118 | 118 | 118 | 118 | 118
2001 | CA | WECC | - | - | DCWST | Standby Demand | 0 | 0 | 0 | 0 | 0 | 0 | 0 | 0 | 0 | 0 | 0
2001 | CA | WECC | - | - | DCWT | Total Internal Capacity | 0 | 21678 | 22664 | 24381 | 24383 | 24831 | 24860 | 25502 | 25502 | 25502 | 25502
2001 | CA | WECC | - | - | DCWTA | Committed Resources | 0 | 0 | 0 | 0 | 0 | 0 | 0 | 0 | 0 | 0 | 0
2001 | CA | WECC | - | - | DCWTB | Uncommitted Resources | 0 | 0 | 0 | 0 | 0 | 0 | 0 | 0 | 0 | 0 | 0
2001 | CA | WECC | - | - | DCWTI | Projected Total Internal Demand | 0 | 18093 | 18567 | 18987 | 19346 | 19940 | 20430 | 20986 | 21532 | 22009 | 22490
2001 | MX | WECC | CA-MX | - | CWT | Total Capacity | 1636 | 2160 | 2160 | 2596 | 2596 | 2814 | 3032 | 3250 | 3250 | 3250 | 3250
2001 | MX | WECC | CA-MX | - | DCWAJ | Adjustments | 0 | 0 | 0 | 0 | 0 | 0 | 0 | 0 | 0 | 0 | 0
2001 | MX | WECC | CA-MX | - | DCWFP | Full-Responsibility Purchases (portion of total purchases) | 0 | 0 | 0 | 0 | 0 | 0 | 0 | 0 | 0 | 0 | 0
2001 | MX | WECC | CA-MX | - | DCWFS | Full-Responsibility Sales (portion of total sales) | 0 | 0 | 0 | 0 | 0 | 0 | 0 | 0 | 0 | 0 | 0
2001 | MX | WECC | CA-MX | - | DCWIC | Inoperable capacity | 0 | 0 | 0 | 0 | 0 | 0 | 0 | 0 | 0 | 0 | 0
2001 | MX | WECC | CA-MX | - | DCWIN | Internal Demand | 0 | 1278 | 1390 | 1472 | 1560 | 1653 | 1736 | 1833 | 1914 | 2018 | 2114
2001 | MX | WECC | CA-MX | - | DCWIT | Interruptible Demand | 0 | 0 | 0 | 0 | 0 | 0 | 0 | 0 | 0 | 0 | 0
2001 | MX | WECC | CA-MX | - | DCWLM | Direct Control Load Management | 0 | 0 | 0 | 0 | 0 | 0 | 0 | 0 | 0 | 0 | 0
2001 | MX | WECC | CA-MX | - | DCWNC | Net Capacity Resources | 0 | 2160 | 2160 | 2596 | 2596 | 2814 | 3032 | 3250 | 3250 | 3250 | 3250
2001 | MX | WECC | CA-MX | - | DCWNI | Projected Net Internal Demand | 0 | 1278 | 1390 | 1472 | 1560 | 1653 | 1736 | 1833 | 1914 | 2018 | 2114
2001 | MX | WECC | CA-MX | - | DCWNO | Net Operable Capacity | 0 | 2160 | 2160 | 2596 | 2596 | 2814 | 3032 | 3250 | 3250 | 3250 | 3250
2001 | MX | WECC | CA-MX | - | DCWPU | Purchases | 0 | 0 | 0 | 0 | 0 | 0 | 0 | 0 | 0 | 0 | 0
2001 | MX | WECC | CA-MX | - | DCWSA | Sales | 0 | 0 | 0 | 0 | 0 | 0 | 0 | 0 | 0 | 0 | 0
2001 | MX | WECC | CA-MX | - | DCWST | Standby Demand | 0 | 0 | 0 | 0 | 0 | 0 | 0 | 0 | 0 | 0 | 0
2001 | MX | WECC | CA-MX | - | DCWT | Total Internal Capacity | 0 | 2160 | 2160 | 2596 | 2596 | 2814 | 3032 | 3250 | 3250 | 3250 | 3250
2001 | MX | WECC | CA-MX | - | DCWTA | Committed Resources | 0 | 0 | 0 | 0 | 0 | 0 | 0 | 0 | 0 | 0 | 0
2001 | MX | WECC | CA-MX | - | DCWTB | Uncommitted Resources | 0 | 0 | 0 | 0 | 0 | 0 | 0 | 0 | 0 | 0 | 0
2001 | MX | WECC | CA-MX | - | DCWTI | Projected Total Internal Demand | 0 | 1278 | 1390 | 1472 | 1560 | 1653 | 1736 | 1833 | 1914 | 2018 | 2114
2001 | US | ECAR | - | - | CWT | Total Capacity | 112217 | 119253 | 120421 | 121295 | 122791 | 124573 | 125088 | 125365 | 126587 | 127280 | 127565
2001 | US | ECAR | - | - | DCWAJ | Adjustments | 0 | 0 | 0 | 0 | 0 | 0 | 0 | 0 | 0 | 0 | 0
2001 | US | ECAR | - | - | DCWFP | Full-Responsibility Purchases (portion of total purchases) | 0 | 2749 | 0 | 0 | 0 | 0 | 0 | 0 | 0 | 0 | 0
2001 | US | ECAR | - | - | DCWFS | Full-Responsibility Sales (portion of total sales) | 0 | 366 | 0 | 0 | 0 | 0 | 0 | 0 | 0 | 0 | 0
2001 | US | ECAR | - | - | DCWIC | Inoperable capacity | 0 | 1463 | 1463 | 1463 | 1463 | 1463 | 1463 | 1463 | 1463 | 1463 | 1463
2001 | US | ECAR | - | - | DCWIN | Internal Demand | 0 | 90041 | 91684 | 93170 | 94689 | 95601 | 96922 | 98279 | 99741 | 101037 | 102244
2001 | US | ECAR | - | - | DCWIT | Interruptible Demand | 0 | 2702 | 2625 | 2560 | 2560 | 2560 | 2520 | 2520 | 2510 | 2364 | 2334
2001 | US | ECAR | - | - | DCWLM | Direct Control Load Management | 0 | 149 | 155 | 159 | 164 | 169 | 174 | 178 | 182 | 189 | 184
2001 | US | ECAR | - | - | DCWNC | Net Capacity Resources | 0 | 119870 | 118958 | 119832 | 121328 | 123110 | 123625 | 123902 | 125124 | 125817 | 126102
2001 | US | ECAR | - | - | DCWNI | Projected Net Internal Demand | 0 | 87190 | 88904 | 90451 | 91965 | 92872 | 94228 | 95581 | 97049 | 98484 | 99726
2001 | US | ECAR | - | - | DCWNO | Net Operable Capacity | 0 | 117790 | 118958 | 119832 | 121328 | 123110 | 123625 | 123902 | 125124 | 125817 | 126102
2001 | US | ECAR | - | - | DCWPU | Purchases | 0 | 3096 | 0 | 0 | 0 | 0 | 0 | 0 | 0 | 0 | 0
2001 | US | ECAR | - | - | DCWSA | Sales | 0 | 1016 | 0 | 0 | 0 | 0 | 0 | 0 | 0 | 0 | 0
2001 | US | ECAR | - | - | DCWST | Standby Demand | 0 | 0 | 0 | 0 | 0 | 0 | 0 | 0 | 0 | 0 | 0
2001 | US | ECAR | - | - | DCWT | Total Internal Capacity | 0 | 119253 | 120421 | 121295 | 122791 | 124573 | 125088 | 125365 | 126587 | 127280 | 127565
2001 | US | ECAR | - | - | DCWTA | Committed Resources | 0 | 119253 | 119253 | 119253 | 119253 | 119253 | 119253 | 119253 | 119253 | 119253 | 119253
2001 | US | ECAR | - | - | DCWTB | Uncommitted Resources | 0 | 0 | 1168 | 2042 | 3538 | 5320 | 5835 | 6112 | 7334 | 8027 | 8312
2001 | US | ECAR | - | - | DCWTI | Projected Total Internal Demand | 0 | 90041 | 91684 | 93170 | 94689 | 95601 | 96922 | 98279 | 99741 | 101037 | 102244
2001 | US | TRE | - | ERCOT | CWT | Total Capacity | 64757 | 72505 | 80829 | 82138 | 82523 | 83838 | 83225 | 81656 | 80777 | 79212 | 78735
2001 | US | TRE | - | ERCOT | DCWAJ | Adjustments | 0 | 0 | 0 | 0 | 0 | 0 | 0 | 0 | 0 | 0 | 0
2001 | US | TRE | - | ERCOT | DCWFP | Full-Responsibility Purchases (portion of total purchases) | 0 | 0 | 0 | 0 | 0 | 0 | 0 | 0 | 0 | 0 | 0
2001 | US | TRE | - | ERCOT | DCWFS | Full-Responsibility Sales (portion of total sales) | 0 | 0 | 0 | 0 | 0 | 0 | 0 | 0 | 0 | 0 | 0
2001 | US | TRE | - | ERCOT | DCWIC | Inoperable capacity | 0 | 0 | 0 | 0 | 0 | 0 | 0 | 0 | 0 | 0 | 0
2001 | US | TRE | - | ERCOT | DCWIN | Internal Demand | 0 | 44234 | 45972 | 47428 | 48874 | 50343 | 51798 | 54369 | 57058 | 59874 | 62822
2001 | US | TRE | - | ERCOT | DCWIT | Interruptible Demand | 0 | 2788 | 1136 | 1151 | 1133 | 1154 | 1181 | 1193 | 1204 | 1216 | 1228
2001 | US | TRE | - | ERCOT | DCWLM | Direct Control Load Management | 0 | 0 | 0 | 0 | 0 | 0 | 0 | 0 | 0 | 0 | 0
2001 | US | TRE | - | ERCOT | DCWNC | Net Capacity Resources | 0 | 72597 | 80751 | 82060 | 82445 | 83761 | 83148 | 81579 | 80701 | 79136 | 78659
2001 | US | TRE | - | ERCOT | DCWNI | Projected Net Internal Demand | 0 | 41606 | 44868 | 46309 | 47773 | 49221 | 50649 | 53208 | 55886 | 58690 | 61626
2001 | US | TRE | - | ERCOT | DCWNO | Net Operable Capacity | 0 | 72505 | 80829 | 82138 | 82523 | 83838 | 83225 | 81656 | 80777 | 79212 | 78735
2001 | US | TRE | - | ERCOT | DCWPU | Purchases | 0 | 283 | 113 | 113 | 113 | 114 | 114 | 114 | 115 | 115 | 115
2001 | US | TRE | - | ERCOT | DCWSA | Sales | 0 | 191 | 191 | 191 | 191 | 191 | 191 | 191 | 191 | 191 | 191
2001 | US | TRE | - | ERCOT | DCWST | Standby Demand | 0 | 160 | 32 | 32 | 32 | 32 | 32 | 32 | 32 | 32 | 32
2001 | US | TRE | - | ERCOT | DCWT | Total Internal Capacity | 0 | 72505 | 80829 | 82138 | 82523 | 83838 | 83225 | 81656 | 80777 | 79212 | 78735
2001 | US | TRE | - | ERCOT | DCWTA | Committed Resources | 0 | 72505 | 80829 | 82138 | 82523 | 83838 | 83225 | 81656 | 80777 | 79212 | 78735
2001 | US | TRE | - | ERCOT | DCWTB | Uncommitted Resources | 0 | 0 | 0 | 0 | 0 | 0 | 0 | 0 | 0 | 0 | 0
2001 | US | TRE | - | ERCOT | DCWTI | Projected Total Internal Demand | 0 | 44394 | 46004 | 47460 | 48906 | 50375 | 51830 | 54401 | 57090 | 59906 | 62854
2001 | US | FRCC | - | - | CWT | Total Capacity | 38516 | 43977 | 46842 | 48341 | 48964 | 51441 | 52673 | 54370 | 54426 | 56041 | 58191
2001 | US | FRCC | - | - | DCWAJ | Adjustments | 0 | 0 | 0 | 0 | 0 | 0 | 0 | 0 | 0 | 0 | 0
2001 | US | FRCC | - | - | DCWFP | Full-Responsibility Purchases (portion of total purchases) | 0 | 1688 | 1583 | 1583 | 1583 | 1583 | 1583 | 1583 | 1583 | 1583 | 1376
2001 | US | FRCC | - | - | DCWFS | Full-Responsibility Sales (portion of total sales) | 0 | 0 | 0 | 0 | 0 | 0 | 0 | 0 | 0 | 0 | 0
2001 | US | FRCC | - | - | DCWIC | Inoperable capacity | 0 | 0 | 0 | 0 | 0 | 0 | 0 | 0 | 0 | 0 | 0
2001 | US | FRCC | - | - | DCWIN | Internal Demand | 0 | 42208 | 43508 | 44487 | 45461 | 46454 | 47589 | 48550 | 49540 | 50505 | 51507
2001 | US | FRCC | - | - | DCWIT | Interruptible Demand | 0 | 780 | 811 | 811 | 818 | 818 | 832 | 840 | 849 | 848 | 857
2001 | US | FRCC | - | - | DCWLM | Direct Control Load Management | 0 | 3229 | 3205 | 3202 | 3205 | 3211 | 3215 | 3223 | 3231 | 3231 | 3235
2001 | US | FRCC | - | - | DCWNC | Net Capacity Resources | 0 | 45665 | 48425 | 49924 | 50547 | 53024 | 54256 | 55953 | 56009 | 57624 | 59567
2001 | US | FRCC | - | - | DCWNI | Projected Net Internal Demand | 0 | 38199 | 39492 | 40474 | 41438 | 42425 | 43542 | 44487 | 45460 | 46426 | 47415
2001 | US | FRCC | - | - | DCWNO | Net Operable Capacity | 0 | 43977 | 46842 | 48341 | 48964 | 51441 | 52673 | 54370 | 54426 | 56041 | 58191
2001 | US | FRCC | - | - | DCWPU | Purchases | 0 | 1688 | 1583 | 1583 | 1583 | 1583 | 1583 | 1583 | 1583 | 1583 | 1376
2001 | US | FRCC | - | - | DCWSA | Sales | 0 | 0 | 0 | 0 | 0 | 0 | 0 | 0 | 0 | 0 | 0
2001 | US | FRCC | - | - | DCWST | Standby Demand | 0 | 0 | 0 | 0 | 0 | 0 | 0 | 0 | 0 | 0 | 0
2001 | US | FRCC | - | - | DCWT | Total Internal Capacity | 0 | 43977 | 46842 | 48341 | 48964 | 51441 | 52673 | 54370 | 54426 | 56041 | 58191
2001 | US | FRCC | - | - | DCWTA | Committed Resources | 0 | 0 | 0 | 0 | 0 | 0 | 0 | 0 | 0 | 0 | 0
2001 | US | FRCC | - | - | DCWTB | Uncommitted Resources | 0 | 0 | 0 | 0 | 0 | 0 | 0 | 0 | 0 | 0 | 0
2001 | US | FRCC | - | - | DCWTI | Projected Total Internal Demand | 0 | 42208 | 43508 | 44487 | 45461 | 46454 | 47589 | 48550 | 49540 | 50505 | 51507
2001 | US | MAAC | - | - | CWT | Total Capacity | 60704 | 64401 | 72811 | 82243 | 87297 | 88433 | 88433 | 88433 | 88433 | 88433 | 88433
2001 | US | MAAC | - | - | DCWAJ | Adjustments | 0 | 0 | 0 | 0 | 0 | 0 | 0 | 0 | 0 | 0 | 0
2001 | US | MAAC | - | - | DCWFP | Full-Responsibility Purchases (portion of total purchases) | 0 | 453 | 450 | 450 | 450 | 0 | 0 | 0 | 0 | 0 | 0
2001 | US | MAAC | - | - | DCWFS | Full-Responsibility Sales (portion of total sales) | 0 | 0 | 0 | 0 | 0 | 0 | 0 | 0 | 0 | 0 | 0
2001 | US | MAAC | - | - | DCWIC | Inoperable capacity | 0 | 0 | 0 | 0 | 0 | 0 | 0 | 0 | 0 | 0 | 0
2001 | US | MAAC | - | - | DCWIN | Internal Demand | 0 | 43809 | 44462 | 45077 | 45724 | 46368 | 46983 | 47603 | 48233 | 48820 | 49449
2001 | US | MAAC | - | - | DCWIT | Interruptible Demand | 0 | 548 | 548 | 548 | 548 | 548 | 548 | 548 | 548 | 548 | 548
2001 | US | MAAC | - | - | DCWLM | Direct Control Load Management | 0 | 151 | 151 | 151 | 151 | 151 | 151 | 151 | 151 | 151 | 151
2001 | US | MAAC | - | - | DCWNC | Net Capacity Resources | 0 | 64854 | 73261 | 82693 | 87747 | 88433 | 88433 | 88433 | 88433 | 88433 | 88433
2001 | US | MAAC | - | - | DCWNI | Projected Net Internal Demand | 0 | 43110 | 43763 | 44378 | 45025 | 45669 | 46284 | 46904 | 47534 | 48121 | 48750
2001 | US | MAAC | - | - | DCWNO | Net Operable Capacity | 0 | 64401 | 72811 | 82243 | 87297 | 88433 | 88433 | 88433 | 88433 | 88433 | 88433
2001 | US | MAAC | - | - | DCWPU | Purchases | 0 | 453 | 450 | 450 | 450 | 0 | 0 | 0 | 0 | 0 | 0
2001 | US | MAAC | - | - | DCWSA | Sales | 0 | 0 | 0 | 0 | 0 | 0 | 0 | 0 | 0 | 0 | 0
2001 | US | MAAC | - | - | DCWST | Standby Demand | 0 | 0 | 0 | 0 | 0 | 0 | 0 | 0 | 0 | 0 | 0
2001 | US | MAAC | - | - | DCWT | Total Internal Capacity | 0 | 64401 | 72811 | 82243 | 87297 | 88433 | 88433 | 88433 | 88433 | 88433 | 88433
2001 | US | MAAC | - | - | DCWTA | Committed Resources | 0 | 0 | 0 | 0 | 0 | 0 | 0 | 0 | 0 | 0 | 0
2001 | US | MAAC | - | - | DCWTB | Uncommitted Resources | 0 | 0 | 0 | 0 | 0 | 0 | 0 | 0 | 0 | 0 | 0
2001 | US | MAAC | - | - | DCWTI | Projected Total Internal Demand | 0 | 43809 | 44462 | 45077 | 45724 | 46368 | 46983 | 47603 | 48233 | 48820 | 49449
2001 | US | MAIN | - | - | CWT | Total Capacity | 58563 | 62589 | 67032 | 68024 | 68111 | 68333 | 68338 | 69056 | 68720 | 69189 | 69194
2001 | US | MAIN | - | - | DCWAJ | Adjustments | 0 | 0 | 0 | 0 | 0 | 0 | 0 | 0 | 0 | 0 | 0
2001 | US | MAIN | - | - | DCWFP | Full-Responsibility Purchases (portion of total purchases) | 0 | 198 | 145 | 147 | 149 | 151 | 153 | 154 | 156 | 158 | 91
2001 | US | MAIN | - | - | DCWFS | Full-Responsibility Sales (portion of total sales) | 0 | 23 | 22 | 5 | 5 | 5 | 5 | 5 | 5 | 5 | 5
2001 | US | MAIN | - | - | DCWIC | Inoperable capacity | 0 | 0 | 0 | 0 | 0 | 0 | 0 | 0 | 0 | 0 | 0
2001 | US | MAIN | - | - | DCWIN | Internal Demand | 0 | 43662 | 43856 | 44690 | 44584 | 45301 | 45819 | 46569 | 47299 | 48071 | 48849
2001 | US | MAIN | - | - | DCWIT | Interruptible Demand | 0 | 1972 | 1945 | 2104 | 1313 | 1325 | 1339 | 1352 | 1364 | 1376 | 1388
2001 | US | MAIN | - | - | DCWLM | Direct Control Load Management | 0 | 441 | 442 | 443 | 443 | 444 | 445 | 445 | 446 | 447 | 447
2001 | US | MAIN | - | - | DCWNC | Net Capacity Resources | 0 | 63075 | 67853 | 69344 | 69720 | 70136 | 70220 | 70924 | 70943 | 71947 | 72330
2001 | US | MAIN | - | - | DCWNI | Projected Net Internal Demand | 0 | 41250 | 41470 | 42144 | 42829 | 43533 | 44036 | 44773 | 45490 | 46249 | 47015
2001 | US | MAIN | - | - | DCWNO | Net Operable Capacity | 0 | 62589 | 67032 | 68024 | 68111 | 68333 | 68338 | 69056 | 68720 | 69189 | 69194
2001 | US | MAIN | - | - | DCWPU | Purchases | 0 | 1247 | 1535 | 1817 | 2106 | 2300 | 2379 | 2365 | 2720 | 3255 | 3633
2001 | US | MAIN | - | - | DCWSA | Sales | 0 | 761 | 714 | 497 | 497 | 497 | 497 | 497 | 497 | 497 | 497
2001 | US | MAIN | - | - | DCWST | Standby Demand | 0 | 1 | 1 | 1 | 1 | 1 | 1 | 1 | 1 | 1 | 1
2001 | US | MAIN | - | - | DCWT | Total Internal Capacity | 0 | 62589 | 67032 | 68024 | 68111 | 68333 | 68338 | 69056 | 68720 | 69189 | 69194
2001 | US | MAIN | - | - | DCWTA | Committed Resources | 0 | 4139 | 0 | 0 | 0 | 0 | 0 | 0 | 0 | 0 | 0
2001 | US | MAIN | - | - | DCWTB | Uncommitted Resources | 0 | 0 | 4443 | 5435 | 5522 | 5744 | 5749 | 6467 | 6131 | 6600 | 6605
2001 | US | MAIN | - | - | DCWTI | Projected Total Internal Demand | 0 | 43663 | 43857 | 44691 | 44585 | 45302 | 45820 | 46570 | 47300 | 48072 | 48850
2001 | US | MRO | - | - | CWT | Total Capacity | 31195 | 31882 | 32250 | 32638 | 32638 | 32631 | 32634 | 32634 | 32634 | 32634 | 32620
2001 | US | MRO | - | - | DCWAJ | Adjustments | 0 | 33 | 33 | 33 | 33 | 33 | 33 | 33 | 33 | 33 | 33
2001 | US | MRO | - | - | DCWFP | Full-Responsibility Purchases (portion of total purchases) | 0 | 1994 | 2232 | 2240 | 1941 | 1836 | 1338 | 1279 | 1246 | 1218 | 1169
2001 | US | MRO | - | - | DCWFS | Full-Responsibility Sales (portion of total sales) | 0 | 1132 | 1040 | 877 | 877 | 872 | 872 | 872 | 797 | 797 | 737
2001 | US | MRO | - | - | DCWIC | Inoperable capacity | 0 | 0 | 0 | 0 | 0 | 0 | 0 | 0 | 0 | 0 | 0
2001 | US | MRO | - | - | DCWIN | Internal Demand | 0 | 24651 | 25073 | 25458 | 25847 | 26278 | 26638 | 27053 | 27486 | 27941 | 28181
2001 | US | MRO | - | - | DCWIT | Interruptible Demand | 0 | 580 | 596 | 609 | 639 | 700 | 717 | 737 | 751 | 764 | 798
2001 | US | MRO | - | - | DCWLM | Direct Control Load Management | 0 | 333 | 342 | 353 | 361 | 365 | 381 | 391 | 401 | 410 | 413
2001 | US | MRO | - | - | DCWNC | Net Capacity Resources | 0 | 32777 | 33475 | 34034 | 33735 | 33628 | 33133 | 33074 | 33116 | 33088 | 33085
2001 | US | MRO | - | - | DCWNI | Projected Net Internal Demand | 0 | 23748 | 24145 | 24506 | 24857 | 25223 | 25550 | 25935 | 26344 | 26777 | 26980
2001 | US | MRO | - | - | DCWNO | Net Operable Capacity | 0 | 31882 | 32250 | 32638 | 32638 | 32631 | 32634 | 32634 | 32634 | 32634 | 32620
2001 | US | MRO | - | - | DCWPU | Purchases | 0 | 1994 | 2232 | 2240 | 1941 | 1836 | 1338 | 1279 | 1246 | 1218 | 1169
2001 | US | MRO | - | - | DCWSA | Sales | 0 | 1132 | 1040 | 877 | 877 | 872 | 872 | 872 | 797 | 797 | 737
2001 | US | MRO | - | - | DCWST | Standby Demand | 0 | 10 | 10 | 10 | 10 | 10 | 10 | 10 | 10 | 10 | 10
2001 | US | MRO | - | - | DCWT | Total Internal Capacity | 0 | 31882 | 32250 | 32638 | 32638 | 32631 | 32634 | 32634 | 32634 | 32634 | 32620
2001 | US | MRO | - | - | DCWTA | Committed Resources | 0 | 31882 | 32250 | 32638 | 32638 | 32631 | 32634 | 32634 | 32634 | 32634 | 32620
2001 | US | MRO | - | - | DCWTB | Uncommitted Resources | 0 | 0 | 0 | 0 | 0 | 0 | 0 | 0 | 0 | 0 | 0
2001 | US | MRO | - | - | DCWTI | Projected Total Internal Demand | 0 | 24661 | 25083 | 25468 | 25857 | 26288 | 26648 | 27063 | 27496 | 27951 | 28191
2001 | US | NPCC | - | - | CWT | Total Capacity | 62907 | 67861 | 71485 | 72335 | 77410 | 77334 | 77368 | 77275 | 77070 | 75876 | 75837
2001 | US | NPCC | - | - | DCWAJ | Adjustments | 0 | 0 | 0 | 0 | 0 | 0 | 0 | 0 | 0 | 0 | 0
2001 | US | NPCC | - | - | DCWFP | Full-Responsibility Purchases (portion of total purchases) | 0 | 618 | 611 | 511 | 504 | 504 | 504 | 449 | 424 | 424 | 424
2001 | US | NPCC | - | - | DCWFS | Full-Responsibility Sales (portion of total sales) | 0 | 306 | 306 | 306 | 299 | 299 | 299 | 299 | 299 | 299 | 299
2001 | US | NPCC | - | - | DCWIC | Inoperable capacity | 0 | 0 | 0 | 0 | 0 | 0 | 0 | 0 | 0 | 0 | 0
2001 | US | NPCC | - | - | DCWIN | Internal Demand | 0 | 45775 | 46514 | 47250 | 47983 | 48646 | 49199 | 49789 | 50307 | 50869 | 51430
2001 | US | NPCC | - | - | DCWIT | Interruptible Demand | 0 | 45 | 48 | 53 | 64 | 79 | 79 | 77 | 71 | 80 | 80
2001 | US | NPCC | - | - | DCWLM | Direct Control Load Management | 0 | 80 | 78 | 77 | 73 | 69 | 65 | 63 | 63 | 63 | 63
2001 | US | NPCC | - | - | DCWNC | Net Capacity Resources | 0 | 68173 | 71790 | 72540 | 77615 | 77539 | 77573 | 77425 | 77195 | 76001 | 75962
2001 | US | NPCC | - | - | DCWNI | Projected Net Internal Demand | 0 | 45650 | 46388 | 47120 | 47846 | 48498 | 49055 | 49649 | 50173 | 50726 | 51287
2001 | US | NPCC | - | - | DCWNO | Net Operable Capacity | 0 | 67861 | 71485 | 72335 | 77410 | 77334 | 77368 | 77275 | 77070 | 75876 | 75837
2001 | US | NPCC | - | - | DCWPU | Purchases | 0 | 618 | 611 | 511 | 504 | 504 | 504 | 449 | 424 | 424 | 424
2001 | US | NPCC | - | - | DCWSA | Sales | 0 | 306 | 306 | 306 | 299 | 299 | 299 | 299 | 299 | 299 | 299
2001 | US | NPCC | - | - | DCWST | Standby Demand | 0 | 0 | 0 | 0 | 0 | 0 | 0 | 0 | 0 | 0 | 0
2001 | US | NPCC | - | - | DCWT | Total Internal Capacity | 0 | 67861 | 71485 | 72335 | 77410 | 77334 | 77368 | 77275 | 77070 | 75876 | 75837
2001 | US | NPCC | - | - | DCWTA | Committed Resources | 0 | 30558 | 34071 | 34071 | 34064 | 33939 | 33939 | 33830 | 33693 | 33601 | 33589
2001 | US | NPCC | - | - | DCWTB | Uncommitted Resources | 0 | 0 | 0 | 0 | 0 | 0 | 0 | 0 | 0 | 0 | 0
2001 | US | NPCC | - | - | DCWTI | Projected Total Internal Demand | 0 | 45775 | 46514 | 47250 | 47983 | 48646 | 49199 | 49789 | 50307 | 50869 | 51430
2001 | US | NPCC | New England | New England | CWT | Total Capacity | 26222 | 30536 | 34050 | 34050 | 34045 | 33919 | 33903 | 33810 | 33605 | 33530 | 33491
2001 | US | NPCC | New England | New England | DCWAJ | Adjustments | 0 | 0 | 0 | 0 | 0 | 0 | 0 | 0 | 0 | 0 | 0
2001 | US | NPCC | New England | New England | DCWFP | Full-Responsibility Purchases (portion of total purchases) | 0 | 538 | 531 | 431 | 424 | 424 | 424 | 424 | 424 | 424 | 424
2001 | US | NPCC | New England | New England | DCWFS | Full-Responsibility Sales (portion of total sales) | 0 | 0 | 0 | 0 | 0 | 0 | 0 | 0 | 0 | 0 | 0
2001 | US | NPCC | New England | New England | DCWIC | Inoperable capacity | 0 | 0 | 0 | 0 | 0 | 0 | 0 | 0 | 0 | 0 | 0
2001 | US | NPCC | New England | New England | DCWIN | Internal Demand | 0 | 21610 | 21901 | 22235 | 22617 | 22971 | 23246 | 23578 | 23846 | 24156 | 24460
2001 | US | NPCC | New England | New England | DCWIT | Interruptible Demand | 0 | 45 | 48 | 53 | 64 | 79 | 79 | 77 | 71 | 80 | 80
2001 | US | NPCC | New England | New England | DCWLM | Direct Control Load Management | 0 | 80 | 78 | 77 | 73 | 69 | 65 | 63 | 63 | 63 | 63
2001 | US | NPCC | New England | New England | DCWNC | Net Capacity Resources | 0 | 31074 | 34581 | 34481 | 34469 | 34343 | 34327 | 34234 | 34029 | 33954 | 33915
2001 | US | NPCC | New England | New England | DCWNI | Projected Net Internal Demand | 0 | 21485 | 21775 | 22105 | 22480 | 22823 | 23102 | 23438 | 23712 | 24013 | 24317
2001 | US | NPCC | New England | New England | DCWNO | Net Operable Capacity | 0 | 30536 | 34050 | 34050 | 34045 | 33919 | 33903 | 33810 | 33605 | 33530 | 33491
2001 | US | NPCC | New England | New England | DCWPU | Purchases | 0 | 538 | 531 | 431 | 424 | 424 | 424 | 424 | 424 | 424 | 424
2001 | US | NPCC | New England | New England | DCWSA | Sales | 0 | 0 | 0 | 0 | 0 | 0 | 0 | 0 | 0 | 0 | 0
2001 | US | NPCC | New England | New England | DCWST | Standby Demand | 0 | 0 | 0 | 0 | 0 | 0 | 0 | 0 | 0 | 0 | 0
2001 | US | NPCC | New England | New England | DCWT | Total Internal Capacity | 0 | 30536 | 34050 | 34050 | 34045 | 33919 | 33903 | 33810 | 33605 | 33530 | 33491
2001 | US | NPCC | New England | New England | DCWTA | Committed Resources | 0 | 30558 | 34071 | 34071 | 34064 | 33939 | 33939 | 33830 | 33693 | 33601 | 33589
2001 | US | NPCC | New England | New England | DCWTB | Uncommitted Resources | 0 | 0 | 0 | 0 | 0 | 0 | 0 | 0 | 0 | 0 | 0
2001 | US | NPCC | New England | New England | DCWTI | Projected Total Internal Demand | 0 | 21610 | 21901 | 22235 | 22617 | 22971 | 23246 | 23578 | 23846 | 24156 | 24460
2001 | US | NPCC | New York | New York | CWT | Total Capacity | 36685 | 37325 | 37435 | 38285 | 43365 | 43415 | 43465 | 43465 | 43465 | 42346 | 42346
2001 | US | NPCC | New York | New York | DCWAJ | Adjustments | 0 | 0 | 0 | 0 | 0 | 0 | 0 | 0 | 0 | 0 | 0
2001 | US | NPCC | New York | New York | DCWFP | Full-Responsibility Purchases (portion of total purchases) | 0 | 80 | 80 | 80 | 80 | 80 | 80 | 25 | 0 | 0 | 0
2001 | US | NPCC | New York | New York | DCWFS | Full-Responsibility Sales (portion of total sales) | 0 | 306 | 306 | 306 | 299 | 299 | 299 | 299 | 299 | 299 | 299
2001 | US | NPCC | New York | New York | DCWIC | Inoperable capacity | 0 | 0 | 0 | 0 | 0 | 0 | 0 | 0 | 0 | 0 | 0
2001 | US | NPCC | New York | New York | DCWIN | Internal Demand | 0 | 24165 | 24613 | 25015 | 25366 | 25675 | 25953 | 26211 | 26461 | 26713 | 26970
2001 | US | NPCC | New York | New York | DCWIT | Interruptible Demand | 0 | 0 | 0 | 0 | 0 | 0 | 0 | 0 | 0 | 0 | 0
2001 | US | NPCC | New York | New York | DCWLM | Direct Control Load Management | 0 | 0 | 0 | 0 | 0 | 0 | 0 | 0 | 0 | 0 | 0
2001 | US | NPCC | New York | New York | DCWNC | Net Capacity Resources | 0 | 37099 | 37209 | 38059 | 43146 | 43196 | 43246 | 43191 | 43166 | 42047 | 42047
2001 | US | NPCC | New York | New York | DCWNI | Projected Net Internal Demand | 0 | 24165 | 24613 | 25015 | 25366 | 25675 | 25953 | 26211 | 26461 | 26713 | 26970
2001 | US | NPCC | New York | New York | DCWNO | Net Operable Capacity | 0 | 37325 | 37435 | 38285 | 43365 | 43415 | 43465 | 43465 | 43465 | 42346 | 42346
2001 | US | NPCC | New York | New York | DCWPU | Purchases | 0 | 80 | 80 | 80 | 80 | 80 | 80 | 25 | 0 | 0 | 0
2001 | US | NPCC | New York | New York | DCWSA | Sales | 0 | 306 | 306 | 306 | 299 | 299 | 299 | 299 | 299 | 299 | 299
2001 | US | NPCC | New York | New York | DCWST | Standby Demand | 0 | 0 | 0 | 0 | 0 | 0 | 0 | 0 | 0 | 0 | 0
2001 | US | NPCC | New York | New York | DCWT | Total Internal Capacity | 0 | 37325 | 37435 | 38285 | 43365 | 43415 | 43465 | 43465 | 43465 | 42346 | 42346
2001 | US | NPCC | New York | New York | DCWTA | Committed Resources | 0 | 0 | 0 | 0 | 0 | 0 | 0 | 0 | 0 | 0 | 0
2001 | US | NPCC | New York | New York | DCWTB | Uncommitted Resources | 0 | 0 | 0 | 0 | 0 | 0 | 0 | 0 | 0 | 0 | 0
2001 | US | NPCC | New York | New York | DCWTI | Projected Total Internal Demand | 0 | 24165 | 24613 | 25015 | 25366 | 25675 | 25953 | 26211 | 26461 | 26713 | 26970
2001 | US | SERC | - | - | CWT | Total Capacity | 159441 | 171434 | 176656 | 181020 | 185504 | 193140 | 198166 | 201162 | 203947 | 208086 | 209589
2001 | US | SERC | - | - | DCWAJ | Adjustments | 0 | 64 | 64 | 64 | 64 | 64 | 64 | 64 | 64 | 64 | 64
2001 | US | SERC | - | - | DCWFP | Full-Responsibility Purchases (portion of total purchases) | 0 | 1545 | 1655 | 2047 | 1730 | 3290 | 3502 | 3615 | 3752 | 3724 | 3857
2001 | US | SERC | - | - | DCWFS | Full-Responsibility Sales (portion of total sales) | 0 | 2537 | 2386 | 2327 | 2041 | 1985 | 1726 | 1726 | 1726 | 1726 | 179
2001 | US | SERC | - | - | DCWIC | Inoperable capacity | 0 | 1329 | 1329 | 1329 | 1289 | 1289 | 1289 | 1289 | 1289 | 1289 | 1289
2001 | US | SERC | - | - | DCWIN | Internal Demand | 0 | 139416 | 141766 | 144298 | 147454 | 150891 | 154091 | 157178 | 160300 | 163235 | 165929
2001 | US | SERC | - | - | DCWIT | Interruptible Demand | 0 | 7196 | 7610 | 7395 | 7518 | 7450 | 7423 | 7432 | 7443 | 7436 | 7096
2001 | US | SERC | - | - | DCWLM | Direct Control Load Management | 0 | 484 | 485 | 497 | 499 | 501 | 503 | 506 | 508 | 512 | 515
2001 | US | SERC | - | - | DCWNC | Net Capacity Resources | 0 | 169850 | 174815 | 178650 | 182496 | 192633 | 197462 | 200574 | 203579 | 207780 | 211706
2001 | US | SERC | - | - | DCWNI | Projected Net Internal Demand | 0 | 131779 | 133714 | 136544 | 139575 | 143078 | 146303 | 149378 | 152487 | 155425 | 158456
2001 | US | SERC | - | - | DCWNO | Net Operable Capacity | 0 | 170105 | 175327 | 179691 | 184215 | 191851 | 196877 | 199873 | 202658 | 206797 | 208300
2001 | US | SERC | - | - | DCWPU | Purchases | 0 | 7756 | 7025 | 6405 | 5407 | 6964 | 6742 | 6858 | 7013 | 6975 | 7176
2001 | US | SERC | - | - | DCWSA | Sales | 0 | 8075 | 7601 | 7510 | 7190 | 6246 | 6221 | 6221 | 6156 | 6056 | 3834
2001 | US | SERC | - | - | DCWST | Standby Demand | 0 | 43 | 43 | 138 | 138 | 138 | 138 | 138 | 138 | 138 | 138
2001 | US | SERC | - | - | DCWT | Total Internal Capacity | 0 | 171434 | 176656 | 181020 | 185504 | 193140 | 198166 | 201162 | 203947 | 208086 | 209589
2001 | US | SERC | - | - | DCWTA | Committed Resources | 0 | 46615 | 46619 | 45135 | 44535 | 43373 | 42893 | 42893 | 42627 | 42627 | 41909
2001 | US | SERC | - | - | DCWTB | Uncommitted Resources | 0 | 75 | 647 | 1834 | 3258 | 8476 | 9145 | 10796 | 11498 | 14690 | 15239
2001 | US | SERC | - | - | DCWTI | Projected Total Internal Demand | 0 | 139459 | 141809 | 144436 | 147592 | 151029 | 154229 | 157316 | 160438 | 163373 | 166067
2001 | US | SERC | Central | - | CWT | Total Capacity | 31358 | 32636 | 33470 | 34090 | 35003 | 36405 | 37582 | 38105 | 38872 | 39638 | 39907
2001 | US | SERC | Central | - | DCWAJ | Adjustments | 0 | 0 | 0 | 0 | 0 | 0 | 0 | 0 | 0 | 0 | 0
2001 | US | SERC | Central | - | DCWFP | Full-Responsibility Purchases (portion of total purchases) | 0 | 133 | 138 | 143 | 149 | 155 | 161 | 168 | 174 | 181 | 187
2001 | US | SERC | Central | - | DCWFS | Full-Responsibility Sales (portion of total sales) | 0 | 0 | 0 | 0 | 0 | 0 | 0 | 0 | 0 | 0 | 0
2001 | US | SERC | Central | - | DCWIC | Inoperable capacity | 0 | 1289 | 1289 | 1289 | 1289 | 1289 | 1289 | 1289 | 1289 | 1289 | 1289
2001 | US | SERC | Central | - | DCWIN | Internal Demand | 0 | 29414 | 30010 | 30437 | 31171 | 31737 | 32420 | 33118 | 33831 | 34058 | 34251
2001 | US | SERC | Central | - | DCWIT | Interruptible Demand | 0 | 3495 | 3897 | 3691 | 3791 | 3711 | 3728 | 3730 | 3741 | 3740 | 3419
2001 | US | SERC | Central | - | DCWLM | Direct Control Load Management | 0 | 0 | 0 | 0 | 0 | 0 | 0 | 0 | 0 | 0 | 0
2001 | US | SERC | Central | - | DCWNC | Net Capacity Resources | 0 | 30800 | 31439 | 32064 | 32983 | 34391 | 35574 | 36104 | 36877 | 37650 | 37925
2001 | US | SERC | Central | - | DCWNI | Projected Net Internal Demand | 0 | 25919 | 26113 | 26746 | 27380 | 28026 | 28692 | 29388 | 30090 | 30318 | 30832
2001 | US | SERC | Central | - | DCWNO | Net Operable Capacity | 0 | 31347 | 32181 | 32801 | 33714 | 35116 | 36293 | 36816 | 37583 | 38349 | 38618
2001 | US | SERC | Central | - | DCWPU | Purchases | 0 | 333 | 138 | 143 | 149 | 155 | 161 | 168 | 174 | 181 | 187
2001 | US | SERC | Central | - | DCWSA | Sales | 0 | 880 | 880 | 880 | 880 | 880 | 880 | 880 | 880 | 880 | 880
2001 | US | SERC | Central | - | DCWST | Standby Demand | 0 | 0 | 0 | 0 | 0 | 0 | 0 | 0 | 0 | 0 | 0
2001 | US | SERC | Central | - | DCWT | Total Internal Capacity | 0 | 32636 | 33470 | 34090 | 35003 | 36405 | 37582 | 38105 | 38872 | 39638 | 39907
2001 | US | SERC | Central | - | DCWTA | Committed Resources | 0 | 1184 | 1556 | 1556 | 1556 | 1556 | 1556 | 1556 | 1556 | 1556 | 1556
2001 | US | SERC | Central | - | DCWTB | Uncommitted Resources | 0 | 0 | 372 | 872 | 1672 | 3022 | 4172 | 4672 | 5422 | 6172 | 6424
2001 | US | SERC | Central | - | DCWTI | Projected Total Internal Demand | 0 | 29414 | 30010 | 30437 | 31171 | 31737 | 32420 | 33118 | 33831 | 34058 | 34251
2001 | US | SERC | Delta | - | CWT | Total Capacity | 26740 | 27603 | 28004 | 28031 | 28199 | 28535 | 28652 | 28769 | 28886 | 29003 | 29120
2001 | US | SERC | Delta | - | DCWAJ | Adjustments | 0 | 64 | 64 | 64 | 64 | 64 | 64 | 64 | 64 | 64 | 64
2001 | US | SERC | Delta | - | DCWFP | Full-Responsibility Purchases (portion of total purchases) | 0 | 822 | 822 | 822 | 539 | 539 | 539 | 539 | 539 | 539 | 539
2001 | US | SERC | Delta | - | DCWFS | Full-Responsibility Sales (portion of total sales) | 0 | 150 | 150 | 150 | 0 | 0 | 0 | 0 | 0 | 0 | 0
2001 | US | SERC | Delta | - | DCWIC | Inoperable capacity | 0 | 0 | 0 | 0 | 0 | 0 | 0 | 0 | 0 | 0 | 0
2001 | US | SERC | Delta | - | DCWIN | Internal Demand | 0 | 19684 | 19982 | 19656 | 20118 | 20502 | 20882 | 21211 | 21560 | 21995 | 22438
2001 | US | SERC | Delta | - | DCWIT | Interruptible Demand | 0 | 13 | 13 | 13 | 13 | 13 | 13 | 13 | 13 | 13 | 13
2001 | US | SERC | Delta | - | DCWLM | Direct Control Load Management | 0 | 0 | 0 | 0 | 0 | 0 | 0 | 0 | 0 | 0 | 0
2001 | US | SERC | Delta | - | DCWNC | Net Capacity Resources | 0 | 27960 | 28360 | 28426 | 28631 | 28967 | 28984 | 29101 | 29283 | 29500 | 30292
2001 | US | SERC | Delta | - | DCWNI | Projected Net Internal Demand | 0 | 19714 | 20012 | 19781 | 20243 | 20627 | 21007 | 21336 | 21685 | 22120 | 22563
2001 | US | SERC | Delta | - | DCWNO | Net Operable Capacity | 0 | 27603 | 28004 | 28031 | 28199 | 28535 | 28652 | 28769 | 28886 | 29003 | 29120
2001 | US | SERC | Delta | - | DCWPU | Purchases | 0 | 1411 | 1411 | 1411 | 1128 | 1128 | 1128 | 1128 | 1128 | 1128 | 1128
2001 | US | SERC | Delta | - | DCWSA | Sales | 0 | 1118 | 1119 | 1080 | 760 | 760 | 860 | 860 | 795 | 695 | 20
2001 | US | SERC | Delta | - | DCWST | Standby Demand | 0 | 43 | 43 | 138 | 138 | 138 | 138 | 138 | 138 | 138 | 138
2001 | US | SERC | Delta | - | DCWT | Total Internal Capacity | 0 | 27603 | 28004 | 28031 | 28199 | 28535 | 28652 | 28769 | 28886 | 29003 | 29120
2001 | US | SERC | Delta | - | DCWTA | Committed Resources | 0 | 21770 | 21790 | 21818 | 21818 | 21868 | 21868 | 21868 | 21868 | 21868 | 21868
2001 | US | SERC | Delta | - | DCWTB | Uncommitted Resources | 0 | 0 | 0 | 0 | 0 | 0 | 0 | 0 | 0 | 0 | 0
2001 | US | SERC | Delta | - | DCWTI | Projected Total Internal Demand | 0 | 19727 | 20025 | 19794 | 20256 | 20640 | 21020 | 21349 | 21698 | 22133 | 22576
2001 | US | SERC | Southeastern | - | CWT | Total Capacity | 44193 | 46889 | 49399 | 52028 | 53471 | 57346 | 59292 | 60541 | 62079 | 63314 | 62996
2001 | US | SERC | Southeastern | - | DCWAJ | Adjustments | 0 | 0 | 0 | 0 | 0 | 0 | 0 | 0 | 0 | 0 | 0
2001 | US | SERC | Southeastern | - | DCWFP | Full-Responsibility Purchases (portion of total purchases) | 0 | 530 | 649 | 1035 | 1017 | 2571 | 2777 | 2883 | 3014 | 2979 | 3106
2001 | US | SERC | Southeastern | - | DCWFS | Full-Responsibility Sales (portion of total sales) | 0 | 2387 | 2236 | 2177 | 2041 | 1985 | 1726 | 1726 | 1726 | 1726 | 179
2001 | US | SERC | Southeastern | - | DCWIC | Inoperable capacity | 0 | 0 | 0 | 0 | 0 | 0 | 0 | 0 | 0 | 0 | 0
2001 | US | SERC | Southeastern | - | DCWIN | Internal Demand | 0 | 35830 | 36049 | 37961 | 38932 | 39925 | 41027 | 41976 | 42951 | 44078 | 45019
2001 | US | SERC | Southeastern | - | DCWIT | Interruptible Demand | 0 | 2021 | 2030 | 2020 | 2042 | 2053 | 2008 | 2014 | 2013 | 2006 | 1986
2001 | US | SERC | Southeastern | - | DCWLM | Direct Control Load Management | 0 | 0 | 0 | 0 | 0 | 0 | 0 | 0 | 0 | 0 | 0
2001 | US | SERC | Southeastern | - | DCWNC | Net Capacity Resources | 0 | 45882 | 48405 | 51154 | 52281 | 58632 | 60701 | 62058 | 63729 | 64856 | 66214
2001 | US | SERC | Southeastern | - | DCWNI | Projected Net Internal Demand | 0 | 33809 | 34019 | 35941 | 36890 | 37872 | 39019 | 39962 | 40938 | 42072 | 43033
2001 | US | SERC | Southeastern | - | DCWNO | Net Operable Capacity | 0 | 46889 | 49399 | 52028 | 53471 | 57346 | 59292 | 60541 | 62079 | 63314 | 62996
2001 | US | SERC | Southeastern | - | DCWPU | Purchases | 0 | 3897 | 3435 | 3503 | 3187 | 4719 | 4717 | 4825 | 4958 | 4850 | 4979
2001 | US | SERC | Southeastern | - | DCWSA | Sales | 0 | 4904 | 4429 | 4377 | 4377 | 3433 | 3308 | 3308 | 3308 | 3308 | 1761
2001 | US | SERC | Southeastern | - | DCWST | Standby Demand | 0 | 0 | 0 | 0 | 0 | 0 | 0 | 0 | 0 | 0 | 0
2001 | US | SERC | Southeastern | - | DCWT | Total Internal Capacity | 0 | 46889 | 49399 | 52028 | 53471 | 57346 | 59292 | 60541 | 62079 | 63314 | 62996
2001 | US | SERC | Southeastern | - | DCWTA | Committed Resources | 0 | 3879 | 4049 | 3373 | 2797 | 2185 | 1873 | 1873 | 1873 | 1873 | 1873
2001 | US | SERC | Southeastern | - | DCWTB | Uncommitted Resources | 0 | 0 | 0 | 162 | 486 | 2886 | 1386 | 1686 | 1386 | 1986 | 486
2001 | US | SERC | Southeastern | - | DCWTI | Projected Total Internal Demand | 0 | 35830 | 36049 | 37961 | 38932 | 39925 | 41027 | 41976 | 42951 | 44078 | 45019
2001 | US | SERC | VACAR | - | CWT | Total Capacity | 57150 | 64306 | 65783 | 66871 | 68831 | 70854 | 72640 | 73747 | 74110 | 76131 | 77566
2001 | US | SERC | VACAR | - | DCWAJ | Adjustments | 0 | 0 | 0 | 0 | 0 | 0 | 0 | 0 | 0 | 0 | 0
2001 | US | SERC | VACAR | - | DCWFP | Full-Responsibility Purchases (portion of total purchases) | 0 | 60 | 46 | 47 | 25 | 25 | 25 | 25 | 25 | 25 | 25
2001 | US | SERC | VACAR | - | DCWFS | Full-Responsibility Sales (portion of total sales) | 0 | 0 | 0 | 0 | 0 | 0 | 0 | 0 | 0 | 0 | 0
2001 | US | SERC | VACAR | - | DCWIC | Inoperable capacity | 0 | 40 | 40 | 40 | 0 | 0 | 0 | 0 | 0 | 0 | 0
2001 | US | SERC | VACAR | - | DCWIN | Internal Demand | 0 | 54488 | 55725 | 56244 | 57233 | 58727 | 59762 | 60873 | 61958 | 63104 | 64221
2001 | US | SERC | VACAR | - | DCWIT | Interruptible Demand | 0 | 1667 | 1670 | 1671 | 1672 | 1673 | 1674 | 1675 | 1676 | 1677 | 1678
2001 | US | SERC | VACAR | - | DCWLM | Direct Control Load Management | 0 | 484 | 485 | 497 | 499 | 501 | 503 | 506 | 508 | 512 | 515
2001 | US | SERC | VACAR | - | DCWNC | Net Capacity Resources | 0 | 65208 | 66611 | 67006 | 68601 | 70643 | 72203 | 73311 | 73690 | 75774 | 77275
2001 | US | SERC | VACAR | - | DCWNI | Projected Net Internal Demand | 0 | 52337 | 53570 | 54076 | 55062 | 56553 | 57585 | 58692 | 59774 | 60915 | 62028
2001 | US | SERC | VACAR | - | DCWNO | Net Operable Capacity | 0 | 64266 | 65743 | 66831 | 68831 | 70854 | 72640 | 73747 | 74110 | 76131 | 77566
2001 | US | SERC | VACAR | - | DCWPU | Purchases | 0 | 2115 | 2041 | 1348 | 943 | 962 | 736 | 737 | 753 | 816 | 882
2001 | US | SERC | VACAR | - | DCWSA | Sales | 0 | 1173 | 1173 | 1173 | 1173 | 1173 | 1173 | 1173 | 1173 | 1173 | 1173
2001 | US | SERC | VACAR | - | DCWST | Standby Demand | 0 | 0 | 0 | 0 | 0 | 0 | 0 | 0 | 0 | 0 | 0
2001 | US | SERC | VACAR | - | DCWT | Total Internal Capacity | 0 | 64306 | 65783 | 66871 | 68831 | 70854 | 72640 | 73747 | 74110 | 76131 | 77566
2001 | US | SERC | VACAR | - | DCWTA | Committed Resources | 0 | 19782 | 19224 | 18388 | 18364 | 17764 | 17596 | 17596 | 17330 | 17330 | 16612
2001 | US | SERC | VACAR | - | DCWTB | Uncommitted Resources | 0 | 75 | 275 | 800 | 1100 | 2568 | 3587 | 4438 | 4690 | 6532 | 8329
2001 | US | SERC | VACAR | - | DCWTI | Projected Total Internal Demand | 0 | 54488 | 55725 | 56244 | 57233 | 58727 | 59762 | 60873 | 61958 | 63104 | 64221
2001 | US | SPP | - | - | CWT | Total Capacity | 42665 | 43993 | 44050 | 44404 | 44372 | 43955 | 44013 | 43641 | 43405 | 42597 | 42496
2001 | US | SPP | - | - | DCWAJ | Adjustments | 0 | -110 | -110 | -110 | -110 | -110 | -110 | 0 | 0 | 0 | 0
2001 | US | SPP | - | - | DCWFP | Full-Responsibility Purchases (portion of total purchases) | 0 | 3315 | 3112 | 3107 | 3043 | 2912 | 2950 | 2795 | 2716 | 2728 | 2744
2001 | US | SPP | - | - | DCWFS | Full-Responsibility Sales (portion of total sales) | 0 | 2131 | 1927 | 1382 | 1369 | 1308 | 1208 | 1153 | 1113 | 1119 | 1126
2001 | US | SPP | - | - | DCWIC | Inoperable capacity | 0 | 199 | 199 | 199 | 188 | 208 | 208 | 199 | 179 | 159 | 159
2001 | US | SPP | - | - | DCWIN | Internal Demand | 0 | 29804 | 30132 | 30789 | 31509 | 32150 | 32721 | 33546 | 34021 | 35033 | 35553
2001 | US | SPP | - | - | DCWIT | Interruptible Demand | 0 | 762 | 909 | 924 | 926 | 928 | 931 | 1091 | 1093 | 1096 | 1098
2001 | US | SPP | - | - | DCWLM | Direct Control Load Management | 0 | 281 | 281 | 281 | 281 | 281 | 281 | 281 | 281 | 281 | 281
2001 | US | SPP | - | - | DCWNC | Net Capacity Resources | 0 | 45501 | 45494 | 46664 | 47068 | 47671 | 48811 | 49552 | 49993 | 51161 | 52464
2001 | US | SPP | - | - | DCWNI | Projected Net Internal Demand | 0 | 28761 | 28942 | 29584 | 30302 | 30941 | 31509 | 32174 | 32647 | 33656 | 34174
2001 | US | SPP | - | - | DCWNO | Net Operable Capacity | 0 | 43794 | 43851 | 44205 | 44184 | 43747 | 43805 | 43442 | 43226 | 42438 | 42337
2001 | US | SPP | - | - | DCWPU | Purchases | 0 | 6656 | 6349 | 6596 | 6864 | 7840 | 8797 | 9736 | 10233 | 12111 | 13235
2001 | US | SPP | - | - | DCWSA | Sales | 0 | 4839 | 4596 | 4027 | 3870 | 3806 | 3681 | 3626 | 3466 | 3388 | 3108
2001 | US | SPP | - | - | DCWST | Standby Demand | 0 | 0 | 0 | 0 | 0 | 0 | 0 | 0 | 0 | 0 | 0
2001 | US | SPP | - | - | DCWT | Total Internal Capacity | 0 | 43993 | 44050 | 44404 | 44372 | 43955 | 44013 | 43641 | 43405 | 42597 | 42496
2001 | US | SPP | - | - | DCWTA | Committed Resources | 0 | 3077 | 3077 | 3077 | 3077 | 3127 | 3127 | 3127 | 3127 | 3023 | 3023
2001 | US | SPP | - | - | DCWTB | Uncommitted Resources | 0 | 0 | 0 | 399 | 430 | 462 | 791 | 793 | 1275 | 1277 | 1759
2001 | US | SPP | - | - | DCWTI | Projected Total Internal Demand | 0 | 29804 | 30132 | 30789 | 31509 | 32150 | 32721 | 33546 | 34021 | 35033 | 35553
2001 | US | WECC | - | - | CWT | Total Capacity | 136540 | 144890 | 156612 | 173673 | 188391 | 193783 | 195220 | 196250 | 196496 | 196766 | 196816
2001 | US | WECC | - | - | DCWAJ | Adjustments | 0 | 0 | 0 | 0 | 0 | 0 | 0 | 0 | 0 | 0 | 0
2001 | US | WECC | - | - | DCWFP | Full-Responsibility Purchases (portion of total purchases) | 0 | 268 | 268 | 268 | 268 | 268 | 268 | 268 | 268 | 268 | 268
2001 | US | WECC | - | - | DCWFS | Full-Responsibility Sales (portion of total sales) | 0 | 814 | 803 | 679 | 1213 | 1213 | 1213 | 1213 | 1213 | 1213 | 1213
2001 | US | WECC | - | - | DCWIC | Inoperable capacity | 0 | 159 | 159 | 115 | 115 | 115 | 115 | 115 | 115 | 115 | 33
2001 | US | WECC | - | - | DCWIN | Internal Demand | 0 | 102237 | 104173 | 106333 | 108339 | 110458 | 112560 | 114642 | 116758 | 118781 | 121117
2001 | US | WECC | - | - | DCWIT | Interruptible Demand | 0 | 957 | 761 | 765 | 769 | 772 | 775 | 779 | 781 | 783 | 786
2001 | US | WECC | - | - | DCWLM | Direct Control Load Management | 0 | 10 | 11 | 15 | 15 | 16 | 18 | 19 | 19 | 20 | 20
2001 | US | WECC | - | - | DCWNC | Net Capacity Resources | 0 | 144185 | 155918 | 173147 | 187331 | 192723 | 194160 | 195190 | 195436 | 195706 | 195838
2001 | US | WECC | - | - | DCWNI | Projected Net Internal Demand | 0 | 101270 | 103401 | 105553 | 107555 | 109670 | 111767 | 113844 | 115958 | 117978 | 120311
2001 | US | WECC | - | - | DCWNO | Net Operable Capacity | 0 | 144731 | 156453 | 173558 | 188276 | 193668 | 195105 | 196135 | 196381 | 196651 | 196783
2001 | US | WECC | - | - | DCWPU | Purchases | 0 | 268 | 268 | 268 | 268 | 268 | 268 | 268 | 268 | 268 | 268
2001 | US | WECC | - | - | DCWSA | Sales | 0 | 814 | 803 | 679 | 1213 | 1213 | 1213 | 1213 | 1213 | 1213 | 1213
2001 | US | WECC | - | - | DCWST | Standby Demand | 0 | 0 | 0 | 0 | 0 | 0 | 0 | 0 | 0 | 0 | 0
2001 | US | WECC | - | - | DCWT | Total Internal Capacity | 0 | 144890 | 156612 | 173673 | 188391 | 193783 | 195220 | 196250 | 196496 | 196766 | 196816
2001 | US | WECC | - | - | DCWTA | Committed Resources | 0 | 0 | 0 | 0 | 0 | 0 | 0 | 0 | 0 | 0 | 0
2001 | US | WECC | - | - | DCWTB | Uncommitted Resources | 0 | 0 | 0 | 0 | 0 | 0 | 0 | 0 | 0 | 0 | 0
2001 | US | WECC | - | - | DCWTI | Projected Total Internal Demand | 0 | 102237 | 104173 | 106333 | 108339 | 110458 | 112560 | 114642 | 116758 | 118781 | 121117
2001 | US | WECC | AZN | - | CWT | Total Capacity | 21810 | 23837 | 29147 | 31502 | 31801 | 32726 | 33751 | 34251 | 34251 | 34251 | 34251
2001 | US | WECC | AZN | - | DCWAJ | Adjustments | 0 | 3881 | 3881 | 3881 | 3894 | 3894 | 3894 | 3894 | 3894 | 3894 | 3894
2001 | US | WECC | AZN | - | DCWFP | Full-Responsibility Purchases (portion of total purchases) | 0 | 206 | 215 | 223 | 231 | 241 | 250 | 260 | 260 | 260 | 260
2001 | US | WECC | AZN | - | DCWFS | Full-Responsibility Sales (portion of total sales) | 0 | 1529 | 1529 | 1529 | 1529 | 1419 | 1419 | 1419 | 1419 | 1419 | 1419
2001 | US | WECC | AZN | - | DCWIC | Inoperable capacity | 0 | 0 | 0 | 0 | 0 | 0 | 0 | 0 | 0 | 0 | 0
2001 | US | WECC | AZN | - | DCWIN | Internal Demand | 0 | 15384 | 15967 | 16475 | 17015 | 17457 | 17939 | 18433 | 18931 | 19463 | 19986
2001 | US | WECC | AZN | - | DCWIT | Interruptible Demand | 0 | 332 | 334 | 337 | 339 | 341 | 344 | 346 | 348 | 351 | 353
2001 | US | WECC | AZN | - | DCWLM | Direct Control Load Management | 0 | 11 | 15 | 15 | 16 | 18 | 19 | 19 | 20 | 20 | 20
2001 | US | WECC | AZN | - | DCWNC | Net Capacity Resources | 0 | 22514 | 27833 | 30196 | 30503 | 31548 | 32582 | 33092 | 33092 | 33092 | 33092
2001 | US | WECC | AZN | - | DCWNI | Projected Net Internal Demand | 0 | 15041 | 15618 | 16123 | 16660 | 17098 | 17576 | 18068 | 18563 | 19092 | 19613
2001 | US | WECC | AZN | - | DCWNO | Net Operable Capacity | 0 | 23837 | 29147 | 31502 | 31801 | 32726 | 33751 | 34251 | 34251 | 34251 | 34251
2001 | US | WECC | AZN | - | DCWPU | Purchases | 0 | 974 | 983 | 991 | 999 | 1009 | 1018 | 1028 | 1028 | 1028 | 1028
2001 | US | WECC | AZN | - | DCWSA | Sales | 0 | 6178 | 6178 | 6178 | 6191 | 6081 | 6081 | 6081 | 6081 | 6081 | 6081
2001 | US | WECC | AZN | - | DCWST | Standby Demand | 0 | 0 | 0 | 0 | 0 | 0 | 0 | 0 | 0 | 0 | 0
2001 | US | WECC | AZN | - | DCWT | Total Internal Capacity | 0 | 23837 | 29147 | 31502 | 31801 | 32726 | 33751 | 34251 | 34251 | 34251 | 34251
2001 | US | WECC | AZN | - | DCWTA | Committed Resources | 0 | 0 | 0 | 0 | 0 | 0 | 0 | 0 | 0 | 0 | 0
2001 | US | WECC | AZN | - | DCWTB | Uncommitted Resources | 0 | 0 | 0 | 0 | 0 | 0 | 0 | 0 | 0 | 0 | 0
2001 | US | WECC | AZN | - | DCWTI | Projected Total Internal Demand | 0 | 15384 | 15967 | 16475 | 17015 | 17457 | 17939 | 18433 | 18931 | 19463 | 19986
2001 | US | WECC | CNV | - | CWT | Total Capacity | 53354 | 58126 | 62942 | 72526 | 84500 | 88882 | 89024 | 89024 | 89080 | 89080 | 89080
2001 | US | WECC | CNV | - | DCWAJ | Adjustments | 0 | -3813 | -3813 | -3813 | -3818 | -3826 | -3826 | -3826 | -3826 | -3826 | -3826
2001 | US | WECC | CNV | - | DCWFP | Full-Responsibility Purchases (portion of total purchases) | 0 | 1708 | 1711 | 1712 | 1602 | 1170 | 874 | 851 | 855 | 823 | 724
2001 | US | WECC | CNV | - | DCWFS | Full-Responsibility Sales (portion of total sales) | 0 | 922 | 822 | 822 | 822 | 397 | 397 | 397 | 397 | 397 | 397
2001 | US | WECC | CNV | - | DCWIC | Inoperable capacity | 0 | 18 | 18 | 18 | 18 | 18 | 18 | 18 | 18 | 18 | 18
2001 | US | WECC | CNV | - | DCWIN | Internal Demand | 0 | 39025 | 39738 | 40469 | 41235 | 42019 | 42807 | 43591 | 44354 | 45128 | 45942
2001 | US | WECC | CNV | - | DCWIT | Interruptible Demand | 0 | 0 | 0 | 0 | 0 | 0 | 0 | 0 | 0 | 0 | 0
2001 | US | WECC | CNV | - | DCWLM | Direct Control Load Management | 0 | 0 | 0 | 0 | 0 | 0 | 0 | 0 | 0 | 0 | 0
2001 | US | WECC | CNV | - | DCWNC | Net Capacity Resources | 0 | 58885 | 63807 | 73395 | 85262 | 89640 | 89489 | 89469 | 89532 | 89503 | 89407
2001 | US | WECC | CNV | - | DCWNI | Projected Net Internal Demand | 0 | 39025 | 39738 | 40469 | 41235 | 42019 | 42807 | 43591 | 44354 | 45128 | 45942
2001 | US | WECC | CNV | - | DCWNO | Net Operable Capacity | 0 | 58108 | 62924 | 72508 | 84482 | 88864 | 89006 | 89006 | 89062 | 89062 | 89062
2001 | US | WECC | CNV | - | DCWPU | Purchases | 0 | 6315 | 6318 | 6319 | 6214 | 5793 | 5500 | 5480 | 5487 | 5458 | 5362
2001 | US | WECC | CNV | - | DCWSA | Sales | 0 | 1725 | 1622 | 1619 | 1616 | 1191 | 1191 | 1191 | 1191 | 1191 | 1191
2001 | US | WECC | CNV | - | DCWST | Standby Demand | 0 | 0 | 0 | 0 | 0 | 0 | 0 | 0 | 0 | 0 | 0
2001 | US | WECC | CNV | - | DCWT | Total Internal Capacity | 0 | 58126 | 62942 | 72526 | 84500 | 88882 | 89024 | 89024 | 89080 | 89080 | 89080
2001 | US | WECC | CNV | - | DCWTA | Committed Resources | 0 | 0 | 0 | 0 | 0 | 0 | 0 | 0 | 0 | 0 | 0
2001 | US | WECC | CNV | - | DCWTB | Uncommitted Resources | 0 | 0 | 0 | 0 | 0 | 0 | 0 | 0 | 0 | 0 | 0
2001 | US | WECC | CNV | - | DCWTI | Projected Total Internal Demand | 0 | 39025 | 39738 | 40469 | 41235 | 42019 | 42807 | 43591 | 44354 | 45128 | 45942
2001 | US | WECC | NWPP | - | CWT | Total Capacity | 52174 | 54200 | 55911 | 58729 | 60834 | 60834 | 60834 | 60834 | 60834 | 60794 | 60834
2001 | US | WECC | NWPP | - | DCWAJ | Adjustments | 0 | -692 | -692 | -692 | -692 | -692 | -692 | -692 | -692 | -692 | -692
2001 | US | WECC | NWPP | - | DCWFP | Full-Responsibility Purchases (portion of total purchases) | 0 | 2315 | 2315 | 2085 | 1660 | 1660 | 1660 | 1610 | 1610 | 1610 | 1610
2001 | US | WECC | NWPP | - | DCWFS | Full-Responsibility Sales (portion of total sales) | 0 | 2848 | 2849 | 2652 | 3097 | 2760 | 2573 | 2560 | 2557 | 2433 | 2433
2001 | US | WECC | NWPP | - | DCWIC | Inoperable capacity | 0 | 15 | 15 | 15 | 15 | 15 | 15 | 15 | 15 | 15 | 15
2001 | US | WECC | NWPP | - | DCWIN | Internal Demand | 0 | 40224 | 40846 | 41478 | 42120 | 42772 | 43434 | 44106 | 44789 | 45482 | 46186
2001 | US | WECC | NWPP | - | DCWIT | Interruptible Demand | 0 | 376 | 376 | 376 | 376 | 376 | 376 | 376 | 376 | 376 | 376
2001 | US | WECC | NWPP | - | DCWLM | Direct Control Load Management | 0 | 0 | 0 | 0 | 0 | 0 | 0 | 0 | 0 | 0 | 0
2001 | US | WECC | NWPP | - | DCWNC | Net Capacity Resources | 0 | 53202 | 54612 | 57597 | 58932 | 59269 | 59506 | 59769 | 59872 | 59956 | 59996
2001 | US | WECC | NWPP | - | DCWNI | Projected Net Internal Demand | 0 | 39848 | 40470 | 41102 | 41744 | 42396 | 43058 | 43730 | 44413 | 45106 | 45810
2001 | US | WECC | NWPP | - | DCWNO | Net Operable Capacity | 0 | 54185 | 55896 | 58714 | 60819 | 60819 | 60819 | 60819 | 60819 | 60779 | 60819
2001 | US | WECC | NWPP | - | DCWPU | Purchases | 0 | 3489 | 3489 | 3259 | 2834 | 2834 | 2834 | 2784 | 2784 | 2784 | 2784
2001 | US | WECC | NWPP | - | DCWSA | Sales | 0 | 3780 | 4081 | 3684 | 4029 | 3692 | 3455 | 3142 | 3039 | 2915 | 2915
2001 | US | WECC | NWPP | - | DCWST | Standby Demand | 0 | 0 | 0 | 0 | 0 | 0 | 0 | 0 | 0 | 0 | 0
2001 | US | WECC | NWPP | - | DCWT | Total Internal Capacity | 0 | 54200 | 55911 | 58729 | 60834 | 60834 | 60834 | 60834 | 60834 | 60794 | 60834
2001 | US | WECC | NWPP | - | DCWTA | Committed Resources | 0 | 0 | 0 | 0 | 0 | 0 | 0 | 0 | 0 | 0 | 0
2001 | US | WECC | NWPP | - | DCWTB | Uncommitted Resources | 0 | 0 | 0 | 0 | 0 | 0 | 0 | 0 | 0 | 0 | 0
2001 | US | WECC | NWPP | - | DCWTI | Projected Total Internal Demand | 0 | 40224 | 40846 | 41478 | 42120 | 42772 | 43434 | 44106 | 44789 | 45482 | 46186
2001 | US | WECC | RMPA | - | CWT | Total Capacity | 9070 | 9201 | 10164 | 10840 | 11180 | 11265 | 11535 | 12065 | 12255 | 12525 | 12615
2001 | US | WECC | RMPA | - | DCWAJ | Adjustments | 0 | 624 | 624 | 624 | 624 | 624 | 624 | 624 | 624 | 624 | 624
2001 | US | WECC | RMPA | - | DCWFP | Full-Responsibility Purchases (portion of total purchases) | 0 | 920 | 920 | 925 | 920 | 920 | 920 | 920 | 920 | 920 | 920
2001 | US | WECC | RMPA | - | DCWFS | Full-Responsibility Sales (portion of total sales) | 0 | 229 | 229 | 229 | 229 | 229 | 229 | 229 | 179 | 179 | 179
2001 | US | WECC | RMPA | - | DCWIC | Inoperable capacity | 0 | 126 | 126 | 82 | 82 | 82 | 82 | 82 | 82 | 82 | 0
2001 | US | WECC | RMPA | - | DCWIN | Internal Demand | 0 | 8036 | 8249 | 8508 | 8705 | 8856 | 9041 | 9170 | 9333 | 9516 | 9672
2001 | US | WECC | RMPA | - | DCWIT | Interruptible Demand | 0 | 75 | 75 | 76 | 76 | 76 | 76 | 77 | 77 | 77 | 77
2001 | US | WECC | RMPA | - | DCWLM | Direct Control Load Management | 0 | 0 | 0 | 0 | 0 | 0 | 0 | 0 | 0 | 0 | 0
2001 | US | WECC | RMPA | - | DCWNC | Net Capacity Resources | 0 | 10311 | 11430 | 12015 | 12348 | 12446 | 12750 | 13312 | 13583 | 13886 | 14091
2001 | US | WECC | RMPA | - | DCWNI | Projected Net Internal Demand | 0 | 7961 | 8174 | 8432 | 8629 | 8780 | 8965 | 9093 | 9256 | 9439 | 9595
2001 | US | WECC | RMPA | - | DCWNO | Net Operable Capacity | 0 | 9075 | 10038 | 10758 | 11098 | 11183 | 11453 | 11983 | 12173 | 12443 | 12615
2001 | US | WECC | RMPA | - | DCWPU | Purchases | 0 | 1573 | 1729 | 1594 | 1587 | 1600 | 1634 | 1666 | 1697 | 1730 | 1763
2001 | US | WECC | RMPA | - | DCWSA | Sales | 0 | 961 | 961 | 961 | 961 | 961 | 961 | 961 | 911 | 911 | 911
2001 | US | WECC | RMPA | - | DCWST | Standby Demand | 0 | 0 | 0 | 0 | 0 | 0 | 0 | 0 | 0 | 0 | 0
2001 | US | WECC | RMPA | - | DCWT | Total Internal Capacity | 0 | 9201 | 10164 | 10840 | 11180 | 11265 | 11535 | 12065 | 12255 | 12525 | 12615
2001 | US | WECC | RMPA | - | DCWTA | Committed Resources | 0 | 0 | 0 | 0 | 0 | 0 | 0 | 0 | 0 | 0 | 0
2001 | US | WECC | RMPA | - | DCWTB | Uncommitted Resources | 0 | 0 | 0 | 0 | 0 | 0 | 0 | 0 | 0 | 0 | 0
2001 | US | WECC | RMPA | - | DCWTI | Projected Total Internal Demand | 0 | 8036 | 8249 | 8508 | 8705 | 8856 | 9041 | 9170 | 9333 | 9516 | 9672
2002 | CA | MRO | - | - | CWT | Total Capacity | 8242 | 8349 | 9054 | 9054 | 9054 | 9054 | 9054 | 9054 | 9054 | 9024 | 9024
2002 | CA | MRO | - | - | DCWAJ | Adjustments | 0 | 0 | 0 | 0 | 0 | 0 | 0 | 0 | 0 | 0 | 0
2002 | CA | MRO | - | - | DCWDGG | Distributed Generator Capacity >= 1 MW | 0 | 0 | 0 | 0 | 0 | 0 | 0 | 0 | 0 | 0 | 0
2002 | CA | MRO | - | - | DCWDGL | Distributed Generator Capacity < 1 MW | 0 | 0 | 0 | 0 | 0 | 0 | 0 | 0 | 0 | 0 | 0
2002 | CA | MRO | - | - | DCWFP | Full-Responsibility Purchases (portion of total purchases) | 600 | 650 | 550 | 500 | 500 | 500 | 500 | 500 | 500 | 500 | 500
2002 | CA | MRO | - | - | DCWFS | Full-Responsibility Sales (portion of total sales) | 250 | 200 | 200 | 0 | 0 | 0 | 0 | 0 | 0 | 0 | 0
2002 | CA | MRO | - | - | DCWIC | Inoperable capacity | 0 | 0 | 0 | 0 | 0 | 0 | 0 | 0 | 0 | 0 | 0
2002 | CA | MRO | - | - | DCWIN | Internal Demand | 6172 | 6429 | 6611 | 6723 | 6822 | 6871 | 6963 | 7009 | 7074 | 7134 | 7201
2002 | CA | MRO | - | - | DCWIT | Interruptible Demand | 195 | 195 | 195 | 268 | 269 | 270 | 271 | 272 | 273 | 274 | 275
2002 | CA | MRO | - | - | DCWLM | Direct Control Load Management | 0 | 0 | 0 | 0 | 0 | 0 | 0 | 0 | 0 | 0 | 0
2002 | CA | MRO | - | - | DCWNC | Net Capacity Resources | 7932 | 8219 | 8644 | 8844 | 8794 | 9344 | 9344 | 9444 | 9444 | 9444 | 9494
2002 | CA | MRO | - | - | DCWNI | Projected Net Internal Demand | 5977 | 6234 | 6416 | 6455 | 6553 | 6601 | 6692 | 6737 | 6801 | 6860 | 6926
2002 | CA | MRO | - | - | DCWNO | Net Operable Capacity | 8242 | 8349 | 9054 | 9054 | 9054 | 9054 | 9054 | 9054 | 9054 | 9024 | 9024
2002 | CA | MRO | - | - | DCWOTG | Other Generator Capacity >= 1 MW | 8242 | 8349 | 9048 | 9054 | 9054 | 9054 | 9054 | 9054 | 9054 | 9024 | 9024
2002 | CA | MRO | - | - | DCWOTL | Other Capacity < 1 MW | 0 | 0 | 0 | 0 | 0 | 0 | 0 | 0 | 0 | 0 | 0
2002 | CA | MRO | - | - | DCWPU | Purchases | 600 | 730 | 550 | 550 | 500 | 500 | 500 | 500 | 500 | 500 | 500
2002 | CA | MRO | - | - | DCWSA | Sales | 910 | 860 | 960 | 760 | 760 | 210 | 210 | 110 | 110 | 80 | 30
2002 | CA | MRO | - | - | DCWST | Standby Demand | 0 | 0 | 0 | 0 | 0 | 0 | 0 | 0 | 0 | 0 | 0
2002 | CA | MRO | - | - | DCWT | Total Internal Capacity | 8242 | 8349 | 9054 | 9054 | 9054 | 9054 | 9054 | 9054 | 9054 | 9024 | 9024
2002 | CA | MRO | - | - | DCWTA | Committed Resources | 8242 | 8349 | 9048 | 9054 | 9054 | 9054 | 9054 | 9054 | 9054 | 9024 | 9024
2002 | CA | MRO | - | - | DCWTB | Uncommitted Resources | 0 | 0 | 6 | 0 | 0 | 0 | 0 | 0 | 0 | 0 | 0
2002 | CA | MRO | - | - | DCWTI | Projected Total Internal Demand | 6172 | 6429 | 6611 | 6723 | 6822 | 6871 | 6963 | 7009 | 7074 | 7134 | 7201
2002 | CA | NPCC | - | - | CWT | Total Capacity | 71096 | 71459 | 72411 | 72515 | 73066 | 73288 | 73800 | 73672 | 74347 | 74347 | 74347
2002 | CA | NPCC | - | - | DCWAJ | Adjustments | 0 | 0 | 0 | 0 | 0 | 0 | 0 | 0 | 0 | 0 | 0
2002 | CA | NPCC | - | - | DCWDGG | Distributed Generator Capacity >= 1 MW | 0 | 0 | 0 | 0 | 0 | 0 | 0 | 0 | 0 | 0 | 0
2002 | CA | NPCC | - | - | DCWDGL | Distributed Generator Capacity < 1 MW | 0 | 0 | 0 | 0 | 0 | 0 | 0 | 0 | 0 | 0 | 0
2002 | CA | NPCC | - | - | DCWFP | Full-Responsibility Purchases (portion of total purchases) | 6478 | 6201 | 6201 | 6151 | 6121 | 6121 | 6105 | 6090 | 6074 | 6058 | 6043
2002 | CA | NPCC | - | - | DCWFS | Full-Responsibility Sales (portion of total sales) | 2026 | 873 | 650 | 620 | 620 | 620 | 620 | 620 | 620 | 620 | 420
2002 | CA | NPCC | - | - | DCWIC | Inoperable capacity | 7100 | 5830 | 4045 | 3530 | 4678 | 4350 | 4350 | 5105 | 5105 | 5105 | 5105
2002 | CA | NPCC | - | - | DCWIN | Internal Demand | 59879 | 62350 | 63209 | 63854 | 64259 | 64952 | 65580 | 66072 | 66517 | 67169 | 67821
2002 | CA | NPCC | - | - | DCWIT | Interruptible Demand | 1615 | 1574 | 1582 | 1585 | 1589 | 1593 | 1608 | 1615 | 1622 | 1629 | 1636
2002 | CA | NPCC | - | - | DCWLM | Direct Control Load Management | 0 | 0 | 0 | 0 | 0 | 0 | 0 | 0 | 0 | 0 | 0
2002 | CA | NPCC | - | - | DCWNC | Net Capacity Resources | 68648 | 71157 | 73917 | 74516 | 73889 | 74439 | 74935 | 74037 | 74696 | 74680 | 74865
2002 | CA | NPCC | - | - | DCWNI | Projected Net Internal Demand | 58264 | 60776 | 61627 | 62269 | 62670 | 63359 | 63972 | 64457 | 64895 | 65540 | 66185
2002 | CA | NPCC | - | - | DCWNO | Net Operable Capacity | 63996 | 65629 | 68366 | 68985 | 68388 | 68938 | 69450 | 68567 | 69242 | 69242 | 69242
2002 | CA | NPCC | - | - | DCWOTG | Other Generator Capacity >= 1 MW | 4080 | 4080 | 4080 | 4003 | 4003 | 3368 | 3893 | 3893 | 3893 | 3893 | 3893
2002 | CA | NPCC | - | - | DCWOTL | Other Capacity < 1 MW | 4 | 4 | 4 | 4 | 4 | 4 | 4 | 4 | 4 | 4 | 4
2002 | CA | NPCC | - | - | DCWPU | Purchases | 6678 | 6401 | 6201 | 6151 | 6121 | 6121 | 6105 | 6090 | 6074 | 6058 | 6043
2002 | CA | NPCC | - | - | DCWSA | Sales | 2026 | 873 | 650 | 620 | 620 | 620 | 620 | 620 | 620 | 620 | 420
2002 | CA | NPCC | - | - | DCWST | Standby Demand | 0 | 0 | 0 | 0 | 0 | 0 | 0 | 0 | 0 | 0 | 0
2002 | CA | NPCC | - | - | DCWT | Total Internal Capacity | 71096 | 71459 | 72411 | 72515 | 73066 | 73288 | 73800 | 73672 | 74347 | 74347 | 74347
2002 | CA | NPCC | - | - | DCWTA | Committed Resources | 71096 | 71459 | 72411 | 72465 | 72980 | 72402 | 72914 | 72786 | 73461 | 73461 | 73461
2002 | CA | NPCC | - | - | DCWTB | Uncommitted Resources | 0 | 0 | 0 | 50 | 86 | 886 | 886 | 886 | 886 | 886 | 886
2002 | CA | NPCC | - | - | DCWTI | Projected Total Internal Demand | 59879 | 62350 | 63209 | 63854 | 64259 | 64952 | 65580 | 66072 | 66517 | 67169 | 67821
2002 | CA | NPCC | Maritimes | Maritimes | CWT | Total Capacity | 6373 | 6423 | 6423 | 6396 | 6396 | 5761 | 6286 | 6286 | 6286 | 6286 | 6286
2002 | CA | NPCC | Maritimes | Maritimes | DCWAJ | Adjustments | 0 | 0 | 0 | 0 | 0 | 0 | 0 | 0 | 0 | 0 | 0
2002 | CA | NPCC | Maritimes | Maritimes | DCWDGG | Distributed Generator Capacity >= 1 MW | 0 | 0 | 0 | 0 | 0 | 0 | 0 | 0 | 0 | 0 | 0
2002 | CA | NPCC | Maritimes | Maritimes | DCWDGL | Distributed Generator Capacity < 1 MW | 0 | 0 | 0 | 0 | 0 | 0 | 0 | 0 | 0 | 0 | 0
2002 | CA | NPCC | Maritimes | Maritimes | DCWFP | Full-Responsibility Purchases (portion of total purchases) | 355 | 155 | 155 | 105 | 75 | 75 | 75 | 75 | 75 | 75 | 75
2002 | CA | NPCC | Maritimes | Maritimes | DCWFS | Full-Responsibility Sales (portion of total sales) | 786 | 503 | 280 | 250 | 250 | 250 | 250 | 250 | 250 | 250 | 50
2002 | CA | NPCC | Maritimes | Maritimes | DCWIC | Inoperable capacity | 0 | 0 | 0 | 0 | 0 | 0 | 0 | 0 | 0 | 0 | 0
2002 | CA | NPCC | Maritimes | Maritimes | DCWIN | Internal Demand | 4854 | 5240 | 5307 | 5374 | 5263 | 5300 | 5345 | 5340 | 5394 | 5457 | 5521
2002 | CA | NPCC | Maritimes | Maritimes | DCWIT | Interruptible Demand | 543 | 550 | 558 | 561 | 565 | 569 | 584 | 591 | 598 | 605 | 612
2002 | CA | NPCC | Maritimes | Maritimes | DCWLM | Direct Control Load Management | 0 | 0 | 0 | 0 | 0 | 0 | 0 | 0 | 0 | 0 | 0
2002 | CA | NPCC | Maritimes | Maritimes | DCWNC | Net Capacity Resources | 5942 | 6075 | 6298 | 6251 | 6221 | 5586 | 6111 | 6111 | 6111 | 6111 | 6311
2002 | CA | NPCC | Maritimes | Maritimes | DCWNI | Projected Net Internal Demand | 4311 | 4690 | 4749 | 4813 | 4698 | 4731 | 4761 | 4749 | 4796 | 4852 | 4909
2002 | CA | NPCC | Maritimes | Maritimes | DCWNO | Net Operable Capacity | 6373 | 6423 | 6423 | 6396 | 6396 | 5761 | 6286 | 6286 | 6286 | 6286 | 6286
2002 | CA | NPCC | Maritimes | Maritimes | DCWOTG | Other Generator Capacity >= 1 MW | 4080 | 4080 | 4080 | 4003 | 4003 | 3368 | 3893 | 3893 | 3893 | 3893 | 3893
2002 | CA | NPCC | Maritimes | Maritimes | DCWOTL | Other Capacity < 1 MW | 4 | 4 | 4 | 4 | 4 | 4 | 4 | 4 | 4 | 4 | 4
2002 | CA | NPCC | Maritimes | Maritimes | DCWPU | Purchases | 355 | 155 | 155 | 105 | 75 | 75 | 75 | 75 | 75 | 75 | 75
2002 | CA | NPCC | Maritimes | Maritimes | DCWSA | Sales | 786 | 503 | 280 | 250 | 250 | 250 | 250 | 250 | 250 | 250 | 50
2002 | CA | NPCC | Maritimes | Maritimes | DCWST | Standby Demand | 0 | 0 | 0 | 0 | 0 | 0 | 0 | 0 | 0 | 0 | 0
2002 | CA | NPCC | Maritimes | Maritimes | DCWT | Total Internal Capacity | 6373 | 6423 | 6423 | 6396 | 6396 | 5761 | 6286 | 6286 | 6286 | 6286 | 6286
2002 | CA | NPCC | Maritimes | Maritimes | DCWTA | Committed Resources | 6373 | 6423 | 6423 | 6346 | 6346 | 5711 | 6236 | 6236 | 6236 | 6236 | 6236
2002 | CA | NPCC | Maritimes | Maritimes | DCWTB | Uncommitted Resources | 0 | 0 | 0 | 50 | 50 | 50 | 50 | 50 | 50 | 50 | 50
2002 | CA | NPCC | Maritimes | Maritimes | DCWTI | Projected Total Internal Demand | 4854 | 5240 | 5307 | 5374 | 5263 | 5300 | 5345 | 5340 | 5394 | 5457 | 5521
2002 | CA | NPCC | Ontario | Ontario | CWT | Total Capacity | 33713 | 34033 | 34058 | 34058 | 34058 | 34058 | 34058 | 34058 | 34058 | 34058 | 34058
2002 | CA | NPCC | Ontario | Ontario | DCWAJ | Adjustments | 0 | 0 | 0 | 0 | 0 | 0 | 0 | 0 | 0 | 0 | 0
2002 | CA | NPCC | Ontario | Ontario | DCWDGG | Distributed Generator Capacity >= 1 MW | 0 | 0 | 0 | 0 | 0 | 0 | 0 | 0 | 0 | 0 | 0
2002 | CA | NPCC | Ontario | Ontario | DCWDGL | Distributed Generator Capacity < 1 MW | 0 | 0 | 0 | 0 | 0 | 0 | 0 | 0 | 0 | 0 | 0
2002 | CA | NPCC | Ontario | Ontario | DCWFP | Full-Responsibility Purchases (portion of total purchases) | 0 | 0 | 0 | 0 | 0 | 0 | 0 | 0 | 0 | 0 | 0
2002 | CA | NPCC | Ontario | Ontario | DCWFS | Full-Responsibility Sales (portion of total sales) | 0 | 0 | 0 | 0 | 0 | 0 | 0 | 0 | 0 | 0 | 0
2002 | CA | NPCC | Ontario | Ontario | DCWIC | Inoperable capacity | 7100 | 5830 | 4045 | 3530 | 4678 | 4350 | 4350 | 5105 | 5105 | 5105 | 5105
2002 | CA | NPCC | Ontario | Ontario | DCWIN | Internal Demand | 22623 | 23984 | 24175 | 24245 | 24394 | 24545 | 24720 | 24908 | 24973 | 25138 | 25297
2002 | CA | NPCC | Ontario | Ontario | DCWIT | Interruptible Demand | 0 | 0 | 0 | 0 | 0 | 0 | 0 | 0 | 0 | 0 | 0
2002 | CA | NPCC | Ontario | Ontario | DCWLM | Direct Control Load Management | 0 | 0 | 0 | 0 | 0 | 0 | 0 | 0 | 0 | 0 | 0
2002 | CA | NPCC | Ontario | Ontario | DCWNC | Net Capacity Resources | 26813 | 28403 | 30013 | 30528 | 29380 | 29708 | 29708 | 28953 | 28953 | 28953 | 28953
2002 | CA | NPCC | Ontario | Ontario | DCWNI | Projected Net Internal Demand | 22623 | 23984 | 24175 | 24245 | 24394 | 24545 | 24720 | 24908 | 24973 | 25138 | 25297
2002 | CA | NPCC | Ontario | Ontario | DCWNO | Net Operable Capacity | 26613 | 28203 | 30013 | 30528 | 29380 | 29708 | 29708 | 28953 | 28953 | 28953 | 28953
2002 | CA | NPCC | Ontario | Ontario | DCWOTG | Other Generator Capacity >= 1 MW | 0 | 0 | 0 | 0 | 0 | 0 | 0 | 0 | 0 | 0 | 0
2002 | CA | NPCC | Ontario | Ontario | DCWOTL | Other Capacity < 1 MW | 0 | 0 | 0 | 0 | 0 | 0 | 0 | 0 | 0 | 0 | 0
2002 | CA | NPCC | Ontario | Ontario | DCWPU | Purchases | 200 | 200 | 0 | 0 | 0 | 0 | 0 | 0 | 0 | 0 | 0
2002 | CA | NPCC | Ontario | Ontario | DCWSA | Sales | 0 | 0 | 0 | 0 | 0 | 0 | 0 | 0 | 0 | 0 | 0
2002 | CA | NPCC | Ontario | Ontario | DCWST | Standby Demand | 0 | 0 | 0 | 0 | 0 | 0 | 0 | 0 | 0 | 0 | 0
2002 | CA | NPCC | Ontario | Ontario | DCWT | Total Internal Capacity | 33713 | 34033 | 34058 | 34058 | 34058 | 34058 | 34058 | 34058 | 34058 | 34058 | 34058
2002 | CA | NPCC | Ontario | Ontario | DCWTA | Committed Resources | 33713 | 34033 | 34058 | 34058 | 34058 | 34058 | 34058 | 34058 | 34058 | 34058 | 34058
2002 | CA | NPCC | Ontario | Ontario | DCWTB | Uncommitted Resources | 0 | 0 | 0 | 0 | 0 | 0 | 0 | 0 | 0 | 0 | 0
2002 | CA | NPCC | Ontario | Ontario | DCWTI | Projected Total Internal Demand | 22623 | 23984 | 24175 | 24245 | 24394 | 24545 | 24720 | 24908 | 24973 | 25138 | 25297
2002 | CA | NPCC | Quebec | Quebec | CWT | Total Capacity | 31010 | 31003 | 31930 | 32061 | 32612 | 33469 | 33456 | 33328 | 34003 | 34003 | 34003
2002 | CA | NPCC | Quebec | Quebec | DCWAJ | Adjustments | 0 | 0 | 0 | 0 | 0 | 0 | 0 | 0 | 0 | 0 | 0
2002 | CA | NPCC | Quebec | Quebec | DCWDGG | Distributed Generator Capacity >= 1 MW | 0 | 0 | 0 | 0 | 0 | 0 | 0 | 0 | 0 | 0 | 0
2002 | CA | NPCC | Quebec | Quebec | DCWDGL | Distributed Generator Capacity < 1 MW | 0 | 0 | 0 | 0 | 0 | 0 | 0 | 0 | 0 | 0 | 0
2002 | CA | NPCC | Quebec | Quebec | DCWFP | Full-Responsibility Purchases (portion of total purchases) | 6123 | 6046 | 6046 | 6046 | 6046 | 6046 | 6030 | 6015 | 5999 | 5983 | 5968
2002 | CA | NPCC | Quebec | Quebec | DCWFS | Full-Responsibility Sales (portion of total sales) | 1240 | 370 | 370 | 370 | 370 | 370 | 370 | 370 | 370 | 370 | 370
2002 | CA | NPCC | Quebec | Quebec | DCWIC | Inoperable capacity | 0 | 0 | 0 | 0 | 0 | 0 | 0 | 0 | 0 | 0 | 0
2002 | CA | NPCC | Quebec | Quebec | DCWIN | Internal Demand | 32402 | 33126 | 33727 | 34235 | 34602 | 35107 | 35515 | 35824 | 36150 | 36574 | 37003
2002 | CA | NPCC | Quebec | Quebec | DCWIT | Interruptible Demand | 1072 | 1024 | 1024 | 1024 | 1024 | 1024 | 1024 | 1024 | 1024 | 1024 | 1024
2002 | CA | NPCC | Quebec | Quebec | DCWLM | Direct Control Load Management | 0 | 0 | 0 | 0 | 0 | 0 | 0 | 0 | 0 | 0 | 0
2002 | CA | NPCC | Quebec | Quebec | DCWNC | Net Capacity Resources | 35893 | 36679 | 37606 | 37737 | 38288 | 39145 | 39116 | 38973 | 39632 | 39616 | 39601
2002 | CA | NPCC | Quebec | Quebec | DCWNI | Projected Net Internal Demand | 31330 | 32102 | 32703 | 33211 | 33578 | 34083 | 34491 | 34800 | 35126 | 35550 | 35979
2002 | CA | NPCC | Quebec | Quebec | DCWNO | Net Operable Capacity | 31010 | 31003 | 31930 | 32061 | 32612 | 33469 | 33456 | 33328 | 34003 | 34003 | 34003
2002 | CA | NPCC | Quebec | Quebec | DCWOTG | Other Generator Capacity >= 1 MW | 0 | 0 | 0 | 0 | 0 | 0 | 0 | 0 | 0 | 0 | 0
2002 | CA | NPCC | Quebec | Quebec | DCWOTL | Other Capacity < 1 MW | 0 | 0 | 0 | 0 | 0 | 0 | 0 | 0 | 0 | 0 | 0
2002 | CA | NPCC | Quebec | Quebec | DCWPU | Purchases | 6123 | 6046 | 6046 | 6046 | 6046 | 6046 | 6030 | 6015 | 5999 | 5983 | 5968
2002 | CA | NPCC | Quebec | Quebec | DCWSA | Sales | 1240 | 370 | 370 | 370 | 370 | 370 | 370 | 370 | 370 | 370 | 370
2002 | CA | NPCC | Quebec | Quebec | DCWST | Standby Demand | 0 | 0 | 0 | 0 | 0 | 0 | 0 | 0 | 0 | 0 | 0
2002 | CA | NPCC | Quebec | Quebec | DCWT | Total Internal Capacity | 31010 | 31003 | 31930 | 32061 | 32612 | 33469 | 33456 | 33328 | 34003 | 34003 | 34003
2002 | CA | NPCC | Quebec | Quebec | DCWTA | Committed Resources | 31010 | 31003 | 31930 | 32061 | 32576 | 32633 | 32620 | 32492 | 33167 | 33167 | 33167
2002 | CA | NPCC | Quebec | Quebec | DCWTB | Uncommitted Resources | 0 | 0 | 0 | 0 | 36 | 836 | 836 | 836 | 836 | 836 | 836
2002 | CA | NPCC | Quebec | Quebec | DCWTI | Projected Total Internal Demand | 32402 | 33126 | 33727 | 34235 | 34602 | 35107 | 35515 | 35824 | 36150 | 36574 | 37003
2002 | CA | WECC | - | - | CWT | Total Capacity | 21148 | 23419 | 24350 | 24779 | 26845 | 26849 | 27489 | 27489 | 27489 | 27989 | 27989
2002 | CA | WECC | - | - | DCWAJ | Adjustments | 0 | 0 | 0 | 0 | 0 | 0 | 0 | 0 | 0 | 0 | 0
2002 | CA | WECC | - | - | DCWDGG | Distributed Generator Capacity >= 1 MW | 0 | 0 | 0 | 0 | 0 | 0 | 0 | 0 | 0 | 0 | 0
2002 | CA | WECC | - | - | DCWDGL | Distributed Generator Capacity < 1 MW | 0 | 0 | 0 | 0 | 0 | 0 | 0 | 0 | 0 | 0 | 0
2002 | CA | WECC | - | - | DCWFP | Full-Responsibility Purchases (portion of total purchases) | 706 | 0 | 0 | 0 | 0 | 0 | 0 | 0 | 0 | 0 | 0
2002 | CA | WECC | - | - | DCWFS | Full-Responsibility Sales (portion of total sales) | 1062 | 129 | 129 | 129 | 129 | 129 | 129 | 129 | 129 | 0 | 0
2002 | CA | WECC | - | - | DCWIC | Inoperable capacity | 1352 | 418 | 325 | 339 | 325 | 325 | 325 | 325 | 325 | 325 | 325
2002 | CA | WECC | - | - | DCWIN | Internal Demand | 17534 | 18380 | 18765 | 19091 | 19415 | 19776 | 20227 | 20635 | 21000 | 21366 | 21738
2002 | CA | WECC | - | - | DCWIT | Interruptible Demand | 61 | 0 | 0 | 0 | 0 | 0 | 0 | 0 | 0 | 0 | 0
2002 | CA | WECC | - | - | DCWLM | Direct Control Load Management | 0 | 0 | 0 | 0 | 0 | 0 | 0 | 0 | 0 | 0 | 0
2002 | CA | WECC | - | - | DCWNC | Net Capacity Resources | 19440 | 22872 | 23896 | 24311 | 26391 | 26395 | 27035 | 27035 | 27035 | 27664 | 27664
2002 | CA | WECC | - | - | DCWNI | Projected Net Internal Demand | 17473 | 18380 | 18765 | 19091 | 19415 | 19776 | 20227 | 20635 | 21000 | 21366 | 21738
2002 | CA | WECC | - | - | DCWNO | Net Operable Capacity | 19796 | 23001 | 24025 | 24440 | 26520 | 26524 | 27164 | 27164 | 27164 | 27664 | 27664
2002 | CA | WECC | - | - | DCWOTG | Other Generator Capacity >= 1 MW | 21148 | 23419 | 23561 | 23563 | 23573 | 23577 | 23577 | 23577 | 23577 | 23577 | 23577
2002 | CA | WECC | - | - | DCWOTL | Other Capacity < 1 MW | 0 | 0 | 0 | 0 | 0 | 0 | 0 | 0 | 0 | 0 | 0
2002 | CA | WECC | - | - | DCWPU | Purchases | 706 | 0 | 0 | 0 | 0 | 0 | 0 | 0 | 0 | 0 | 0
2002 | CA | WECC | - | - | DCWSA | Sales | 1062 | 129 | 129 | 129 | 129 | 129 | 129 | 129 | 129 | 0 | 0
2002 | CA | WECC | - | - | DCWST | Standby Demand | 0 | 0 | 0 | 0 | 0 | 0 | 0 | 0 | 0 | 0 | 0
2002 | CA | WECC | - | - | DCWT | Total Internal Capacity | 21148 | 23419 | 24350 | 24779 | 26845 | 26849 | 27489 | 27489 | 27489 | 27989 | 27989
2002 | CA | WECC | - | - | DCWTA | Committed Resources | 21148 | 23419 | 23561 | 23563 | 23573 | 23577 | 23577 | 23577 | 23577 | 23577 | 23577
2002 | CA | WECC | - | - | DCWTB | Uncommitted Resources | 0 | 0 | 789 | 1216 | 3272 | 3272 | 3912 | 3912 | 3912 | 4412 | 4412
2002 | CA | WECC | - | - | DCWTI | Projected Total Internal Demand | 17534 | 18380 | 18765 | 19091 | 19415 | 19776 | 20227 | 20635 | 21000 | 21366 | 21738
2002 | MX | WECC | CA-MX | - | CWT | Total Capacity | 2120 | 2377 | 4537 | 4537 | 4837 | 4837 | 4837 | 4837 | 4837 | 4837 | 4837
2002 | MX | WECC | CA-MX | - | DCWAJ | Adjustments | 0 | 0 | 0 | 0 | 0 | 0 | 0 | 0 | 0 | 0 | 0
2002 | MX | WECC | CA-MX | - | DCWDGG | Distributed Generator Capacity >= 1 MW | 0 | 0 | 0 | 0 | 0 | 0 | 0 | 0 | 0 | 0 | 0
2002 | MX | WECC | CA-MX | - | DCWDGL | Distributed Generator Capacity < 1 MW | 0 | 0 | 0 | 0 | 0 | 0 | 0 | 0 | 0 | 0 | 0
2002 | MX | WECC | CA-MX | - | DCWFP | Full-Responsibility Purchases (portion of total purchases) | 75 | 0 | 0 | 0 | 0 | 0 | 0 | 0 | 0 | 0 | 0
2002 | MX | WECC | CA-MX | - | DCWFS | Full-Responsibility Sales (portion of total sales) | 0 | 0 | 0 | 0 | 0 | 0 | 0 | 0 | 0 | 0 | 0
2002 | MX | WECC | CA-MX | - | DCWIC | Inoperable capacity | 964 | 160 | 415 | 390 | 420 | 440 | 420 | 390 | 390 | 390 | 390
2002 | MX | WECC | CA-MX | - | DCWIN | Internal Demand | 1184 | 1308 | 1493 | 1630 | 1785 | 1960 | 2133 | 2324 | 2538 | 2774 | 3031
2002 | MX | WECC | CA-MX | - | DCWIT | Interruptible Demand | 0 | 0 | 0 | 0 | 0 | 0 | 0 | 0 | 0 | 0 | 0
2002 | MX | WECC | CA-MX | - | DCWLM | Direct Control Load Management | 0 | 0 | 0 | 0 | 0 | 0 | 0 | 0 | 0 | 0 | 0
2002 | MX | WECC | CA-MX | - | DCWNC | Net Capacity Resources | 1231 | 2217 | 4122 | 4147 | 4417 | 4397 | 4417 | 4447 | 4447 | 4447 | 4447
2002 | MX | WECC | CA-MX | - | DCWNI | Projected Net Internal Demand | 1184 | 1308 | 1493 | 1630 | 1785 | 1960 | 2133 | 2324 | 2538 | 2774 | 3031
2002 | MX | WECC | CA-MX | - | DCWNO | Net Operable Capacity | 1156 | 2217 | 4122 | 4147 | 4417 | 4397 | 4417 | 4447 | 4447 | 4447 | 4447
2002 | MX | WECC | CA-MX | - | DCWOTG | Other Generator Capacity >= 1 MW | 2120 | 2377 | 4537 | 4537 | 4537 | 4537 | 4537 | 4537 | 4537 | 4537 | 4537
2002 | MX | WECC | CA-MX | - | DCWOTL | Other Capacity < 1 MW | 0 | 0 | 0 | 0 | 0 | 0 | 0 | 0 | 0 | 0 | 0
2002 | MX | WECC | CA-MX | - | DCWPU | Purchases | 75 | 0 | 0 | 0 | 0 | 0 | 0 | 0 | 0 | 0 | 0
2002 | MX | WECC | CA-MX | - | DCWSA | Sales | 0 | 0 | 0 | 0 | 0 | 0 | 0 | 0 | 0 | 0 | 0
2002 | MX | WECC | CA-MX | - | DCWST | Standby Demand | 0 | 0 | 0 | 0 | 0 | 0 | 0 | 0 | 0 | 0 | 0
2002 | MX | WECC | CA-MX | - | DCWT | Total Internal Capacity | 2120 | 2377 | 4537 | 4537 | 4837 | 4837 | 4837 | 4837 | 4837 | 4837 | 4837
2002 | MX | WECC | CA-MX | - | DCWTA | Committed Resources | 2120 | 2377 | 4537 | 4537 | 4537 | 4537 | 4537 | 4537 | 4537 | 4537 | 4537
2002 | MX | WECC | CA-MX | - | DCWTB | Uncommitted Resources | 0 | 0 | 0 | 0 | 300 | 300 | 300 | 300 | 300 | 300 | 300
2002 | MX | WECC | CA-MX | - | DCWTI | Projected Total Internal Demand | 1184 | 1308 | 1493 | 1630 | 1785 | 1960 | 2133 | 2324 | 2538 | 2774 | 3031
2002 | US | ECAR | - | - | CWT | Total Capacity | 117425 | 124878 | 143666 | 156327 | 159470 | 159770 | 159770 | 159770 | 159770 | 159770 | 159770
2002 | US | ECAR | - | - | DCWAJ | Adjustments | 0 | 0 | 0 | 0 | 0 | 0 | 0 | 0 | 0 | 0 | 0
2002 | US | ECAR | - | - | DCWDGG | Distributed Generator Capacity >= 1 MW | 0 | 0 | 0 | 0 | 0 | 0 | 0 | 0 | 0 | 0 | 0
2002 | US | ECAR | - | - | DCWDGL | Distributed Generator Capacity < 1 MW | 0 | 0 | 0 | 0 | 0 | 0 | 0 | 0 | 0 | 0 | 0
2002 | US | ECAR | - | - | DCWFP | Full-Responsibility Purchases (portion of total purchases) | 0 | 2627 | 0 | 0 | 0 | 0 | 0 | 0 | 0 | 0 | 0
2002 | US | ECAR | - | - | DCWFS | Full-Responsibility Sales (portion of total sales) | 0 | 305 | 0 | 0 | 0 | 0 | 0 | 0 | 0 | 0 | 0
2002 | US | ECAR | - | - | DCWIC | Inoperable capacity | 1499 | 1858 | 1858 | 1858 | 1858 | 1858 | 1858 | 1858 | 1858 | 1858 | 1858
2002 | US | ECAR | - | - | DCWIN | Internal Demand | 85485 | 87133 | 89228 | 90796 | 92586 | 94404 | 96137 | 97750 | 99105 | 100291 | 101684
2002 | US | ECAR | - | - | DCWIT | Interruptible Demand | 2510 | 2514 | 2475 | 2437 | 2399 | 2325 | 2289 | 2254 | 2219 | 2185 | 2151
2002 | US | ECAR | - | - | DCWLM | Direct Control Load Management | 144 | 145 | 145 | 146 | 147 | 149 | 149 | 147 | 147 | 149 | 147
2002 | US | ECAR | - | - | DCWNC | Net Capacity Resources | 115926 | 125251 | 141808 | 154469 | 157612 | 157912 | 157912 | 157912 | 157912 | 157912 | 157912
2002 | US | ECAR | - | - | DCWNI | Projected Net Internal Demand | 82831 | 84474 | 86608 | 88213 | 90040 | 91930 | 93699 | 95349 | 96739 | 97957 | 99386
2002 | US | ECAR | - | - | DCWNO | Net Operable Capacity | 115926 | 123020 | 141808 | 154469 | 157612 | 157912 | 157912 | 157912 | 157912 | 157912 | 157912
2002 | US | ECAR | - | - | DCWOTG | Other Generator Capacity >= 1 MW | 117388 | 124841 | 124841 | 124841 | 124841 | 124841 | 124841 | 124841 | 124841 | 124841 | 124841
2002 | US | ECAR | - | - | DCWOTL | Other Capacity < 1 MW | 37 | 37 | 37 | 37 | 37 | 37 | 37 | 37 | 37 | 37 | 37
2002 | US | ECAR | - | - | DCWPU | Purchases | 0 | 3186 | 0 | 0 | 0 | 0 | 0 | 0 | 0 | 0 | 0
2002 | US | ECAR | - | - | DCWSA | Sales | 0 | 955 | 0 | 0 | 0 | 0 | 0 | 0 | 0 | 0 | 0
2002 | US | ECAR | - | - | DCWST | Standby Demand | 0 | 0 | 0 | 0 | 0 | 0 | 0 | 0 | 0 | 0 | 0
2002 | US | ECAR | - | - | DCWT | Total Internal Capacity | 117425 | 124878 | 143666 | 156327 | 159470 | 159770 | 159770 | 159770 | 159770 | 159770 | 159770
2002 | US | ECAR | - | - | DCWTA | Committed Resources | 117425 | 124878 | 124878 | 124878 | 124878 | 124878 | 124878 | 124878 | 124878 | 124878 | 124878
2002 | US | ECAR | - | - | DCWTB | Uncommitted Resources | 0 | 0 | 18788 | 31449 | 34592 | 34892 | 34892 | 34892 | 34892 | 34892 | 34892
2002 | US | ECAR | - | - | DCWTI | Projected Total Internal Demand | 85485 | 87133 | 89228 | 90796 | 92586 | 94404 | 96137 | 97750 | 99105 | 100291 | 101684
2002 | US | TRE | - | ERCOT | CWT | Total Capacity | 71710 | 80506 | 83091 | 85163 | 84586 | 83602 | 83602 | 83537 | 83537 | 83537 | 83537
2002 | US | TRE | - | ERCOT | DCWAJ | Adjustments | 0 | 0 | 0 | 0 | 0 | 0 | 0 | 0 | 0 | 0 | 0
2002 | US | TRE | - | ERCOT | DCWDGG | Distributed Generator Capacity >= 1 MW | 77 | 77 | 74 | 74 | 74 | 74 | 74 | 74 | 74 | 74 | 74
2002 | US | TRE | - | ERCOT | DCWDGL | Distributed Generator Capacity < 1 MW | 0 | 0 | 0 | 0 | 0 | 0 | 0 | 0 | 0 | 0 | 0
2002 | US | TRE | - | ERCOT | DCWFP | Full-Responsibility Purchases (portion of total purchases) | 111 | 111 | 112 | 113 | 113 | 114 | 114 | 115 | 115 | 116 | 116
2002 | US | TRE | - | ERCOT | DCWFS | Full-Responsibility Sales (portion of total sales) | 0 | 191 | 191 | 191 | 191 | 191 | 191 | 191 | 191 | 191 | 191
2002 | US | TRE | - | ERCOT | DCWIC | Inoperable capacity | 0 | 0 | 0 | 0 | 0 | 0 | 0 | 0 | 0 | 0 | 0
2002 | US | TRE | - | ERCOT | DCWIN | Internal Demand | 43987 | 45790 | 47774 | 49189 | 50680 | 52165 | 53385 | 54633 | 55910 | 57216 | 58554
2002 | US | TRE | - | ERCOT | DCWIT | Interruptible Demand | 107 | 162 | 162 | 162 | 162 | 162 | 162 | 162 | 162 | 162 | 162
2002 | US | TRE | - | ERCOT | DCWLM | Direct Control Load Management | 0 | 0 | 0 | 0 | 0 | 0 | 0 | 0 | 0 | 0 | 0
2002 | US | TRE | - | ERCOT | DCWNC | Net Capacity Resources | 72644 | 80426 | 83012 | 85085 | 84508 | 83525 | 83525 | 83461 | 83461 | 83462 | 83462
2002 | US | TRE | - | ERCOT | DCWNI | Projected Net Internal Demand | 43908 | 45656 | 47640 | 49055 | 50546 | 52031 | 53251 | 54499 | 55776 | 57082 | 58420
2002 | US | TRE | - | ERCOT | DCWNO | Net Operable Capacity | 71710 | 80506 | 83091 | 85163 | 84586 | 83602 | 83602 | 83537 | 83537 | 83537 | 83537
2002 | US | TRE | - | ERCOT | DCWOTG | Other Generator Capacity >= 1 MW | 71633 | 80429 | 83017 | 85089 | 84512 | 83528 | 83528 | 83463 | 83463 | 83463 | 83463
2002 | US | TRE | - | ERCOT | DCWOTL | Other Capacity < 1 MW | 0 | 0 | 0 | 0 | 0 | 0 | 0 | 0 | 0 | 0 | 0
2002 | US | TRE | - | ERCOT | DCWPU | Purchases | 934 | 111 | 112 | 113 | 113 | 114 | 114 | 115 | 115 | 116 | 116
2002 | US | TRE | - | ERCOT | DCWSA | Sales | 0 | 191 | 191 | 191 | 191 | 191 | 191 | 191 | 191 | 191 | 191
2002 | US | TRE | - | ERCOT | DCWST | Standby Demand | 28 | 28 | 28 | 28 | 28 | 28 | 28 | 28 | 28 | 28 | 28
2002 | US | TRE | - | ERCOT | DCWT | Total Internal Capacity | 71710 | 80506 | 83091 | 85163 | 84586 | 83602 | 83602 | 83537 | 83537 | 83537 | 83537
2002 | US | TRE | - | ERCOT | DCWTA | Committed Resources | 71710 | 80506 | 83091 | 85163 | 84586 | 83602 | 83602 | 83537 | 83537 | 83537 | 83537
2002 | US | TRE | - | ERCOT | DCWTB | Uncommitted Resources | 0 | 0 | 0 | 0 | 0 | 0 | 0 | 0 | 0 | 0 | 0
2002 | US | TRE | - | ERCOT | DCWTI | Projected Total Internal Demand | 44015 | 45818 | 47802 | 49217 | 50708 | 52193 | 53413 | 54661 | 55938 | 57244 | 58582
2002 | US | FRCC | - | - | CWT | Total Capacity | 42618 | 47617 | 49414 | 49827 | 52210 | 52123 | 54589 | 55391 | 57228 | 59732 | 61070
2002 | US | FRCC | - | - | DCWAJ | Adjustments | 0 | 0 | 0 | 0 | 0 | 0 | 0 | 0 | 0 | 0 | 0
2002 | US | FRCC | - | - | DCWDGG | Distributed Generator Capacity >= 1 MW | 0 | 0 | 0 | 0 | 0 | 0 | 0 | 0 | 0 | 0 | 0
2002 | US | FRCC | - | - | DCWDGL | Distributed Generator Capacity < 1 MW | 0 | 0 | 0 | 0 | 0 | 0 | 0 | 0 | 0 | 0 | 0
2002 | US | FRCC | - | - | DCWFP | Full-Responsibility Purchases (portion of total purchases) | 1718 | 1548 | 1898 | 1548 | 1548 | 1548 | 1548 | 1548 | 1548 | 413 | 413
2002 | US | FRCC | - | - | DCWFS | Full-Responsibility Sales (portion of total sales) | 0 | 0 | 0 | 0 | 0 | 0 | 0 | 0 | 0 | 0 | 0
2002 | US | FRCC | - | - | DCWIC | Inoperable capacity | 0 | 0 | 0 | 0 | 0 | 0 | 0 | 0 | 0 | 0 | 0
2002 | US | FRCC | - | - | DCWIN | Internal Demand | 40922 | 43199 | 44219 | 45237 | 46242 | 47215 | 48208 | 49298 | 50331 | 51439 | 52537
2002 | US | FRCC | - | - | DCWIT | Interruptible Demand | 378 | 762 | 771 | 784 | 794 | 805 | 799 | 805 | 806 | 813 | 820
2002 | US | FRCC | - | - | DCWLM | Direct Control Load Management | 845 | 2872 | 2860 | 2857 | 2860 | 2862 | 2866 | 2873 | 2875 | 2869 | 2855
2002 | US | FRCC | - | - | DCWNC | Net Capacity Resources | 44336 | 49165 | 51312 | 51375 | 53758 | 53671 | 56137 | 56939 | 58776 | 60145 | 61483
2002 | US | FRCC | - | - | DCWNI | Projected Net Internal Demand | 39699 | 39565 | 40588 | 41596 | 42588 | 43548 | 44543 | 45620 | 46650 | 47757 | 48862
2002 | US | FRCC | - | - | DCWNO | Net Operable Capacity | 42618 | 47617 | 49414 | 49827 | 52210 | 52123 | 54589 | 55391 | 57228 | 59732 | 61070
2002 | US | FRCC | - | - | DCWOTG | Other Generator Capacity >= 1 MW | 0 | 0 | 0 | 0 | 0 | 0 | 0 | 0 | 0 | 0 | 0
2002 | US | FRCC | - | - | DCWOTL | Other Capacity < 1 MW | 0 | 0 | 0 | 0 | 0 | 0 | 0 | 0 | 0 | 0 | 0
2002 | US | FRCC | - | - | DCWPU | Purchases | 1718 | 1548 | 1898 | 1548 | 1548 | 1548 | 1548 | 1548 | 1548 | 413 | 413
2002 | US | FRCC | - | - | DCWSA | Sales | 0 | 0 | 0 | 0 | 0 | 0 | 0 | 0 | 0 | 0 | 0
2002 | US | FRCC | - | - | DCWST | Standby Demand | 0 | 0 | 0 | 0 | 0 | 0 | 0 | 0 | 0 | 0 | 0
2002 | US | FRCC | - | - | DCWT | Total Internal Capacity | 42618 | 47617 | 49414 | 49827 | 52210 | 52123 | 54589 | 55391 | 57228 | 59732 | 61070
2002 | US | FRCC | - | - | DCWTA | Committed Resources | 42618 | 47617 | 49414 | 49827 | 52210 | 52123 | 54589 | 55391 | 57228 | 59732 | 61070
2002 | US | FRCC | - | - | DCWTB | Uncommitted Resources | 0 | 0 | 0 | 0 | 0 | 0 | 0 | 0 | 0 | 0 | 0
2002 | US | FRCC | - | - | DCWTI | Projected Total Internal Demand | 40922 | 43199 | 44219 | 45237 | 46242 | 47215 | 48208 | 49298 | 50331 | 51439 | 52537
2002 | US | MAAC | - | - | CWT | Total Capacity | 62173 | 65383 | 74106 | 74410 | 74410 | 74410 | 74410 | 74410 | 74410 | 74410 | 74410
2002 | US | MAAC | - | - | DCWAJ | Adjustments | 0 | 0 | 0 | 0 | 0 | 0 | 0 | 0 | 0 | 0 | 0
2002 | US | MAAC | - | - | DCWDGG | Distributed Generator Capacity >= 1 MW | 0 | 0 | 0 | 0 | 0 | 0 | 0 | 0 | 0 | 0 | 0
2002 | US | MAAC | - | - | DCWDGL | Distributed Generator Capacity < 1 MW | 0 | 0 | 0 | 0 | 0 | 0 | 0 | 0 | 0 | 0 | 0
2002 | US | MAAC | - | - | DCWFP | Full-Responsibility Purchases (portion of total purchases) | 0 | 0 | 0 | 0 | 0 | 0 | 0 | 0 | 0 | 0 | 0
2002 | US | MAAC | - | - | DCWFS | Full-Responsibility Sales (portion of total sales) | 0 | 0 | 0 | 0 | 0 | 0 | 0 | 0 | 0 | 0 | 0
2002 | US | MAAC | - | - | DCWIC | Inoperable capacity | 0 | 0 | 0 | 0 | 0 | 0 | 0 | 0 | 0 | 0 | 0
2002 | US | MAAC | - | - | DCWIN | Internal Demand | 39458 | 44747 | 45367 | 46019 | 46668 | 47288 | 47913 | 48548 | 49140 | 49774 | 50382
2002 | US | MAAC | - | - | DCWIT | Interruptible Demand | 0 | 548 | 548 | 548 | 548 | 548 | 548 | 548 | 548 | 548 | 548
2002 | US | MAAC | - | - | DCWLM | Direct Control Load Management | 0 | 151 | 151 | 151 | 151 | 151 | 151 | 151 | 151 | 151 | 151
2002 | US | MAAC | - | - | DCWNC | Net Capacity Resources | 63604 | 65871 | 74594 | 74898 | 74898 | 74898 | 74448 | 74448 | 74448 | 74448 | 74448
2002 | US | MAAC | - | - | DCWNI | Projected Net Internal Demand | 39458 | 44048 | 44668 | 45320 | 45969 | 46589 | 47214 | 47849 | 48441 | 49075 | 49683
2002 | US | MAAC | - | - | DCWNO | Net Operable Capacity | 62173 | 65383 | 74106 | 74410 | 74410 | 74410 | 74410 | 74410 | 74410 | 74410 | 74410
2002 | US | MAAC | - | - | DCWOTG | Other Generator Capacity >= 1 MW | 62169 | 65379 | 74102 | 74406 | 74406 | 74406 | 74406 | 74406 | 74406 | 74406 | 74406
2002 | US | MAAC | - | - | DCWOTL | Other Capacity < 1 MW | 4 | 4 | 4 | 4 | 4 | 4 | 4 | 4 | 4 | 4 | 4
2002 | US | MAAC | - | - | DCWPU | Purchases | 1671 | 488 | 488 | 488 | 488 | 488 | 38 | 38 | 38 | 38 | 38
2002 | US | MAAC | - | - | DCWSA | Sales | 240 | 0 | 0 | 0 | 0 | 0 | 0 | 0 | 0 | 0 | 0
2002 | US | MAAC | - | - | DCWST | Standby Demand | 0 | 0 | 0 | 0 | 0 | 0 | 0 | 0 | 0 | 0 | 0
2002 | US | MAAC | - | - | DCWT | Total Internal Capacity | 62173 | 65383 | 74106 | 74410 | 74410 | 74410 | 74410 | 74410 | 74410 | 74410 | 74410
2002 | US | MAAC | - | - | DCWTA | Committed Resources | 62173 | 65383 | 74106 | 74410 | 74410 | 74410 | 74410 | 74410 | 74410 | 74410 | 74410
2002 | US | MAAC | - | - | DCWTB | Uncommitted Resources | 0 | 0 | 0 | 0 | 0 | 0 | 0 | 0 | 0 | 0 | 0
2002 | US | MAAC | - | - | DCWTI | Projected Total Internal Demand | 39458 | 44747 | 45367 | 46019 | 46668 | 47288 | 47913 | 48548 | 49140 | 49774 | 50382
2002 | US | MAIN | - | - | CWT | Total Capacity | 62431 | 68083 | 71607 | 74279 | 75058 | 75036 | 75890 | 76902 | 77361 | 77483 | 77983
2002 | US | MAIN | - | - | DCWAJ | Adjustments | 0 | 0 | 0 | 0 | 0 | 0 | 0 | 0 | 0 | 0 | 0
2002 | US | MAIN | - | - | DCWDGG | Distributed Generator Capacity >= 1 MW | 289 | 319 | 319 | 319 | 319 | 319 | 319 | 319 | 319 | 319 | 319
2002 | US | MAIN | - | - | DCWDGL | Distributed Generator Capacity < 1 MW | 27 | 27 | 27 | 27 | 27 | 27 | 27 | 27 | 27 | 27 | 27
2002 | US | MAIN | - | - | DCWFP | Full-Responsibility Purchases (portion of total purchases) | 1687 | 1381 | 1150 | 1181 | 1109 | 1090 | 941 | 993 | 1040 | 1060 | 894
2002 | US | MAIN | - | - | DCWFS | Full-Responsibility Sales (portion of total sales) | 1004 | 830 | 853 | 832 | 824 | 842 | 832 | 576 | 589 | 601 | 426
2002 | US | MAIN | - | - | DCWIC | Inoperable capacity | 2645 | 2645 | 2645 | 2645 | 2645 | 2645 | 2645 | 2645 | 2645 | 2645 | 2645
2002 | US | MAIN | - | - | DCWIN | Internal Demand | 40528 | 43027 | 43749 | 43934 | 44739 | 45263 | 45617 | 46855 | 47580 | 48452 | 49234
2002 | US | MAIN | - | - | DCWIT | Interruptible Demand | 1717 | 2008 | 2026 | 1267 | 1255 | 1259 | 1253 | 1263 | 1263 | 1263 | 1264
2002 | US | MAIN | - | - | DCWLM | Direct Control Load Management | 400 | 392 | 397 | 397 | 399 | 401 | 397 | 402 | 403 | 405 | 407
2002 | US | MAIN | - | - | DCWNC | Net Capacity Resources | 63209 | 67780 | 71972 | 74608 | 75629 | 74976 | 75608 | 76603 | 76896 | 77136 | 77765
2002 | US | MAIN | - | - | DCWNI | Projected Net Internal Demand | 38412 | 40628 | 41327 | 42271 | 43086 | 43604 | 43968 | 45191 | 45915 | 46785 | 47564
2002 | US | MAIN | - | - | DCWNO | Net Operable Capacity | 59786 | 65438 | 68962 | 71634 | 72413 | 72391 | 73245 | 74257 | 74716 | 74838 | 75338
2002 | US | MAIN | - | - | DCWOTG | Other Generator Capacity >= 1 MW | 61371 | 66631 | 66986 | 67504 | 67638 | 67616 | 67720 | 68187 | 68131 | 68053 | 68053
2002 | US | MAIN | - | - | DCWOTL | Other Capacity < 1 MW | 19 | 19 | 19 | 19 | 19 | 19 | 19 | 19 | 19 | 19 | 19
2002 | US | MAIN | - | - | DCWPU | Purchases | 7332 | 6034 | 6298 | 6274 | 6270 | 5657 | 5400 | 4767 | 4689 | 4819 | 4823
2002 | US | MAIN | - | - | DCWSA | Sales | 3909 | 3692 | 3288 | 3300 | 3054 | 3072 | 3037 | 2421 | 2509 | 2521 | 2396
2002 | US | MAIN | - | - | DCWST | Standby Demand | bar: 195 to 275
2002 | US | MAIN | - | - | DCWT | Total Internal Capacity | 62431 | 68083 | 71607 | 74279 | 75058 | 75036 | 75890 | 76902 | 77361 | 77483 | 77983
2002 | US | MAIN | - | - | DCWTA | Committed Resources | 61706 | 66996 | 67351 | 67869 | 68003 | 67981 | 68085 | 68552 | 68496 | 68418 | 68418
2002 | US | MAIN | - | - | DCWTB | Uncommitted Resources | 725 | 1087 | 4256 | 6410 | 7055 | 7055 | 7805 | 8350 | 8865 | 9065 | 9565
2002 | US | MAIN | - | - | DCWTI | Projected Total Internal Demand | 40529 | 43028 | 43750 | 43935 | 44740 | 45264 | 45618 | 46856 | 47581 | 48453 | 49235
2002 | US | MRO | - | - | CWT | Total Capacity | 31292 | 31671 | 31753 | 32620 | 32841 | 33108 | 33415 | 34077 | 34454 | 34831 | 34908
2002 | US | MRO | - | - | DCWAJ | Adjustments | 0 | 0 | 0 | 0 | 0 | 0 | 0 | 0 | 0 | 0 | 0
2002 | US | MRO | - | - | DCWDGG | Distributed Generator Capacity >= 1 MW | 322 | 328 | 334 | 417 | 418 | 418 | 420 | 420 | 420 | 420 | 420
2002 | US | MRO | - | - | DCWDGL | Distributed Generator Capacity < 1 MW | 7 | 8 | 8 | 8 | 8 | 8 | 8 | 8 | 8 | 8 | 8
2002 | US | MRO | - | - | DCWFP | Full-Responsibility Purchases (portion of total purchases) | 1111 | 1203 | 1142 | 1110 | 1115 | 1116 | 1115 | 1118 | 1121 | 1124 | 1123
2002 | US | MRO | - | - | DCWFS | Full-Responsibility Sales (portion of total sales) | 913 | 903 | 705 | 697 | 649 | 629 | 623 | 546 | 474 | 477 | 480
2002 | US | MRO | - | - | DCWIC | Inoperable capacity | 607 | 367 | 207 | 207 | 200 | 200 | 200 | 200 | 200 | 200 | 200
2002 | US | MRO | - | - | DCWIN | Internal Demand | 21811 | 23230 | 23650 | 24323 | 24701 | 25165 | 25444 | 25809 | 26181 | 26553 | 26946
2002 | US | MRO | - | - | DCWIT | Interruptible Demand | 54 | 216 | 216 | 216 | 217 | 217 | 218 | 218 | 218 | 219 | 219
2002 | US | MRO | - | - | DCWLM | Direct Control Load Management | 186 | 329 | 340 | 349 | 360 | 346 | 331 | 322 | 303 | 313 | 323
2002 | US | MRO | - | - | DCWNC | Net Capacity Resources | 30809 | 31878 | 32633 | 32259 | 32115 | 32352 | 32666 | 33229 | 33636 | 33982 | 34078
2002 | US | MRO | - | - | DCWNI | Projected Net Internal Demand | 21575 | 22689 | 23098 | 23758 | 24125 | 24604 | 24898 | 25273 | 25665 | 26027 | 26411
2002 | US | MRO | - | - | DCWNO | Net Operable Capacity | 30685 | 31304 | 31546 | 32413 | 32641 | 32908 | 33215 | 33877 | 34254 | 34631 | 34708
2002 | US | MRO | - | - | DCWOTG | Other Generator Capacity >= 1 MW | 17715 | 17942 | 18007 | 18197 | 18345 | 18334 | 18334 | 18394 | 18394 | 18394 | 18394
2002 | US | MRO | - | - | DCWOTL | Other Capacity < 1 MW | 39 | 40 | 40 | 41 | 41 | 37 | 37 | 37 | 37 | 37 | 37
2002 | US | MRO | - | - | DCWPU | Purchases | 4341 | 4886 | 4968 | 2679 | 2227 | 2089 | 2003 | 1825 | 1783 | 1755 | 1649
2002 | US | MRO | - | - | DCWSA | Sales | 4217 | 4312 | 3881 | 2833 | 2753 | 2645 | 2552 | 2473 | 2401 | 2404 | 2279
2002 | US | MRO | - | - | DCWST | Standby Demand | 4 | 4 | 4 | 0 | 1 | 2 | 3 | 4 | 5 | 6 | 7
2002 | US | MRO | - | - | DCWT | Total Internal Capacity | 31292 | 31671 | 31753 | 32620 | 32841 | 33108 | 33415 | 34077 | 34454 | 34831 | 34908
2002 | US | MRO | - | - | DCWTA | Committed Resources | 31292 | 31671 | 31722 | 32136 | 32314 | 32377 | 32455 | 32592 | 32669 | 32746 | 32823
2002 | US | MRO | - | - | DCWTB | Uncommitted Resources | 0 | 0 | 31 | 484 | 527 | 731 | 960 | 1485 | 1785 | 2085 | 2085
2002 | US | MRO | - | - | DCWTI | Projected Total Internal Demand | 21815 | 23234 | 23654 | 24323 | 24702 | 25167 | 25447 | 25813 | 26186 | 26559 | 26953
2002 | US | NPCC | - | - | CWT | Total Capacity | 65833 | 72760 | 75317 | 81529 | 81433 | 81467 | 81456 | 81300 | 81053 | 80974 | 80885
2002 | US | NPCC | - | - | DCWAJ | Adjustments | 0 | 0 | 0 | 0 | 0 | 0 | 0 | 0 | 0 | 0 | 0
2002 | US | NPCC | - | - | DCWDGG | Distributed Generator Capacity >= 1 MW | 647 | 647 | 647 | 647 | 647 | 647 | 647 | 647 | 647 | 647 | 647
2002 | US | NPCC | - | - | DCWDGL | Distributed Generator Capacity < 1 MW | bar: 4 to 7
2002 | US | NPCC | - | - | DCWFP | Full-Responsibility Purchases (portion of total purchases) | 787 | 617 | 517 | 510 | 510 | 510 | 455 | 430 | 430 | 430 | 430
2002 | US | NPCC | - | - | DCWFS | Full-Responsibility Sales (portion of total sales) | 306 | 306 | 306 | 299 | 299 | 299 | 299 | 299 | 299 | 299 | 299
2002 | US | NPCC | - | - | DCWIC | Inoperable capacity | 0 | 0 | 0 | 0 | 0 | 0 | 0 | 0 | 0 | 0 | 0
2002 | US | NPCC | - | - | DCWIN | Internal Demand | 42670 | 45308 | 45943 | 46447 | 46995 | 47489 | 47976 | 48497 | 49011 | 49648 | 50189
2002 | US | NPCC | - | - | DCWIT | Interruptible Demand | 56 | 62 | 70 | 89 | 133 | 137 | 136 | 137 | 186 | 185 | 172
2002 | US | NPCC | - | - | DCWLM | Direct Control Load Management | 63 | 52 | 52 | 52 | 51 | 47 | 44 | 41 | 39 | 37 | 36
2002 | US | NPCC | - | - | DCWNC | Net Capacity Resources | 66314 | 73071 | 75528 | 81740 | 81644 | 81678 | 81612 | 81431 | 81184 | 81105 | 81016
2002 | US | NPCC | - | - | DCWNI | Projected Net Internal Demand | 42551 | 45194 | 45821 | 46306 | 46811 | 47305 | 47796 | 48319 | 48786 | 49426 | 49981
2002 | US | NPCC | - | - | DCWNO | Net Operable Capacity | 65833 | 72760 | 75317 | 81529 | 81433 | 81467 | 81456 | 81300 | 81053 | 80974 | 80885
2002 | US | NPCC | - | - | DCWOTG | Other Generator Capacity >= 1 MW | 27321 | 34162 | 35869 | 36601 | 36455 | 36439 | 36378 | 36222 | 36106 | 36027 | 35938
2002 | US | NPCC | - | - | DCWOTL | Other Capacity < 1 MW | 26 | 26 | 26 | 26 | 26 | 26 | 26 | 26 | 26 | 26 | 26
2002 | US | NPCC | - | - | DCWPU | Purchases | 787 | 617 | 517 | 510 | 510 | 510 | 455 | 430 | 430 | 430 | 430
2002 | US | NPCC | - | - | DCWSA | Sales | 306 | 306 | 306 | 299 | 299 | 299 | 299 | 299 | 299 | 299 | 299
2002 | US | NPCC | - | - | DCWST | Standby Demand | 0 | 0 | 0 | 0 | 0 | 0 | 0 | 0 | 0 | 0 | 0
2002 | US | NPCC | - | - | DCWT | Total Internal Capacity | 65833 | 72760 | 75317 | 81529 | 81433 | 81467 | 81456 | 81300 | 81053 | 80974 | 80885
2002 | US | NPCC | - | - | DCWTA | Committed Resources | 65833 | 72760 | 75317 | 81529 | 81433 | 81467 | 81456 | 81300 | 81053 | 80974 | 80885
2002 | US | NPCC | - | - | DCWTB | Uncommitted Resources | 0 | 0 | 0 | 0 | 0 | 0 | 0 | 0 | 0 | 0 | 0
2002 | US | NPCC | - | - | DCWTI | Projected Total Internal Demand | 42670 | 45308 | 45943 | 46447 | 46995 | 47489 | 47976 | 48497 | 49011 | 49648 | 50189
2002 | US | NPCC | New England | New England | CWT | Total Capacity | 27995 | 34836 | 36543 | 37275 | 37129 | 37113 | 37052 | 36896 | 36780 | 36701 | 36612
2002 | US | NPCC | New England | New England | DCWAJ | Adjustments | 0 | 0 | 0 | 0 | 0 | 0 | 0 | 0 | 0 | 0 | 0
2002 | US | NPCC | New England | New England | DCWDGG | Distributed Generator Capacity >= 1 MW | 647 | 647 | 647 | 647 | 647 | 647 | 647 | 647 | 647 | 647 | 647
2002 | US | NPCC | New England | New England | DCWDGL | Distributed Generator Capacity < 1 MW | bar: 4 to 7
2002 | US | NPCC | New England | New England | DCWFP | Full-Responsibility Purchases (portion of total purchases) | 707 | 537 | 437 | 430 | 430 | 430 | 430 | 430 | 430 | 430 | 430
2002 | US | NPCC | New England | New England | DCWFS | Full-Responsibility Sales (portion of total sales) | 0 | 0 | 0 | 0 | 0 | 0 | 0 | 0 | 0 | 0 | 0
2002 | US | NPCC | New England | New England | DCWIC | Inoperable capacity | 0 | 0 | 0 | 0 | 0 | 0 | 0 | 0 | 0 | 0 | 0
2002 | US | NPCC | New England | New England | DCWIN | Internal Demand | 19872 | 21760 | 22010 | 22279 | 22598 | 22873 | 23151 | 23465 | 23773 | 24202 | 24536
2002 | US | NPCC | New England | New England | DCWIT | Interruptible Demand | 56 | 62 | 70 | 89 | 133 | 137 | 136 | 137 | 186 | 185 | 172
2002 | US | NPCC | New England | New England | DCWLM | Direct Control Load Management | 63 | 52 | 52 | 52 | 51 | 47 | 44 | 41 | 39 | 37 | 36
2002 | US | NPCC | New England | New England | DCWNC | Net Capacity Resources | 28702 | 35373 | 36980 | 37705 | 37559 | 37543 | 37482 | 37326 | 37210 | 37131 | 37042
2002 | US | NPCC | New England | New England | DCWNI | Projected Net Internal Demand | 19753 | 21646 | 21888 | 22138 | 22414 | 22689 | 22971 | 23287 | 23548 | 23980 | 24328
2002 | US | NPCC | New England | New England | DCWNO | Net Operable Capacity | 27995 | 34836 | 36543 | 37275 | 37129 | 37113 | 37052 | 36896 | 36780 | 36701 | 36612
2002 | US | NPCC | New England | New England | DCWOTG | Other Generator Capacity >= 1 MW | 27321 | 34162 | 35869 | 36601 | 36455 | 36439 | 36378 | 36222 | 36106 | 36027 | 35938
2002 | US | NPCC | New England | New England | DCWOTL | Other Capacity < 1 MW | 26 | 26 | 26 | 26 | 26 | 26 | 26 | 26 | 26 | 26 | 26
2002 | US | NPCC | New England | New England | DCWPU | Purchases | 707 | 537 | 437 | 430 | 430 | 430 | 430 | 430 | 430 | 430 | 430
2002 | US | NPCC | New England | New England | DCWSA | Sales | 0 | 0 | 0 | 0 | 0 | 0 | 0 | 0 | 0 | 0 | 0
2002 | US | NPCC | New England | New England | DCWST | Standby Demand | 0 | 0 | 0 | 0 | 0 | 0 | 0 | 0 | 0 | 0 | 0
2002 | US | NPCC | New England | New England | DCWT | Total Internal Capacity | 27995 | 34836 | 36543 | 37275 | 37129 | 37113 | 37052 | 36896 | 36780 | 36701 | 36612
2002 | US | NPCC | New England | New England | DCWTA | Committed Resources | 27995 | 34836 | 36543 | 37275 | 37129 | 37113 | 37052 | 36896 | 36780 | 36701 | 36612
2002 | US | NPCC | New England | New England | DCWTB | Uncommitted Resources | 0 | 0 | 0 | 0 | 0 | 0 | 0 | 0 | 0 | 0 | 0
2002 | US | NPCC | New England | New England | DCWTI | Projected Total Internal Demand | 19872 | 21760 | 22010 | 22279 | 22598 | 22873 | 23151 | 23465 | 23773 | 24202 | 24536
2002 | US | NPCC | New York | New York | CWT | Total Capacity | 37838 | 37924 | 38774 | 44254 | 44304 | 44354 | 44404 | 44404 | 44273 | 44273 | 44273
2002 | US | NPCC | New York | New York | DCWAJ | Adjustments | 0 | 0 | 0 | 0 | 0 | 0 | 0 | 0 | 0 | 0 | 0
2002 | US | NPCC | New York | New York | DCWDGG | Distributed Generator Capacity >= 1 MW | 0 | 0 | 0 | 0 | 0 | 0 | 0 | 0 | 0 | 0 | 0
2002 | US | NPCC | New York | New York | DCWDGL | Distributed Generator Capacity < 1 MW | 0 | 0 | 0 | 0 | 0 | 0 | 0 | 0 | 0 | 0 | 0
2002 | US | NPCC | New York | New York | DCWFP | Full-Responsibility Purchases (portion of total purchases) | 80 | 80 | 80 | 80 | 80 | 80 | 25 | 0 | 0 | 0 | 0
2002 | US | NPCC | New York | New York | DCWFS | Full-Responsibility Sales (portion of total sales) | 306 | 306 | 306 | 299 | 299 | 299 | 299 | 299 | 299 | 299 | 299
2002 | US | NPCC | New York | New York | DCWIC | Inoperable capacity | 0 | 0 | 0 | 0 | 0 | 0 | 0 | 0 | 0 | 0 | 0
2002 | US | NPCC | New York | New York | DCWIN | Internal Demand | 22798 | 23548 | 23933 | 24168 | 24397 | 24616 | 24825 | 25032 | 25238 | 25446 | 25653
2002 | US | NPCC | New York | New York | DCWIT | Interruptible Demand | 0 | 0 | 0 | 0 | 0 | 0 | 0 | 0 | 0 | 0 | 0
2002 | US | NPCC | New York | New York | DCWLM | Direct Control Load Management | 0 | 0 | 0 | 0 | 0 | 0 | 0 | 0 | 0 | 0 | 0
2002 | US | NPCC | New York | New York | DCWNC | Net Capacity Resources | 37612 | 37698 | 38548 | 44035 | 44085 | 44135 | 44130 | 44105 | 43974 | 43974 | 43974
2002 | US | NPCC | New York | New York | DCWNI | Projected Net Internal Demand | 22798 | 23548 | 23933 | 24168 | 24397 | 24616 | 24825 | 25032 | 25238 | 25446 | 25653
2002 | US | NPCC | New York | New York | DCWNO | Net Operable Capacity | 37838 | 37924 | 38774 | 44254 | 44304 | 44354 | 44404 | 44404 | 44273 | 44273 | 44273
2002 | US | NPCC | New York | New York | DCWOTG | Other Generator Capacity >= 1 MW | 0 | 0 | 0 | 0 | 0 | 0 | 0 | 0 | 0 | 0 | 0
2002 | US | NPCC | New York | New York | DCWOTL | Other Capacity < 1 MW | 0 | 0 | 0 | 0 | 0 | 0 | 0 | 0 | 0 | 0 | 0
2002 | US | NPCC | New York | New York | DCWPU | Purchases | 80 | 80 | 80 | 80 | 80 | 80 | 25 | 0 | 0 | 0 | 0
2002 | US | NPCC | New York | New York | DCWSA | Sales | 306 | 306 | 306 | 299 | 299 | 299 | 299 | 299 | 299 | 299 | 299
2002 | US | NPCC | New York | New York | DCWST | Standby Demand | 0 | 0 | 0 | 0 | 0 | 0 | 0 | 0 | 0 | 0 | 0
2002 | US | NPCC | New York | New York | DCWT | Total Internal Capacity | 37838 | 37924 | 38774 | 44254 | 44304 | 44354 | 44404 | 44404 | 44273 | 44273 | 44273
2002 | US | NPCC | New York | New York | DCWTA | Committed Resources | 37838 | 37924 | 38774 | 44254 | 44304 | 44354 | 44404 | 44404 | 44273 | 44273 | 44273
2002 | US | NPCC | New York | New York | DCWTB | Uncommitted Resources | 0 | 0 | 0 | 0 | 0 | 0 | 0 | 0 | 0 | 0 | 0
2002 | US | NPCC | New York | New York | DCWTI | Projected Total Internal Demand | 22798 | 23548 | 23933 | 24168 | 24397 | 24616 | 24825 | 25032 | 25238 | 25446 | 25653
2002 | US | SERC | - | - | CWT | Total Capacity | 164490 | 169937 | 173993 | 177514 | 179024 | 180774 | 182889 | 184291 | 185835 | 186951 | 188178
2002 | US | SERC | - | - | DCWAJ | Adjustments | -125 | -125 | -210 | -295 | -380 | -380 | -380 | -380 | -380 | -380 | -380
2002 | US | SERC | - | - | DCWDGG | Distributed Generator Capacity >= 1 MW | 82 | 101 | 101 | 101 | 101 | 101 | 101 | 101 | 101 | 101 | 101
2002 | US | SERC | - | - | DCWDGL | Distributed Generator Capacity < 1 MW | 0 | 0 | 0 | 0 | 0 | 0 | 0 | 0 | 0 | 0 | 0
2002 | US | SERC | - | - | DCWFP | Full-Responsibility Purchases (portion of total purchases) | 0 | 0 | 0 | 0 | 0 | 0 | 0 | 0 | 0 | 0 | 0
2002 | US | SERC | - | - | DCWFS | Full-Responsibility Sales (portion of total sales) | 0 | 0 | 0 | 0 | 0 | 0 | 0 | 0 | 0 | 0 | 0
2002 | US | SERC | - | - | DCWIC | Inoperable capacity | 1545 | 1416 | 1416 | 1416 | 1416 | 1416 | 1416 | 1416 | 1416 | 1416 | 1416
2002 | US | SERC | - | - | DCWIN | Internal Demand | 135182 | 139527 | 142730 | 146754 | 148624 | 151445 | 154591 | 156992 | 160507 | 163828 | 167201
2002 | US | SERC | - | - | DCWIT | Interruptible Demand | 4455 | 4495 | 4507 | 4520 | 4533 | 4546 | 4559 | 4572 | 4586 | 4450 | 4337
2002 | US | SERC | - | - | DCWLM | Direct Control Load Management | 416 | 418 | 419 | 422 | 424 | 427 | 430 | 433 | 435 | 439 | 444
2002 | US | SERC | - | - | DCWNC | Net Capacity Resources | 169580 | 176653 | 180275 | 184540 | 185577 | 188393 | 190946 | 192788 | 194059 | 196627 | 198260
2002 | US | SERC | - | - | DCWNI | Projected Net Internal Demand | 130311 | 134614 | 137804 | 141812 | 143667 | 146472 | 149602 | 151987 | 155486 | 158939 | 162420
2002 | US | SERC | - | - | DCWNO | Net Operable Capacity | 162945 | 168521 | 172577 | 176098 | 177608 | 179358 | 181473 | 182875 | 184419 | 185535 | 186762
2002 | US | SERC | - | - | DCWOTG | Other Generator Capacity >= 1 MW | 0 | 0 | 0 | 0 | 0 | 0 | 0 | 0 | 0 | 0 | 0
2002 | US | SERC | - | - | DCWOTL | Other Capacity < 1 MW | 0 | 0 | 0 | 0 | 0 | 0 | 0 | 0 | 0 | 0 | 0
2002 | US | SERC | - | - | DCWPU | Purchases | 11775 | 13226 | 12939 | 13254 | 12715 | 12756 | 12943 | 13383 | 13035 | 12918 | 13064
2002 | US | SERC | - | - | DCWSA | Sales | 5015 | 4969 | 5031 | 4517 | 4366 | 3341 | 3090 | 3090 | 3015 | 1446 | 1186
2002 | US | SERC | - | - | DCWST | Standby Demand | 0 | 0 | 0 | 0 | 0 | 0 | 0 | 0 | 0 | 0 | 0
2002 | US | SERC | - | - | DCWT | Total Internal Capacity | 164490 | 169937 | 173993 | 177514 | 179024 | 180774 | 182889 | 184291 | 185835 | 186951 | 188178
2002 | US | SERC | - | - | DCWTA | Committed Resources | 164490 | 169937 | 173816 | 175837 | 176847 | 177272 | 177831 | 177978 | 177727 | 177868 | 177888
2002 | US | SERC | - | - | DCWTB | Uncommitted Resources | 0 | 0 | 177 | 1677 | 2177 | 3502 | 5058 | 6313 | 8108 | 9083 | 10290
2002 | US | SERC | - | - | DCWTI | Projected Total Internal Demand | 135182 | 139527 | 142730 | 146754 | 148624 | 151445 | 154591 | 156992 | 160507 | 163828 | 167201
2002 | US | SERC | Central | - | CWT | Total Capacity | 31889 | 32723 | 32835 | 33101 | 33819 | 34351 | 35136 | 35913 | 36680 | 36951 | 37471
2002 | US | SERC | Central | - | DCWAJ | Adjustments | 0 | 0 | 0 | 0 | 0 | 0 | 0 | 0 | 0 | 0 | 0
2002 | US | SERC | Central | - | DCWDGG | Distributed Generator Capacity >= 1 MW | 0 | 0 | 0 | 0 | 0 | 0 | 0 | 0 | 0 | 0 | 0
2002 | US | SERC | Central | - | DCWDGL | Distributed Generator Capacity < 1 MW | 0 | 0 | 0 | 0 | 0 | 0 | 0 | 0 | 0 | 0 | 0
2002 | US | SERC | Central | - | DCWFP | Full-Responsibility Purchases (portion of total purchases) | 0 | 0 | 0 | 0 | 0 | 0 | 0 | 0 | 0 | 0 | 0
2002 | US | SERC | Central | - | DCWFS | Full-Responsibility Sales (portion of total sales) | 0 | 0 | 0 | 0 | 0 | 0 | 0 | 0 | 0 | 0 | 0
2002 | US | SERC | Central | - | DCWIC | Inoperable capacity | 1289 | 1289 | 1289 | 1289 | 1289 | 1289 | 1289 | 1289 | 1289 | 1289 | 1289
2002 | US | SERC | Central | - | DCWIN | Internal Demand | 28543 | 29447 | 29902 | 30779 | 31387 | 32096 | 32803 | 33511 | 34217 | 34280 | 34592
2002 | US | SERC | Central | - | DCWIT | Interruptible Demand | 2487 | 2499 | 2510 | 2522 | 2534 | 2546 | 2558 | 2570 | 2582 | 2445 | 2332
2002 | US | SERC | Central | - | DCWLM | Direct Control Load Management | 0 | 0 | 0 | 0 | 0 | 0 | 0 | 0 | 0 | 0 | 0
2002 | US | SERC | Central | - | DCWNC | Net Capacity Resources | 31293 | 31919 | 32033 | 32301 | 33021 | 33555 | 34342 | 35121 | 35890 | 36162 | 36685
2002 | US | SERC | Central | - | DCWNI | Projected Net Internal Demand | 26056 | 26948 | 27392 | 28257 | 28853 | 29550 | 30245 | 30941 | 31635 | 31835 | 32260
2002 | US | SERC | Central | - | DCWNO | Net Operable Capacity | 30600 | 31434 | 31546 | 31812 | 32530 | 33062 | 33847 | 34624 | 35391 | 35662 | 36182
2002 | US | SERC | Central | - | DCWOTG | Other Generator Capacity >= 1 MW | 0 | 0 | 0 | 0 | 0 | 0 | 0 | 0 | 0 | 0 | 0
2002 | US | SERC | Central | - | DCWOTL | Other Capacity < 1 MW | 0 | 0 | 0 | 0 | 0 | 0 | 0 | 0 | 0 | 0 | 0
2002 | US | SERC | Central | - | DCWPU | Purchases | 1168 | 960 | 962 | 964 | 966 | 968 | 970 | 972 | 974 | 975 | 978
2002 | US | SERC | Central | - | DCWSA | Sales | 475 | 475 | 475 | 475 | 475 | 475 | 475 | 475 | 475 | 475 | 475
2002 | US | SERC | Central | - | DCWST | Standby Demand | 0 | 0 | 0 | 0 | 0 | 0 | 0 | 0 | 0 | 0 | 0
2002 | US | SERC | Central | - | DCWT | Total Internal Capacity | 31889 | 32723 | 32835 | 33101 | 33819 | 34351 | 35136 | 35913 | 36680 | 36951 | 37471
2002 | US | SERC | Central | - | DCWTA | Committed Resources | 31889 | 32723 | 32835 | 33101 | 33319 | 33351 | 33386 | 33413 | 33430 | 33451 | 33471
2002 | US | SERC | Central | - | DCWTB | Uncommitted Resources | 0 | 0 | 0 | 0 | 500 | 1000 | 1750 | 2500 | 3250 | 3500 | 4000
2002 | US | SERC | Central | - | DCWTI | Projected Total Internal Demand | 28543 | 29447 | 29902 | 30779 | 31387 | 32096 | 32803 | 33511 | 34217 | 34280 | 34592
2002 | US | SERC | Delta | - | CWT | Total Capacity | 27089 | 27848 | 29090 | 29462 | 29534 | 30134 | 30134 | 30170 | 30259 | 30348 | 30436
2002 | US | SERC | Delta | - | DCWAJ | Adjustments | 0 | 0 | 0 | 0 | 0 | 0 | 0 | 0 | 0 | 0 | 0
2002 | US | SERC | Delta | - | DCWDGG | Distributed Generator Capacity >= 1 MW | 0 | 0 | 0 | 0 | 0 | 0 | 0 | 0 | 0 | 0 | 0
2002 | US | SERC | Delta | - | DCWDGL | Distributed Generator Capacity < 1 MW | 0 | 0 | 0 | 0 | 0 | 0 | 0 | 0 | 0 | 0 | 0
2002 | US | SERC | Delta | - | DCWFP | Full-Responsibility Purchases (portion of total purchases) | 0 | 0 | 0 | 0 | 0 | 0 | 0 | 0 | 0 | 0 | 0
2002 | US | SERC | Delta | - | DCWFS | Full-Responsibility Sales (portion of total sales) | 0 | 0 | 0 | 0 | 0 | 0 | 0 | 0 | 0 | 0 | 0
2002 | US | SERC | Delta | - | DCWIC | Inoperable capacity | 0 | 0 | 0 | 0 | 0 | 0 | 0 | 0 | 0 | 0 | 0
2002 | US | SERC | Delta | - | DCWIN | Internal Demand | 20558 | 20539 | 20301 | 21244 | 21227 | 21482 | 21814 | 21475 | 22210 | 23249 | 24333
2002 | US | SERC | Delta | - | DCWIT | Interruptible Demand | 63 | 63 | 63 | 63 | 63 | 63 | 63 | 63 | 63 | 63 | 63
2002 | US | SERC | Delta | - | DCWLM | Direct Control Load Management | 0 | 0 | 0 | 0 | 0 | 0 | 0 | 0 | 0 | 0 | 0
2002 | US | SERC | Delta | - | DCWNC | Net Capacity Resources | 27663 | 28620 | 30001 | 30411 | 30483 | 31083 | 31183 | 31219 | 31383 | 31492 | 31580
2002 | US | SERC | Delta | - | DCWNI | Projected Net Internal Demand | 20495 | 20476 | 20238 | 21181 | 21164 | 21419 | 21751 | 21412 | 22147 | 23186 | 24270
2002 | US | SERC | Delta | - | DCWNO | Net Operable Capacity | 27089 | 27848 | 29090 | 29462 | 29534 | 30134 | 30134 | 30170 | 30259 | 30348 | 30436
2002 | US | SERC | Delta | - | DCWOTG | Other Generator Capacity >= 1 MW | 0 | 0 | 0 | 0 | 0 | 0 | 0 | 0 | 0 | 0 | 0
2002 | US | SERC | Delta | - | DCWOTL | Other Capacity < 1 MW | 0 | 0 | 0 | 0 | 0 | 0 | 0 | 0 | 0 | 0 | 0
2002 | US | SERC | Delta | - | DCWPU | Purchases | 1427 | 1427 | 1427 | 1144 | 1144 | 1144 | 1144 | 1144 | 1144 | 1144 | 1144
2002 | US | SERC | Delta | - | DCWSA | Sales | 853 | 655 | 516 | 195 | 195 | 195 | 95 | 95 | 20 | 0 | 0
2002 | US | SERC | Delta | - | DCWST | Standby Demand | 0 | 0 | 0 | 0 | 0 | 0 | 0 | 0 | 0 | 0 | 0
2002 | US | SERC | Delta | - | DCWT | Total Internal Capacity | 27089 | 27848 | 29090 | 29462 | 29534 | 30134 | 30134 | 30170 | 30259 | 30348 | 30436
2002 | US | SERC | Delta | - | DCWTA | Committed Resources | 27089 | 27848 | 29058 | 29337 | 29409 | 30009 | 30009 | 30009 | 30009 | 30009 | 30009
2002 | US | SERC | Delta | - | DCWTB | Uncommitted Resources | 0 | 0 | 32 | 125 | 125 | 125 | 125 | 161 | 250 | 339 | 427
2002 | US | SERC | Delta | - | DCWTI | Projected Total Internal Demand | 20558 | 20539 | 20301 | 21244 | 21227 | 21482 | 21814 | 21475 | 22210 | 23249 | 24333
2002 | US | SERC | Southeastern | - | CWT | Total Capacity | 48334 | 49465 | 50462 | 51048 | 51133 | 51363 | 51363 | 51628 | 51628 | 51748 | 51893
2002 | US | SERC | Southeastern | - | DCWAJ | Adjustments | -125 | -125 | -210 | -295 | -380 | -380 | -380 | -380 | -380 | -380 | -380
2002 | US | SERC | Southeastern | - | DCWDGG | Distributed Generator Capacity >= 1 MW | 82 | 82 | 82 | 82 | 82 | 82 | 82 | 82 | 82 | 82 | 82
2002 | US | SERC | Southeastern | - | DCWDGL | Distributed Generator Capacity < 1 MW | 0 | 0 | 0 | 0 | 0 | 0 | 0 | 0 | 0 | 0 | 0
2002 | US | SERC | Southeastern | - | DCWFP | Full-Responsibility Purchases (portion of total purchases) | 0 | 0 | 0 | 0 | 0 | 0 | 0 | 0 | 0 | 0 | 0
2002 | US | SERC | Southeastern | - | DCWFS | Full-Responsibility Sales (portion of total sales) | 0 | 0 | 0 | 0 | 0 | 0 | 0 | 0 | 0 | 0 | 0
2002 | US | SERC | Southeastern | - | DCWIC | Inoperable capacity | 61 | 82 | 82 | 82 | 82 | 82 | 82 | 82 | 82 | 82 | 82
2002 | US | SERC | Southeastern | - | DCWIN | Internal Demand | 34818 | 35814 | 36976 | 37938 | 38712 | 39649 | 40627 | 41643 | 42664 | 43734 | 44849
2002 | US | SERC | Southeastern | - | DCWIT | Interruptible Demand | 106 | 106 | 106 | 106 | 106 | 106 | 106 | 106 | 107 | 107 | 107
2002 | US | SERC | Southeastern | - | DCWLM | Direct Control Load Management | 0 | 0 | 0 | 0 | 0 | 0 | 0 | 0 | 0 | 0 | 0
2002 | US | SERC | Southeastern | - | DCWNC | Net Capacity Resources | 49152 | 50553 | 51553 | 52763 | 52830 | 54277 | 54634 | 55310 | 55183 | 56937 | 57459
2002 | US | SERC | Southeastern | - | DCWNI | Projected Net Internal Demand | 34712 | 35708 | 36870 | 37832 | 38606 | 39543 | 40521 | 41537 | 42557 | 43627 | 44742
2002 | US | SERC | Southeastern | - | DCWNO | Net Operable Capacity | 48273 | 49383 | 50380 | 50966 | 51051 | 51281 | 51281 | 51546 | 51546 | 51666 | 51811
2002 | US | SERC | Southeastern | - | DCWOTG | Other Generator Capacity >= 1 MW | 0 | 0 | 0 | 0 | 0 | 0 | 0 | 0 | 0 | 0 | 0
2002 | US | SERC | Southeastern | - | DCWOTL | Other Capacity < 1 MW | 0 | 0 | 0 | 0 | 0 | 0 | 0 | 0 | 0 | 0 | 0
2002 | US | SERC | Southeastern | - | DCWPU | Purchases | 3738 | 4029 | 4318 | 5027 | 5094 | 5386 | 5743 | 6154 | 6027 | 6112 | 6229
2002 | US | SERC | Southeastern | - | DCWSA | Sales | 2734 | 2734 | 2935 | 2935 | 2935 | 2010 | 2010 | 2010 | 2010 | 461 | 201
2002 | US | SERC | Southeastern | - | DCWST | Standby Demand | 0 | 0 | 0 | 0 | 0 | 0 | 0 | 0 | 0 | 0 | 0
2002 | US | SERC | Southeastern | - | DCWT | Total Internal Capacity | 48334 | 49465 | 50462 | 51048 | 51133 | 51363 | 51363 | 51628 | 51628 | 51748 | 51893
2002 | US | SERC | Southeastern | - | DCWTA | Committed Resources | 48334 | 49465 | 50317 | 50400 | 50485 | 50570 | 50570 | 50690 | 50690 | 50810 | 50810
2002 | US | SERC | Southeastern | - | DCWTB | Uncommitted Resources | 0 | 0 | 145 | 648 | 648 | 793 | 793 | 938 | 938 | 938 | 1083
2002 | US | SERC | Southeastern | - | DCWTI | Projected Total Internal Demand | 34818 | 35814 | 36976 | 37938 | 38712 | 39649 | 40627 | 41643 | 42664 | 43734 | 44849
2002 | US | SERC | VACAR | - | CWT | Total Capacity | 57178 | 59901 | 61606 | 63903 | 64538 | 64926 | 66256 | 66580 | 67268 | 67904 | 68378
2002 | US | SERC | VACAR | - | DCWAJ | Adjustments | 0 | 0 | 0 | 0 | 0 | 0 | 0 | 0 | 0 | 0 | 0
2002 | US | SERC | VACAR | - | DCWDGG | Distributed Generator Capacity >= 1 MW | 0 | 19 | 19 | 19 | 19 | 19 | 19 | 19 | 19 | 19 | 19
2002 | US | SERC | VACAR | - | DCWDGL | Distributed Generator Capacity < 1 MW | 0 | 0 | 0 | 0 | 0 | 0 | 0 | 0 | 0 | 0 | 0
2002 | US | SERC | VACAR | - | DCWFP | Full-Responsibility Purchases (portion of total purchases) | 0 | 0 | 0 | 0 | 0 | 0 | 0 | 0 | 0 | 0 | 0
2002 | US | SERC | VACAR | - | DCWFS | Full-Responsibility Sales (portion of total sales) | 0 | 0 | 0 | 0 | 0 | 0 | 0 | 0 | 0 | 0 | 0
2002 | US | SERC | VACAR | - | DCWIC | Inoperable capacity | 195 | 45 | 45 | 45 | 45 | 45 | 45 | 45 | 45 | 45 | 45
2002 | US | SERC | VACAR | - | DCWIN | Internal Demand | 51263 | 53727 | 55551 | 56793 | 57298 | 58218 | 59347 | 60363 | 61416 | 62565 | 63427
2002 | US | SERC | VACAR | - | DCWIT | Interruptible Demand | 1799 | 1827 | 1828 | 1829 | 1830 | 1831 | 1832 | 1833 | 1834 | 1835 | 1835
2002 | US | SERC | VACAR | - | DCWLM | Direct Control Load Management | 416 | 418 | 419 | 422 | 424 | 427 | 430 | 433 | 435 | 439 | 444
2002 | US | SERC | VACAR | - | DCWNC | Net Capacity Resources | 61472 | 65561 | 66688 | 69065 | 69243 | 69478 | 70787 | 71138 | 71603 | 72036 | 72536
2002 | US | SERC | VACAR | - | DCWNI | Projected Net Internal Demand | 49048 | 51482 | 53304 | 54542 | 55044 | 55960 | 57085 | 58097 | 59147 | 60291 | 61148
2002 | US | SERC | VACAR | - | DCWNO | Net Operable Capacity | 56983 | 59856 | 61561 | 63858 | 64493 | 64881 | 66211 | 66535 | 67223 | 67859 | 68333
2002 | US | SERC | VACAR | - | DCWOTG | Other Generator Capacity >= 1 MW | 0 | 0 | 0 | 0 | 0 | 0 | 0 | 0 | 0 | 0 | 0
2002 | US | SERC | VACAR | - | DCWOTL | Other Capacity < 1 MW | 0 | 0 | 0 | 0 | 0 | 0 | 0 | 0 | 0 | 0 | 0
2002 | US | SERC | VACAR | - | DCWPU | Purchases | 5442 | 6810 | 6232 | 6119 | 5511 | 5258 | 5086 | 5113 | 4890 | 4687 | 4713
2002 | US | SERC | VACAR | - | DCWSA | Sales | 953 | 1105 | 1105 | 912 | 761 | 661 | 510 | 510 | 510 | 510 | 510
2002 | US | SERC | VACAR | - | DCWST | Standby Demand | 0 | 0 | 0 | 0 | 0 | 0 | 0 | 0 | 0 | 0 | 0
2002 | US | SERC | VACAR | - | DCWT | Total Internal Capacity | 57178 | 59901 | 61606 | 63903 | 64538 | 64926 | 66256 | 66580 | 67268 | 67904 | 68378
2002 | US | SERC | VACAR | - | DCWTA | Committed Resources | 57178 | 59901 | 61606 | 62999 | 63634 | 63342 | 63866 | 63866 | 63598 | 63598 | 63598
2002 | US | SERC | VACAR | - | DCWTB | Uncommitted Resources | 0 | 0 | 0 | 904 | 904 | 1584 | 2390 | 2714 | 3670 | 4306 | 4780
2002 | US | SERC | VACAR | - | DCWTI | Projected Total Internal Demand | 51263 | 53727 | 55551 | 56793 | 57298 | 58218 | 59347 | 60363 | 61416 | 62565 | 63427
2002 | US | SPP | - | - | CWT | Total Capacity | 44637 | 44489 | 44943 | 44864 | 44914 | 45241 | 45394 | 45444 | 45802 | 46302 | 46305
2002 | US | SPP | - | - | DCWAJ | Adjustments | -110 | -110 | -110 | -110 | -110 | -110 | -110 | 0 | 0 | 0 | 0
2002 | US | SPP | - | - | DCWDGG | Distributed Generator Capacity >= 1 MW | 0 | 0 | 0 | 0 | 0 | 0 | 0 | 0 | 0 | 0 | 0
2002 | US | SPP | - | - | DCWDGL | Distributed Generator Capacity < 1 MW | 0 | 0 | 0 | 0 | 0 | 0 | 0 | 0 | 0 | 0 | 0
2002 | US | SPP | - | - | DCWFP | Full-Responsibility Purchases (portion of total purchases) | 594 | 1865 | 2035 | 2056 | 1824 | 1521 | 1528 | 1325 | 1183 | 1176 | 1183
2002 | US | SPP | - | - | DCWFS | Full-Responsibility Sales (portion of total sales) | 389 | 832 | 690 | 607 | 480 | 440 | 443 | 403 | 408 | 413 | 379
2002 | US | SPP | - | - | DCWIC | Inoperable capacity | 199 | 190 | 169 | 189 | 189 | 203 | 203 | 183 | 183 | 160 | 160
2002 | US | SPP | - | - | DCWIN | Internal Demand | 29614 | 30382 | 30743 | 31761 | 32464 | 32732 | 33328 | 34212 | 34971 | 35932 | 36660
2002 | US | SPP | - | - | DCWIT | Interruptible Demand | 762 | 660 | 783 | 783 | 863 | 863 | 863 | 863 | 863 | 983 | 983
2002 | US | SPP | - | - | DCWLM | Direct Control Load Management | 281 | 281 | 281 | 281 | 281 | 281 | 281 | 281 | 281 | 281 | 281
2002 | US | SPP | - | - | DCWNC | Net Capacity Resources | 45290 | 47267 | 48325 | 48444 | 49068 | 49206 | 49703 | 50156 | 50695 | 51499 | 51970
2002 | US | SPP | - | - | DCWNI | Projected Net Internal Demand | 28571 | 29441 | 29679 | 30697 | 31320 | 31588 | 32184 | 33068 | 33827 | 34668 | 35396
2002 | US | SPP | - | - | DCWNO | Net Operable Capacity | 44438 | 44299 | 44774 | 44675 | 44725 | 45038 | 45191 | 45261 | 45619 | 46142 | 46145
2002 | US | SPP | - | - | DCWOTG | Other Generator Capacity >= 1 MW | 0 | 0 | 0 | 0 | 0 | 0 | 0 | 0 | 0 | 0 | 0
2002 | US | SPP | - | - | DCWOTL | Other Capacity < 1 MW | 0 | 0 | 0 | 0 | 0 | 0 | 0 | 0 | 0 | 0 | 0
2002 | US | SPP | - | - | DCWPU | Purchases | 2442 | 4716 | 5140 | 5273 | 5720 | 5505 | 5852 | 6085 | 6271 | 6557 | 6991
2002 | US | SPP | - | - | DCWSA | Sales | 1480 | 1638 | 1479 | 1394 | 1267 | 1227 | 1230 | 1190 | 1195 | 1200 | 1166
2002 | US | SPP | - | - | DCWST | Standby Demand | 0 | 0 | 0 | 0 | 0 | 0 | 0 | 0 | 0 | 0 | 0
2002 | US | SPP | - | - | DCWT | Total Internal Capacity | 44637 | 44489 | 44943 | 44864 | 44914 | 45241 | 45394 | 45444 | 45802 | 46302 | 46305
2002 | US | SPP | - | - | DCWTA | Committed Resources | 44637 | 44489 | 44831 | 44752 | 44802 | 44802 | 44802 | 44372 | 44730 | 44730 | 44733
2002 | US | SPP | - | - | DCWTB | Uncommitted Resources | 0 | 0 | 112 | 112 | 112 | 439 | 592 | 1072 | 1072 | 1572 | 1572
2002 | US | SPP | - | - | DCWTI | Projected Total Internal Demand | 29614 | 30382 | 30743 | 31761 | 32464 | 32732 | 33328 | 34212 | 34971 | 35932 | 36660
2002 | US | WECC | - | - | CWT | Total Capacity | 143989 | 158427 | 179082 | 202757 | 214009 | 215523 | 215503 | 215591 | 215950 | 215950 | 215914
2002 | US | WECC | - | - | DCWAJ | Adjustments | 0 | 0 | 0 | 0 | 0 | 0 | 0 | 0 | 0 | 0 | 0
2002 | US | WECC | - | - | DCWDGG | Distributed Generator Capacity >= 1 MW | 0 | 0 | 0 | 0 | 0 | 0 | 0 | 0 | 0 | 0 | 0
2002 | US | WECC | - | - | DCWDGL | Distributed Generator Capacity < 1 MW | 0 | 0 | 0 | 0 | 0 | 0 | 0 | 0 | 0 | 0 | 0
2002 | US | WECC | - | - | DCWFP | Full-Responsibility Purchases (portion of total purchases) | 1363 | 580 | 629 | 679 | 680 | 624 | 599 | 597 | 585 | 0 | 0
2002 | US | WECC | - | - | DCWFS | Full-Responsibility Sales (portion of total sales) | 825 | 40 | 40 | 40 | 40 | 40 | 40 | 40 | 40 | 0 | 0
2002 | US | WECC | - | - | DCWIC | Inoperable capacity | 25273 | 14303 | 13619 | 15636 | 13869 | 14485 | 13531 | 13756 | 14354 | 13556 | 13778
2002 | US | WECC | - | - | DCWIN | Internal Demand | 96622 | 103314 | 105611 | 107953 | 110023 | 112384 | 113620 | 115939 | 118259 | 120530 | 122930
2002 | US | WECC | - | - | DCWIT | Interruptible Demand | 1227 | 1387 | 1408 | 1410 | 1413 | 1413 | 1415 | 1417 | 1417 | 1418 | 1420
2002 | US | WECC | - | - | DCWLM | Direct Control Load Management | 0 | 62 | 62 | 62 | 63 | 63 | 63 | 63 | 64 | 64 | 64
2002 | US | WECC | - | - | DCWNC | Net Capacity Resources | 119254 | 144664 | 166052 | 187760 | 200780 | 201622 | 202531 | 202392 | 202141 | 202394 | 202136
2002 | US | WECC | - | - | DCWNI | Projected Net Internal Demand | 95395 | 101865 | 104141 | 106481 | 108547 | 110908 | 112142 | 114459 | 116778 | 119048 | 121446
2002 | US | WECC | - | - | DCWNO | Net Operable Capacity | 118716 | 144124 | 165463 | 187121 | 200140 | 201038 | 201972 | 201835 | 201596 | 202394 | 202136
2002 | US | WECC | - | - | DCWOTG | Other Generator Capacity >= 1 MW | 143989 | 155207 | 161276 | 167741 | 169294 | 168895 | 168875 | 168358 | 168717 | 168717 | 168681
2002 | US | WECC | - | - | DCWOTL | Other Capacity < 1 MW | 0 | 0 | 0 | 0 | 0 | 0 | 0 | 0 | 0 | 0 | 0
2002 | US | WECC | - | - | DCWPU | Purchases | 1363 | 580 | 629 | 679 | 680 | 624 | 599 | 597 | 585 | 0 | 0
2002 | US | WECC | - | - | DCWSA | Sales | 825 | 40 | 40 | 40 | 40 | 40 | 40 | 40 | 40 | 0 | 0
2002 | US | WECC | - | - | DCWST | Standby Demand | 0 | 0 | 0 | 0 | 0 | 0 | 0 | 0 | 0 | 0 | 0
2002 | US | WECC | - | - | DCWT | Total Internal Capacity | 143989 | 158427 | 179082 | 202757 | 214009 | 215523 | 215503 | 215591 | 215950 | 215950 | 215914
2002 | US | WECC | - | - | DCWTA | Committed Resources | 143989 | 155207 | 161276 | 167741 | 169294 | 168895 | 168875 | 168358 | 168717 | 168717 | 168681
2002 | US | WECC | - | - | DCWTB | Uncommitted Resources | 0 | 3220 | 17806 | 35016 | 44715 | 46628 | 46628 | 47233 | 47233 | 47233 | 47233
2002 | US | WECC | - | - | DCWTI | Projected Total Internal Demand | 96622 | 103314 | 105611 | 107953 | 110023 | 112384 | 113620 | 115939 | 118259 | 120530 | 122930
2002 | US | WECC | AZN | - | CWT | Total Capacity | 23700 | 28642 | 34715 | 37014 | 39464 | 40575 | 40585 | 40660 | 40660 | 40660 | 40660
2002 | US | WECC | AZN | - | DCWAJ | Adjustments | 4011 | 4011 | 4011 | 4025 | 4025 | 4025 | 4025 | 4025 | 4025 | 4025 | 4025
2002 | US | WECC | AZN | - | DCWDGG | Distributed Generator Capacity >= 1 MW | 0 | 0 | 0 | 0 | 0 | 0 | 0 | 0 | 0 | 0 | 0
2002 | US | WECC | AZN | - | DCWDGL | Distributed Generator Capacity < 1 MW | 0 | 0 | 0 | 0 | 0 | 0 | 0 | 0 | 0 | 0 | 0
2002 | US | WECC | AZN | - | DCWFP | Full-Responsibility Purchases (portion of total purchases) | 7613 | 150 | 150 | 150 | 150 | 150 | 150 | 150 | 150 | 0 | 0
2002 | US | WECC | AZN | - | DCWFS | Full-Responsibility Sales (portion of total sales) | 9196 | 1590 | 1590 | 1590 | 1480 | 1480 | 1480 | 1480 | 1480 | 0 | 0
2002 | US | WECC | AZN | - | DCWIC | Inoperable capacity | 3009 | 2242 | 1822 | 2126 | 1859 | 1977 | 1669 | 2094 | 1849 | 1718 | 1940
2002 | US | WECC | AZN | - | DCWIN | Internal Demand | 16343 | 17179 | 17851 | 18442 | 18941 | 19488 | 19858 | 20358 | 20862 | 21359 | 21881
2002 | US | WECC | AZN | - | DCWIT | Interruptible Demand | 274 | 260 | 280 | 282 | 285 | 285 | 287 | 288 | 288 | 289 | 291
2002 | US | WECC | AZN | - | DCWLM | Direct Control Load Management | 0 | 1 | 1 | 1 | 2 | 2 | 2 | 2 | 3 | 3 | 3
2002 | US | WECC | AZN | - | DCWNC | Net Capacity Resources | 19108 | 24960 | 31453 | 33448 | 36275 | 37268 | 37586 | 37236 | 37481 | 42967 | 42745
2002 | US | WECC | AZN | - | DCWNI | Projected Net Internal Demand | 16069 | 16918 | 17570 | 18159 | 18654 | 19201 | 19569 | 20068 | 20571 | 21067 | 21587
2002 | US | WECC | AZN | - | DCWNO | Net Operable Capacity | 20691 | 26400 | 32893 | 34888 | 37605 | 38598 | 38916 | 38566 | 38811 | 38942 | 38720
2002 | US | WECC | AZN | - | DCWOTG | Other Generator Capacity >= 1 MW | 23700 | 27642 | 29355 | 29379 | 29390 | 29390 | 29400 | 29400 | 29400 | 29400 | 29400
2002 | US | WECC | AZN | - | DCWOTL | Other Capacity < 1 MW | 0 | 0 | 0 | 0 | 0 | 0 | 0 | 0 | 0 | 0 | 0
2002 | US | WECC | AZN | - | DCWPU | Purchases | 8381 | 918 | 918 | 918 | 918 | 918 | 918 | 918 | 918 | 0 | 0
2002 | US | WECC | AZN | - | DCWSA | Sales | 13975 | 6369 | 6369 | 6383 | 6273 | 6273 | 6273 | 6273 | 6273 | 0 | 0
2002 | US | WECC | AZN | - | DCWST | Standby Demand | 0 | 0 | 0 | 0 | 0 | 0 | 0 | 0 | 0 | 0 | 0
2002 | US | WECC | AZN | - | DCWT | Total Internal Capacity | 23700 | 28642 | 34715 | 37014 | 39464 | 40575 | 40585 | 40660 | 40660 | 40660 | 40660
2002 | US | WECC | AZN | - | DCWTA | Committed Resources | 23700 | 27642 | 29355 | 29379 | 29390 | 29390 | 29400 | 29400 | 29400 | 29400 | 29400
2002 | US | WECC | AZN | - | DCWTB | Uncommitted Resources | 0 | 1000 | 5360 | 7635 | 10074 | 11185 | 11185 | 11260 | 11260 | 11260 | 11260
2002 | US | WECC | AZN | - | DCWTI | Projected Total Internal Demand | 16343 | 17179 | 17851 | 18442 | 18941 | 19488 | 19858 | 20358 | 20862 | 21359 | 21881
2002 | US | WECC | CNV | - | CWT | Total Capacity | 57745 | 64007 | 75634 | 93393 | 100313 | 100657 | 100657 | 100670 | 100743 | 100743 | 100743
2002 | US | WECC | CNV | - | DCWAJ | Adjustments | -3956 | -3956 | -3956 | -3970 | -3970 | -3970 | -3970 | -3970 | -3970 | -3970 | -3970
2002 | US | WECC | CNV | - | DCWDGG | Distributed Generator Capacity >= 1 MW | 0 | 0 | 0 | 0 | 0 | 0 | 0 | 0 | 0 | 0 | 0
2002 | US | WECC | CNV | - | DCWDGL | Distributed Generator Capacity < 1 MW | 0 | 0 | 0 | 0 | 0 | 0 | 0 | 0 | 0 | 0 | 0
2002 | US | WECC | CNV | - | DCWFP | Full-Responsibility Purchases (portion of total purchases) | 13999 | 1489 | 1415 | 1321 | 861 | 661 | 635 | 629 | 629 | 0 | 0
2002 | US | WECC | CNV | - | DCWFS | Full-Responsibility Sales (portion of total sales) | 6488 | 1049 | 819 | 397 | 397 | 397 | 397 | 397 | 397 | 0 | 0
2002 | US | WECC | CNV | - | DCWIC | Inoperable capacity | 15255 | 11702 | 11658 | 13371 | 11871 | 12369 | 11723 | 11523 | 12366 | 11699 | 11699
2002 | US | WECC | CNV | - | DCWIN | Internal Demand | 37448 | 38291 | 39055 | 39842 | 40651 | 41470 | 42307 | 43162 | 44029 | 44903 | 45786
2002 | US | WECC | CNV | - | DCWIT | Interruptible Demand | 784 | 1096 | 1096 | 1096 | 1096 | 1096 | 1096 | 1096 | 1096 | 1096 | 1096
2002 | US | WECC | CNV | - | DCWLM | Direct Control Load Management | 0 | 60 | 60 | 60 | 60 | 60 | 60 | 60 | 60 | 60 | 60
2002 | US | WECC | CNV | - | DCWNC | Net Capacity Resources | 50001 | 52745 | 64572 | 80946 | 88906 | 88552 | 89172 | 89379 | 88609 | 85074 | 85074
2002 | US | WECC | CNV | - | DCWNI | Projected Net Internal Demand | 36664 | 37135 | 37899 | 38686 | 39495 | 40314 | 41151 | 42006 | 42873 | 43747 | 44630
2002 | US | WECC | CNV | - | DCWNO | Net Operable Capacity | 42490 | 52305 | 63976 | 80022 | 88442 | 88288 | 88934 | 89147 | 88377 | 89044 | 89044
2002 | US | WECC | CNV | - | DCWOTG | Other Generator Capacity >= 1 MW | 57745 | 62407 | 66434 | 72878 | 73998 | 73640 | 73640 | 73123 | 73196 | 73196 | 73196
2002 | US | WECC | CNV | - | DCWOTL | Other Capacity < 1 MW | 0 | 0 | 0 | 0 | 0 | 0 | 0 | 0 | 0 | 0 | 0
2002 | US | WECC | CNV | - | DCWPU | Purchases | 18749 | 6239 | 6165 | 6085 | 5625 | 5425 | 5399 | 5393 | 5393 | 0 | 0
2002 | US | WECC | CNV | - | DCWSA | Sales | 7282 | 1843 | 1613 | 1191 | 1191 | 1191 | 1191 | 1191 | 1191 | 0 | 0
2002 | US | WECC | CNV | - | DCWST | Standby Demand | 0 | 0 | 0 | 0 | 0 | 0 | 0 | 0 | 0 | 0 | 0
2002 | US | WECC | CNV | - | DCWT | Total Internal Capacity | 57745 | 64007 | 75634 | 93393 | 100313 | 100657 | 100657 | 100670 | 100743 | 100743 | 100743
2002 | US | WECC | CNV | - | DCWTA | Committed Resources | 57745 | 62407 | 66434 | 72878 | 73998 | 73640 | 73640 | 73123 | 73196 | 73196 | 73196
2002 | US | WECC | CNV | - | DCWTB | Uncommitted Resources | 0 | 1600 | 9200 | 20515 | 26315 | 27017 | 27017 | 27547 | 27547 | 27547 | 27547
2002 | US | WECC | CNV | - | DCWTI | Projected Total Internal Demand | 37448 | 38291 | 39055 | 39842 | 40651 | 41470 | 42307 | 43162 | 44029 | 44903 | 45786
2002 | US | WECC | NWPP | - | CWT | Total Capacity | 52731 | 55466 | 57221 | 60256 | 62191 | 62250 | 62230 | 62230 | 62516 | 62516 | 62480
2002 | US | WECC | NWPP | - | DCWAJ | Adjustments | -679 | -679 | -679 | -679 | -679 | -679 | -679 | -679 | -679 | -679 | -679
2002 | US | WECC | NWPP | - | DCWDGG | Distributed Generator Capacity >= 1 MW | 0 | 0 | 0 | 0 | 0 | 0 | 0 | 0 | 0 | 0 | 0
2002 | US | WECC | NWPP | - | DCWDGL | Distributed Generator Capacity < 1 MW | 0 | 0 | 0 | 0 | 0 | 0 | 0 | 0 | 0 | 0 | 0
2002 | US | WECC | NWPP | - | DCWFP | Full-Responsibility Purchases (portion of total purchases) | 2535 | 2410 | 2180 | 1758 | 1758 | 1758 | 1708 | 1708 | 1708 | 0 | 0
2002 | US | WECC | NWPP | - | DCWFS | Full-Responsibility Sales (portion of total sales) | 7397 | 1419 | 1345 | 1251 | 901 | 701 | 675 | 669 | 669 | 0 | 0
2002 | US | WECC | NWPP | - | DCWIC | Inoperable capacity | 6835 | 220 | 0 | 0 | 0 | 0 | 0 | 0 | 0 | 0 | 0
2002 | US | WECC | NWPP | - | DCWIN | Internal Demand | 34744 | 39556 | 40165 | 40957 | 41547 | 42340 | 42130 | 42859 | 43564 | 44236 | 44965
2002 | US | WECC | NWPP | - | DCWIT | Interruptible Demand | 153 | 22 | 22 | 22 | 22 | 22 | 22 | 22 | 22 | 22 | 22
2002 | US | WECC | NWPP | - | DCWLM | Direct Control Load Management | 0 | 1 | 1 | 1 | 1 | 1 | 1 | 1 | 1 | 1 | 1
2002 | US | WECC | NWPP | - | DCWNC | Net Capacity Resources | 41034 | 56237 | 58056 | 60763 | 63048 | 63307 | 63263 | 63269 | 63555 | 61837 | 61801
2002 | US | WECC | NWPP | - | DCWNI | Projected Net Internal Demand | 34591 | 39533 | 40142 | 40934 | 41524 | 42317 | 42107 | 42836 | 43541 | 44213 | 44942
2002 | US | WECC | NWPP | - | DCWNO | Net Operable Capacity | 45896 | 55246 | 57221 | 60256 | 62191 | 62250 | 62230 | 62230 | 62516 | 62516 | 62480
2002 | US | WECC | NWPP | - | DCWOTG | Other Generator Capacity >= 1 MW | 52731 | 54846 | 55047 | 55047 | 55522 | 55481 | 55461 | 55461 | 55747 | 55747 | 55711
2002 | US | WECC | NWPP | - | DCWOTL | Other Capacity < 1 MW | 0 | 0 | 0 | 0 | 0 | 0 | 0 | 0 | 0 | 0 | 0
2002 | US | WECC | NWPP | - | DCWPU | Purchases | 3709 | 3584 | 3354 | 2932 | 2932 | 2932 | 2882 | 2882 | 2882 | 0 | 0
2002 | US | WECC | NWPP | - | DCWSA | Sales | 7892 | 1914 | 1840 | 1746 | 1396 | 1196 | 1170 | 1164 | 1164 | 0 | 0
2002 | US | WECC | NWPP | - | DCWST | Standby Demand | 0 | 0 | 0 | 0 | 0 | 0 | 0 | 0 | 0 | 0 | 0
2002 | US | WECC | NWPP | - | DCWT | Total Internal Capacity | 52731 | 55466 | 57221 | 60256 | 62191 | 62250 | 62230 | 62230 | 62516 | 62516 | 62480
2002 | US | WECC | NWPP | - | DCWTA | Committed Resources | 52731 | 54846 | 55047 | 55047 | 55522 | 55481 | 55461 | 55461 | 55747 | 55747 | 55711
2002 | US | WECC | NWPP | - | DCWTB | Uncommitted Resources | 0 | 620 | 2174 | 5209 | 6669 | 6769 | 6769 | 6769 | 6769 | 6769 | 6769
2002 | US | WECC | NWPP | - | DCWTI | Projected Total Internal Demand | 34744 | 39556 | 40165 | 40957 | 41547 | 42340 | 42130 | 42859 | 43564 | 44236 | 44965
2002 | US | WECC | RMPA | - | CWT | Total Capacity | 9853 | 10312 | 11512 | 12094 | 12041 | 12041 | 12031 | 12031 | 12031 | 12031 | 12031
2002 | US | WECC | RMPA | - | DCWAJ | Adjustments | 624 | 624 | 624 | 624 | 624 | 624 | 624 | 624 | 624 | 624 | 624
2002 | US | WECC | RMPA | - | DCWDGG | Distributed Generator Capacity >= 1 MW | 0 | 0 | 0 | 0 | 0 | 0 | 0 | 0 | 0 | 0 | 0
2002 | US | WECC | RMPA | - | DCWDGL | Distributed Generator Capacity < 1 MW | 0 | 0 | 0 | 0 | 0 | 0 | 0 | 0 | 0 | 0 | 0
2002 | US | WECC | RMPA | - | DCWFP | Full-Responsibility Purchases (portion of total purchases) | 460 | 779 | 811 | 862 | 816 | 812 | 783 | 781 | 772 | 0 | 0
2002 | US | WECC | RMPA | - | DCWFS | Full-Responsibility Sales (portion of total sales) | 988 | 229 | 229 | 229 | 229 | 229 | 229 | 179 | 179 | 0 | 0
2002 | US | WECC | RMPA | - | DCWIC | Inoperable capacity | 174 | 82 | 82 | 82 | 82 | 82 | 82 | 82 | 82 | 82 | 82
2002 | US | WECC | RMPA | - | DCWIN | Internal Demand | 8385 | 8503 | 8779 | 8976 | 9162 | 9385 | 9581 | 9835 | 10089 | 10332 | 10590
2002 | US | WECC | RMPA | - | DCWIT | Interruptible Demand | 16 | 8 | 18 | 8 | 8 | 8 | 8 | 9 | 9 | 9 | 9
2002 | US | WECC | RMPA | - | DCWLM | Direct Control Load Management | 0 | 0 | 0 | 0 | 0 | 0 | 0 | 0 | 0 | 0 | 0
2002 | US | WECC | RMPA | - | DCWNC | Net Capacity Resources | 9151 | 10780 | 12012 | 12645 | 12546 | 12542 | 12503 | 12551 | 12542 | 12573 | 12573
2002 | US | WECC | RMPA | - | DCWNI | Projected Net Internal Demand | 8369 | 8495 | 8761 | 8968 | 9154 | 9377 | 9573 | 9826 | 10080 | 10323 | 10581
2002 | US | WECC | RMPA | - | DCWNO | Net Operable Capacity | 9679 | 10230 | 11430 | 12012 | 11959 | 11959 | 11949 | 11949 | 11949 | 11949 | 11949
2002 | US | WECC | RMPA | - | DCWOTG | Other Generator Capacity >= 1 MW | 9853 | 10312 | 10440 | 10437 | 10384 | 10384 | 10374 | 10374 | 10374 | 10374 | 10374
2002 | US | WECC | RMPA | - | DCWOTL | Other Capacity < 1 MW | 0 | 0 | 0 | 0 | 0 | 0 | 0 | 0 | 0 | 0 | 0
2002 | US | WECC | RMPA | - | DCWPU | Purchases | 568 | 887 | 919 | 970 | 924 | 920 | 891 | 889 | 880 | 0 | 0
2002 | US | WECC | RMPA | - | DCWSA | Sales | 1720 | 961 | 961 | 961 | 961 | 961 | 961 | 911 | 911 | 0 | 0
2002 | US | WECC | RMPA | - | DCWST | Standby Demand | 0 | 0 | 0 | 0 | 0 | 0 | 0 | 0 | 0 | 0 | 0
2002 | US | WECC | RMPA | - | DCWT | Total Internal Capacity | 9853 | 10312 | 11512 | 12094 | 12041 | 12041 | 12031 | 12031 | 12031 | 12031 | 12031
2002 | US | WECC | RMPA | - | DCWTA | Committed Resources | 9853 | 10312 | 10440 | 10437 | 10384 | 10384 | 10374 | 10374 | 10374 | 10374 | 10374
2002 | US | WECC | RMPA | - | DCWTB | Uncommitted Resources | 0 | 0 | 1072 | 1657 | 1657 | 1657 | 1657 | 1657 | 1657 | 1657 | 1657
2002 | US | WECC | RMPA | - | DCWTI | Projected Total Internal Demand | 8385 | 8503 | 8779 | 8976 | 9162 | 9385 | 9581 | 9835 | 10089 | 10332 | 10590
2003 | CA | MRO | - | - | CWT | Total Capacity | 8127 | 8565 | 8565 | 8565 | 8565 | 8565 | 8565 | 8565 | 8565 | 8565 | 8565
2003 | CA | MRO | - | - | DCWAJ | Adjustments | 0 | 0 | 0 | 0 | 0 | 0 | 0 | 0 | 0 | 0 | 0
2003 | CA | MRO | - | - | DCWDGG | Distributed Generator Capacity >= 1 MW | 0 | 0 | 0 | 0 | 0 | 0 | 0 | 0 | 0 | 0 | 0
2003 | CA | MRO | - | - | DCWDGL | Distributed Generator Capacity < 1 MW | 0 | 0 | 0 | 0 | 0 | 0 | 0 | 0 | 0 | 0 | 0
2003 | CA | MRO | - | - | DCWFP | Full-Responsibility Purchases (portion of total purchases) | 600 | 550 | 550 | 500 | 500 | 500 | 500 | 500 | 500 | 500 | 500
2003 | CA | MRO | - | - | DCWFS | Full-Responsibility Sales (portion of total sales) | 200 | 200 | 0 | 0 | 0 | 0 | 0 | 0 | 0 | 0 | 0
2003 | CA | MRO | - | - | DCWIC | Inoperable capacity | 0 | 0 | 0 | 0 | 0 | 0 | 0 | 0 | 0 | 0 | 0
2003 | CA | MRO | - | - | DCWIN | Internal Demand | 6632 | 6729 | 6812 | 6925 | 6995 | 7080 | 7158 | 7229 | 7290 | 7341 | 7421
2003 | CA | MRO | - | - | DCWIT | Interruptible Demand | 268 | 268 | 268 | 268 | 268 | 268 | 268 | 268 | 268 | 268 | 268
2003 | CA | MRO | - | - | DCWLM | Direct Control Load Management | 0 | 0 | 0 | 0 | 0 | 0 | 0 | 0 | 0 | 0 | 0
2003 | CA | MRO | - | - | DCWNC | Net Capacity Resources | 7787 | 8105 | 8305 | 8255 | 8276 | 8276 | 8426 | 8426 | 8426 | 8506 | 8506
2003 | CA | MRO | - | - | DCWNI | Projected Net Internal Demand | 6364 | 6461 | 6544 | 6657 | 6727 | 6812 | 6890 | 6961 | 7022 | 7073 | 7153
2003 | CA | MRO | - | - | DCWNO | Net Operable Capacity | 8127 | 8565 | 8565 | 8565 | 8565 | 8565 | 8565 | 8565 | 8565 | 8565 | 8565
2003 | CA | MRO | - | - | DCWOTG | Other Generator Capacity >= 1 MW | 8127 | 8565 | 8565 | 8565 | 8565 | 8565 | 8565 | 8565 | 8565 | 8565 | 8565
2003 | CA | MRO | - | - | DCWOTL | Other Capacity < 1 MW | 0 | 0 | 0 | 0 | 0 | 0 | 0 | 0 | 0 | 0 | 0
2003 | CA | MRO | - | - | DCWPU | Purchases | 600 | 550 | 550 | 500 | 500 | 500 | 500 | 500 | 500 | 500 | 500
2003 | CA | MRO | - | - | DCWSA | Sales | 940 | 1010 | 810 | 810 | 789 | 789 | 639 | 639 | 639 | 559 | 559
2003 | CA | MRO | - | - | DCWST | Standby Demand | 0 | 0 | 0 | 0 | 0 | 0 | 0 | 0 | 0 | 0 | 0
2003 | CA | MRO | - | - | DCWT | Total Internal Capacity | 8127 | 8565 | 8565 | 8565 | 8565 | 8565 | 8565 | 8565 | 8565 | 8565 | 8565
2003 | CA | MRO | - | - | DCWTA | Committed Resources | 8127 | 8565 | 8565 | 8565 | 8565 | 8565 | 8565 | 8565 | 8565 | 8565 | 8565
2003 | CA | MRO | - | - | DCWTB | Uncommitted Resources | 0 | 0 | 0 | 0 | 0 | 0 | 0 | 0 | 0 | 0 | 0
2003 | CA | MRO | - | - | DCWTI | Projected Total Internal Demand | 6632 | 6729 | 6812 | 6925 | 6995 | 7080 | 7158 | 7229 | 7290 | 7341 | 7421
2003 | CA | NPCC | - | - | CWT | Total Capacity | 71483 | 72541 | 73770 | 73194 | 73271 | 74482 | 74341 | 74976 | 74976 | 74976 | 74976
2003 | CA | NPCC | - | - | DCWAJ | Adjustments | 0 | 0 | 0 | 0 | 0 | 0 | 0 | 0 | 0 | 0 | 0
2003 | CA | NPCC | - | - | DCWDGG | Distributed Generator Capacity >= 1 MW | 0 | 0 | 0 | 0 | 0 | 0 | 0 | 0 | 0 | 0 | 0
2003 | CA | NPCC | - | - | DCWDGL | Distributed Generator Capacity < 1 MW | 0 | 0 | 0 | 0 | 0 | 0 | 0 | 0 | 0 | 0 | 0
2003 | CA | NPCC | - | - | DCWFP | Full-Responsibility Purchases (portion of total purchases) | 355 | 155 | 155 | 125 | 125 | 125 | 125 | 125 | 125 | 125 | 125
2003 | CA | NPCC | - | - | DCWFS | Full-Responsibility Sales (portion of total sales) | 555 | 440 | 280 | 250 | 250 | 250 | 250 | 250 | 250 | 50 | 50
2003 | CA | NPCC | - | - | DCWIC | Inoperable capacity | 10186 | 6047 | 6007 | 5357 | 4558 | 4834 | 5944 | 5266 | 5266 | 5352 | 5530
2003 | CA | NPCC | - | - | DCWIN | Internal Demand | 64516 | 63252 | 63789 | 64763 | 65478 | 65998 | 66507 | 66956 | 67507 | 68020 | 68568
2003 | CA | NPCC | - | - | DCWIT | Interruptible Demand | 1515 | 1470 | 1475 | 1479 | 1479 | 1491 | 1491 | 1491 | 1491 | 1491 | 1491
2003 | CA | NPCC | - | - | DCWLM | Direct Control Load Management | 0 | 0 | 0 | 0 | 0 | 0 | 0 | 0 | 0 | 0 | 0
2003 | CA | NPCC | - | - | DCWNC | Net Capacity Resources | 68717 | 72390 | 73813 | 73973 | 74843 | 75847 | 74590 | 75897 | 75891 | 75799 | 75615
2003 | CA | NPCC | - | - | DCWNI | Projected Net Internal Demand | 63001 | 61782 | 62314 | 63284 | 63999 | 64507 | 65016 | 65465 | 66016 | 66529 | 67077
2003 | CA | NPCC | - | - | DCWNO | Net Operable Capacity | 61297 | 66494 | 67763 | 67837 | 68713 | 69648 | 68397 | 69710 | 69710 | 69624 | 69446
2003 | CA | NPCC | - | - | DCWOTG | Other Generator Capacity >= 1 MW | 71479 | 72537 | 73766 | 73190 | 73267 | 74478 | 74337 | 74972 | 74972 | 74972 | 74972
2003 | CA | NPCC | - | - | DCWOTL | Other Capacity < 1 MW | 4 | 4 | 4 | 4 | 4 | 4 | 4 | 4 | 4 | 4 | 4
2003 | CA | NPCC | - | - | DCWPU | Purchases | 9179 | 6712 | 6706 | 6762 | 6756 | 6825 | 6819 | 6813 | 6807 | 6601 | 6595
2003 | CA | NPCC | - | - | DCWSA | Sales | 1759 | 816 | 656 | 626 | 626 | 626 | 626 | 626 | 626 | 426 | 426
2003 | CA | NPCC | - | - | DCWST | Standby Demand | 0 | 0 | 0 | 0 | 0 | 0 | 0 | 0 | 0 | 0 | 0
2003 | CA | NPCC | - | - | DCWT | Total Internal Capacity | 71483 | 72541 | 73770 | 73194 | 73271 | 74482 | 74341 | 74976 | 74976 | 74976 | 74976
2003 | CA | NPCC | - | - | DCWTA | Committed Resources | 71483 | 72541 | 73770 | 73194 | 73271 | 74482 | 74341 | 74976 | 74976 | 74976 | 74976
2003 | CA | NPCC | - | - | DCWTB | Uncommitted Resources | 0 | 0 | 0 | 0 | 0 | 0 | 0 | 0 | 0 | 0 | 0
2003 | CA | NPCC | - | - | DCWTI | Projected Total Internal Demand | 64516 | 63252 | 63789 | 64763 | 65478 | 65998 | 66507 | 66956 | 67507 | 68020 | 68568
2003 | CA | NPCC | Maritimes | Maritimes | CWT | Total Capacity | 6379 | 6428 | 6402 | 6395 | 6395 | 6285 | 5650 | 6285 | 6285 | 6285 | 6285
2003 | CA | NPCC | Maritimes | Maritimes | DCWAJ | Adjustments | 0 | 0 | 0 | 0 | 0 | 0 | 0 | 0 | 0 | 0 | 0
2003 | CA | NPCC | Maritimes | Maritimes | DCWDGG | Distributed Generator Capacity >= 1 MW | 0 | 0 | 0 | 0 | 0 | 0 | 0 | 0 | 0 | 0 | 0
2003 | CA | NPCC | Maritimes | Maritimes | DCWDGL | Distributed Generator Capacity < 1 MW | 0 | 0 | 0 | 0 | 0 | 0 | 0 | 0 | 0 | 0 | 0
2003 | CA | NPCC | Maritimes | Maritimes | DCWFP | Full-Responsibility Purchases (portion of total purchases) | 355 | 155 | 155 | 125 | 125 | 125 | 125 | 125 | 125 | 125 | 125
2003 | CA | NPCC | Maritimes | Maritimes | DCWFS | Full-Responsibility Sales (portion of total sales) | 555 | 440 | 280 | 250 | 250 | 250 | 250 | 250 | 250 | 50 | 50
2003 | CA | NPCC | Maritimes | Maritimes | DCWIC | Inoperable capacity | 0 | 0 | 0 | 0 | 0 | 0 | 0 | 0 | 0 | 0 | 0
2003 | CA | NPCC | Maritimes | Maritimes | DCWIN | Internal Demand | 5369 | 5262 | 5349 | 5404 | 5448 | 5513 | 5526 | 5598 | 5667 | 5742 | 5813
2003 | CA | NPCC | Maritimes | Maritimes | DCWIT | Interruptible Demand | 392 | 545 | 550 | 554 | 554 | 566 | 566 | 566 | 566 | 566 | 566
2003 | CA | NPCC | Maritimes | Maritimes | DCWLM | Direct Control Load Management | 0 | 0 | 0 | 0 | 0 | 0 | 0 | 0 | 0 | 0 | 0
2003 | CA | NPCC | Maritimes | Maritimes | DCWNC | Net Capacity Resources | 6179 | 6143 | 6277 | 6270 | 6270 | 6160 | 5525 | 6160 | 6160 | 6360 | 6360
2003 | CA | NPCC | Maritimes | Maritimes | DCWNI | Projected Net Internal Demand | 4977 | 4717 | 4799 | 4850 | 4894 | 4947 | 4960 | 5032 | 5101 | 5176 | 5247
2003 | CA | NPCC | Maritimes | Maritimes | DCWNO | Net Operable Capacity | 6379 | 6428 | 6402 | 6395 | 6395 | 6285 | 5650 | 6285 | 6285 | 6285 | 6285
2003 | CA | NPCC | Maritimes | Maritimes | DCWOTG | Other Generator Capacity >= 1 MW | 6375 | 6424 | 6398 | 6391 | 6391 | 6281 | 5646 | 6281 | 6281 | 6281 | 6281
2003 | CA | NPCC | Maritimes | Maritimes | DCWOTL | Other Capacity < 1 MW | 4 | 4 | 4 | 4 | 4 | 4 | 4 | 4 | 4 | 4 | 4
2003 | CA | NPCC | Maritimes | Maritimes | DCWPU | Purchases | 355 | 155 | 155 | 125 | 125 | 125 | 125 | 125 | 125 | 125 | 125
2003 | CA | NPCC | Maritimes | Maritimes | DCWSA | Sales | 555 | 440 | 280 | 250 | 250 | 250 | 250 | 250 | 250 | 50 | 50
2003 | CA | NPCC | Maritimes | Maritimes | DCWST | Standby Demand | 0 | 0 | 0 | 0 | 0 | 0 | 0 | 0 | 0 | 0 | 0
2003 | CA | NPCC | Maritimes | Maritimes | DCWT | Total Internal Capacity | 6379 | 6428 | 6402 | 6395 | 6395 | 6285 | 5650 | 6285 | 6285 | 6285 | 6285
2003 | CA | NPCC | Maritimes | Maritimes | DCWTA | Committed Resources | 6379 | 6428 | 6402 | 6395 | 6395 | 6285 | 5650 | 6285 | 6285 | 6285 | 6285
2003 | CA | NPCC | Maritimes | Maritimes | DCWTB | Uncommitted Resources | 0 | 0 | 0 | 0 | 0 | 0 | 0 | 0 | 0 | 0 | 0
2003 | CA | NPCC | Maritimes | Maritimes | DCWTI | Projected Total Internal Demand | 5369 | 5262 | 5349 | 5404 | 5448 | 5513 | 5526 | 5598 | 5667 | 5742 | 5813
2003 | CA | NPCC | Ontario | Ontario | CWT | Total Capacity | 33069 | 33579 | 34255 | 33107 | 33107 | 33107 | 33107 | 33107 | 33107 | 33107 | 33107
2003 | CA | NPCC | Ontario | Ontario | DCWAJ | Adjustments | 0 | 0 | 0 | 0 | 0 | 0 | 0 | 0 | 0 | 0 | 0
2003 | CA | NPCC | Ontario | Ontario | DCWDGG | Distributed Generator Capacity >= 1 MW | 0 | 0 | 0 | 0 | 0 | 0 | 0 | 0 | 0 | 0 | 0
2003 | CA | NPCC | Ontario | Ontario | DCWDGL | Distributed Generator Capacity < 1 MW | 0 | 0 | 0 | 0 | 0 | 0 | 0 | 0 | 0 | 0 | 0
2003 | CA | NPCC | Ontario | Ontario | DCWFP | Full-Responsibility Purchases (portion of total purchases) | 0 | 0 | 0 | 0 | 0 | 0 | 0 | 0 | 0 | 0 | 0
2003 | CA | NPCC | Ontario | Ontario | DCWFS | Full-Responsibility Sales (portion of total sales) | 0 | 0 | 0 | 0 | 0 | 0 | 0 | 0 | 0 | 0 | 0
2003 | CA | NPCC | Ontario | Ontario | DCWIC | Inoperable capacity | 8222 | 4767 | 4717 | 4057 | 3251 | 3513 | 4009 | 4006 | 4006 | 4092 | 4270
2003 | CA | NPCC | Ontario | Ontario | DCWIN | Internal Demand | 24158 | 24112 | 24233 | 24422 | 24603 | 24808 | 25024 | 25101 | 25273 | 25431 | 25595
2003 | CA | NPCC | Ontario | Ontario | DCWIT | Interruptible Demand | 300 | 300 | 300 | 300 | 300 | 300 | 300 | 300 | 300 | 300 | 300
2003 | CA | NPCC | Ontario | Ontario | DCWLM | Direct Control Load Management | 0 | 0 | 0 | 0 | 0 | 0 | 0 | 0 | 0 | 0 | 0
2003 | CA | NPCC | Ontario | Ontario | DCWNC | Net Capacity Resources | 25738 | 28812 | 29538 | 29050 | 29856 | 29594 | 29098 | 29101 | 29101 | 29015 | 28837
2003 | CA | NPCC | Ontario | Ontario | DCWNI | Projected Net Internal Demand | 23858 | 23812 | 23933 | 24122 | 24303 | 24508 | 24724 | 24801 | 24973 | 25131 | 25295
2003 | CA | NPCC | Ontario | Ontario | DCWNO | Net Operable Capacity | 24847 | 28812 | 29538 | 29050 | 29856 | 29594 | 29098 | 29101 | 29101 | 29015 | 28837
2003 | CA | NPCC | Ontario | Ontario | DCWOTG | Other Generator Capacity >= 1 MW | 33069 | 33579 | 34255 | 33107 | 33107 | 33107 | 33107 | 33107 | 33107 | 33107 | 33107
2003 | CA | NPCC | Ontario | Ontario | DCWOTL | Other Capacity < 1 MW | 0 | 0 | 0 | 0 | 0 | 0 | 0 | 0 | 0 | 0 | 0
2003 | CA | NPCC | Ontario | Ontario | DCWPU | Purchases | 1553 | 0 | 0 | 0 | 0 | 0 | 0 | 0 | 0 | 0 | 0
2003 | CA | NPCC | Ontario | Ontario | DCWSA | Sales | 662 | 0 | 0 | 0 | 0 | 0 | 0 | 0 | 0 | 0 | 0
2003 | CA | NPCC | Ontario | Ontario | DCWST | Standby Demand | 0 | 0 | 0 | 0 | 0 | 0 | 0 | 0 | 0 | 0 | 0
2003 | CA | NPCC | Ontario | Ontario | DCWT | Total Internal Capacity | 33069 | 33579 | 34255 | 33107 | 33107 | 33107 | 33107 | 33107 | 33107 | 33107 | 33107
2003 | CA | NPCC | Ontario | Ontario | DCWTA | Committed Resources | 33069 | 33579 | 34255 | 33107 | 33107 | 33107 | 33107 | 33107 | 33107 | 33107 | 33107
2003 | CA | NPCC | Ontario | Ontario | DCWTB | Uncommitted Resources | 0 | 0 | 0 | 0 | 0 | 0 | 0 | 0 | 0 | 0 | 0
2003 | CA | NPCC | Ontario | Ontario | DCWTI | Projected Total Internal Demand | 24158 | 24112 | 24233 | 24422 | 24603 | 24808 | 25024 | 25101 | 25273 | 25431 | 25595
2003 | CA | NPCC | Quebec | Quebec | CWT | Total Capacity | 32035 | 32534 | 33113 | 33692 | 33769 | 35090 | 35584 | 35584 | 35584 | 35584 | 35584
2003 | CA | NPCC | Quebec | Quebec | DCWAJ | Adjustments | 0 | 0 | 0 | 0 | 0 | 0 | 0 | 0 | 0 | 0 | 0
2003 | CA | NPCC | Quebec | Quebec | DCWDGG | Distributed Generator Capacity >= 1 MW | 0 | 0 | 0 | 0 | 0 | 0 | 0 | 0 | 0 | 0 | 0
2003 | CA | NPCC | Quebec | Quebec | DCWDGL | Distributed Generator Capacity < 1 MW | 0 | 0 | 0 | 0 | 0 | 0 | 0 | 0 | 0 | 0 | 0
2003 | CA | NPCC | Quebec | Quebec | DCWFP | Full-Responsibility Purchases (portion of total purchases) | 0 | 0 | 0 | 0 | 0 | 0 | 0 | 0 | 0 | 0 | 0
2003 | CA | NPCC | Quebec | Quebec | DCWFS | Full-Responsibility Sales (portion of total sales) | 0 | 0 | 0 | 0 | 0 | 0 | 0 | 0 | 0 | 0 | 0
2003 | CA | NPCC | Quebec | Quebec | DCWIC | Inoperable capacity | 1964 | 1280 | 1290 | 1300 | 1307 | 1321 | 1935 | 1260 | 1260 | 1260 | 1260
2003 | CA | NPCC | Quebec | Quebec | DCWIN | Internal Demand | 34989 | 33878 | 34207 | 34937 | 35427 | 35677 | 35957 | 36257 | 36567 | 36847 | 37160
2003 | CA | NPCC | Quebec | Quebec | DCWIT | Interruptible Demand | 823 | 625 | 625 | 625 | 625 | 625 | 625 | 625 | 625 | 625 | 625
2003 | CA | NPCC | Quebec | Quebec | DCWLM | Direct Control Load Management | 0 | 0 | 0 | 0 | 0 | 0 | 0 | 0 | 0 | 0 | 0
2003 | CA | NPCC | Quebec | Quebec | DCWNC | Net Capacity Resources | 36800 | 37435 | 37998 | 38653 | 38717 | 40093 | 39967 | 40636 | 40630 | 40424 | 40418
2003 | CA | NPCC | Quebec | Quebec | DCWNI | Projected Net Internal Demand | 34166 | 33253 | 33582 | 34312 | 34802 | 35052 | 35332 | 35632 | 35942 | 36222 | 36535
2003 | CA | NPCC | Quebec | Quebec | DCWNO | Net Operable Capacity | 30071 | 31254 | 31823 | 32392 | 32462 | 33769 | 33649 | 34324 | 34324 | 34324 | 34324
2003 | CA | NPCC | Quebec | Quebec | DCWOTG | Other Generator Capacity >= 1 MW | 32035 | 32534 | 33113 | 33692 | 33769 | 35090 | 35584 | 35584 | 35584 | 35584 | 35584
2003 | CA | NPCC | Quebec | Quebec | DCWOTL | Other Capacity < 1 MW | 0 | 0 | 0 | 0 | 0 | 0 | 0 | 0 | 0 | 0 | 0
2003 | CA | NPCC | Quebec | Quebec | DCWPU | Purchases | 7271 | 6557 | 6551 | 6637 | 6631 | 6700 | 6694 | 6688 | 6682 | 6476 | 6470
2003 | CA | NPCC | Quebec | Quebec | DCWSA | Sales | 542 | 376 | 376 | 376 | 376 | 376 | 376 | 376 | 376 | 376 | 376
2003 | CA | NPCC | Quebec | Quebec | DCWST | Standby Demand | 0 | 0 | 0 | 0 | 0 | 0 | 0 | 0 | 0 | 0 | 0
2003 | CA | NPCC | Quebec | Quebec | DCWT | Total Internal Capacity | 32035 | 32534 | 33113 | 33692 | 33769 | 35090 | 35584 | 35584 | 35584 | 35584 | 35584
2003 | CA | NPCC | Quebec | Quebec | DCWTA | Committed Resources | 32035 | 32534 | 33113 | 33692 | 33769 | 35090 | 35584 | 35584 | 35584 | 35584 | 35584
2003 | CA | NPCC | Quebec | Quebec | DCWTB | Uncommitted Resources | 0 | 0 | 0 | 0 | 0 | 0 | 0 | 0 | 0 | 0 | 0
2003 | CA | NPCC | Quebec | Quebec | DCWTI | Projected Total Internal Demand | 34989 | 33878 | 34207 | 34937 | 35427 | 35677 | 35957 | 36257 | 36567 | 36847 | 37160
2003 | CA | WECC | - | - | CWT | Total Capacity | 22348 | 23673 | 23881 | 25480 | 25480 | 25480 | 25480 | 25480 | 26230 | 26230 | 26230
2003 | CA | WECC | - | - | DCWAJ | Adjustments | 0 | 0 | 0 | 0 | 0 | 0 | 0 | 0 | 0 | 0 | 0
2003 | CA | WECC | - | - | DCWDGG | Distributed Generator Capacity >= 1 MW | 0 | 0 | 0 | 0 | 0 | 0 | 0 | 0 | 0 | 0 | 0
2003 | CA | WECC | - | - | DCWDGL | Distributed Generator Capacity < 1 MW | 0 | 0 | 0 | 0 | 0 | 0 | 0 | 0 | 0 | 0 | 0
2003 | CA | WECC | - | - | DCWFP | Full-Responsibility Purchases (portion of total purchases) | 154 | 0 | 0 | 0 | 0 | 0 | 0 | 0 | 0 | 0 | 0
2003 | CA | WECC | - | - | DCWFS | Full-Responsibility Sales (portion of total sales) | 129 | 129 | 129 | 129 | 129 | 129 | 129 | 129 | 129 | 129 | 129
2003 | CA | WECC | - | - | DCWIC | Inoperable capacity | 1294 | 1021 | 1089 | 1089 | 1089 | 1089 | 1089 | 1089 | 1089 | 1089 | 1089
2003 | CA | WECC | - | - | DCWIN | Internal Demand | 17757 | 19359 | 19668 | 19976 | 20299 | 20660 | 21102 | 21405 | 21754 | 22070 | 22389
2003 | CA | WECC | - | - | DCWIT | Interruptible Demand | 0 | 0 | 0 | 0 | 0 | 0 | 0 | 0 | 0 | 0 | 0
2003 | CA | WECC | - | - | DCWLM | Direct Control Load Management | 0 | 0 | 0 | 0 | 0 | 0 | 0 | 0 | 0 | 0 | 0
2003 | CA | WECC | - | - | DCWNC | Net Capacity Resources | 21079 | 22523 | 22663 | 24262 | 24262 | 24262 | 24262 | 24262 | 25012 | 25012 | 25012
2003 | CA | WECC | - | - | DCWNI | Projected Net Internal Demand | 17757 | 19359 | 19668 | 19976 | 20299 | 20660 | 21102 | 21405 | 21754 | 22070 | 22389
2003 | CA | WECC | - | - | DCWNO | Net Operable Capacity | 21054 | 22652 | 22792 | 24391 | 24391 | 24391 | 24391 | 24391 | 25141 | 25141 | 25141
2003 | CA | WECC | - | - | DCWOTG | Other Generator Capacity >= 1 MW | 22348 | 23508 | 23546 | 23590 | 23590 | 23590 | 23590 | 23590 | 23590 | 23590 | 23590
2003 | CA | WECC | - | - | DCWOTL | Other Capacity < 1 MW | 0 | 0 | 0 | 0 | 0 | 0 | 0 | 0 | 0 | 0 | 0
2003 | CA | WECC | - | - | DCWPU | Purchases | 154 | 0 | 0 | 0 | 0 | 0 | 0 | 0 | 0 | 0 | 0
2003 | CA | WECC | - | - | DCWSA | Sales | 129 | 129 | 129 | 129 | 129 | 129 | 129 | 129 | 129 | 129 | 129
2003 | CA | WECC | - | - | DCWST | Standby Demand | 0 | 0 | 0 | 0 | 0 | 0 | 0 | 0 | 0 | 0 | 0
2003 | CA | WECC | - | - | DCWT | Total Internal Capacity | 22348 | 23673 | 23881 | 25480 | 25480 | 25480 | 25480 | 25480 | 26230 | 26230 | 26230
2003 | CA | WECC | - | - | DCWTA | Committed Resources | 22348 | 23508 | 23546 | 23590 | 23590 | 23590 | 23590 | 23590 | 23590 | 23590 | 23590
2003 | CA | WECC | - | - | DCWTB | Uncommitted Resources | 0 | 165 | 335 | 1890 | 1890 | 1890 | 1890 | 1890 | 2640 | 2640 | 2640
2003 | CA | WECC | - | - | DCWTI | Projected Total Internal Demand | 17757 | 19359 | 19668 | 19976 | 20299 | 20660 | 21102 | 21405 | 21754 | 22070 | 22389
2003 | MX | WECC | CA-MX | - | CWT | Total Capacity | 2059 | 2634 | 2634 | 2933 | 2933 | 2933 | 3014 | 3371 | 3728 | 4085 | 4085
2003 | MX | WECC | CA-MX | - | DCWAJ | Adjustments | 0 | 0 | 0 | 0 | 0 | 0 | 0 | 0 | 0 | 0 | 0
2003 | MX | WECC | CA-MX | - | DCWDGG | Distributed Generator Capacity >= 1 MW | 0 | 0 | 0 | 0 | 0 | 0 | 0 | 0 | 0 | 0 | 0
2003 | MX | WECC | CA-MX | - | DCWDGL | Distributed Generator Capacity < 1 MW | 0 | 0 | 0 | 0 | 0 | 0 | 0 | 0 | 0 | 0 | 0
2003 | MX | WECC | CA-MX | - | DCWFP | Full-Responsibility Purchases (portion of total purchases) | 67 | 0 | 0 | 0 | 0 | 0 | 0 | 0 | 0 | 0 | 0
2003 | MX | WECC | CA-MX | - | DCWFS | Full-Responsibility Sales (portion of total sales) | 0 | 0 | 0 | 0 | 0 | 0 | 0 | 0 | 0 | 0 | 0
2003 | MX | WECC | CA-MX | - | DCWIC | Inoperable capacity | 696 | 336 | 305 | 534 | 321 | 700 | 665 | 635 | 667 | 672 | 690
2003 | MX | WECC | CA-MX | - | DCWIN | Internal Demand | 1210 | 1320 | 1418 | 1524 | 1638 | 1760 | 1890 | 2030 | 2180 | 2341 | 2513
2003 | MX | WECC | CA-MX | - | DCWIT | Interruptible Demand | 0 | 0 | 0 | 0 | 0 | 0 | 0 | 0 | 0 | 0 | 0
2003 | MX | WECC | CA-MX | - | DCWLM | Direct Control Load Management | 0 | 0 | 0 | 0 | 0 | 0 | 0 | 0 | 0 | 0 | 0
2003 | MX | WECC | CA-MX | - | DCWNC | Net Capacity Resources | 1430 | 2298 | 2329 | 2399 | 2612 | 2233 | 2349 | 2736 | 3061 | 3413 | 3395
2003 | MX | WECC | CA-MX | - | DCWNI | Projected Net Internal Demand | 1210 | 1320 | 1418 | 1524 | 1638 | 1760 | 1890 | 2030 | 2180 | 2341 | 2513
2003 | MX | WECC | CA-MX | - | DCWNO | Net Operable Capacity | 1363 | 2298 | 2329 | 2399 | 2612 | 2233 | 2349 | 2736 | 3061 | 3413 | 3395
2003 | MX | WECC | CA-MX | - | DCWOTG | Other Generator Capacity >= 1 MW | 2059 | 2634 | 2634 | 2634 | 2634 | 2634 | 2358 | 2358 | 2358 | 2358 | 2358
2003 | MX | WECC | CA-MX | - | DCWOTL | Other Capacity < 1 MW | 0 | 0 | 0 | 0 | 0 | 0 | 0 | 0 | 0 | 0 | 0
2003 | MX | WECC | CA-MX | - | DCWPU | Purchases | 67 | 0 | 0 | 0 | 0 | 0 | 0 | 0 | 0 | 0 | 0
2003 | MX | WECC | CA-MX | - | DCWSA | Sales | 0 | 0 | 0 | 0 | 0 | 0 | 0 | 0 | 0 | 0 | 0
2003 | MX | WECC | CA-MX | - | DCWST | Standby Demand | 0 | 0 | 0 | 0 | 0 | 0 | 0 | 0 | 0 | 0 | 0
2003 | MX | WECC | CA-MX | - | DCWT | Total Internal Capacity | 2059 | 2634 | 2634 | 2933 | 2933 | 2933 | 3014 | 3371 | 3728 | 4085 | 4085
2003 | MX | WECC | CA-MX | - | DCWTA | Committed Resources | 2059 | 2634 | 2634 | 2634 | 2634 | 2634 | 2358 | 2358 | 2358 | 2358 | 2358
2003 | MX | WECC | CA-MX | - | DCWTB | Uncommitted Resources | 0 | 0 | 0 | 299 | 299 | 299 | 656 | 1013 | 1370 | 1727 | 1727
2003 | MX | WECC | CA-MX | - | DCWTI | Projected Total Internal Demand | 1210 | 1320 | 1418 | 1524 | 1638 | 1760 | 1890 | 2030 | 2180 | 2341 | 2513
2003 | TL | WECC | - | - | CWT | Total Capacity | 174385 | 182893 | 188718 | 195158 | 196656 | 197417 | 198248 | 198965 | 199989 | 200744 | 200584
2003 | TL | WECC | - | - | DCWAJ | Adjustments | 0 | 0 | 0 | 0 | 0 | 0 | 0 | 0 | 0 | 0 | 0
2003 | TL | WECC | - | - | DCWDGG | Distributed Generator Capacity >= 1 MW | 0 | 0 | 0 | 0 | 0 | 0 | 0 | 0 | 0 | 0 | 0
2003 | TL | WECC | - | - | DCWDGL | Distributed Generator Capacity < 1 MW | 0 | 0 | 0 | 0 | 0 | 0 | 0 | 0 | 0 | 0 | 0
2003 | TL | WECC | - | - | DCWFP | Full-Responsibility Purchases (portion of total purchases) | 527 | 386 | 386 | 314 | 306 | 307 | 305 | 305 | 208 | 58 | 46
2003 | TL | WECC | - | - | DCWFS | Full-Responsibility Sales (portion of total sales) | 128 | 84 | 84 | 84 | 84 | 88 | 84 | 84 | 84 | 84 | 84
2003 | TL | WECC | - | - | DCWIC | Inoperable capacity | 20395 | 13294 | 12014 | 11765 | 11851 | 9081 | 13616 | 11902 | 13148 | 12044 | 11436
2003 | TL | WECC | - | - | DCWIN | Internal Demand | 114918 | 125149 | 128054 | 130691 | 133205 | 135123 | 138021 | 140776 | 143533 | 146112 | 148931
2003 | TL | WECC | - | - | DCWIT | Interruptible Demand | 1368 | 489 | 492 | 497 | 497 | 508 | 501 | 502 | 504 | 506 | 506
2003 | TL | WECC | - | - | DCWLM | Direct Control Load Management | 29 | 2 | 2 | 3 | 2 | 2 | 3 | 2 | 2 | 3 | 3
2003 | TL | WECC | - | - | DCWNC | Net Capacity Resources | 154389 | 169901 | 177006 | 183623 | 185027 | 188555 | 184853 | 187284 | 186965 | 188674 | 189110
2003 | TL | WECC | - | - | DCWNI | Projected Net Internal Demand | 113521 | 124658 | 127560 | 130191 | 132706 | 134613 | 137517 | 140272 | 143027 | 145603 | 148422
2003 | TL | WECC | - | - | DCWNO | Net Operable Capacity | 153990 | 169599 | 176704 | 183393 | 184805 | 188336 | 184632 | 187063 | 186841 | 188700 | 189148
2003 | TL | WECC | - | - | DCWOTG | Other Generator Capacity >= 1 MW | 174385 | 182728 | 185865 | 185751 | 185400 | 184741 | 184610 | 184970 | 184812 | 185210 | 185050
2003 | TL | WECC | - | - | DCWOTL | Other Capacity < 1 MW | 0 | 0 | 0 | 0 | 0 | 0 | 0 | 0 | 0 | 0 | 0
2003 | TL | WECC | - | - | DCWPU | Purchases | 527 | 386 | 386 | 314 | 306 | 307 | 305 | 305 | 208 | 58 | 46
2003 | TL | WECC | - | - | DCWSA | Sales | 128 | 84 | 84 | 84 | 84 | 88 | 84 | 84 | 84 | 84 | 84
2003 | TL | WECC | - | - | DCWST | Standby Demand | 0 | 0 | 0 | 0 | 0 | 0 | 0 | 0 | 0 | 0 | 0
2003 | TL | WECC | - | - | DCWT | Total Internal Capacity | 174385 | 182893 | 188718 | 195158 | 196656 | 197417 | 198248 | 198965 | 199989 | 200744 | 200584
2003 | TL | WECC | - | - | DCWTA | Committed Resources | 174385 | 182728 | 185865 | 185751 | 185400 | 184741 | 184610 | 184970 | 184812 | 185210 | 185050
2003 | TL | WECC | - | - | DCWTB | Uncommitted Resources | 0 | 165 | 2853 | 9407 | 11256 | 12676 | 13638 | 13995 | 15177 | 15534 | 15534
2003 | TL | WECC | - | - | DCWTI | Projected Total Internal Demand | 114918 | 125149 | 128054 | 130691 | 133205 | 135123 | 138021 | 140776 | 143533 | 146112 | 148931
2003 | US | ECAR | - | - | CWT | Total Capacity | 125757 | 133053 | 144652 | 152935 | 156825 | 156825 | 156825 | 156825 | 156825 | 156825 | 156825
2003 | US | ECAR | - | - | DCWAJ | Adjustments | 0 | 0 | 0 | 0 | 0 | 0 | 0 | 0 | 0 | 0 | 0
2003 | US | ECAR | - | - | DCWDGG | Distributed Generator Capacity >= 1 MW | 0 | 0 | 0 | 0 | 0 | 0 | 0 | 0 | 0 | 0 | 0
2003 | US | ECAR | - | - | DCWDGL | Distributed Generator Capacity < 1 MW | 0 | 0 | 0 | 0 | 0 | 0 | 0 | 0 | 0 | 0 | 0
2003 | US | ECAR | - | - | DCWFP | Full-Responsibility Purchases (portion of total purchases) | 0 | 0 | 0 | 0 | 0 | 0 | 0 | 0 | 0 | 0 | 0
2003 | US | ECAR | - | - | DCWFS | Full-Responsibility Sales (portion of total sales) | 0 | 0 | 0 | 0 | 0 | 0 | 0 | 0 | 0 | 0 | 0
2003 | US | ECAR | - | - | DCWIC | Inoperable capacity | 1934 | 1934 | 1934 | 1934 | 1934 | 1934 | 1934 | 1934 | 1934 | 1934 | 1934
2003 | US | ECAR | - | - | DCWIN | Internal Demand | 87300 | 86120 | 87556 | 88532 | 90443 | 92334 | 95042 | 98843 | 100365 | 100664 | 120214
2003 | US | ECAR | - | - | DCWIT | Interruptible Demand | 2310 | 2310 | 2295 | 2280 | 2227 | 2206 | 2206 | 2213 | 2220 | 2222 | 2271
2003 | US | ECAR | - | - | DCWLM | Direct Control Load Management | 146 | 148 | 150 | 153 | 155 | 158 | 159 | 161 | 163 | 168 | 150
2003 | US | ECAR | - | - | DCWNC | Net Capacity Resources | 123823 | 133318 | 142718 | 151001 | 154891 | 154891 | 154891 | 154891 | 154891 | 154891 | 154891
2003 | US | ECAR | - | - | DCWNI | Projected Net Internal Demand | 84844 | 83662 | 85111 | 86099 | 88061 | 89970 | 92677 | 96469 | 97982 | 98274 | 117793
2003 | US | ECAR | - | - | DCWNO | Net Operable Capacity | 123823 | 131119 | 142718 | 151001 | 154891 | 154891 | 154891 | 154891 | 154891 | 154891 | 154891
2003 | US | ECAR | - | - | DCWOTG | Other Generator Capacity >= 1 MW | 125718 | 133053 | 133014 | 133014 | 133014 | 133014 | 133014 | 133014 | 133014 | 133014 | 133014
2003 | US | ECAR | - | - | DCWOTL | Other Capacity < 1 MW | 39 | 0 | 39 | 39 | 39 | 39 | 39 | 39 | 39 | 39 | 39
2003 | US | ECAR | - | - | DCWPU | Purchases | 0 | 2914 | 0 | 0 | 0 | 0 | 0 | 0 | 0 | 0 | 0
2003 | US | ECAR | - | - | DCWSA | Sales | 0 | 715 | 0 | 0 | 0 | 0 | 0 | 0 | 0 | 0 | 0
2003 | US | ECAR | - | - | DCWST | Standby Demand | 0 | 0 | 0 | 0 | 0 | 0 | 0 | 0 | 0 | 0 | 0
2003 | US | ECAR | - | - | DCWT | Total Internal Capacity | 125757 | 133053 | 144652 | 152935 | 156825 | 156825 | 156825 | 156825 | 156825 | 156825 | 156825
2003 | US | ECAR | - | - | DCWTA | Committed Resources | 125757 | 133053 | 133053 | 133053 | 133053 | 133053 | 133053 | 133053 | 133053 | 133053 | 133053
2003 | US | ECAR | - | - | DCWTB | Uncommitted Resources | 0 | 0 | 11599 | 19882 | 23772 | 23772 | 23772 | 23772 | 23772 | 23772 | 23772
2003 | US | ECAR | - | - | DCWTI | Projected Total Internal Demand | 87300 | 86120 | 87556 | 88532 | 90443 | 92334 | 95042 | 98843 | 100365 | 100664 | 120214
2003 | US | TRE | - | ERCOT | CWT | Total Capacity | 79235 | 83231 | 85304 | 87297 | 88251 | 88251 | 88186 | 87824 | 87824 | 87824 | 87824
2003 | US | TRE | - | ERCOT | DCWAJ | Adjustments | 0 | 0 | 0 | 0 | 0 | 0 | 0 | 0 | 0 | 0 | 0
2003 | US | TRE | - | ERCOT | DCWDGG | Distributed Generator Capacity >= 1 MW | 84 | 78 | 78 | 78 | 78 | 78 | 78 | 78 | 78 | 78 | 78
2003 | US | TRE | - | ERCOT | DCWDGL | Distributed Generator Capacity < 1 MW | 0 | 0 | 0 | 0 | 0 | 0 | 0 | 0 | 0 | 0 | 0
2003 | US | TRE | - | ERCOT | DCWFP | Full-Responsibility Purchases (portion of total purchases) | 80 | 110 | 111 | 111 | 112 | 112 | 113 | 114 | 114 | 114 | 115
2003 | US | TRE | - | ERCOT | DCWFS | Full-Responsibility Sales (portion of total sales) | 239 | 191 | 191 | 191 | 191 | 191 | 191 | 191 | 191 | 191 | 191
2003 | US | TRE | - | ERCOT | DCWIC | Inoperable capacity | 5741 | 2252 | 2252 | 2252 | 2252 | 2252 | 2252 | 2252 | 2252 | 2252 | 2252
2003 | US | TRE | - | ERCOT | DCWIN | Internal Demand | 45386 | 46510 | 47674 | 48866 | 50088 | 51341 | 52626 | 53942 | 55291 | 56674 | 58092
2003 | US | TRE | - | ERCOT | DCWIT | Interruptible Demand | 693 | 714 | 714 | 714 | 714 | 714 | 714 | 714 | 714 | 714 | 714
2003 | US | TRE | - | ERCOT | DCWLM | Direct Control Load Management | 2 | 2 | 2 | 2 | 2 | 2 | 2 | 2 | 2 | 2 | 2
2003 | US | TRE | - | ERCOT | DCWNC | Net Capacity Resources | 73335 | 80898 | 82972 | 84965 | 85920 | 85920 | 85856 | 85495 | 85495 | 85495 | 85496
2003 | US | TRE | - | ERCOT | DCWNI | Projected Net Internal Demand | 44719 | 45822 | 46986 | 48178 | 49400 | 50653 | 51938 | 53254 | 54603 | 55986 | 57404
2003 | US | TRE | - | ERCOT | DCWNO | Net Operable Capacity | 73494 | 80979 | 83052 | 85045 | 85999 | 85999 | 85934 | 85572 | 85572 | 85572 | 85572
2003 | US | TRE | - | ERCOT | DCWOTG | Other Generator Capacity >= 1 MW | 79151 | 83153 | 85226 | 87219 | 88173 | 88173 | 88108 | 87746 | 87746 | 87746 | 87746
2003 | US | TRE | - | ERCOT | DCWOTL | Other Capacity < 1 MW | 0 | 0 | 0 | 0 | 0 | 0 | 0 | 0 | 0 | 0 | 0
2003 | US | TRE | - | ERCOT | DCWPU | Purchases | 80 | 110 | 111 | 111 | 112 | 112 | 113 | 114 | 114 | 114 | 115
2003 | US | TRE | - | ERCOT | DCWSA | Sales | 239 | 191 | 191 | 191 | 191 | 191 | 191 | 191 | 191 | 191 | 191
2003 | US | TRE | - | ERCOT | DCWST | Standby Demand | 28 | 28 | 28 | 28 | 28 | 28 | 28 | 28 | 28 | 28 | 28
2003 | US | TRE | - | ERCOT | DCWT | Total Internal Capacity | 79235 | 83231 | 85304 | 87297 | 88251 | 88251 | 88186 | 87824 | 87824 | 87824 | 87824
2003 | US | TRE | - | ERCOT | DCWTA | Committed Resources | 79235 | 83231 | 85304 | 87297 | 88251 | 88251 | 88186 | 87824 | 87824 | 87824 | 87824
2003 | US | TRE | - | ERCOT | DCWTB | Uncommitted Resources | 0 | 0 | 0 | 0 | 0 | 0 | 0 | 0 | 0 | 0 | 0
2003 | US | TRE | - | ERCOT | DCWTI | Projected Total Internal Demand | 45414 | 46538 | 47702 | 48894 | 50116 | 51369 | 52654 | 53970 | 55319 | 56702 | 58120
2003 | US | FRCC | - | - | CWT | Total Capacity | 44671 | 49566 | 49468 | 52241 | 52773 | 54545 | 56302 | 57073 | 58845 | 60098 | 61587
2003 | US | FRCC | - | - | DCWAJ | Adjustments | 0 | 0 | 0 | 0 | 0 | 0 | 0 | 0 | 0 | 0 | 0
2003 | US | FRCC | - | - | DCWDGG | Distributed Generator Capacity >= 1 MW | 0 | 0 | 0 | 0 | 0 | 0 | 0 | 0 | 0 | 0 | 0
2003 | US | FRCC | - | - | DCWDGL | Distributed Generator Capacity < 1 MW | 0 | 0 | 0 | 0 | 0 | 0 | 0 | 0 | 0 | 0 | 0
2003 | US | FRCC | - | - | DCWFP | Full-Responsibility Purchases (portion of total purchases) | 1548 | 1550 | 1549 | 1549 | 1549 | 1549 | 1549 | 1549 | 1342 | 1342 | 1342
2003 | US | FRCC | - | - | DCWFS | Full-Responsibility Sales (portion of total sales) | 0 | 0 | 0 | 0 | 0 | 0 | 0 | 0 | 0 | 0 | 0
2003 | US | FRCC | - | - | DCWIC | Inoperable capacity | 0 | 0 | 0 | 0 | 0 | 0 | 0 | 0 | 0 | 0 | 0
2003 | US | FRCC | - | - | DCWIN | Internal Demand | 45635 | 44266 | 45301 | 46419 | 47561 | 48682 | 49814 | 50945 | 52166 | 53422 | 54682
2003 | US | FRCC | - | - | DCWIT | Interruptible Demand | 762 | 857 | 834 | 849 | 858 | 842 | 836 | 828 | 826 | 832 | 837
2003 | US | FRCC | - | - | DCWLM | Direct Control Load Management | 2872 | 2643 | 2633 | 2630 | 2628 | 2632 | 2636 | 2639 | 2636 | 2629 | 2623
2003 | US | FRCC | - | - | DCWNC | Net Capacity Resources | 46219 | 51116 | 51017 | 53790 | 54322 | 56094 | 57851 | 58622 | 60187 | 61440 | 62929
2003 | US | FRCC | - | - | DCWNI | Projected Net Internal Demand | 42001 | 40766 | 41834 | 42940 | 44075 | 45208 | 46342 | 47478 | 48704 | 49961 | 51222
2003 | US | FRCC | - | - | DCWNO | Net Operable Capacity | 44671 | 49566 | 49468 | 52241 | 52773 | 54545 | 56302 | 57073 | 58845 | 60098 | 61587
2003 | US | FRCC | - | - | DCWOTG | Other Generator Capacity >= 1 MW | 44671 | 49566 | 49468 | 52241 | 52773 | 54545 | 56302 | 57073 | 58845 | 60098 | 61587
2003 | US | FRCC | - | - | DCWOTL | Other Capacity < 1 MW | 0 | 0 | 0 | 0 | 0 | 0 | 0 | 0 | 0 | 0 | 0
2003 | US | FRCC | - | - | DCWPU | Purchases | 1548 | 1550 | 1549 | 1549 | 1549 | 1549 | 1549 | 1549 | 1342 | 1342 | 1342
2003 | US | FRCC | - | - | DCWSA | Sales | 0 | 0 | 0 | 0 | 0 | 0 | 0 | 0 | 0 | 0 | 0
2003 | US | FRCC | - | - | DCWST | Standby Demand | 0 | 0 | 0 | 0 | 0 | 0 | 0 | 0 | 0 | 0 | 0
2003 | US | FRCC | - | - | DCWT | Total Internal Capacity | 44671 | 49566 | 49468 | 52241 | 52773 | 54545 | 56302 | 57073 | 58845 | 60098 | 61587
2003 | US | FRCC | - | - | DCWTA | Committed Resources | 44671 | 49566 | 49468 | 52241 | 52773 | 54545 | 56302 | 57073 | 58845 | 60098 | 61587
2003 | US | FRCC | - | - | DCWTB | Uncommitted Resources | 0 | 0 | 0 | 0 | 0 | 0 | 0 | 0 | 0 | 0 | 0
2003 | US | FRCC | - | - | DCWTI | Projected Total Internal Demand | 45635 | 44266 | 45301 | 46419 | 47561 | 48682 | 49814 | 50945 | 52166 | 53422 | 54682
2003 | US | MAAC | - | - | CWT | Total Capacity | 65655 | 70680 | 72170 | 72269 | 72269 | 72269 | 72269 | 72269 | 72269 | 72269 | 72269
2003 | US | MAAC | - | - | DCWAJ | Adjustments | 0 | 0 | 0 | 0 | 0 | 0 | 0 | 0 | 0 | 0 | 0
2003 | US | MAAC | - | - | DCWDGG | Distributed Generator Capacity >= 1 MW | 307 | 307 | 307 | 307 | 307 | 307 | 307 | 307 | 307 | 307 | 307
2003 | US | MAAC | - | - | DCWDGL | Distributed Generator Capacity < 1 MW | 0 | 0 | 0 | 0 | 0 | 0 | 0 | 0 | 0 | 0 | 0
2003 | US | MAAC | - | - | DCWFP | Full-Responsibility Purchases (portion of total purchases) | 0 | 0 | 0 | 0 | 0 | 0 | 0 | 0 | 0 | 0 | 0
2003 | US | MAAC | - | - | DCWFS | Full-Responsibility Sales (portion of total sales) | 0 | 0 | 0 | 0 | 0 | 0 | 0 | 0 | 0 | 0 | 0
2003 | US | MAAC | - | - | DCWIC | Inoperable capacity | 0 | 0 | 0 | 0 | 0 | 0 | 0 | 0 | 0 | 0 | 0
2003 | US | MAAC | - | - | DCWIN | Internal Demand | 46551 | 44748 | 45522 | 46213 | 46909 | 47627 | 48338 | 49070 | 49796 | 50527 | 51245
2003 | US | MAAC | - | - | DCWIT | Interruptible Demand | 337 | 313 | 303 | 303 | 303 | 303 | 303 | 303 | 303 | 303 | 303
2003 | US | MAAC | - | - | DCWLM | Direct Control Load Management | 55 | 55 | 55 | 55 | 55 | 55 | 55 | 55 | 55 | 55 | 55
2003 | US | MAAC | - | - | DCWNC | Net Capacity Resources | 66143 | 71168 | 72658 | 72757 | 72307 | 72307 | 72307 | 72307 | 72307 | 72307 | 72307
2003 | US | MAAC | - | - | DCWNI | Projected Net Internal Demand | 46159 | 44380 | 45164 | 45855 | 46551 | 47269 | 47980 | 48712 | 49438 | 50169 | 50887
2003 | US | MAAC | - | - | DCWNO | Net Operable Capacity | 65655 | 70680 | 72170 | 72269 | 72269 | 72269 | 72269 | 72269 | 72269 | 72269 | 72269
2003 | US | MAAC | - | - | DCWOTG | Other Generator Capacity >= 1 MW | 65348 | 70373 | 71863 | 71962 | 71962 | 71962 | 71962 | 71962 | 71962 | 71962 | 71962
2003 | US | MAAC | - | - | DCWOTL | Other Capacity < 1 MW | 0 | 0 | 0 | 0 | 0 | 0 | 0 | 0 | 0 | 0 | 0
2003 | US | MAAC | - | - | DCWPU | Purchases | 488 | 488 | 488 | 488 | 38 | 38 | 38 | 38 | 38 | 38 | 38
2003 | US | MAAC | - | - | DCWSA | Sales | 0 | 0 | 0 | 0 | 0 | 0 | 0 | 0 | 0 | 0 | 0
2003 | US | MAAC | - | - | DCWST | Standby Demand | 0 | 0 | 0 | 0 | 0 | 0 | 0 | 0 | 0 | 0 | 0
2003 | US | MAAC | - | - | DCWT | Total Internal Capacity | 65655 | 70680 | 72170 | 72269 | 72269 | 72269 | 72269 | 72269 | 72269 | 72269 | 72269
2003 | US | MAAC | - | - | DCWTA | Committed Resources | 65655 | 70680 | 72170 | 72269 | 72269 | 72269 | 72269 | 72269 | 72269 | 72269 | 72269
2003 | US | MAAC | - | - | DCWTB | Uncommitted Resources | 0 | 0 | 0 | 0 | 0 | 0 | 0 | 0 | 0 | 0 | 0
2003 | US | MAAC | - | - | DCWTI | Projected Total Internal Demand | 46551 | 44748 | 45522 | 46213 | 46909 | 47627 | 48338 | 49070 | 49796 | 50527 | 51245
2003 | US | MAIN | - | - | CWT | Total Capacity | 68645 | 68965 | 72579 | 74451 | 75379 | 77530 | 79107 | 79673 | 79795 | 80506 | 80506
2003 | US | MAIN | - | - | DCWAJ | Adjustments | 0 | 0 | 0 | 0 | 0 | 0 | 0 | 0 | 0 | 0 | 0
2003 | US | MAIN | - | - | DCWDGG | Distributed Generator Capacity >= 1 MW | 344 | 345 | 345 | 345 | 345 | 345 | 345 | 345 | 345 | 345 | 345
2003 | US | MAIN | - | - | DCWDGL | Distributed Generator Capacity < 1 MW | 27 | 27 | 27 | 27 | 27 | 27 | 27 | 27 | 27 | 27 | 27
2003 | US | MAIN | - | - | DCWFP | Full-Responsibility Purchases (portion of total purchases) | 387 | 262 | 266 | 270 | 275 | 205 | 210 | 215 | 220 | 223 | 227
2003 | US | MAIN | - | - | DCWFS | Full-Responsibility Sales (portion of total sales) | 41 | 24 | 24 | 24 | 24 | 24 | 19 | 19 | 19 | 19 | 19
2003 | US | MAIN | - | - | DCWIC | Inoperable capacity | 3242 | 3064 | 3120 | 2959 | 2959 | 2959 | 2959 | 2959 | 2959 | 2959 | 2959
2003 | US | MAIN | - | - | DCWIN | Internal Demand | 42411 | 42331 | 42754 | 43610 | 44261 | 44858 | 45627 | 46420 | 47209 | 47996 | 48766
2003 | US | MAIN | - | - | DCWIT | Interruptible Demand | 1952 | 1575 | 1567 | 1569 | 1561 | 1558 | 1567 | 1572 | 1572 | 1572 | 1573
2003 | US | MAIN | - | - | DCWLM | Direct Control Load Management | 486 | 491 | 492 | 493 | 496 | 495 | 497 | 499 | 500 | 502 | 505
2003 | US | MAIN | - | - | DCWNC | Net Capacity Resources | 66694 | 66656 | 69913 | 72045 | 72527 | 74257 | 75718 | 76736 | 77115 | 77752 | 77762
2003 | US | MAIN | - | - | DCWNI | Projected Net Internal Demand | 39974 | 40266 | 40696 | 41549 | 42205 | 42806 | 43564 | 44350 | 45138 | 45923 | 46689
2003 | US | MAIN | - | - | DCWNO | Net Operable Capacity | 65403 | 65901 | 69459 | 71492 | 72420 | 74571 | 76148 | 76714 | 76836 | 77547 | 77547
2003 | US | MAIN | - | - | DCWOTG | Other Generator Capacity >= 1 MW | 65180 | 64741 | 66439 | 66480 | 66649 | 66735 | 67716 | 67716 | 67716 | 67716 | 67716
2003 | US | MAIN | - | - | DCWOTL | Other Capacity < 1 MW | 237 | 237 | 237 | 237 | 237 | 237 | 237 | 237 | 237 | 237 | 237
2003 | US | MAIN | - | - | DCWPU | Purchases | 1728 | 1179 | 1108 | 1207 | 1393 | 962 | 841 | 1343 | 1600 | 1576 | 1586
2003 | US | MAIN | - | - | DCWSA | Sales | 437 | 424 | 654 | 654 | 1286 | 1276 | 1271 | 1321 | 1321 | 1371 | 1371
2003 | US | MAIN | - | - | DCWST | Standby Demand | bar: 1799 to 1835
2003 | US | MAIN | - | - | DCWT | Total Internal Capacity | 68645 | 68965 | 72579 | 74451 | 75379 | 77530 | 79107 | 79673 | 79795 | 80506 | 80506
2003 | US | MAIN | - | - | DCWTA | Committed Resources | 65788 | 65350 | 67048 | 67089 | 67258 | 67344 | 68325 | 68325 | 68325 | 68325 | 68325
2003 | US | MAIN | - | - | DCWTB | Uncommitted Resources | 2857 | 3615 | 5531 | 7362 | 8121 | 10186 | 10782 | 11348 | 11470 | 12181 | 12181
2003 | US | MAIN | - | - | DCWTI | Projected Total Internal Demand | 42412 | 42332 | 42755 | 43611 | 44262 | 44859 | 45628 | 46421 | 47210 | 47997 | 48767
2003 | US | MRO | - | - | CWT | Total Capacity | 32469 | 33254 | 33606 | 33824 | 33867 | 35069 | 35068 | 35968 | 35949 | 35949 | 35949
2003 | US | MRO | - | - | DCWAJ | Adjustments | 6 | 6 | 6 | 6 | 6 | 6 | 6 | 6 | 6 | 6 | 6
2003 | US | MRO | - | - | DCWDGG | Distributed Generator Capacity >= 1 MW | 3266 | 3309 | 3311 | 3311 | 3312 | 3312 | 3312 | 3312 | 3293 | 3293 | 3293
2003 | US | MRO | - | - | DCWDGL | Distributed Generator Capacity < 1 MW | 8 | 8 | 8 | 8 | 8 | 8 | 8 | 8 | 8 | 8 | 8
2003 | US | MRO | - | - | DCWFP | Full-Responsibility Purchases (portion of total purchases) | 2542 | 2366 | 2223 | 2186 | 2192 | 2145 | 2152 | 2160 | 2167 | 2181 | 2181
2003 | US | MRO | - | - | DCWFS | Full-Responsibility Sales (portion of total sales) | 1333 | 1345 | 1330 | 1312 | 1261 | 1195 | 1155 | 1159 | 1165 | 1091 | 1091
2003 | US | MRO | - | - | DCWIC | Inoperable capacity | 0 | 7 | 0 | 0 | 0 | 0 | 0 | 0 | 0 | 0 | 0
2003 | US | MRO | - | - | DCWIN | Internal Demand | 23645 | 24148 | 24541 | 24947 | 25367 | 25779 | 26167 | 26561 | 26946 | 27323 | 27748
2003 | US | MRO | - | - | DCWIT | Interruptible Demand | 220 | 220 | 220 | 220 | 220 | 220 | 220 | 220 | 220 | 220 | 220
2003 | US | MRO | - | - | DCWLM | Direct Control Load Management | 335 | 346 | 357 | 348 | 338 | 329 | 320 | 331 | 342 | 353 | 354
2003 | US | MRO | - | - | DCWNC | Net Capacity Resources | 33224 | 33667 | 34167 | 34286 | 34376 | 35561 | 35667 | 36370 | 36370 | 36589 | 36589
2003 | US | MRO | - | - | DCWNI | Projected Net Internal Demand | 23090 | 23582 | 23964 | 24379 | 24809 | 25230 | 25627 | 26010 | 26384 | 26750 | 27174
2003 | US | MRO | - | - | DCWNO | Net Operable Capacity | 32469 | 33247 | 33606 | 33824 | 33867 | 35069 | 35068 | 35968 | 35949 | 35949 | 35949
2003 | US | MRO | - | - | DCWOTG | Other Generator Capacity >= 1 MW | 28387 | 28690 | 28677 | 28663 | 28639 | 28666 | 28642 | 29242 | 29242 | 29242 | 29242
2003 | US | MRO | - | - | DCWOTL | Other Capacity < 1 MW | 64 | 64 | 64 | 61 | 61 | 61 | 61 | 61 | 61 | 61 | 61
2003 | US | MRO | - | - | DCWPU | Purchases | 5049 | 3935 | 3310 | 3127 | 3034 | 2990 | 2998 | 3105 | 3007 | 3022 | 3022
2003 | US | MRO | - | - | DCWSA | Sales | 4300 | 3521 | 2755 | 2671 | 2531 | 2504 | 2405 | 2709 | 2592 | 2388 | 2388
2003 | US | MRO | - | - | DCWST | Standby Demand | 0 | 0 | 0 | 0 | 0 | 0 | 0 | 0 | 0 | 0 | 0
2003 | US | MRO | - | - | DCWT | Total Internal Capacity | 32469 | 33254 | 33606 | 33824 | 33867 | 35069 | 35068 | 35968 | 35949 | 35949 | 35949
2003 | US | MRO | - | - | DCWTA | Committed Resources | 31725 | 32071 | 32060 | 32043 | 32020 | 32047 | 32023 | 32623 | 32604 | 32604 | 32604
2003 | US | MRO | - | - | DCWTB | Uncommitted Resources | 744 | 1183 | 1546 | 1781 | 1847 | 3022 | 3045 | 3345 | 3345 | 3345 | 3345
2003 | US | MRO | - | - | DCWTI | Projected Total Internal Demand | 23645 | 24148 | 24541 | 24947 | 25367 | 25779 | 26167 | 26561 | 26946 | 27323 | 27748
2003 | US | NPCC | - | - | CWT | Total Capacity | 68478 | 73821 | 75257 | 79208 | 81122 | 82288 | 82288 | 82288 | 82288 | 82288 | 82288
2003 | US | NPCC | - | - | DCWAJ | Adjustments | 0 | 0 | 0 | 0 | 0 | 0 | 0 | 0 | 0 | 0 | 0
2003 | US | NPCC | - | - | DCWDGG | Distributed Generator Capacity >= 1 MW | 455 | 455 | 455 | 455 | 455 | 455 | 455 | 455 | 455 | 455 | 455
2003 | US | NPCC | - | - | DCWDGL | Distributed Generator Capacity < 1 MW | bar: 1799 to 1835
2003 | US | NPCC | - | - | DCWFP | Full-Responsibility Purchases (portion of total purchases) | 1401 | 587 | 487 | 487 | 487 | 432 | 407 | 407 | 400 | 400 | 400
2003 | US | NPCC | - | - | DCWFS | Full-Responsibility Sales (portion of total sales) | 995 | 306 | 306 | 306 | 306 | 306 | 306 | 306 | 299 | 299 | 299
2003 | US | NPCC | - | - | DCWIC | Inoperable capacity | 0 | 0 | 0 | 0 | 0 | 0 | 0 | 0 | 0 | 0 | 0
2003 | US | NPCC | - | - | DCWIN | Internal Demand | 46009 | 46903 | 47636 | 48215 | 48830 | 49482 | 50075 | 50671 | 51313 | 51973 | 52618
2003 | US | NPCC | - | - | DCWIT | Interruptible Demand | 0 | 0 | 0 | 0 | 0 | 0 | 0 | 0 | 0 | 0 | 0
2003 | US | NPCC | - | - | DCWLM | Direct Control Load Management | 29 | 28 | 17 | 17 | 16 | 12 | 9 | 5 | 3 | 1 | 0
2003 | US | NPCC | - | - | DCWNC | Net Capacity Resources | 68884 | 74102 | 75438 | 79389 | 81303 | 82414 | 82389 | 82389 | 82389 | 82389 | 82389
2003 | US | NPCC | - | - | DCWNI | Projected Net Internal Demand | 45980 | 46875 | 47619 | 48198 | 48814 | 49470 | 50066 | 50666 | 51310 | 51972 | 52618
2003 | US | NPCC | - | - | DCWNO | Net Operable Capacity | 68478 | 73821 | 75257 | 79208 | 81122 | 82288 | 82288 | 82288 | 82288 | 82288 | 82288
2003 | US | NPCC | - | - | DCWOTG | Other Generator Capacity >= 1 MW | 67996 | 73339 | 74775 | 78726 | 80640 | 81806 | 81806 | 81806 | 81806 | 81806 | 81806
2003 | US | NPCC | - | - | DCWOTL | Other Capacity < 1 MW | 26 | 26 | 26 | 26 | 26 | 26 | 26 | 26 | 26 | 26 | 26
2003 | US | NPCC | - | - | DCWPU | Purchases | 1401 | 587 | 487 | 487 | 487 | 432 | 407 | 407 | 400 | 400 | 400
2003 | US | NPCC | - | - | DCWSA | Sales | 995 | 306 | 306 | 306 | 306 | 306 | 306 | 306 | 299 | 299 | 299
2003 | US | NPCC | - | - | DCWST | Standby Demand | 0 | 0 | 0 | 0 | 0 | 0 | 0 | 0 | 0 | 0 | 0
2003 | US | NPCC | - | - | DCWT | Total Internal Capacity | 68478 | 73821 | 75257 | 79208 | 81122 | 82288 | 82288 | 82288 | 82288 | 82288 | 82288
2003 | US | NPCC | - | - | DCWTA | Committed Resources | 68478 | 73821 | 75257 | 79208 | 81122 | 82288 | 82288 | 82288 | 82288 | 82288 | 82288
2003 | US | NPCC | - | - | DCWTB | Uncommitted Resources | 0 | 0 | 0 | 0 | 0 | 0 | 0 | 0 | 0 | 0 | 0
2003 | US | NPCC | - | - | DCWTI | Projected Total Internal Demand | 46009 | 46903 | 47636 | 48215 | 48830 | 49482 | 50075 | 50671 | 51313 | 51973 | 52618
2003 | US | NPCC | New England | New England | CWT | Total Capacity | 29993 | 33776 | 34331 | 34619 | 35193 | 35778 | 35778 | 35778 | 35778 | 35778 | 35778
2003 | US | NPCC | New England | New England | DCWAJ | Adjustments | 0 | 0 | 0 | 0 | 0 | 0 | 0 | 0 | 0 | 0 | 0
2003 | US | NPCC | New England | New England | DCWDGG | Distributed Generator Capacity >= 1 MW | 455 | 455 | 455 | 455 | 455 | 455 | 455 | 455 | 455 | 455 | 455
2003 | US | NPCC | New England | New England | DCWDGL | Distributed Generator Capacity < 1 MW | bar: 1799 to 1835
2003 | US | NPCC | New England | New England | DCWFP | Full-Responsibility Purchases (portion of total purchases) | 1321 | 507 | 407 | 407 | 407 | 407 | 407 | 407 | 400 | 400 | 400
2003 | US | NPCC | New England | New England | DCWFS | Full-Responsibility Sales (portion of total sales) | 0 | 0 | 0 | 0 | 0 | 0 | 0 | 0 | 0 | 0 | 0
2003 | US | NPCC | New England | New England | DCWIC | Inoperable capacity | 0 | 0 | 0 | 0 | 0 | 0 | 0 | 0 | 0 | 0 | 0
2003 | US | NPCC | New England | New England | DCWIN | Internal Demand | 21535 | 22010 | 22300 | 22580 | 22870 | 23210 | 23570 | 23940 | 24350 | 24770 | 25170
2003 | US | NPCC | New England | New England | DCWIT | Interruptible Demand | 0 | 0 | 0 | 0 | 0 | 0 | 0 | 0 | 0 | 0 | 0
2003 | US | NPCC | New England | New England | DCWLM | Direct Control Load Management | 29 | 28 | 17 | 17 | 16 | 12 | 9 | 5 | 3 | 1 | 0
2003 | US | NPCC | New England | New England | DCWNC | Net Capacity Resources | 31314 | 34283 | 34738 | 35026 | 35600 | 36185 | 36185 | 36185 | 36178 | 36178 | 36178
2003 | US | NPCC | New England | New England | DCWNI | Projected Net Internal Demand | 21506 | 21982 | 22283 | 22563 | 22854 | 23198 | 23561 | 23935 | 24347 | 24769 | 25170
2003 | US | NPCC | New England | New England | DCWNO | Net Operable Capacity | 29993 | 33776 | 34331 | 34619 | 35193 | 35778 | 35778 | 35778 | 35778 | 35778 | 35778
2003 | US | NPCC | New England | New England | DCWOTG | Other Generator Capacity >= 1 MW | 29511 | 33294 | 33849 | 34137 | 34711 | 35296 | 35296 | 35296 | 35296 | 35296 | 35296
2003 | US | NPCC | New England | New England | DCWOTL | Other Capacity < 1 MW | 26 | 26 | 26 | 26 | 26 | 26 | 26 | 26 | 26 | 26 | 26
2003 | US | NPCC | New England | New England | DCWPU | Purchases | 1321 | 507 | 407 | 407 | 407 | 407 | 407 | 407 | 400 | 400 | 400
2003 | US | NPCC | New England | New England | DCWSA | Sales | 0 | 0 | 0 | 0 | 0 | 0 | 0 | 0 | 0 | 0 | 0
2003 | US | NPCC | New England | New England | DCWST | Standby Demand | 0 | 0 | 0 | 0 | 0 | 0 | 0 | 0 | 0 | 0 | 0
2003 | US | NPCC | New England | New England | DCWT | Total Internal Capacity | 29993 | 33776 | 34331 | 34619 | 35193 | 35778 | 35778 | 35778 | 35778 | 35778 | 35778
2003 | US | NPCC | New England | New England | DCWTA | Committed Resources | 29993 | 33776 | 34331 | 34619 | 35193 | 35778 | 35778 | 35778 | 35778 | 35778 | 35778
2003 | US | NPCC | New England | New England | DCWTB | Uncommitted Resources | 0 | 0 | 0 | 0 | 0 | 0 | 0 | 0 | 0 | 0 | 0
2003 | US | NPCC | New England | New England | DCWTI | Projected Total Internal Demand | 21535 | 22010 | 22300 | 22580 | 22870 | 23210 | 23570 | 23940 | 24350 | 24770 | 25170
2003 | US | NPCC | New York | New York | CWT | Total Capacity | 38485 | 40045 | 40926 | 44589 | 45929 | 46510 | 46510 | 46510 | 46510 | 46510 | 46510
2003 | US | NPCC | New York | New York | DCWAJ | Adjustments | 0 | 0 | 0 | 0 | 0 | 0 | 0 | 0 | 0 | 0 | 0
2003 | US | NPCC | New York | New York | DCWDGG | Distributed Generator Capacity >= 1 MW | 0 | 0 | 0 | 0 | 0 | 0 | 0 | 0 | 0 | 0 | 0
2003 | US | NPCC | New York | New York | DCWDGL | Distributed Generator Capacity < 1 MW | 0 | 0 | 0 | 0 | 0 | 0 | 0 | 0 | 0 | 0 | 0
2003 | US | NPCC | New York | New York | DCWFP | Full-Responsibility Purchases (portion of total purchases) | 80 | 80 | 80 | 80 | 80 | 25 | 0 | 0 | 0 | 0 | 0
2003 | US | NPCC | New York | New York | DCWFS | Full-Responsibility Sales (portion of total sales) | 995 | 306 | 306 | 306 | 306 | 306 | 306 | 306 | 299 | 299 | 299
2003 | US | NPCC | New York | New York | DCWIC | Inoperable capacity | 0 | 0 | 0 | 0 | 0 | 0 | 0 | 0 | 0 | 0 | 0
2003 | US | NPCC | New York | New York | DCWIN | Internal Demand | 24474 | 24893 | 25336 | 25635 | 25960 | 26272 | 26505 | 26731 | 26963 | 27203 | 27448
2003 | US | NPCC | New York | New York | DCWIT | Interruptible Demand | 0 | 0 | 0 | 0 | 0 | 0 | 0 | 0 | 0 | 0 | 0
2003 | US | NPCC | New York | New York | DCWLM | Direct Control Load Management | 0 | 0 | 0 | 0 | 0 | 0 | 0 | 0 | 0 | 0 | 0
2003 | US | NPCC | New York | New York | DCWNC | Net Capacity Resources | 37570 | 39819 | 40700 | 44363 | 45703 | 46229 | 46204 | 46204 | 46211 | 46211 | 46211
2003 | US | NPCC | New York | New York | DCWNI | Projected Net Internal Demand | 24474 | 24893 | 25336 | 25635 | 25960 | 26272 | 26505 | 26731 | 26963 | 27203 | 27448
2003 | US | NPCC | New York | New York | DCWNO | Net Operable Capacity | 38485 | 40045 | 40926 | 44589 | 45929 | 46510 | 46510 | 46510 | 46510 | 46510 | 46510
2003 | US | NPCC | New York | New York | DCWOTG | Other Generator Capacity >= 1 MW | 38485 | 40045 | 40926 | 44589 | 45929 | 46510 | 46510 | 46510 | 46510 | 46510 | 46510
2003 | US | NPCC | New York | New York | DCWOTL | Other Capacity < 1 MW | 0 | 0 | 0 | 0 | 0 | 0 | 0 | 0 | 0 | 0 | 0
2003 | US | NPCC | New York | New York | DCWPU | Purchases | 80 | 80 | 80 | 80 | 80 | 25 | 0 | 0 | 0 | 0 | 0
2003 | US | NPCC | New York | New York | DCWSA | Sales | 995 | 306 | 306 | 306 | 306 | 306 | 306 | 306 | 299 | 299 | 299
2003 | US | NPCC | New York | New York | DCWST | Standby Demand | 0 | 0 | 0 | 0 | 0 | 0 | 0 | 0 | 0 | 0 | 0
2003 | US | NPCC | New York | New York | DCWT | Total Internal Capacity | 38485 | 40045 | 40926 | 44589 | 45929 | 46510 | 46510 | 46510 | 46510 | 46510 | 46510
2003 | US | NPCC | New York | New York | DCWTA | Committed Resources | 38485 | 40045 | 40926 | 44589 | 45929 | 46510 | 46510 | 46510 | 46510 | 46510 | 46510
2003 | US | NPCC | New York | New York | DCWTB | Uncommitted Resources | 0 | 0 | 0 | 0 | 0 | 0 | 0 | 0 | 0 | 0 | 0
2003 | US | NPCC | New York | New York | DCWTI | Projected Total Internal Demand | 24474 | 24893 | 25336 | 25635 | 25960 | 26272 | 26505 | 26731 | 26963 | 27203 | 27448
2003 | US | SERC | - | - | CWT | Total Capacity | 168800 | 173013 | 177829 | 179259 | 180674 | 181198 | 182053 | 183986 | 185938 | 187755 | 186785
2003 | US | SERC | - | - | DCWAJ | Adjustments | -125 | -210 | -295 | -380 | -380 | -380 | -380 | -380 | -380 | -380 | -380
2003 | US | SERC | - | - | DCWDGG | Distributed Generator Capacity >= 1 MW | 154 | 154 | 154 | 154 | 154 | 154 | 154 | 154 | 154 | 154 | 154
2003 | US | SERC | - | - | DCWDGL | Distributed Generator Capacity < 1 MW | 0 | 0 | 0 | 0 | 0 | 0 | 0 | 0 | 0 | 0 | 0
2003 | US | SERC | - | - | DCWFP | Full-Responsibility Purchases (portion of total purchases) | 0 | 0 | 0 | 0 | 0 | 0 | 0 | 0 | 0 | 0 | 0
2003 | US | SERC | - | - | DCWFS | Full-Responsibility Sales (portion of total sales) | 0 | 0 | 0 | 0 | 0 | 0 | 0 | 0 | 0 | 0 | 0
2003 | US | SERC | - | - | DCWIC | Inoperable capacity | 1454 | 1454 | 1454 | 1454 | 1454 | 389 | 389 | 389 | 389 | 389 | 389
2003 | US | SERC | - | - | DCWIN | Internal Demand | 141882 | 138291 | 141511 | 143927 | 143919 | 150215 | 153297 | 156495 | 159366 | 161727 | 164812
2003 | US | SERC | - | - | DCWIT | Interruptible Demand | 3888 | 4264 | 4249 | 4128 | 3998 | 3954 | 3867 | 3739 | 3531 | 3395 | 3255
2003 | US | SERC | - | - | DCWLM | Direct Control Load Management | 453 | 458 | 466 | 472 | 478 | 486 | 494 | 500 | 508 | 517 | 524
2003 | US | SERC | - | - | DCWNC | Net Capacity Resources | 174925 | 179155 | 184599 | 186531 | 188263 | 189936 | 191422 | 193964 | 196718 | 198136 | 196976
2003 | US | SERC | - | - | DCWNI | Projected Net Internal Demand | 137541 | 133569 | 136796 | 139327 | 139443 | 145775 | 148936 | 152256 | 155327 | 157815 | 161033
2003 | US | SERC | - | - | DCWNO | Net Operable Capacity | 167346 | 171559 | 176375 | 177805 | 179220 | 180809 | 181664 | 183597 | 185549 | 187366 | 186396
2003 | US | SERC | - | - | DCWOTG | Other Generator Capacity >= 1 MW | 162220 | 166583 | 170599 | 171584 | 172299 | 172500 | 172954 | 173353 | 173941 | 174700 | 175215
2003 | US | SERC | - | - | DCWOTL | Other Capacity < 1 MW | 6276 | 6276 | 6276 | 6276 | 6876 | 6876 | 6876 | 6876 | 6876 | 6876 | 6876
2003 | US | SERC | - | - | DCWPU | Purchases | 12244 | 12582 | 13176 | 13433 | 13425 | 13459 | 14090 | 14559 | 15286 | 14627 | 14437
2003 | US | SERC | - | - | DCWSA | Sales | 4540 | 4776 | 4657 | 4327 | 4002 | 3952 | 3952 | 3812 | 3737 | 3477 | 3477
2003 | US | SERC | - | - | DCWST | Standby Demand | 0 | 0 | 0 | 0 | 0 | 0 | 0 | 0 | 0 | 0 | 0
2003 | US | SERC | - | - | DCWT | Total Internal Capacity | 168800 | 173013 | 177829 | 179259 | 180674 | 181198 | 182053 | 183986 | 185938 | 187755 | 186785
2003 | US | SERC | - | - | DCWTA | Committed Resources | 168650 | 173013 | 177029 | 178014 | 179329 | 179530 | 179984 | 180383 | 180971 | 181730 | 182245
2003 | US | SERC | - | - | DCWTB | Uncommitted Resources | 150 | 0 | 800 | 1245 | 1345 | 1668 | 2069 | 3603 | 4967 | 6025 | 4540
2003 | US | SERC | - | - | DCWTI | Projected Total Internal Demand | 141882 | 138291 | 141511 | 143927 | 143919 | 150215 | 153297 | 156495 | 159366 | 161727 | 164812
2003 | US | SERC | Central | - | CWT | Total Capacity | 32993 | 33036 | 33122 | 33314 | 33462 | 33679 | 33708 | 34478 | 35497 | 36270 | 36787
2003 | US | SERC | Central | - | DCWAJ | Adjustments | 0 | 0 | 0 | 0 | 0 | 0 | 0 | 0 | 0 | 0 | 0
2003 | US | SERC | Central | - | DCWDGG | Distributed Generator Capacity >= 1 MW | 0 | 0 | 0 | 0 | 0 | 0 | 0 | 0 | 0 | 0 | 0
2003 | US | SERC | Central | - | DCWDGL | Distributed Generator Capacity < 1 MW | 0 | 0 | 0 | 0 | 0 | 0 | 0 | 0 | 0 | 0 | 0
2003 | US | SERC | Central | - | DCWFP | Full-Responsibility Purchases (portion of total purchases) | 0 | 0 | 0 | 0 | 0 | 0 | 0 | 0 | 0 | 0 | 0
2003 | US | SERC | Central | - | DCWFS | Full-Responsibility Sales (portion of total sales) | 0 | 0 | 0 | 0 | 0 | 0 | 0 | 0 | 0 | 0 | 0
2003 | US | SERC | Central | - | DCWIC | Inoperable capacity | 1289 | 1289 | 1289 | 1289 | 1289 | 224 | 224 | 224 | 224 | 224 | 224
2003 | US | SERC | Central | - | DCWIN | Internal Demand | 28961 | 29267 | 29955 | 30548 | 31246 | 32011 | 32784 | 33628 | 34053 | 34427 | 34806
2003 | US | SERC | Central | - | DCWIT | Interruptible Demand | 2599 | 2610 | 2594 | 2473 | 2342 | 2311 | 2223 | 2095 | 1885 | 1749 | 1608
2003 | US | SERC | Central | - | DCWLM | Direct Control Load Management | 0 | 0 | 0 | 0 | 0 | 0 | 0 | 0 | 0 | 0 | 0
2003 | US | SERC | Central | - | DCWNC | Net Capacity Resources | 32264 | 31910 | 32498 | 32693 | 32843 | 33628 | 33660 | 34433 | 35455 | 36231 | 36751
2003 | US | SERC | Central | - | DCWNI | Projected Net Internal Demand | 26362 | 26657 | 27361 | 28075 | 28904 | 29700 | 30561 | 31533 | 32168 | 32678 | 33198
2003 | US | SERC | Central | - | DCWNO | Net Operable Capacity | 31704 | 31747 | 31833 | 32025 | 32173 | 33455 | 33484 | 34254 | 35273 | 36046 | 36563
2003 | US | SERC | Central | - | DCWOTG | Other Generator Capacity >= 1 MW | 32993 | 33036 | 33122 | 33314 | 33462 | 33679 | 33708 | 33728 | 33747 | 33770 | 33787
2003 | US | SERC | Central | - | DCWOTL | Other Capacity < 1 MW | 0 | 0 | 0 | 0 | 0 | 0 | 0 | 0 | 0 | 0 | 0
2003 | US | SERC | Central | - | DCWPU | Purchases | 1035 | 638 | 1140 | 1143 | 1145 | 648 | 651 | 654 | 657 | 660 | 663
2003 | US | SERC | Central | - | DCWSA | Sales | 475 | 475 | 475 | 475 | 475 | 475 | 475 | 475 | 475 | 475 | 475
2003 | US | SERC | Central | - | DCWST | Standby Demand | 0 | 0 | 0 | 0 | 0 | 0 | 0 | 0 | 0 | 0 | 0
2003 | US | SERC | Central | - | DCWT | Total Internal Capacity | 32993 | 33036 | 33122 | 33314 | 33462 | 33679 | 33708 | 34478 | 35497 | 36270 | 36787
2003 | US | SERC | Central | - | DCWTA | Committed Resources | 32993 | 33036 | 33122 | 33314 | 33462 | 33679 | 33708 | 33728 | 33747 | 33770 | 33787
2003 | US | SERC | Central | - | DCWTB | Uncommitted Resources | 0 | 0 | 0 | 0 | 0 | 0 | 0 | 750 | 1750 | 2500 | 3000
2003 | US | SERC | Central | - | DCWTI | Projected Total Internal Demand | 28961 | 29267 | 29955 | 30548 | 31246 | 32011 | 32784 | 33628 | 34053 | 34427 | 34806
2003 | US | SERC | Delta | - | CWT | Total Capacity | 27676 | 27616 | 27815 | 28383 | 29223 | 29310 | 29880 | 29969 | 30538 | 31106 | 31192
2003 | US | SERC | Delta | - | DCWAJ | Adjustments | 0 | 0 | 0 | 0 | 0 | 0 | 0 | 0 | 0 | 0 | 0
2003 | US | SERC | Delta | - | DCWDGG | Distributed Generator Capacity >= 1 MW | 0 | 0 | 0 | 0 | 0 | 0 | 0 | 0 | 0 | 0 | 0
2003 | US | SERC | Delta | - | DCWDGL | Distributed Generator Capacity < 1 MW | 0 | 0 | 0 | 0 | 0 | 0 | 0 | 0 | 0 | 0 | 0
2003 | US | SERC | Delta | - | DCWFP | Full-Responsibility Purchases (portion of total purchases) | 0 | 0 | 0 | 0 | 0 | 0 | 0 | 0 | 0 | 0 | 0
2003 | US | SERC | Delta | - | DCWFS | Full-Responsibility Sales (portion of total sales) | 0 | 0 | 0 | 0 | 0 | 0 | 0 | 0 | 0 | 0 | 0
2003 | US | SERC | Delta | - | DCWIC | Inoperable capacity | 0 | 0 | 0 | 0 | 0 | 0 | 0 | 0 | 0 | 0 | 0
2003 | US | SERC | Delta | - | DCWIN | Internal Demand | 21093 | 19641 | 20158 | 20150 | 20407 | 21029 | 21331 | 21590 | 21977 | 22087 | 22789
2003 | US | SERC | Delta | - | DCWIT | Interruptible Demand | 13 | 13 | 13 | 13 | 13 | 0 | 0 | 0 | 0 | 0 | 0
2003 | US | SERC | Delta | - | DCWLM | Direct Control Load Management | 0 | 0 | 0 | 0 | 0 | 0 | 0 | 0 | 0 | 0 | 0
2003 | US | SERC | Delta | - | DCWNC | Net Capacity Resources | 28152 | 29530 | 29899 | 30667 | 31151 | 31488 | 32058 | 32267 | 32961 | 33479 | 33615
2003 | US | SERC | Delta | - | DCWNI | Projected Net Internal Demand | 21080 | 19628 | 20145 | 20137 | 20394 | 21029 | 21331 | 21590 | 21977 | 22087 | 22789
2003 | US | SERC | Delta | - | DCWNO | Net Operable Capacity | 27676 | 27616 | 27815 | 28383 | 29223 | 29310 | 29880 | 29969 | 30538 | 31106 | 31192
2003 | US | SERC | Delta | - | DCWOTG | Other Generator Capacity >= 1 MW | 21400 | 21340 | 21539 | 22107 | 22347 | 22347 | 22827 | 22827 | 23307 | 23787 | 23787
2003 | US | SERC | Delta | - | DCWOTL | Other Capacity < 1 MW | 6276 | 6276 | 6276 | 6276 | 6876 | 6876 | 6876 | 6876 | 6876 | 6876 | 6876
2003 | US | SERC | Delta | - | DCWPU | Purchases | 1071 | 2369 | 2279 | 2479 | 2123 | 2323 | 2323 | 2423 | 2473 | 2423 | 2473
2003 | US | SERC | Delta | - | DCWSA | Sales | 595 | 455 | 195 | 195 | 195 | 145 | 145 | 125 | 50 | 50 | 50
2003 | US | SERC | Delta | - | DCWST | Standby Demand | 0 | 0 | 0 | 0 | 0 | 0 | 0 | 0 | 0 | 0 | 0
2003 | US | SERC | Delta | - | DCWT | Total Internal Capacity | 27676 | 27616 | 27815 | 28383 | 29223 | 29310 | 29880 | 29969 | 30538 | 31106 | 31192
2003 | US | SERC | Delta | - | DCWTA | Committed Resources | 27676 | 27616 | 27815 | 28383 | 29223 | 29223 | 29703 | 29703 | 30183 | 30663 | 30663
2003 | US | SERC | Delta | - | DCWTB | Uncommitted Resources | 0 | 0 | 0 | 0 | 0 | 87 | 177 | 266 | 355 | 443 | 529
2003 | US | SERC | Delta | - | DCWTI | Projected Total Internal Demand | 21093 | 19641 | 20158 | 20150 | 20407 | 21029 | 21331 | 21590 | 21977 | 22087 | 22789
2003 | US | SERC | Southeastern | - | CWT | Total Capacity | 47715 | 50363 | 52796 | 52919 | 52945 | 52902 | 52902 | 53147 | 52267 | 51941 | 51882
2003 | US | SERC | Southeastern | - | DCWAJ | Adjustments | -125 | -210 | -295 | -380 | -380 | -380 | -380 | -380 | -380 | -380 | -380
2003 | US | SERC | Southeastern | - | DCWDGG | Distributed Generator Capacity >= 1 MW | 135 | 135 | 135 | 135 | 135 | 135 | 135 | 135 | 135 | 135 | 135
2003 | US | SERC | Southeastern | - | DCWDGL | Distributed Generator Capacity < 1 MW | 0 | 0 | 0 | 0 | 0 | 0 | 0 | 0 | 0 | 0 | 0
2003 | US | SERC | Southeastern | - | DCWFP | Full-Responsibility Purchases (portion of total purchases) | 0 | 0 | 0 | 0 | 0 | 0 | 0 | 0 | 0 | 0 | 0
2003 | US | SERC | Southeastern | - | DCWFS | Full-Responsibility Sales (portion of total sales) | 0 | 0 | 0 | 0 | 0 | 0 | 0 | 0 | 0 | 0 | 0
2003 | US | SERC | Southeastern | - | DCWIC | Inoperable capacity | 79 | 79 | 79 | 79 | 79 | 79 | 79 | 79 | 79 | 79 | 79
2003 | US | SERC | Southeastern | - | DCWIN | Internal Demand | 37840 | 37623 | 38539 | 39414 | 37396 | 41286 | 42292 | 43315 | 44348 | 45429 | 46536
2003 | US | SERC | Southeastern | - | DCWIT | Interruptible Demand | 139 | 139 | 139 | 139 | 139 | 139 | 139 | 139 | 140 | 140 | 140
2003 | US | SERC | Southeastern | - | DCWLM | Direct Control Load Management | 0 | 0 | 0 | 0 | 0 | 0 | 0 | 0 | 0 | 0 | 0
2003 | US | SERC | Southeastern | - | DCWNC | Net Capacity Resources | 48236 | 50543 | 52944 | 53434 | 54336 | 54747 | 55536 | 56297 | 56296 | 55621 | 55501
2003 | US | SERC | Southeastern | - | DCWNI | Projected Net Internal Demand | 37701 | 37484 | 38400 | 39275 | 37257 | 41147 | 42153 | 43176 | 44208 | 45289 | 46396
2003 | US | SERC | Southeastern | - | DCWNO | Net Operable Capacity | 47636 | 50284 | 52717 | 52840 | 52866 | 52823 | 52823 | 53068 | 52188 | 51862 | 51803
2003 | US | SERC | Southeastern | - | DCWOTG | Other Generator Capacity >= 1 MW | 47580 | 50228 | 52661 | 52639 | 52665 | 52622 | 52622 | 52602 | 51722 | 51276 | 51072
2003 | US | SERC | Southeastern | - | DCWOTL | Other Capacity < 1 MW | 0 | 0 | 0 | 0 | 0 | 0 | 0 | 0 | 0 | 0 | 0
2003 | US | SERC | Southeastern | - | DCWPU | Purchases | 3517 | 3261 | 3455 | 3853 | 4504 | 4958 | 5747 | 6263 | 7142 | 6533 | 6472
2003 | US | SERC | Southeastern | - | DCWSA | Sales | 2792 | 2792 | 2933 | 2879 | 2654 | 2654 | 2654 | 2654 | 2654 | 2394 | 2394
2003 | US | SERC | Southeastern | - | DCWST | Standby Demand | 0 | 0 | 0 | 0 | 0 | 0 | 0 | 0 | 0 | 0 | 0
2003 | US | SERC | Southeastern | - | DCWT | Total Internal Capacity | 47715 | 50363 | 52796 | 52919 | 52945 | 52902 | 52902 | 53147 | 52267 | 51941 | 51882
2003 | US | SERC | Southeastern | - | DCWTA | Committed Resources | 47715 | 50363 | 52796 | 52774 | 52800 | 52757 | 52757 | 52737 | 51857 | 51411 | 51207
2003 | US | SERC | Southeastern | - | DCWTB | Uncommitted Resources | 0 | 0 | 0 | 145 | 145 | 145 | 145 | 410 | 410 | 530 | 675
2003 | US | SERC | Southeastern | - | DCWTI | Projected Total Internal Demand | 37840 | 37623 | 38539 | 39414 | 37396 | 41286 | 42292 | 43315 | 44348 | 45429 | 46536
2003 | US | SERC | VACAR | - | CWT | Total Capacity | 60416 | 61998 | 64096 | 64643 | 65044 | 65307 | 65563 | 66392 | 67636 | 68438 | 66924
2003 | US | SERC | VACAR | - | DCWAJ | Adjustments | 0 | 0 | 0 | 0 | 0 | 0 | 0 | 0 | 0 | 0 | 0
2003 | US | SERC | VACAR | - | DCWDGG | Distributed Generator Capacity >= 1 MW | 19 | 19 | 19 | 19 | 19 | 19 | 19 | 19 | 19 | 19 | 19
2003 | US | SERC | VACAR | - | DCWDGL | Distributed Generator Capacity < 1 MW | 0 | 0 | 0 | 0 | 0 | 0 | 0 | 0 | 0 | 0 | 0
2003 | US | SERC | VACAR | - | DCWFP | Full-Responsibility Purchases (portion of total purchases) | 0 | 0 | 0 | 0 | 0 | 0 | 0 | 0 | 0 | 0 | 0
2003 | US | SERC | VACAR | - | DCWFS | Full-Responsibility Sales (portion of total sales) | 0 | 0 | 0 | 0 | 0 | 0 | 0 | 0 | 0 | 0 | 0
2003 | US | SERC | VACAR | - | DCWIC | Inoperable capacity | 86 | 86 | 86 | 86 | 86 | 86 | 86 | 86 | 86 | 86 | 86
2003 | US | SERC | VACAR | - | DCWIN | Internal Demand | 53988 | 51760 | 52859 | 53815 | 54870 | 55889 | 56890 | 57962 | 58988 | 59784 | 60681
2003 | US | SERC | VACAR | - | DCWIT | Interruptible Demand | 1137 | 1502 | 1503 | 1503 | 1504 | 1504 | 1505 | 1505 | 1506 | 1506 | 1507
2003 | US | SERC | VACAR | - | DCWLM | Direct Control Load Management | 453 | 458 | 466 | 472 | 478 | 486 | 494 | 500 | 508 | 517 | 524
2003 | US | SERC | VACAR | - | DCWNC | Net Capacity Resources | 66273 | 67172 | 69258 | 69737 | 69933 | 70073 | 70168 | 70967 | 72006 | 72805 | 71109
2003 | US | SERC | VACAR | - | DCWNI | Projected Net Internal Demand | 52398 | 49800 | 50890 | 51840 | 52888 | 53899 | 54891 | 55957 | 56974 | 57761 | 58650
2003 | US | SERC | VACAR | - | DCWNO | Net Operable Capacity | 60330 | 61912 | 64010 | 64557 | 64958 | 65221 | 65477 | 66306 | 67550 | 68352 | 66838
2003 | US | SERC | VACAR | - | DCWOTG | Other Generator Capacity >= 1 MW | 60247 | 61979 | 63277 | 63524 | 63825 | 63852 | 63797 | 64196 | 65165 | 65867 | 66569
2003 | US | SERC | VACAR | - | DCWOTL | Other Capacity < 1 MW | 0 | 0 | 0 | 0 | 0 | 0 | 0 | 0 | 0 | 0 | 0
2003 | US | SERC | VACAR | - | DCWPU | Purchases | 6621 | 6314 | 6302 | 5958 | 5653 | 5530 | 5369 | 5219 | 5014 | 5011 | 4829
2003 | US | SERC | VACAR | - | DCWSA | Sales | 678 | 1054 | 1054 | 778 | 678 | 678 | 678 | 558 | 558 | 558 | 558
2003 | US | SERC | VACAR | - | DCWST | Standby Demand | 0 | 0 | 0 | 0 | 0 | 0 | 0 | 0 | 0 | 0 | 0
2003 | US | SERC | VACAR | - | DCWT | Total Internal Capacity | 60416 | 61998 | 64096 | 64643 | 65044 | 65307 | 65563 | 66392 | 67636 | 68438 | 66924
2003 | US | SERC | VACAR | - | DCWTA | Committed Resources | 60266 | 61998 | 63296 | 63543 | 63844 | 63871 | 63816 | 64215 | 65184 | 65886 | 66588
2003 | US | SERC | VACAR | - | DCWTB | Uncommitted Resources | 150 | 0 | 800 | 1100 | 1200 | 1436 | 1747 | 2177 | 2452 | 2552 | 336
2003 | US | SERC | VACAR | - | DCWTI | Projected Total Internal Demand | 53988 | 51760 | 52859 | 53815 | 54870 | 55889 | 56890 | 57962 | 58988 | 59784 | 60681
2003 | US | SPP | - | - | CWT | Total Capacity | 47296 | 47597 | 48484 | 49186 | 49228 | 49787 | 50032 | 50921 | 51516 | 52021 | 52821
2003 | US | SPP | - | - | DCWAJ | Adjustments | 0 | 0 | 0 | 0 | 0 | 0 | 0 | 0 | 0 | 0 | 0
2003 | US | SPP | - | - | DCWDGG | Distributed Generator Capacity >= 1 MW | 0 | 0 | 0 | 0 | 0 | 0 | 0 | 0 | 0 | 0 | 0
2003 | US | SPP | - | - | DCWDGL | Distributed Generator Capacity < 1 MW | 0 | 0 | 0 | 0 | 0 | 0 | 0 | 0 | 0 | 0 | 0
2003 | US | SPP | - | - | DCWFP | Full-Responsibility Purchases (portion of total purchases) | 939 | 895 | 1063 | 706 | 609 | 612 | 515 | 368 | 371 | 274 | 277
2003 | US | SPP | - | - | DCWFS | Full-Responsibility Sales (portion of total sales) | 1054 | 1376 | 1381 | 1151 | 834 | 834 | 834 | 834 | 834 | 834 | 834
2003 | US | SPP | - | - | DCWIC | Inoperable capacity | 348 | 213 | 163 | 170 | 201 | 201 | 178 | 178 | 178 | 155 | 155
2003 | US | SPP | - | - | DCWIN | Internal Demand | 30187 | 29891 | 30555 | 31069 | 31366 | 31998 | 32663 | 33048 | 33989 | 34625 | 35228
2003 | US | SPP | - | - | DCWIT | Interruptible Demand | 730 | 717 | 718 | 719 | 722 | 723 | 724 | 725 | 727 | 728 | 729
2003 | US | SPP | - | - | DCWLM | Direct Control Load Management | 317 | 320 | 321 | 321 | 313 | 313 | 314 | 315 | 314 | 315 | 316
2003 | US | SPP | - | - | DCWNC | Net Capacity Resources | 46833 | 46903 | 48003 | 48571 | 48802 | 49364 | 49535 | 50277 | 50875 | 51306 | 52109
2003 | US | SPP | - | - | DCWNI | Projected Net Internal Demand | 29140 | 28854 | 29516 | 30029 | 30331 | 30962 | 31625 | 32008 | 32948 | 33582 | 34183
2003 | US | SPP | - | - | DCWNO | Net Operable Capacity | 46948 | 47384 | 48321 | 49016 | 49027 | 49586 | 49854 | 50743 | 51338 | 51866 | 52666
2003 | US | SPP | - | - | DCWOTG | Other Generator Capacity >= 1 MW | 47293 | 47586 | 48473 | 49175 | 49063 | 49622 | 49867 | 50756 | 51351 | 51856 | 52656
2003 | US | SPP | - | - | DCWOTL | Other Capacity < 1 MW | 3 | 3 | 3 | 3 | 3 | 3 | 3 | 3 | 3 | 3 | 3
2003 | US | SPP | - | - | DCWPU | Purchases | 939 | 895 | 1063 | 706 | 609 | 612 | 515 | 368 | 371 | 274 | 277
2003 | US | SPP | - | - | DCWSA | Sales | 1054 | 1376 | 1381 | 1151 | 834 | 834 | 834 | 834 | 834 | 834 | 834
2003 | US | SPP | - | - | DCWST | Standby Demand | 0 | 0 | 0 | 0 | 0 | 0 | 0 | 0 | 0 | 0 | 0
2003 | US | SPP | - | - | DCWT | Total Internal Capacity | 47296 | 47597 | 48484 | 49186 | 49228 | 49787 | 50032 | 50921 | 51516 | 52021 | 52821
2003 | US | SPP | - | - | DCWTA | Committed Resources | 47296 | 47589 | 48476 | 49178 | 49066 | 49625 | 49870 | 50759 | 51354 | 51859 | 52659
2003 | US | SPP | - | - | DCWTB | Uncommitted Resources | 0 | 8 | 8 | 8 | 162 | 162 | 162 | 162 | 162 | 162 | 162
2003 | US | SPP | - | - | DCWTI | Projected Total Internal Demand | 30187 | 29891 | 30555 | 31069 | 31366 | 31998 | 32663 | 33048 | 33989 | 34625 | 35228
2003 | US | WECC | - | - | CWT | Total Capacity | 149978 | 156630 | 162267 | 167108 | 168307 | 169728 | 169818 | 170178 | 170095 | 170493 | 170333
2003 | US | WECC | - | - | DCWAJ | Adjustments | 0 | 0 | 0 | 0 | 0 | 0 | 0 | 0 | 0 | 0 | 0
2003 | US | WECC | - | - | DCWDGG | Distributed Generator Capacity >= 1 MW | 0 | 0 | 0 | 0 | 0 | 0 | 0 | 0 | 0 | 0 | 0
2003 | US | WECC | - | - | DCWDGL | Distributed Generator Capacity < 1 MW | 0 | 0 | 0 | 0 | 0 | 0 | 0 | 0 | 0 | 0 | 0
2003 | US | WECC | - | - | DCWFP | Full-Responsibility Purchases (portion of total purchases) | 1067 | 547 | 547 | 475 | 467 | 466 | 466 | 466 | 369 | 219 | 207
2003 | US | WECC | - | - | DCWFS | Full-Responsibility Sales (portion of total sales) | 362 | 84 | 84 | 84 | 84 | 84 | 84 | 84 | 84 | 84 | 84
2003 | US | WECC | - | - | DCWIC | Inoperable capacity | 18405 | 12222 | 10911 | 10498 | 10744 | 10598 | 12186 | 10482 | 11691 | 10588 | 9948
2003 | US | WECC | - | - | DCWIN | Internal Demand | 95951 | 105492 | 107868 | 110107 | 112222 | 113523 | 116071 | 118362 | 120637 | 122733 | 125104
2003 | US | WECC | - | - | DCWIT | Interruptible Demand | 1368 | 489 | 492 | 497 | 497 | 499 | 501 | 502 | 504 | 506 | 506
2003 | US | WECC | - | - | DCWLM | Direct Control Load Management | 29 | 2 | 2 | 3 | 2 | 2 | 3 | 2 | 2 | 3 | 3
2003 | US | WECC | - | - | DCWNC | Net Capacity Resources | 132278 | 144871 | 151819 | 157001 | 157946 | 159512 | 158014 | 160078 | 158689 | 160040 | 160508
2003 | US | WECC | - | - | DCWNI | Projected Net Internal Demand | 94554 | 105001 | 107374 | 109607 | 111723 | 113022 | 115567 | 117858 | 120131 | 122224 | 124595
2003 | US | WECC | - | - | DCWNO | Net Operable Capacity | 131573 | 144408 | 151356 | 156610 | 157563 | 159130 | 157632 | 159696 | 158404 | 159905 | 160385
2003 | US | WECC | - | - | DCWOTG | Other Generator Capacity >= 1 MW | 149978 | 156630 | 159749 | 159591 | 159240 | 159241 | 158726 | 159086 | 158928 | 159326 | 159166
2003 | US | WECC | - | - | DCWOTL | Other Capacity < 1 MW | 0 | 0 | 0 | 0 | 0 | 0 | 0 | 0 | 0 | 0 | 0
2003 | US | WECC | - | - | DCWPU | Purchases | 1067 | 547 | 547 | 475 | 467 | 466 | 466 | 466 | 369 | 219 | 207
2003 | US | WECC | - | - | DCWSA | Sales | 362 | 84 | 84 | 84 | 84 | 84 | 84 | 84 | 84 | 84 | 84
2003 | US | WECC | - | - | DCWST | Standby Demand | 0 | 0 | 0 | 0 | 0 | 0 | 0 | 0 | 0 | 0 | 0
2003 | US | WECC | - | - | DCWT | Total Internal Capacity | 149978 | 156630 | 162267 | 167108 | 168307 | 169728 | 169818 | 170178 | 170095 | 170493 | 170333
2003 | US | WECC | - | - | DCWTA | Committed Resources | 149978 | 156630 | 159749 | 159591 | 159240 | 159241 | 158726 | 159086 | 158928 | 159326 | 159166
2003 | US | WECC | - | - | DCWTB | Uncommitted Resources | 0 | 0 | 2518 | 7517 | 9067 | 10487 | 11092 | 11092 | 11167 | 11167 | 11167
2003 | US | WECC | - | - | DCWTI | Projected Total Internal Demand | 95951 | 105492 | 107868 | 110107 | 112222 | 113523 | 116071 | 118362 | 120637 | 122733 | 125104
2003 | US | WECC | AZN | - | CWT | Total Capacity | 26433 | 32823 | 34023 | 36023 | 36081 | 37512 | 37589 | 37590 | 37667 | 37667 | 37667
2003 | US | WECC | AZN | - | DCWAJ | Adjustments | 3906 | 3906 | 3920 | 4457 | 4457 | 4457 | 4457 | 4457 | 4457 | 4457 | 4457
2003 | US | WECC | AZN | - | DCWDGG | Distributed Generator Capacity >= 1 MW | 0 | 0 | 0 | 0 | 0 | 0 | 0 | 0 | 0 | 0 | 0
2003 | US | WECC | AZN | - | DCWDGL | Distributed Generator Capacity < 1 MW | 0 | 0 | 0 | 0 | 0 | 0 | 0 | 0 | 0 | 0 | 0
2003 | US | WECC | AZN | - | DCWFP | Full-Responsibility Purchases (portion of total purchases) | 513 | 222 | 222 | 150 | 150 | 150 | 150 | 150 | 150 | 0 | 0
2003 | US | WECC | AZN | - | DCWFS | Full-Responsibility Sales (portion of total sales) | 2282 | 1590 | 1590 | 1480 | 1480 | 1480 | 1480 | 1480 | 1480 | 1480 | 1480
2003 | US | WECC | AZN | - | DCWIC | Inoperable capacity | 925 | 1776 | 1874 | 1445 | 1580 | 1612 | 1999 | 1536 | 1499 | 1622 | 951
2003 | US | WECC | AZN | - | DCWIN | Internal Demand | 15466 | 17313 | 17863 | 18354 | 18776 | 19291 | 19818 | 20350 | 20844 | 21346 | 21787
2003 | US | WECC | AZN | - | DCWIT | Interruptible Demand | 218 | 254 | 257 | 262 | 262 | 264 | 265 | 266 | 268 | 270 | 270
2003 | US | WECC | AZN | - | DCWLM | Direct Control Load Management | 0 | 1 | 1 | 2 | 1 | 1 | 2 | 1 | 1 | 2 | 2
2003 | US | WECC | AZN | - | DCWNC | Net Capacity Resources | 23739 | 29679 | 30781 | 33248 | 33171 | 34570 | 34260 | 34724 | 34838 | 34565 | 35236
2003 | US | WECC | AZN | - | DCWNI | Projected Net Internal Demand | 15248 | 17058 | 17605 | 18090 | 18513 | 19026 | 19551 | 20083 | 20575 | 21074 | 21515
2003 | US | WECC | AZN | - | DCWNO | Net Operable Capacity | 25508 | 31047 | 32149 | 34578 | 34501 | 35900 | 35590 | 36054 | 36168 | 36045 | 36716
2003 | US | WECC | AZN | - | DCWOTG | Other Generator Capacity >= 1 MW | 26433 | 32823 | 34023 | 33498 | 33536 | 33547 | 33549 | 33550 | 33552 | 33552 | 33552
2003 | US | WECC | AZN | - | DCWOTL | Other Capacity < 1 MW | 0 | 0 | 0 | 0 | 0 | 0 | 0 | 0 | 0 | 0 | 0
2003 | US | WECC | AZN | - | DCWPU | Purchases | 1439 | 1148 | 1148 | 539 | 539 | 539 | 539 | 539 | 539 | 389 | 389
2003 | US | WECC | AZN | - | DCWSA | Sales | 7114 | 6422 | 6436 | 6326 | 6326 | 6326 | 6326 | 6326 | 6326 | 6326 | 6326
2003 | US | WECC | AZN | - | DCWST | Standby Demand | 0 | 0 | 0 | 0 | 0 | 0 | 0 | 0 | 0 | 0 | 0
2003 | US | WECC | AZN | - | DCWT | Total Internal Capacity | 26433 | 32823 | 34023 | 36023 | 36081 | 37512 | 37589 | 37590 | 37667 | 37667 | 37667
2003 | US | WECC | AZN | - | DCWTA | Committed Resources | 26433 | 32823 | 34023 | 33498 | 33536 | 33547 | 33549 | 33550 | 33552 | 33552 | 33552
2003 | US | WECC | AZN | - | DCWTB | Uncommitted Resources | 0 | 0 | 0 | 2525 | 2545 | 3965 | 4040 | 4040 | 4115 | 4115 | 4115
2003 | US | WECC | AZN | - | DCWTI | Projected Total Internal Demand | 15466 | 17313 | 17863 | 18354 | 18776 | 19291 | 19818 | 20350 | 20844 | 21346 | 21787
2003 | US | WECC | CNV | - | CWT | Total Capacity | 59231 | 57294 | 58911 | 60000 | 60182 | 60192 | 60205 | 60278 | 60278 | 60278 | 60278
2003 | US | WECC | CNV | - | DCWAJ | Adjustments | -3851 | -3851 | -3865 | -4402 | -4402 | -4402 | -4402 | -4402 | -4402 | -4402 | -4402
2003 | US | WECC | CNV | - | DCWDGG | Distributed Generator Capacity >= 1 MW | 0 | 0 | 0 | 0 | 0 | 0 | 0 | 0 | 0 | 0 | 0
2003 | US | WECC | CNV | - | DCWDGL | Distributed Generator Capacity < 1 MW | 0 | 0 | 0 | 0 | 0 | 0 | 0 | 0 | 0 | 0 | 0
2003 | US | WECC | CNV | - | DCWFP | Full-Responsibility Purchases (portion of total purchases) | 9253 | 859 | 396 | 320 | 360 | 401 | 428 | 453 | 465 | 495 | 524
2003 | US | WECC | CNV | - | DCWFS | Full-Responsibility Sales (portion of total sales) | 2179 | 0 | 0 | 0 | 0 | 0 | 0 | 0 | 0 | 0 | 0
2003 | US | WECC | CNV | - | DCWIC | Inoperable capacity | 12965 | 10062 | 8763 | 8735 | 8923 | 8745 | 9946 | 8705 | 9951 | 8725 | 8813
2003 | US | WECC | CNV | - | DCWIN | Internal Demand | 37982 | 40715 | 41545 | 42385 | 43240 | 44110 | 44977 | 45844 | 46712 | 47591 | 48495
2003 | US | WECC | CNV | - | DCWIT | Interruptible Demand | 906 | 0 | 0 | 0 | 0 | 0 | 0 | 0 | 0 | 0 | 0
2003 | US | WECC | CNV | - | DCWLM | Direct Control Load Management | 28 | 0 | 0 | 0 | 0 | 0 | 0 | 0 | 0 | 0 | 0
2003 | US | WECC | CNV | - | DCWNC | Net Capacity Resources | 53340 | 48091 | 50544 | 51585 | 51619 | 51848 | 51342 | 52094 | 52892 | 53693 | 54922
2003 | US | WECC | CNV | - | DCWNI | Projected Net Internal Demand | 37048 | 40715 | 41545 | 42385 | 43240 | 44110 | 44977 | 45844 | 46712 | 47591 | 48495
2003 | US | WECC | CNV | - | DCWNO | Net Operable Capacity | 46266 | 47232 | 50148 | 51265 | 51259 | 51447 | 50259 | 51573 | 50327 | 51553 | 51465
2003 | US | WECC | CNV | - | DCWOTG | Other Generator Capacity >= 1 MW | 59231 | 57294 | 57628 | 57793 | 57445 | 57455 | 56938 | 57011 | 57011 | 57011 | 57011
2003 | US | WECC | CNV | - | DCWOTL | Other Capacity < 1 MW | 0 | 0 | 0 | 0 | 0 | 0 | 0 | 0 | 0 | 0 | 0
2003 | US | WECC | CNV | - | DCWPU | Purchases | 14056 | 5662 | 5213 | 5137 | 5177 | 5218 | 5900 | 5338 | 7382 | 6957 | 8274
2003 | US | WECC | CNV | - | DCWSA | Sales | 3131 | 952 | 952 | 415 | 415 | 415 | 415 | 415 | 415 | 415 | 415
2003 | US | WECC | CNV | - | DCWST | Standby Demand | 0 | 0 | 0 | 0 | 0 | 0 | 0 | 0 | 0 | 0 | 0
2003 | US | WECC | CNV | - | DCWT | Total Internal Capacity | 59231 | 57294 | 58911 | 60000 | 60182 | 60192 | 60205 | 60278 | 60278 | 60278 | 60278
2003 | US | WECC | CNV | - | DCWTA | Committed Resources | 59231 | 57294 | 57628 | 57793 | 57445 | 57455 | 56938 | 57011 | 57011 | 57011 | 57011
2003 | US | WECC | CNV | - | DCWTB | Uncommitted Resources | 0 | 0 | 1283 | 2207 | 2737 | 2737 | 3267 | 3267 | 3267 | 3267 | 3267
2003 | US | WECC | CNV | - | DCWTI | Projected Total Internal Demand | 37982 | 40715 | 41545 | 42385 | 43240 | 44110 | 44977 | 45844 | 46712 | 47591 | 48495
2003 | US | WECC | NWPP | - | CWT | Total Capacity | 53713 | 55040 | 57275 | 59027 | 59704 | 59684 | 59684 | 59970 | 59810 | 60208 | 60048
2003 | US | WECC | NWPP | - | DCWAJ | Adjustments | -679 | -679 | -679 | -679 | -679 | -679 | -679 | -679 | -679 | -679 | -679
2003 | US | WECC | NWPP | - | DCWDGG | Distributed Generator Capacity >= 1 MW | 0 | 0 | 0 | 0 | 0 | 0 | 0 | 0 | 0 | 0 | 0
2003 | US | WECC | NWPP | - | DCWDGL | Distributed Generator Capacity < 1 MW | 0 | 0 | 0 | 0 | 0 | 0 | 0 | 0 | 0 | 0 | 0
2003 | US | WECC | NWPP | - | DCWFP | Full-Responsibility Purchases (portion of total purchases) | 2639 | 1351 | 1351 | 1351 | 1351 | 1302 | 1302 | 1302 | 1205 | 1205 | 1205
2003 | US | WECC | NWPP | - | DCWFS | Full-Responsibility Sales (portion of total sales) | 4898 | 794 | 331 | 365 | 405 | 446 | 473 | 498 | 510 | 540 | 569
2003 | US | WECC | NWPP | - | DCWIC | Inoperable capacity | 4177 | 245 | 135 | 179 | 102 | 102 | 102 | 102 | 102 | 102 | 102
2003 | US | WECC | NWPP | - | DCWIN | Internal Demand | 34082 | 38837 | 39757 | 40521 | 41255 | 41035 | 41985 | 42660 | 43356 | 43854 | 44670
2003 | US | WECC | NWPP | - | DCWIT | Interruptible Demand | 236 | 225 | 225 | 225 | 225 | 225 | 225 | 225 | 225 | 225 | 225
2003 | US | WECC | NWPP | - | DCWLM | Direct Control Load Management | bar: 730 to 729
2003 | US | WECC | NWPP | - | DCWNC | Net Capacity Resources | 47277 | 55352 | 58160 | 59834 | 60548 | 60438 | 60411 | 60672 | 60403 | 60771 | 60582
2003 | US | WECC | NWPP | - | DCWNI | Projected Net Internal Demand | 33845 | 38611 | 39531 | 40295 | 41029 | 40809 | 41759 | 42434 | 43130 | 43628 | 44444
2003 | US | WECC | NWPP | - | DCWNO | Net Operable Capacity | 49536 | 54795 | 57140 | 58848 | 59602 | 59582 | 59582 | 59868 | 59708 | 60106 | 59946
2003 | US | WECC | NWPP | - | DCWOTG | Other Generator Capacity >= 1 MW | 53713 | 55040 | 56040 | 56242 | 56201 | 56181 | 56181 | 56467 | 56307 | 56705 | 56545
2003 | US | WECC | NWPP | - | DCWOTL | Other Capacity < 1 MW | 0 | 0 | 0 | 0 | 0 | 0 | 0 | 0 | 0 | 0 | 0
2003 | US | WECC | NWPP | - | DCWPU | Purchases | 3813 | 2525 | 2525 | 2525 | 2525 | 2476 | 2476 | 2476 | 2379 | 2379 | 2379
2003 | US | WECC | NWPP | - | DCWSA | Sales | 5393 | 1289 | 826 | 860 | 900 | 941 | 968 | 993 | 1005 | 1035 | 1064
2003 | US | WECC | NWPP | - | DCWST | Standby Demand | 0 | 0 | 0 | 0 | 0 | 0 | 0 | 0 | 0 | 0 | 0
2003 | US | WECC | NWPP | - | DCWT | Total Internal Capacity | 53713 | 55040 | 57275 | 59027 | 59704 | 59684 | 59684 | 59970 | 59810 | 60208 | 60048
2003 | US | WECC | NWPP | - | DCWTA | Committed Resources | 53713 | 55040 | 56040 | 56242 | 56201 | 56181 | 56181 | 56467 | 56307 | 56705 | 56545
2003 | US | WECC | NWPP | - | DCWTB | Uncommitted Resources | 0 | 0 | 1235 | 2785 | 3503 | 3503 | 3503 | 3503 | 3503 | 3503 | 3503
2003 | US | WECC | NWPP | - | DCWTI | Projected Total Internal Demand | 34082 | 38837 | 39757 | 40521 | 41255 | 41035 | 41985 | 42660 | 43356 | 43854 | 44670
2003 | US | WECC | RMPA | - | CWT | Total Capacity | 10601 | 11473 | 12058 | 12058 | 12340 | 12340 | 12340 | 12340 | 12340 | 12340 | 12340
2003 | US | WECC | RMPA | - | DCWAJ | Adjustments | 624 | 624 | 624 | 624 | 624 | 624 | 624 | 624 | 624 | 624 | 624
2003 | US | WECC | RMPA | - | DCWDGG | Distributed Generator Capacity >= 1 MW | 0 | 0 | 0 | 0 | 0 | 0 | 0 | 0 | 0 | 0 | 0
2003 | US | WECC | RMPA | - | DCWDGL | Distributed Generator Capacity < 1 MW | 0 | 0 | 0 | 0 | 0 | 0 | 0 | 0 | 0 | 0 | 0
2003 | US | WECC | RMPA | - | DCWFP | Full-Responsibility Purchases (portion of total purchases) | 220 | 681 | 681 | 681 | 681 | 671 | 672 | 672 | 574 | 575 | 562
2003 | US | WECC | RMPA | - | DCWFS | Full-Responsibility Sales (portion of total sales) | 296 | 266 | 266 | 266 | 266 | 266 | 217 | 217 | 119 | 120 | 120
2003 | US | WECC | RMPA | - | DCWIC | Inoperable capacity | 338 | 82 | 82 | 82 | 82 | 82 | 82 | 82 | 82 | 82 | 82
2003 | US | WECC | RMPA | - | DCWIN | Internal Demand | 8421 | 9153 | 9229 | 9317 | 9474 | 9586 | 9734 | 9953 | 10178 | 10405 | 10635
2003 | US | WECC | RMPA | - | DCWIT | Interruptible Demand | 8 | 18 | 8 | 8 | 8 | 8 | 9 | 9 | 9 | 9 | 9
2003 | US | WECC | RMPA | - | DCWLM | Direct Control Load Management | 0 | 0 | 0 | 0 | 0 | 0 | 0 | 0 | 0 | 0 | 0
2003 | US | WECC | RMPA | - | DCWNC | Net Capacity Resources | 10187 | 11806 | 12391 | 12391 | 12673 | 12663 | 12713 | 12713 | 12713 | 12713 | 12700
2003 | US | WECC | RMPA | - | DCWNI | Projected Net Internal Demand | 8413 | 9135 | 9221 | 9309 | 9466 | 9578 | 9725 | 9944 | 10169 | 10396 | 10626
2003 | US | WECC | RMPA | - | DCWNO | Net Operable Capacity | 10263 | 11391 | 11976 | 11976 | 12258 | 12258 | 12258 | 12258 | 12258 | 12258 | 12258
2003 | US | WECC | RMPA | - | DCWOTG | Other Generator Capacity >= 1 MW | 10601 | 11473 | 12058 | 12058 | 12058 | 12058 | 12058 | 12058 | 12058 | 12058 | 12058
2003 | US | WECC | RMPA | - | DCWOTL | Other Capacity < 1 MW | 0 | 0 | 0 | 0 | 0 | 0 | 0 | 0 | 0 | 0 | 0
2003 | US | WECC | RMPA | - | DCWPU | Purchases | 328 | 789 | 789 | 789 | 789 | 779 | 780 | 780 | 682 | 683 | 670
2003 | US | WECC | RMPA | - | DCWSA | Sales | 1028 | 998 | 998 | 998 | 998 | 998 | 949 | 949 | 851 | 852 | 852
2003 | US | WECC | RMPA | - | DCWST | Standby Demand | 0 | 0 | 0 | 0 | 0 | 0 | 0 | 0 | 0 | 0 | 0
2003 | US | WECC | RMPA | - | DCWT | Total Internal Capacity | 10601 | 11473 | 12058 | 12058 | 12340 | 12340 | 12340 | 12340 | 12340 | 12340 | 12340
2003 | US | WECC | RMPA | - | DCWTA | Committed Resources | 10601 | 11473 | 12058 | 12058 | 12058 | 12058 | 12058 | 12058 | 12058 | 12058 | 12058
2003 | US | WECC | RMPA | - | DCWTB | Uncommitted Resources | 0 | 0 | 0 | 0 | 282 | 282 | 282 | 282 | 282 | 282 | 282
2003 | US | WECC | RMPA | - | DCWTI | Projected Total Internal Demand | 8421 | 9153 | 9229 | 9317 | 9474 | 9586 | 9734 | 9953 | 10178 | 10405 | 10635
2004 | CA | MRO | - | - | CWT | Total Capacity | 8593 | 8594 | 8758 | 8769 | 8795 | 8831 | 8842 | 8853 | 9064 | 9075 | 9075
2004 | CA | MRO | - | - | DCWAJ | Adjustments | 0 | 0 | 0 | 0 | 0 | 0 | 0 | 0 | 0 | 0 | 0
2004 | CA | MRO | - | - | DCWDGG | Distributed Generator Capacity >= 1 MW | 0 | 0 | 0 | 0 | 0 | 0 | 0 | 0 | 0 | 0 | 0
2004 | CA | MRO | - | - | DCWDGL | Distributed Generator Capacity < 1 MW | 0 | 1 | 0 | 0 | 0 | 0 | 0 | 0 | 0 | 0 | 0
2004 | CA | MRO | - | - | DCWFP | Full-Responsibility Purchases (portion of total purchases) | 0 | 0 | 0 | 0 | 0 | 0 | 0 | 0 | 0 | 0 | 0
2004 | CA | MRO | - | - | DCWFS | Full-Responsibility Sales (portion of total sales) | 0 | 0 | 0 | 0 | 0 | 0 | 0 | 0 | 0 | 0 | 0
2004 | CA | MRO | - | - | DCWIC | Inoperable capacity | 0 | 0 | 0 | 85 | 0 | 0 | 0 | 0 | 0 | 0 | 0
2004 | CA | MRO | - | - | DCWIN | Internal Demand | 6708 | 6905 | 6990 | 7056 | 7108 | 7213 | 7317 | 7369 | 7418 | 7458 | 7526
2004 | CA | MRO | - | - | DCWIT | Interruptible Demand | 224 | 262 | 262 | 262 | 262 | 262 | 262 | 262 | 262 | 262 | 262
2004 | CA | MRO | - | - | DCWLM | Direct Control Load Management | 0 | 0 | 0 | 0 | 0 | 0 | 0 | 0 | 0 | 0 | 0
2004 | CA | MRO | - | - | DCWNC | Net Capacity Resources | 8493 | 8494 | 8658 | 8584 | 8795 | 8831 | 8842 | 8853 | 9064 | 9075 | 9075
2004 | CA | MRO | - | - | DCWNI | Projected Net Internal Demand | 6484 | 6643 | 6728 | 6794 | 6846 | 6951 | 7055 | 7107 | 7156 | 7196 | 7264
2004 | CA | MRO | - | - | DCWNO | Net Operable Capacity | 8593 | 8594 | 8758 | 8684 | 8795 | 8831 | 8842 | 8853 | 9064 | 9075 | 9075
2004 | CA | MRO | - | - | DCWOTG | Other Generator Capacity >= 1 MW | 8593 | 8593 | 8593 | 8604 | 8615 | 8636 | 8647 | 8658 | 8869 | 8880 | 8880
2004 | CA | MRO | - | - | DCWOTL | Other Capacity < 1 MW | 0 | 0 | 0 | 0 | 0 | 0 | 0 | 0 | 0 | 0 | 0
2004 | CA | MRO | - | - | DCWPU | Purchases | 0 | 0 | 0 | 0 | 0 | 0 | 0 | 0 | 0 | 0 | 0
2004 | CA | MRO | - | - | DCWSA | Sales | 100 | 100 | 100 | 100 | 0 | 0 | 0 | 0 | 0 | 0 | 0
2004 | CA | MRO | - | - | DCWST | Standby Demand | 0 | 0 | 0 | 0 | 0 | 0 | 0 | 0 | 0 | 0 | 0
2004 | CA | MRO | - | - | DCWT | Total Internal Capacity | 8593 | 8594 | 8758 | 8769 | 8795 | 8831 | 8842 | 8853 | 9064 | 9075 | 9075
2004 | CA | MRO | - | - | DCWTA | Committed Resources | 8593 | 8594 | 8593 | 8604 | 8615 | 8636 | 8647 | 8658 | 8869 | 8880 | 8880
2004 | CA | MRO | - | - | DCWTB | Uncommitted Resources | 0 | 0 | 165 | 165 | 180 | 195 | 195 | 195 | 195 | 195 | 195
2004 | CA | MRO | - | - | DCWTI | Projected Total Internal Demand | 6708 | 6905 | 6990 | 7056 | 7108 | 7213 | 7317 | 7369 | 7418 | 7458 | 7526
2004 | CA | NPCC | - | - | CWT | Total Capacity | 72717 | 73683 | 73101 | 73769 | 74185 | 74110 | 75037 | 75564 | 75625 | 75631 | 75631
2004 | CA | NPCC | - | - | DCWAJ | Adjustments | 0 | 0 | 0 | 0 | 0 | 0 | 0 | 0 | 0 | 0 | 0
2004 | CA | NPCC | - | - | DCWDGG | Distributed Generator Capacity >= 1 MW | 0 | 0 | 0 | 0 | 0 | 0 | 0 | 0 | 0 | 0 | 0
2004 | CA | NPCC | - | - | DCWDGL | Distributed Generator Capacity < 1 MW | 0 | 0 | 0 | 0 | 0 | 0 | 0 | 0 | 0 | 0 | 0
2004 | CA | NPCC | - | - | DCWFP | Full-Responsibility Purchases (portion of total purchases) | 7810 | 7285 | 7550 | 7230 | 6805 | 6805 | 6805 | 6805 | 6605 | 6605 | 6605
2004 | CA | NPCC | - | - | DCWFS | Full-Responsibility Sales (portion of total sales) | 1155 | 1073 | 1023 | 991 | 990 | 963 | 993 | 993 | 793 | 793 | 793
2004 | CA | NPCC | - | - | DCWIC | Inoperable capacity | 12140 | 6521 | 6841 | 6740 | 6848 | 7654 | 7509 | 8050 | 8073 | 7402 | 7421
2004 | CA | NPCC | - | - | DCWIN | Internal Demand | 66973 | 64315 | 65455 | 66052 | 66631 | 67212 | 67818 | 68513 | 69095 | 69683 | 70213
2004 | CA | NPCC | - | - | DCWIT | Interruptible Demand | 1423 | 1362 | 1367 | 1367 | 1374 | 1374 | 1374 | 1374 | 1374 | 1374 | 1374
2004 | CA | NPCC | - | - | DCWLM | Direct Control Load Management | 0 | 0 | 0 | 0 | 0 | 0 | 0 | 0 | 0 | 0 | 0
2004 | CA | NPCC | - | - | DCWNC | Net Capacity Resources | 70059 | 73374 | 72787 | 73268 | 73152 | 72298 | 73340 | 73326 | 73364 | 74041 | 74022
2004 | CA | NPCC | - | - | DCWNI | Projected Net Internal Demand | 65550 | 62953 | 64088 | 64685 | 65257 | 65838 | 66444 | 67139 | 67721 | 68309 | 68839
2004 | CA | NPCC | - | - | DCWNO | Net Operable Capacity | 60577 | 67162 | 66260 | 67029 | 67337 | 66456 | 67528 | 67514 | 67552 | 68229 | 68210
2004 | CA | NPCC | - | - | DCWOTG | Other Generator Capacity >= 1 MW | 39797 | 40610 | 39405 | 39399 | 39292 | 38719 | 39354 | 39354 | 39155 | 39155 | 39155
2004 | CA | NPCC | - | - | DCWOTL | Other Capacity < 1 MW | 4 | 4 | 4 | 4 | 4 | 4 | 4 | 4 | 4 | 4 | 4
2004 | CA | NPCC | - | - | DCWPU | Purchases | 10724 | 7285 | 7550 | 7230 | 6805 | 6805 | 6805 | 6805 | 6605 | 6605 | 6605
2004 | CA | NPCC | - | - | DCWSA | Sales | 1241 | 1073 | 1023 | 991 | 990 | 963 | 993 | 993 | 793 | 793 | 793
2004 | CA | NPCC | - | - | DCWST | Standby Demand | 0 | 0 | 0 | 0 | 0 | 0 | 0 | 0 | 0 | 0 | 0
2004 | CA | NPCC | - | - | DCWT | Total Internal Capacity | 72717 | 73683 | 73101 | 73769 | 74185 | 74110 | 75037 | 75564 | 75625 | 75631 | 75631
2004 | CA | NPCC | - | - | DCWTA | Committed Resources | 72717 | 73683 | 73051 | 73695 | 74111 | 74036 | 74688 | 75215 | 75276 | 75282 | 75282
2004 | CA | NPCC | - | - | DCWTB | Uncommitted Resources | 0 | 0 | 50 | 74 | 74 | 74 | 349 | 349 | 349 | 349 | 349
2004 | CA | NPCC | - | - | DCWTI | Projected Total Internal Demand | 66973 | 64315 | 65455 | 66052 | 66631 | 67212 | 67818 | 68513 | 69095 | 69683 | 70213
2004 | CA | NPCC | Maritimes | Maritimes | CWT | Total Capacity | 6382 | 6488 | 6481 | 6499 | 6392 | 5819 | 6729 | 6729 | 6530 | 6530 | 6530
2004 | CA | NPCC | Maritimes | Maritimes | DCWAJ | Adjustments | 0 | 0 | 0 | 0 | 0 | 0 | 0 | 0 | 0 | 0 | 0
2004 | CA | NPCC | Maritimes | Maritimes | DCWDGG | Distributed Generator Capacity >= 1 MW | 0 | 0 | 0 | 0 | 0 | 0 | 0 | 0 | 0 | 0 | 0
2004 | CA | NPCC | Maritimes | Maritimes | DCWDGL | Distributed Generator Capacity < 1 MW | 0 | 0 | 0 | 0 | 0 | 0 | 0 | 0 | 0 | 0 | 0
2004 | CA | NPCC | Maritimes | Maritimes | DCWFP | Full-Responsibility Purchases (portion of total purchases) | 335 | 147 | 97 | 87 | 87 | 87 | 87 | 87 | 87 | 87 | 87
2004 | CA | NPCC | Maritimes | Maritimes | DCWFS | Full-Responsibility Sales (portion of total sales) | 432 | 330 | 280 | 248 | 247 | 220 | 250 | 250 | 50 | 50 | 50
2004 | CA | NPCC | Maritimes | Maritimes | DCWIC | Inoperable capacity | 0 | 0 | 0 | 0 | 0 | 0 | 0 | 0 | 0 | 0 | 0
2004 | CA | NPCC | Maritimes | Maritimes | DCWIN | Internal Demand | 5768 | 5567 | 5663 | 5753 | 5838 | 5911 | 5997 | 6091 | 6197 | 6312 | 6422
2004 | CA | NPCC | Maritimes | Maritimes | DCWIT | Interruptible Demand | 511 | 547 | 552 | 552 | 559 | 559 | 559 | 559 | 559 | 559 | 559
2004 | CA | NPCC | Maritimes | Maritimes | DCWLM | Direct Control Load Management | 0 | 0 | 0 | 0 | 0 | 0 | 0 | 0 | 0 | 0 | 0
2004 | CA | NPCC | Maritimes | Maritimes | DCWNC | Net Capacity Resources | 6284 | 6305 | 6298 | 6338 | 6232 | 5686 | 6566 | 6566 | 6567 | 6567 | 6567
2004 | CA | NPCC | Maritimes | Maritimes | DCWNI | Projected Net Internal Demand | 5257 | 5020 | 5111 | 5201 | 5279 | 5352 | 5438 | 5532 | 5638 | 5753 | 5863
2004 | CA | NPCC | Maritimes | Maritimes | DCWNO | Net Operable Capacity | 6382 | 6488 | 6481 | 6499 | 6392 | 5819 | 6729 | 6729 | 6530 | 6530 | 6530
2004 | CA | NPCC | Maritimes | Maritimes | DCWOTG | Other Generator Capacity >= 1 MW | 6275 | 6384 | 6327 | 6321 | 6214 | 5641 | 6276 | 6276 | 6077 | 6077 | 6077
2004 | CA | NPCC | Maritimes | Maritimes | DCWOTL | Other Capacity < 1 MW | 4 | 4 | 4 | 4 | 4 | 4 | 4 | 4 | 4 | 4 | 4
2004 | CA | NPCC | Maritimes | Maritimes | DCWPU | Purchases | 335 | 147 | 97 | 87 | 87 | 87 | 87 | 87 | 87 | 87 | 87
2004 | CA | NPCC | Maritimes | Maritimes | DCWSA | Sales | 432 | 330 | 280 | 248 | 247 | 220 | 250 | 250 | 50 | 50 | 50
2004 | CA | NPCC | Maritimes | Maritimes | DCWST | Standby Demand | 0 | 0 | 0 | 0 | 0 | 0 | 0 | 0 | 0 | 0 | 0
2004 | CA | NPCC | Maritimes | Maritimes | DCWT | Total Internal Capacity | 6382 | 6488 | 6481 | 6499 | 6392 | 5819 | 6729 | 6729 | 6530 | 6530 | 6530
2004 | CA | NPCC | Maritimes | Maritimes | DCWTA | Committed Resources | 6382 | 6488 | 6431 | 6425 | 6318 | 5745 | 6380 | 6380 | 6181 | 6181 | 6181
2004 | CA | NPCC | Maritimes | Maritimes | DCWTB | Uncommitted Resources | 0 | 0 | 50 | 74 | 74 | 74 | 349 | 349 | 349 | 349 | 349
2004 | CA | NPCC | Maritimes | Maritimes | DCWTI | Projected Total Internal Demand | 5768 | 5567 | 5663 | 5753 | 5838 | 5911 | 5997 | 6091 | 6197 | 6312 | 6422
2004 | CA | NPCC | Ontario | Ontario | CWT | Total Capacity | 33522 | 34226 | 33078 | 33078 | 33078 | 33078 | 33078 | 33078 | 33078 | 33078 | 33078
2004 | CA | NPCC | Ontario | Ontario | DCWAJ | Adjustments | 0 | 0 | 0 | 0 | 0 | 0 | 0 | 0 | 0 | 0 | 0
2004 | CA | NPCC | Ontario | Ontario | DCWDGG | Distributed Generator Capacity >= 1 MW | 0 | 0 | 0 | 0 | 0 | 0 | 0 | 0 | 0 | 0 | 0
2004 | CA | NPCC | Ontario | Ontario | DCWDGL | Distributed Generator Capacity < 1 MW | 0 | 0 | 0 | 0 | 0 | 0 | 0 | 0 | 0 | 0 | 0
2004 | CA | NPCC | Ontario | Ontario | DCWFP | Full-Responsibility Purchases (portion of total purchases) | 0 | 0 | 0 | 0 | 0 | 0 | 0 | 0 | 0 | 0 | 0
2004 | CA | NPCC | Ontario | Ontario | DCWFS | Full-Responsibility Sales (portion of total sales) | 0 | 0 | 0 | 0 | 0 | 0 | 0 | 0 | 0 | 0 | 0
2004 | CA | NPCC | Ontario | Ontario | DCWIC | Inoperable capacity | 10033 | 5002 | 5295 | 5178 | 5266 | 6025 | 5870 | 5804 | 5812 | 5816 | 5835
2004 | CA | NPCC | Ontario | Ontario | DCWIN | Internal Demand | 24937 | 24153 | 24339 | 24518 | 24720 | 24933 | 25011 | 25182 | 25340 | 25503 | 25637
2004 | CA | NPCC | Ontario | Ontario | DCWIT | Interruptible Demand | 300 | 300 | 300 | 300 | 300 | 300 | 300 | 300 | 300 | 300 | 300
2004 | CA | NPCC | Ontario | Ontario | DCWLM | Direct Control Load Management | 0 | 0 | 0 | 0 | 0 | 0 | 0 | 0 | 0 | 0 | 0
2004 | CA | NPCC | Ontario | Ontario | DCWNC | Net Capacity Resources | 26317 | 29224 | 27783 | 27900 | 27812 | 27053 | 27208 | 27274 | 27266 | 27262 | 27243
2004 | CA | NPCC | Ontario | Ontario | DCWNI | Projected Net Internal Demand | 24637 | 23853 | 24039 | 24218 | 24420 | 24633 | 24711 | 24882 | 25040 | 25203 | 25337
2004 | CA | NPCC | Ontario | Ontario | DCWNO | Net Operable Capacity | 23489 | 29224 | 27783 | 27900 | 27812 | 27053 | 27208 | 27274 | 27266 | 27262 | 27243
2004 | CA | NPCC | Ontario | Ontario | DCWOTG | Other Generator Capacity >= 1 MW | 33522 | 34226 | 33078 | 33078 | 33078 | 33078 | 33078 | 33078 | 33078 | 33078 | 33078
2004 | CA | NPCC | Ontario | Ontario | DCWOTL | Other Capacity < 1 MW | 0 | 0 | 0 | 0 | 0 | 0 | 0 | 0 | 0 | 0 | 0
2004 | CA | NPCC | Ontario | Ontario | DCWPU | Purchases | 2914 | 0 | 0 | 0 | 0 | 0 | 0 | 0 | 0 | 0 | 0
2004 | CA | NPCC | Ontario | Ontario | DCWSA | Sales | 86 | 0 | 0 | 0 | 0 | 0 | 0 | 0 | 0 | 0 | 0
2004 | CA | NPCC | Ontario | Ontario | DCWST | Standby Demand | 0 | 0 | 0 | 0 | 0 | 0 | 0 | 0 | 0 | 0 | 0
2004 | CA | NPCC | Ontario | Ontario | DCWT | Total Internal Capacity | 33522 | 34226 | 33078 | 33078 | 33078 | 33078 | 33078 | 33078 | 33078 | 33078 | 33078
2004 | CA | NPCC | Ontario | Ontario | DCWTA | Committed Resources | 33522 | 34226 | 33078 | 33078 | 33078 | 33078 | 33078 | 33078 | 33078 | 33078 | 33078
2004 | CA | NPCC | Ontario | Ontario | DCWTB | Uncommitted Resources | 0 | 0 | 0 | 0 | 0 | 0 | 0 | 0 | 0 | 0 | 0
2004 | CA | NPCC | Ontario | Ontario | DCWTI | Projected Total Internal Demand | 24937 | 24153 | 24339 | 24518 | 24720 | 24933 | 25011 | 25182 | 25340 | 25503 | 25637
2004 | CA | NPCC | Quebec | Quebec | CWT | Total Capacity | 32813 | 32969 | 33542 | 34192 | 34715 | 35213 | 35230 | 35757 | 36017 | 36023 | 36023
2004 | CA | NPCC | Quebec | Quebec | DCWAJ | Adjustments | 0 | 0 | 0 | 0 | 0 | 0 | 0 | 0 | 0 | 0 | 0
2004 | CA | NPCC | Quebec | Quebec | DCWDGG | Distributed Generator Capacity >= 1 MW | 0 | 0 | 0 | 0 | 0 | 0 | 0 | 0 | 0 | 0 | 0
2004 | CA | NPCC | Quebec | Quebec | DCWDGL | Distributed Generator Capacity < 1 MW | 0 | 0 | 0 | 0 | 0 | 0 | 0 | 0 | 0 | 0 | 0
2004 | CA | NPCC | Quebec | Quebec | DCWFP | Full-Responsibility Purchases (portion of total purchases) | 7475 | 7138 | 7453 | 7143 | 6718 | 6718 | 6718 | 6718 | 6518 | 6518 | 6518
2004 | CA | NPCC | Quebec | Quebec | DCWFS | Full-Responsibility Sales (portion of total sales) | 723 | 743 | 743 | 743 | 743 | 743 | 743 | 743 | 743 | 743 | 743
2004 | CA | NPCC | Quebec | Quebec | DCWIC | Inoperable capacity | 2107 | 1519 | 1546 | 1562 | 1582 | 1629 | 1639 | 2246 | 2261 | 1586 | 1586
2004 | CA | NPCC | Quebec | Quebec | DCWIN | Internal Demand | 36268 | 34595 | 35453 | 35781 | 36073 | 36368 | 36810 | 37240 | 37558 | 37868 | 38154
2004 | CA | NPCC | Quebec | Quebec | DCWIT | Interruptible Demand | 612 | 515 | 515 | 515 | 515 | 515 | 515 | 515 | 515 | 515 | 515
2004 | CA | NPCC | Quebec | Quebec | DCWLM | Direct Control Load Management | 0 | 0 | 0 | 0 | 0 | 0 | 0 | 0 | 0 | 0 | 0
2004 | CA | NPCC | Quebec | Quebec | DCWNC | Net Capacity Resources | 37458 | 37845 | 38706 | 39030 | 39108 | 39559 | 39566 | 39486 | 39531 | 40212 | 40212
2004 | CA | NPCC | Quebec | Quebec | DCWNI | Projected Net Internal Demand | 35656 | 34080 | 34938 | 35266 | 35558 | 35853 | 36295 | 36725 | 37043 | 37353 | 37639
2004 | CA | NPCC | Quebec | Quebec | DCWNO | Net Operable Capacity | 30706 | 31450 | 31996 | 32630 | 33133 | 33584 | 33591 | 33511 | 33756 | 34437 | 34437
2004 | CA | NPCC | Quebec | Quebec | DCWOTG | Other Generator Capacity >= 1 MW | 0 | 0 | 0 | 0 | 0 | 0 | 0 | 0 | 0 | 0 | 0
2004 | CA | NPCC | Quebec | Quebec | DCWOTL | Other Capacity < 1 MW | 0 | 0 | 0 | 0 | 0 | 0 | 0 | 0 | 0 | 0 | 0
2004 | CA | NPCC | Quebec | Quebec | DCWPU | Purchases | 7475 | 7138 | 7453 | 7143 | 6718 | 6718 | 6718 | 6718 | 6518 | 6518 | 6518
2004 | CA | NPCC | Quebec | Quebec | DCWSA | Sales | 723 | 743 | 743 | 743 | 743 | 743 | 743 | 743 | 743 | 743 | 743
2004 | CA | NPCC | Quebec | Quebec | DCWST | Standby Demand | 0 | 0 | 0 | 0 | 0 | 0 | 0 | 0 | 0 | 0 | 0
2004 | CA | NPCC | Quebec | Quebec | DCWT | Total Internal Capacity | 32813 | 32969 | 33542 | 34192 | 34715 | 35213 | 35230 | 35757 | 36017 | 36023 | 36023
2004 | CA | NPCC | Quebec | Quebec | DCWTA | Committed Resources | 32813 | 32969 | 33542 | 34192 | 34715 | 35213 | 35230 | 35757 | 36017 | 36023 | 36023
2004 | CA | NPCC | Quebec | Quebec | DCWTB | Uncommitted Resources | 0 | 0 | 0 | 0 | 0 | 0 | 0 | 0 | 0 | 0 | 0
2004 | CA | NPCC | Quebec | Quebec | DCWTI | Projected Total Internal Demand | 36268 | 34595 | 35453 | 35781 | 36073 | 36368 | 36810 | 37240 | 37558 | 37868 | 38154
2004 | CA | WECC | - | - | CWT | Total Capacity | 23063 | 23766 | 23836 | 24013 | 24693 | 24693 | 24693 | 25193 | 25193 | 25193 | 25193
2004 | CA | WECC | - | - | DCWAJ | Adjustments | 0 | 0 | 0 | 0 | 0 | 0 | 0 | 0 | 0 | 0 | 0
2004 | CA | WECC | - | - | DCWDGG | Distributed Generator Capacity >= 1 MW | 0 | 0 | 0 | 0 | 0 | 0 | 0 | 0 | 0 | 0 | 0
2004 | CA | WECC | - | - | DCWDGL | Distributed Generator Capacity < 1 MW | 0 | 0 | 0 | 0 | 0 | 0 | 0 | 0 | 0 | 0 | 0
2004 | CA | WECC | - | - | DCWFP | Full-Responsibility Purchases (portion of total purchases) | 75 | 0 | 0 | 0 | 0 | 0 | 0 | 0 | 0 | 0 | 0
2004 | CA | WECC | - | - | DCWFS | Full-Responsibility Sales (portion of total sales) | 118 | 118 | 118 | 118 | 118 | 118 | 118 | 118 | 118 | 118 | 118
2004 | CA | WECC | - | - | DCWIC | Inoperable capacity | 1229 | 610 | 610 | 160 | 160 | 160 | 160 | 160 | 160 | 160 | 160
2004 | CA | WECC | - | - | DCWIN | Internal Demand | 19468 | 18974 | 19248 | 19471 | 19793 | 20097 | 20364 | 20686 | 21040 | 21377 | 21772
2004 | CA | WECC | - | - | DCWIT | Interruptible Demand | 68 | 68 | 68 | 68 | 68 | 68 | 68 | 68 | 68 | 68 | 68
2004 | CA | WECC | - | - | DCWLM | Direct Control Load Management | 0 | 0 | 0 | 0 | 0 | 0 | 0 | 0 | 0 | 0 | 0
2004 | CA | WECC | - | - | DCWNC | Net Capacity Resources | 21791 | 23038 | 23108 | 23735 | 24415 | 24415 | 24415 | 24915 | 24915 | 24915 | 24915
2004 | CA | WECC | - | - | DCWNI | Projected Net Internal Demand | 19400 | 18906 | 19180 | 19403 | 19725 | 20029 | 20296 | 20618 | 20972 | 21309 | 21704
2004 | CA | WECC | - | - | DCWNO | Net Operable Capacity | 21834 | 23156 | 23226 | 23853 | 24533 | 24533 | 24533 | 25033 | 25033 | 25033 | 25033
2004 | CA | WECC | - | - | DCWOTG | Other Generator Capacity >= 1 MW | 23063 | 23676 | 23686 | 23813 | 23813 | 23813 | 23813 | 23813 | 23813 | 23813 | 23813
2004 | CA | WECC | - | - | DCWOTL | Other Capacity < 1 MW | 0 | 0 | 0 | 0 | 0 | 0 | 0 | 0 | 0 | 0 | 0
2004 | CA | WECC | - | - | DCWPU | Purchases | 75 | 0 | 0 | 0 | 0 | 0 | 0 | 0 | 0 | 0 | 0
2004 | CA | WECC | - | - | DCWSA | Sales | 118 | 118 | 118 | 118 | 118 | 118 | 118 | 118 | 118 | 118 | 118
2004 | CA | WECC | - | - | DCWST | Standby Demand | 0 | 0 | 0 | 0 | 0 | 0 | 0 | 0 | 0 | 0 | 0
2004 | CA | WECC | - | - | DCWT | Total Internal Capacity | 23063 | 23766 | 23836 | 24013 | 24693 | 24693 | 24693 | 25193 | 25193 | 25193 | 25193
2004 | CA | WECC | - | - | DCWTA | Committed Resources | 23063 | 23676 | 23686 | 23813 | 23813 | 23813 | 23813 | 23813 | 23813 | 23813 | 23813
2004 | CA | WECC | - | - | DCWTB | Uncommitted Resources | 0 | 90 | 150 | 200 | 880 | 880 | 880 | 1380 | 1380 | 1380 | 1380
2004 | CA | WECC | - | - | DCWTI | Projected Total Internal Demand | 19468 | 18974 | 19248 | 19471 | 19793 | 20097 | 20364 | 20686 | 21040 | 21377 | 21772
2004 | MX | WECC | CA-MX | - | CWT | Total Capacity | 2634 | 2634 | 2634 | 2634 | 2879 | 2879 | 3098 | 3098 | 3594 | 3594 | 3594
2004 | MX | WECC | CA-MX | - | DCWAJ | Adjustments | 0 | 0 | 0 | 0 | 0 | 0 | 0 | 0 | 0 | 0 | 0
2004 | MX | WECC | CA-MX | - | DCWDGG | Distributed Generator Capacity >= 1 MW | 0 | 0 | 0 | 0 | 0 | 0 | 0 | 0 | 0 | 0 | 0
2004 | MX | WECC | CA-MX | - | DCWDGL | Distributed Generator Capacity < 1 MW | 0 | 0 | 0 | 0 | 0 | 0 | 0 | 0 | 0 | 0 | 0
2004 | MX | WECC | CA-MX | - | DCWFP | Full-Responsibility Purchases (portion of total purchases) | 0 | 0 | 0 | 0 | 0 | 0 | 0 | 0 | 0 | 0 | 0
2004 | MX | WECC | CA-MX | - | DCWFS | Full-Responsibility Sales (portion of total sales) | 0 | 0 | 0 | 0 | 0 | 0 | 0 | 0 | 0 | 0 | 0
2004 | MX | WECC | CA-MX | - | DCWIC | Inoperable capacity | 82 | 225 | 268 | 271 | 389 | 463 | 446 | 530 | 660 | 662 | 662
2004 | MX | WECC | CA-MX | - | DCWIN | Internal Demand | 1276 | 1350 | 1417 | 1480 | 1550 | 1615 | 1680 | 1750 | 1820 | 1890 | 1964
2004 | MX | WECC | CA-MX | - | DCWIT | Interruptible Demand | 0 | 0 | 0 | 0 | 0 | 0 | 0 | 0 | 0 | 0 | 0
2004 | MX | WECC | CA-MX | - | DCWLM | Direct Control Load Management | 0 | 0 | 0 | 0 | 0 | 0 | 0 | 0 | 0 | 0 | 0
2004 | MX | WECC | CA-MX | - | DCWNC | Net Capacity Resources | 2552 | 2409 | 2366 | 2363 | 2490 | 2416 | 2652 | 2568 | 2934 | 2932 | 2932
2004 | MX | WECC | CA-MX | - | DCWNI | Projected Net Internal Demand | 1276 | 1350 | 1417 | 1480 | 1550 | 1615 | 1680 | 1750 | 1820 | 1890 | 1964
2004 | MX | WECC | CA-MX | - | DCWNO | Net Operable Capacity | 2552 | 2409 | 2366 | 2363 | 2490 | 2416 | 2652 | 2568 | 2934 | 2932 | 2932
2004 | MX | WECC | CA-MX | - | DCWOTG | Other Generator Capacity >= 1 MW | 2634 | 2634 | 2634 | 2634 | 2634 | 2634 | 2357 | 2357 | 2357 | 2357 | 2357
2004 | MX | WECC | CA-MX | - | DCWOTL | Other Capacity < 1 MW | 0 | 0 | 0 | 0 | 0 | 0 | 0 | 0 | 0 | 0 | 0
2004 | MX | WECC | CA-MX | - | DCWPU | Purchases | 0 | 0 | 0 | 0 | 0 | 0 | 0 | 0 | 0 | 0 | 0
2004 | MX | WECC | CA-MX | - | DCWSA | Sales | 0 | 0 | 0 | 0 | 0 | 0 | 0 | 0 | 0 | 0 | 0
2004 | MX | WECC | CA-MX | - | DCWST | Standby Demand | 0 | 0 | 0 | 0 | 0 | 0 | 0 | 0 | 0 | 0 | 0
2004 | MX | WECC | CA-MX | - | DCWT | Total Internal Capacity | 2634 | 2634 | 2634 | 2634 | 2879 | 2879 | 3098 | 3098 | 3594 | 3594 | 3594
2004 | MX | WECC | CA-MX | - | DCWTA | Committed Resources | 2634 | 2634 | 2634 | 2634 | 2634 | 2634 | 2357 | 2357 | 2357 | 2357 | 2357
2004 | MX | WECC | CA-MX | - | DCWTB | Uncommitted Resources | 0 | 0 | 0 | 0 | 245 | 245 | 741 | 741 | 1237 | 1237 | 1237
2004 | MX | WECC | CA-MX | - | DCWTI | Projected Total Internal Demand | 1276 | 1350 | 1417 | 1480 | 1550 | 1615 | 1680 | 1750 | 1820 | 1890 | 1964
2004 | TL | WECC | - | - | CWT | Total Capacity | 183075 | 186684 | 191291 | 199516 | 202866 | 203391 | 204824 | 205976 | 206666 | 206721 | 207291
2004 | TL | WECC | - | - | DCWAJ | Adjustments | 0 | 0 | 0 | 0 | 0 | 0 | 0 | 0 | 0 | 0 | 0
2004 | TL | WECC | - | - | DCWDGG | Distributed Generator Capacity >= 1 MW | 0 | 0 | 0 | 0 | 0 | 0 | 0 | 0 | 0 | 0 | 0
2004 | TL | WECC | - | - | DCWDGL | Distributed Generator Capacity < 1 MW | 0 | 0 | 0 | 0 | 0 | 0 | 0 | 0 | 0 | 0 | 0
2004 | TL | WECC | - | - | DCWFP | Full-Responsibility Purchases (portion of total purchases) | 643 | 386 | 314 | 306 | 305 | 305 | 305 | 208 | 58 | 46 | 46
2004 | TL | WECC | - | - | DCWFS | Full-Responsibility Sales (portion of total sales) | 80 | 84 | 84 | 84 | 84 | 84 | 84 | 84 | 84 | 84 | 45
2004 | TL | WECC | - | - | DCWIC | Inoperable capacity | 7137 | 10932 | 10390 | 9621 | 10065 | 9926 | 10204 | 10153 | 10212 | 10154 | 10231
2004 | TL | WECC | - | - | DCWIN | Internal Demand | 122748 | 124354 | 126840 | 129542 | 132205 | 134947 | 137579 | 140342 | 143073 | 145856 | 148827
2004 | TL | WECC | - | - | DCWIT | Interruptible Demand | 1683 | 1999 | 2001 | 2004 | 2005 | 2008 | 2011 | 2012 | 2012 | 2014 | 2016
2004 | TL | WECC | - | - | DCWLM | Direct Control Load Management | 68 | 69 | 71 | 70 | 70 | 69 | 70 | 70 | 71 | 70 | 71
2004 | TL | WECC | - | - | DCWNC | Net Capacity Resources | 176501 | 176054 | 181131 | 190117 | 193022 | 193686 | 194841 | 195947 | 196428 | 196529 | 197061
2004 | TL | WECC | - | - | DCWNI | Projected Net Internal Demand | 120997 | 122286 | 124768 | 127468 | 130130 | 132870 | 135498 | 138260 | 140990 | 143772 | 146740
2004 | TL | WECC | - | - | DCWNO | Net Operable Capacity | 175938 | 175752 | 180901 | 189895 | 192801 | 193465 | 194620 | 195823 | 196454 | 196567 | 197060
2004 | TL | WECC | - | - | DCWOTG | Other Generator Capacity >= 1 MW | 183075 | 186489 | 188668 | 191066 | 191250 | 191083 | 191084 | 191086 | 191096 | 191107 | 191103
2004 | TL | WECC | - | - | DCWOTL | Other Capacity < 1 MW | 0 | 0 | 0 | 0 | 0 | 0 | 0 | 0 | 0 | 0 | 0
2004 | TL | WECC | - | - | DCWPU | Purchases | 643 | 386 | 314 | 306 | 305 | 305 | 305 | 208 | 58 | 46 | 46
2004 | TL | WECC | - | - | DCWSA | Sales | 80 | 84 | 84 | 84 | 84 | 84 | 84 | 84 | 84 | 84 | 45
2004 | TL | WECC | - | - | DCWST | Standby Demand | 0 | 0 | 0 | 0 | 0 | 0 | 0 | 0 | 0 | 0 | 0
2004 | TL | WECC | - | - | DCWT | Total Internal Capacity | 183075 | 186684 | 191291 | 199516 | 202866 | 203391 | 204824 | 205976 | 206666 | 206721 | 207291
2004 | TL | WECC | - | - | DCWTA | Committed Resources | 183075 | 186489 | 188668 | 191066 | 191250 | 191083 | 191084 | 191086 | 191096 | 191107 | 191103
2004 | TL | WECC | - | - | DCWTB | Uncommitted Resources | 0 | 195 | 2623 | 8450 | 11616 | 12308 | 13740 | 14890 | 15570 | 15614 | 16188
2004 | TL | WECC | - | - | DCWTI | Projected Total Internal Demand | 122748 | 124354 | 126840 | 129542 | 132205 | 134947 | 137579 | 140342 | 143073 | 145856 | 148827
2004 | US | ECAR | - | - | CWT | Total Capacity | 131296 | 133387 | 136097 | 140857 | 141887 | 143387 | 144119 | 144119 | 144119 | 144119 | 144119
2004 | US | ECAR | - | - | DCWAJ | Adjustments | 0 | 0 | 0 | 0 | 0 | 0 | 0 | 0 | 0 | 0 | 0
2004 | US | ECAR | - | - | DCWDGG | Distributed Generator Capacity >= 1 MW | 0 | 0 | 0 | 0 | 0 | 0 | 0 | 0 | 0 | 0 | 0
2004 | US | ECAR | - | - | DCWDGL | Distributed Generator Capacity < 1 MW | 0 | 0 | 0 | 0 | 0 | 0 | 0 | 0 | 0 | 0 | 0
2004 | US | ECAR | - | - | DCWFP | Full-Responsibility Purchases (portion of total purchases) | 0 | 0 | 0 | 0 | 0 | 0 | 0 | 0 | 0 | 0 | 0
2004 | US | ECAR | - | - | DCWFS | Full-Responsibility Sales (portion of total sales) | 0 | 0 | 0 | 0 | 0 | 0 | 0 | 0 | 0 | 0 | 0
2004 | US | ECAR | - | - | DCWIC | Inoperable capacity | 1945 | 1678 | 1678 | 1678 | 1678 | 1678 | 1678 | 1678 | 1678 | 1678 | 1678
2004 | US | ECAR | - | - | DCWIN | Internal Demand | 86332 | 87972 | 89268 | 91131 | 93128 | 95558 | 97073 | 98558 | 98904 | 100526 | 102108
2004 | US | ECAR | - | - | DCWIT | Interruptible Demand | 0 | 1990 | 1994 | 1937 | 1920 | 1860 | 1864 | 1870 | 1875 | 1887 | 1864
2004 | US | ECAR | - | - | DCWLM | Direct Control Load Management | 0 | 170 | 173 | 174 | 176 | 178 | 180 | 182 | 184 | 186 | 188
2004 | US | ECAR | - | - | DCWNC | Net Capacity Resources | 129351 | 133357 | 134419 | 139179 | 140209 | 141709 | 142441 | 142441 | 142441 | 142441 | 142441
2004 | US | ECAR | - | - | DCWNI | Projected Net Internal Demand | 86332 | 85812 | 87101 | 89020 | 91032 | 93520 | 95029 | 96506 | 96845 | 98453 | 100056
2004 | US | ECAR | - | - | DCWNO | Net Operable Capacity | 129351 | 131709 | 134419 | 139179 | 140209 | 141709 | 142441 | 142441 | 142441 | 142441 | 142441
2004 | US | ECAR | - | - | DCWOTG | Other Generator Capacity >= 1 MW | 131257 | 133348 | 133348 | 133348 | 133348 | 133348 | 133348 | 133348 | 133348 | 133348 | 133348
2004 | US | ECAR | - | - | DCWOTL | Other Capacity < 1 MW | 39 | 39 | 39 | 39 | 39 | 39 | 39 | 39 | 39 | 39 | 39
2004 | US | ECAR | - | - | DCWPU | Purchases | 0 | 2813 | 0 | 0 | 0 | 0 | 0 | 0 | 0 | 0 | 0
2004 | US | ECAR | - | - | DCWSA | Sales | 0 | 1165 | 0 | 0 | 0 | 0 | 0 | 0 | 0 | 0 | 0
2004 | US | ECAR | - | - | DCWST | Standby Demand | 0 | 0 | 0 | 0 | 0 | 0 | 0 | 0 | 0 | 0 | 0
2004 | US | ECAR | - | - | DCWT | Total Internal Capacity | 131296 | 133387 | 136097 | 140857 | 141887 | 143387 | 144119 | 144119 | 144119 | 144119 | 144119
2004 | US | ECAR | - | - | DCWTA | Committed Resources | 131296 | 133387 | 133387 | 133387 | 133387 | 133387 | 133387 | 133387 | 133387 | 133387 | 133387
2004 | US | ECAR | - | - | DCWTB | Uncommitted Resources | 0 | 0 | 2710 | 7470 | 8500 | 10000 | 10732 | 10732 | 10732 | 10732 | 10732
2004 | US | ECAR | - | - | DCWTI | Projected Total Internal Demand | 86332 | 87972 | 89268 | 91131 | 93128 | 95558 | 97073 | 98558 | 98904 | 100526 | 102108
2004 | US | TRE | - | ERCOT | CWT | Total Capacity | 82875 | 85285 | 85608 | 86403 | 86403 | 86338 | 85943 | 85943 | 85943 | 85943 | 85943
2004 | US | TRE | - | ERCOT | DCWAJ | Adjustments | 0 | 0 | 0 | 0 | 0 | 0 | 0 | 0 | 0 | 0 | 0
2004 | US | TRE | - | ERCOT | DCWDGG | Distributed Generator Capacity >= 1 MW | 55 | 55 | 55 | 59 | 59 | 59 | 59 | 59 | 59 | 59 | 59
2004 | US | TRE | - | ERCOT | DCWDGL | Distributed Generator Capacity < 1 MW | 3 | 3 | 3 | 3 | 3 | 3 | 3 | 3 | 3 | 3 | 3
2004 | US | TRE | - | ERCOT | DCWFP | Full-Responsibility Purchases (portion of total purchases) | 80 | 111 | 111 | 112 | 112 | 113 | 113 | 114 | 114 | 115 | 115
2004 | US | TRE | - | ERCOT | DCWFS | Full-Responsibility Sales (portion of total sales) | 244 | 189 | 189 | 189 | 189 | 189 | 189 | 189 | 189 | 189 | 189
2004 | US | TRE | - | ERCOT | DCWIC | Inoperable capacity | 5600 | 5186 | 2921 | 2921 | 2921 | 2921 | 2921 | 2921 | 2921 | 2921 | 2921
2004 | US | TRE | - | ERCOT | DCWIN | Internal Demand | 42702 | 43556 | 44427 | 45316 | 46222 | 47146 | 48089 | 49051 | 50032 | 51033 | 52054
2004 | US | TRE | - | ERCOT | DCWIT | Interruptible Demand | 714 | 1393 | 1393 | 1393 | 1393 | 1393 | 1393 | 1393 | 1393 | 1393 | 1393
2004 | US | TRE | - | ERCOT | DCWLM | Direct Control Load Management | 0 | 0 | 0 | 0 | 0 | 0 | 0 | 0 | 0 | 0 | 0
2004 | US | TRE | - | ERCOT | DCWNC | Net Capacity Resources | 77111 | 80021 | 82609 | 83405 | 83405 | 83341 | 82946 | 82947 | 82947 | 82948 | 82948
2004 | US | TRE | - | ERCOT | DCWNI | Projected Net Internal Demand | 41988 | 42163 | 43034 | 43923 | 44829 | 45753 | 46696 | 47658 | 48639 | 49640 | 50661
2004 | US | TRE | - | ERCOT | DCWNO | Net Operable Capacity | 77275 | 80099 | 82687 | 83482 | 83482 | 83417 | 83022 | 83022 | 83022 | 83022 | 83022
2004 | US | TRE | - | ERCOT | DCWOTG | Other Generator Capacity >= 1 MW | 82818 | 85227 | 85550 | 86341 | 86341 | 86276 | 85881 | 85881 | 85881 | 85881 | 85881
2004 | US | TRE | - | ERCOT | DCWOTL | Other Capacity < 1 MW | 0 | 0 | 0 | 0 | 0 | 0 | 0 | 0 | 0 | 0 | 0
2004 | US | TRE | - | ERCOT | DCWPU | Purchases | 80 | 111 | 111 | 112 | 112 | 113 | 113 | 114 | 114 | 115 | 115
2004 | US | TRE | - | ERCOT | DCWSA | Sales | 244 | 189 | 189 | 189 | 189 | 189 | 189 | 189 | 189 | 189 | 189
2004 | US | TRE | - | ERCOT | DCWST | Standby Demand | 0 | 0 | 0 | 0 | 0 | 0 | 0 | 0 | 0 | 0 | 0
2004 | US | TRE | - | ERCOT | DCWT | Total Internal Capacity | 82875 | 85285 | 85608 | 86403 | 86403 | 86338 | 85943 | 85943 | 85943 | 85943 | 85943
2004 | US | TRE | - | ERCOT | DCWTA | Committed Resources | 82875 | 85285 | 85608 | 86403 | 86403 | 86338 | 85943 | 85943 | 85943 | 85943 | 85943
2004 | US | TRE | - | ERCOT | DCWTB | Uncommitted Resources | 0 | 0 | 0 | 0 | 0 | 0 | 0 | 0 | 0 | 0 | 0
2004 | US | TRE | - | ERCOT | DCWTI | Projected Total Internal Demand | 42702 | 43556 | 44427 | 45316 | 46222 | 47146 | 48089 | 49051 | 50032 | 51033 | 52054
2004 | US | FRCC | - | - | CWT | Total Capacity | 48460 | 49497 | 52392 | 53052 | 54252 | 55186 | 57214 | 58864 | 60166 | 63314 | 66145
2004 | US | FRCC | - | - | DCWAJ | Adjustments | 0 | 0 | 0 | 0 | 0 | 0 | 0 | 0 | 0 | 0 | 0
2004 | US | FRCC | - | - | DCWDGG | Distributed Generator Capacity >= 1 MW | 0 | 0 | 0 | 0 | 0 | 0 | 0 | 0 | 0 | 0 | 0
2004 | US | FRCC | - | - | DCWDGL | Distributed Generator Capacity < 1 MW | 0 | 0 | 0 | 0 | 0 | 0 | 0 | 0 | 0 | 0 | 0
2004 | US | FRCC | - | - | DCWFP | Full-Responsibility Purchases (portion of total purchases) | 1550 | 1552 | 1552 | 1552 | 1552 | 1552 | 1552 | 931 | 931 | 931 | 931
2004 | US | FRCC | - | - | DCWFS | Full-Responsibility Sales (portion of total sales) | 0 | 0 | 0 | 0 | 0 | 0 | 0 | 0 | 0 | 0 | 0
2004 | US | FRCC | - | - | DCWIC | Inoperable capacity | 0 | 0 | 0 | 0 | 0 | 0 | 0 | 0 | 0 | 0 | 0
2004 | US | FRCC | - | - | DCWIN | Internal Demand | 36841 | 45418 | 46546 | 47692 | 48769 | 49944 | 51122 | 52357 | 53598 | 54853 | 56130
2004 | US | FRCC | - | - | DCWIT | Interruptible Demand | 272 | 995 | 831 | 837 | 825 | 815 | 810 | 807 | 814 | 821 | 827
2004 | US | FRCC | - | - | DCWLM | Direct Control Load Management | 340 | 2618 | 2621 | 2622 | 2635 | 2648 | 2656 | 2659 | 2663 | 2667 | 2672
2004 | US | FRCC | - | - | DCWNC | Net Capacity Resources | 50010 | 51049 | 53944 | 54604 | 55804 | 56738 | 58766 | 59795 | 61097 | 64245 | 67076
2004 | US | FRCC | - | - | DCWNI | Projected Net Internal Demand | 36229 | 41805 | 43094 | 44233 | 45309 | 46481 | 47656 | 48891 | 50121 | 51365 | 52631
2004 | US | FRCC | - | - | DCWNO | Net Operable Capacity | 48460 | 49497 | 52392 | 53052 | 54252 | 55186 | 57214 | 58864 | 60166 | 63314 | 66145
2004 | US | FRCC | - | - | DCWOTG | Other Generator Capacity >= 1 MW | 48460 | 49497 | 52392 | 53052 | 54252 | 55186 | 57214 | 58864 | 60166 | 63314 | 66145
2004 | US | FRCC | - | - | DCWOTL | Other Capacity < 1 MW | 0 | 0 | 0 | 0 | 0 | 0 | 0 | 0 | 0 | 0 | 0
2004 | US | FRCC | - | - | DCWPU | Purchases | 1550 | 1552 | 1552 | 1552 | 1552 | 1552 | 1552 | 931 | 931 | 931 | 931
2004 | US | FRCC | - | - | DCWSA | Sales | 0 | 0 | 0 | 0 | 0 | 0 | 0 | 0 | 0 | 0 | 0
2004 | US | FRCC | - | - | DCWST | Standby Demand | 0 | 0 | 0 | 0 | 0 | 0 | 0 | 0 | 0 | 0 | 0
2004 | US | FRCC | - | - | DCWT | Total Internal Capacity | 48460 | 49497 | 52392 | 53052 | 54252 | 55186 | 57214 | 58864 | 60166 | 63314 | 66145
2004 | US | FRCC | - | - | DCWTA | Committed Resources | 48460 | 49497 | 52392 | 53052 | 54252 | 55186 | 57214 | 58864 | 60166 | 63314 | 66145
2004 | US | FRCC | - | - | DCWTB | Uncommitted Resources | 0 | 0 | 0 | 0 | 0 | 0 | 0 | 0 | 0 | 0 | 0
2004 | US | FRCC | - | - | DCWTI | Projected Total Internal Demand | 36841 | 45418 | 46546 | 47692 | 48769 | 49944 | 51122 | 52357 | 53598 | 54853 | 56130
2004 | US | MAAC | - | - | CWT | Total Capacity | 67646 | 69624 | 70717 | 70717 | 70717 | 70717 | 70717 | 70717 | 70717 | 70717 | 70717
2004 | US | MAAC | - | - | DCWAJ | Adjustments | 0 | 0 | 0 | 0 | 0 | 0 | 0 | 0 | 0 | 0 | 0
2004 | US | MAAC | - | - | DCWDGG | Distributed Generator Capacity >= 1 MW | 5 | 5 | 5 | 5 | 5 | 5 | 5 | 5 | 5 | 5 | 5
2004 | US | MAAC | - | - | DCWDGL | Distributed Generator Capacity < 1 MW | 0 | 0 | 0 | 0 | 0 | 0 | 0 | 0 | 0 | 0 | 0
2004 | US | MAAC | - | - | DCWFP | Full-Responsibility Purchases (portion of total purchases) | 0 | 0 | 0 | 0 | 0 | 0 | 0 | 0 | 0 | 0 | 0
2004 | US | MAAC | - | - | DCWFS | Full-Responsibility Sales (portion of total sales) | 0 | 0 | 0 | 0 | 0 | 0 | 0 | 0 | 0 | 0 | 0
2004 | US | MAAC | - | - | DCWIC | Inoperable capacity | 0 | 0 | 0 | 0 | 0 | 0 | 0 | 0 | 0 | 0 | 0
2004 | US | MAAC | - | - | DCWIN | Internal Demand | 45625 | 45471 | 46215 | 46955 | 47690 | 48420 | 49160 | 49899 | 50638 | 51360 | 52100
2004 | US | MAAC | - | - | DCWIT | Interruptible Demand | 0 | 344 | 344 | 344 | 344 | 344 | 344 | 344 | 344 | 344 | 344
2004 | US | MAAC | - | - | DCWLM | Direct Control Load Management | 0 | 55 | 55 | 55 | 55 | 55 | 55 | 55 | 55 | 55 | 55
2004 | US | MAAC | - | - | DCWNC | Net Capacity Resources | 68134 | 70112 | 71205 | 70755 | 70755 | 70755 | 70755 | 70755 | 70755 | 70755 | 70755
2004 | US | MAAC | - | - | DCWNI | Projected Net Internal Demand | 45625 | 45072 | 45816 | 46556 | 47291 | 48021 | 48761 | 49500 | 50239 | 50961 | 51701
2004 | US | MAAC | - | - | DCWNO | Net Operable Capacity | 67646 | 69624 | 70717 | 70717 | 70717 | 70717 | 70717 | 70717 | 70717 | 70717 | 70717
2004 | US | MAAC | - | - | DCWOTG | Other Generator Capacity >= 1 MW | 67641 | 69619 | 70712 | 70712 | 70712 | 70712 | 70712 | 70712 | 70712 | 70712 | 70712
2004 | US | MAAC | - | - | DCWOTL | Other Capacity < 1 MW | 0 | 0 | 0 | 0 | 0 | 0 | 0 | 0 | 0 | 0 | 0
2004 | US | MAAC | - | - | DCWPU | Purchases | 488 | 488 | 488 | 38 | 38 | 38 | 38 | 38 | 38 | 38 | 38
2004 | US | MAAC | - | - | DCWSA | Sales | 0 | 0 | 0 | 0 | 0 | 0 | 0 | 0 | 0 | 0 | 0
2004 | US | MAAC | - | - | DCWST | Standby Demand | 0 | 0 | 0 | 0 | 0 | 0 | 0 | 0 | 0 | 0 | 0
2004 | US | MAAC | - | - | DCWT | Total Internal Capacity | 67646 | 69624 | 70717 | 70717 | 70717 | 70717 | 70717 | 70717 | 70717 | 70717 | 70717
2004 | US | MAAC | - | - | DCWTA | Committed Resources | 67646 | 69624 | 70717 | 70717 | 70717 | 70717 | 70717 | 70717 | 70717 | 70717 | 70717
2004 | US | MAAC | - | - | DCWTB | Uncommitted Resources | 0 | 0 | 0 | 0 | 0 | 0 | 0 | 0 | 0 | 0 | 0
2004 | US | MAAC | - | - | DCWTI | Projected Total Internal Demand | 45625 | 45471 | 46215 | 46955 | 47690 | 48420 | 49160 | 49899 | 50638 | 51360 | 52100
2004 | US | MAIN | - | - | CWT | Total Capacity | 69815 | 69758 | 73504 | 75281 | 75653 | 78043 | 78760 | 79659 | 79896 | 79896 | 79186
2004 | US | MAIN | - | - | DCWAJ | Adjustments | 0 | 0 | 0 | 0 | 0 | 0 | 0 | 0 | 0 | 0 | 0
2004 | US | MAIN | - | - | DCWDGG | Distributed Generator Capacity >= 1 MW | 409 | 407 | 407 | 407 | 407 | 407 | 407 | 407 | 414 | 414 | 414
2004 | US | MAIN | - | - | DCWDGL | Distributed Generator Capacity < 1 MW | 31 | 33 | 33 | 33 | 33 | 33 | 33 | 33 | 33 | 33 | 33
2004 | US | MAIN | - | - | DCWFP | Full-Responsibility Purchases (portion of total purchases) | 316 | 289 | 221 | 225 | 155 | 159 | 185 | 189 | 194 | 199 | 205
2004 | US | MAIN | - | - | DCWFS | Full-Responsibility Sales (portion of total sales) | 208 | 210 | 262 | 290 | 360 | 195 | 196 | 198 | 200 | 202 | 204
2004 | US | MAIN | - | - | DCWIC | Inoperable capacity | 1554 | 1389 | 1471 | 1399 | 1444 | 1399 | 1399 | 1399 | 1399 | 1504 | 1450
2004 | US | MAIN | - | - | DCWIN | Internal Demand | 41718 | 42408 | 43335 | 43954 | 44486 | 45205 | 45862 | 46557 | 47428 | 48117 | 48872
2004 | US | MAIN | - | - | DCWIT | Interruptible Demand | 1238 | 1468 | 1482 | 1475 | 1472 | 1479 | 1479 | 1480 | 1480 | 1481 | 1487
2004 | US | MAIN | - | - | DCWLM | Direct Control Load Management | 526 | 529 | 530 | 533 | 535 | 536 | 538 | 539 | 541 | 545 | 547
2004 | US | MAIN | - | - | DCWNC | Net Capacity Resources | 68942 | 68552 | 72014 | 73739 | 74019 | 76134 | 76722 | 77484 | 77780 | 78099 | 78358
2004 | US | MAIN | - | - | DCWNI | Projected Net Internal Demand | 39955 | 40412 | 41324 | 41947 | 42480 | 43191 | 43846 | 44539 | 45408 | 46092 | 46839
2004 | US | MAIN | - | - | DCWNO | Net Operable Capacity | 68261 | 68369 | 72033 | 73882 | 74209 | 76644 | 77361 | 78260 | 78497 | 78392 | 77736
2004 | US | MAIN | - | - | DCWOTG | Other Generator Capacity >= 1 MW | 56268 | 52314 | 52510 | 52287 | 52421 | 52643 | 52328 | 52843 | 49732 | 48960 | 48250
2004 | US | MAIN | - | - | DCWOTL | Other Capacity < 1 MW | 19 | 19 | 19 | 19 | 19 | 19 | 19 | 19 | 19 | 19 | 19
2004 | US | MAIN | - | - | DCWPU | Purchases | 1597 | 1103 | 1142 | 1446 | 1469 | 1006 | 878 | 743 | 805 | 1166 | 2084
2004 | US | MAIN | - | - | DCWSA | Sales | 916 | 920 | 1161 | 1589 | 1659 | 1516 | 1517 | 1519 | 1522 | 1459 | 1462
2004 | US | MAIN | - | - | DCWST | Standby Demand | bar: 0 to 188
2004 | US | MAIN | - | - | DCWT | Total Internal Capacity | 69815 | 69758 | 73504 | 75281 | 75653 | 78043 | 78760 | 79659 | 79896 | 79896 | 79186
2004 | US | MAIN | - | - | DCWTA | Committed Resources | 56727 | 52773 | 52969 | 52746 | 52880 | 53102 | 52787 | 53302 | 50198 | 49426 | 48716
2004 | US | MAIN | - | - | DCWTB | Uncommitted Resources | 13088 | 16985 | 20535 | 22535 | 22773 | 24941 | 25973 | 26357 | 29698 | 30470 | 30470
2004 | US | MAIN | - | - | DCWTI | Projected Total Internal Demand | 41719 | 42409 | 43336 | 43955 | 44487 | 45206 | 45863 | 46558 | 47429 | 48118 | 48873
2004 | US | MRO | - | - | CWT | Total Capacity | 32747 | 33355 | 33975 | 34238 | 35044 | 35215 | 36176 | 36176 | 36176 | 36168 | 36168
2004 | US | MRO | - | - | DCWAJ | Adjustments | 0 | 0 | 0 | 0 | 0 | 0 | 0 | 0 | 0 | 0 | 0
2004 | US | MRO | - | - | DCWDGG | Distributed Generator Capacity >= 1 MW | 5022 | 5022 | 5020 | 4998 | 5003 | 4951 | 4951 | 4951 | 4951 | 4951 | 4951
2004 | US | MRO | - | - | DCWDGL | Distributed Generator Capacity < 1 MW | 7 | 7 | 7 | 7 | 7 | 7 | 7 | 7 | 7 | 7 | 7
2004 | US | MRO | - | - | DCWFP | Full-Responsibility Purchases (portion of total purchases) | 107 | 106 | 106 | 106 | 111 | 111 | 111 | 111 | 111 | 111 | 111
2004 | US | MRO | - | - | DCWFS | Full-Responsibility Sales (portion of total sales) | 183 | 168 | 92 | 92 | 92 | 17 | 17 | 17 | 17 | 17 | 17
2004 | US | MRO | - | - | DCWIC | Inoperable capacity | 7 | 0 | 0 | 0 | 0 | 0 | 0 | 0 | 0 | 0 | 0
2004 | US | MRO | - | - | DCWIN | Internal Demand | 24134 | 24628 | 25035 | 25419 | 25742 | 26178 | 26598 | 27015 | 27429 | 27825 | 28236
2004 | US | MRO | - | - | DCWIT | Interruptible Demand | 0 | 0 | 0 | 0 | 0 | 0 | 0 | 0 | 0 | 0 | 0
2004 | US | MRO | - | - | DCWLM | Direct Control Load Management | 92 | 103 | 104 | 106 | 108 | 111 | 109 | 113 | 112 | 112 | 113
2004 | US | MRO | - | - | DCWNC | Net Capacity Resources | 32769 | 33822 | 34181 | 34497 | 35312 | 35560 | 36406 | 36465 | 36564 | 36557 | 36558
2004 | US | MRO | - | - | DCWNI | Projected Net Internal Demand | 24042 | 24525 | 24931 | 25313 | 25634 | 26067 | 26489 | 26902 | 27317 | 27713 | 28123
2004 | US | MRO | - | - | DCWNO | Net Operable Capacity | 32740 | 33355 | 33975 | 34238 | 35044 | 35215 | 36176 | 36176 | 36176 | 36168 | 36168
2004 | US | MRO | - | - | DCWOTG | Other Generator Capacity >= 1 MW | 27673 | 28281 | 28901 | 29186 | 29962 | 30186 | 31147 | 31147 | 31147 | 31139 | 31139
2004 | US | MRO | - | - | DCWOTL | Other Capacity < 1 MW | 45 | 46 | 43 | 43 | 43 | 43 | 43 | 43 | 43 | 42 | 42
2004 | US | MRO | - | - | DCWPU | Purchases | 711 | 964 | 665 | 658 | 662 | 664 | 664 | 625 | 624 | 625 | 626
2004 | US | MRO | - | - | DCWSA | Sales | 682 | 497 | 459 | 399 | 394 | 319 | 434 | 336 | 236 | 236 | 236
2004 | US | MRO | - | - | DCWST | Standby Demand | 0 | 0 | 0 | 0 | 0 | 0 | 0 | 0 | 0 | 0 | 0
2004 | US | MRO | - | - | DCWT | Total Internal Capacity | 32747 | 33355 | 33975 | 34238 | 35044 | 35215 | 36176 | 36176 | 36176 | 36168 | 36168
2004 | US | MRO | - | - | DCWTA | Committed Resources | 32747 | 33355 | 33970 | 34233 | 35014 | 35185 | 36146 | 36146 | 36146 | 36138 | 36138
2004 | US | MRO | - | - | DCWTB | Uncommitted Resources | 0 | 0 | 5 | 5 | 30 | 30 | 30 | 30 | 30 | 30 | 30
2004 | US | MRO | - | - | DCWTI | Projected Total Internal Demand | 24134 | 24628 | 25035 | 25419 | 25742 | 26178 | 26598 | 27015 | 27429 | 27825 | 28236
2004 | US | NPCC | - | - | CWT | Total Capacity | 71713 | 74762 | 76396 | 79890 | 83321 | 83189 | 82064 | 82064 | 82064 | 82064 | 82064
2004 | US | NPCC | - | - | DCWAJ | Adjustments | 0 | 0 | 0 | 0 | 0 | 0 | 0 | 0 | 0 | 0 | 0
2004 | US | NPCC | - | - | DCWDGG | Distributed Generator Capacity >= 1 MW | 381 | 381 | 381 | 381 | 381 | 381 | 381 | 381 | 381 | 381 | 381
2004 | US | NPCC | - | - | DCWDGL | Distributed Generator Capacity < 1 MW | bar: 0 to 188
2004 | US | NPCC | - | - | DCWFP | Full-Responsibility Purchases (portion of total purchases) | 2267 | 533 | 533 | 533 | 533 | 453 | 453 | 446 | 446 | 446 | 446
2004 | US | NPCC | - | - | DCWFS | Full-Responsibility Sales (portion of total sales) | 857 | 306 | 306 | 306 | 306 | 306 | 306 | 299 | 299 | 299 | 299
2004 | US | NPCC | - | - | DCWIC | Inoperable capacity | 0 | 0 | 0 | 0 | 0 | 0 | 0 | 0 | 0 | 0 | 0
2004 | US | NPCC | - | - | DCWIN | Internal Demand | 48079 | 47986 | 48532 | 49040 | 49504 | 49896 | 50382 | 50895 | 51371 | 51766 | 52157
2004 | US | NPCC | - | - | DCWIT | Interruptible Demand | 229 | 229 | 229 | 229 | 229 | 229 | 229 | 229 | 229 | 229 | 229
2004 | US | NPCC | - | - | DCWLM | Direct Control Load Management | 0 | 0 | 0 | 0 | 0 | 0 | 0 | 0 | 0 | 0 | 0
2004 | US | NPCC | - | - | DCWNC | Net Capacity Resources | 73123 | 74989 | 76623 | 80117 | 83548 | 83336 | 82211 | 82211 | 82211 | 82211 | 82211
2004 | US | NPCC | - | - | DCWNI | Projected Net Internal Demand | 47850 | 47757 | 48303 | 48811 | 49275 | 49667 | 50153 | 50666 | 51142 | 51537 | 51928
2004 | US | NPCC | - | - | DCWNO | Net Operable Capacity | 71713 | 74762 | 76396 | 79890 | 83321 | 83189 | 82064 | 82064 | 82064 | 82064 | 82064
2004 | US | NPCC | - | - | DCWOTG | Other Generator Capacity >= 1 MW | 71218 | 74267 | 75901 | 79395 | 82826 | 82694 | 81568 | 81568 | 81568 | 81568 | 81568
2004 | US | NPCC | - | - | DCWOTL | Other Capacity < 1 MW | 114 | 114 | 114 | 114 | 114 | 114 | 114 | 114 | 114 | 114 | 114
2004 | US | NPCC | - | - | DCWPU | Purchases | 2267 | 533 | 533 | 533 | 533 | 453 | 453 | 446 | 446 | 446 | 446
2004 | US | NPCC | - | - | DCWSA | Sales | 857 | 306 | 306 | 306 | 306 | 306 | 306 | 299 | 299 | 299 | 299
2004 | US | NPCC | - | - | DCWST | Standby Demand | 0 | 0 | 0 | 0 | 0 | 0 | 0 | 0 | 0 | 0 | 0
2004 | US | NPCC | - | - | DCWT | Total Internal Capacity | 71713 | 74762 | 76396 | 79890 | 83321 | 83189 | 82064 | 82064 | 82064 | 82064 | 82064
2004 | US | NPCC | - | - | DCWTA | Committed Resources | 71713 | 74762 | 76396 | 79890 | 83321 | 83189 | 82064 | 82064 | 82064 | 82064 | 82064
2004 | US | NPCC | - | - | DCWTB | Uncommitted Resources | 0 | 0 | 0 | 0 | 0 | 0 | 0 | 0 | 0 | 0 | 0
2004 | US | NPCC | - | - | DCWTI | Projected Total Internal Demand | 48079 | 47986 | 48532 | 49040 | 49504 | 49896 | 50382 | 50895 | 51371 | 51766 | 52157
2004 | US | NPCC | New England | New England | CWT | Total Capacity | 33282 | 33944 | 34067 | 34641 | 35261 | 35261 | 35261 | 35261 | 35261 | 35261 | 35261
2004 | US | NPCC | New England | New England | DCWAJ | Adjustments | 0 | 0 | 0 | 0 | 0 | 0 | 0 | 0 | 0 | 0 | 0
2004 | US | NPCC | New England | New England | DCWDGG | Distributed Generator Capacity >= 1 MW | 381 | 381 | 381 | 381 | 381 | 381 | 381 | 381 | 381 | 381 | 381
2004 | US | NPCC | New England | New England | DCWDGL | Distributed Generator Capacity < 1 MW | bar: 0 to 188
2004 | US | NPCC | New England | New England | DCWFP | Full-Responsibility Purchases (portion of total purchases) | 453 | 453 | 453 | 453 | 453 | 453 | 453 | 446 | 446 | 446 | 446
2004 | US | NPCC | New England | New England | DCWFS | Full-Responsibility Sales (portion of total sales) | 552 | 0 | 0 | 0 | 0 | 0 | 0 | 0 | 0 | 0 | 0
2004 | US | NPCC | New England | New England | DCWIC | Inoperable capacity | 0 | 0 | 0 | 0 | 0 | 0 | 0 | 0 | 0 | 0 | 0
2004 | US | NPCC | New England | New England | DCWIN | Internal Demand | 22817 | 22370 | 22615 | 22845 | 23105 | 23380 | 23680 | 24040 | 24440 | 24720 | 24980
2004 | US | NPCC | New England | New England | DCWIT | Interruptible Demand | 229 | 229 | 229 | 229 | 229 | 229 | 229 | 229 | 229 | 229 | 229
2004 | US | NPCC | New England | New England | DCWLM | Direct Control Load Management | 0 | 0 | 0 | 0 | 0 | 0 | 0 | 0 | 0 | 0 | 0
2004 | US | NPCC | New England | New England | DCWNC | Net Capacity Resources | 33183 | 34397 | 34520 | 35094 | 35714 | 35714 | 35714 | 35707 | 35707 | 35707 | 35707
2004 | US | NPCC | New England | New England | DCWNI | Projected Net Internal Demand | 22588 | 22141 | 22386 | 22616 | 22876 | 23151 | 23451 | 23811 | 24211 | 24491 | 24751
2004 | US | NPCC | New England | New England | DCWNO | Net Operable Capacity | 33282 | 33944 | 34067 | 34641 | 35261 | 35261 | 35261 | 35261 | 35261 | 35261 | 35261
2004 | US | NPCC | New England | New England | DCWOTG | Other Generator Capacity >= 1 MW | 32863 | 33525 | 33648 | 34222 | 34842 | 34842 | 34842 | 34842 | 34842 | 34842 | 34842
2004 | US | NPCC | New England | New England | DCWOTL | Other Capacity < 1 MW | 38 | 38 | 38 | 38 | 38 | 38 | 38 | 38 | 38 | 38 | 38
2004 | US | NPCC | New England | New England | DCWPU | Purchases | 453 | 453 | 453 | 453 | 453 | 453 | 453 | 446 | 446 | 446 | 446
2004 | US | NPCC | New England | New England | DCWSA | Sales | 552 | 0 | 0 | 0 | 0 | 0 | 0 | 0 | 0 | 0 | 0
2004 | US | NPCC | New England | New England | DCWST | Standby Demand | 0 | 0 | 0 | 0 | 0 | 0 | 0 | 0 | 0 | 0 | 0
2004 | US | NPCC | New England | New England | DCWT | Total Internal Capacity | 33282 | 33944 | 34067 | 34641 | 35261 | 35261 | 35261 | 35261 | 35261 | 35261 | 35261
2004 | US | NPCC | New England | New England | DCWTA | Committed Resources | 33282 | 33944 | 34067 | 34641 | 35261 | 35261 | 35261 | 35261 | 35261 | 35261 | 35261
2004 | US | NPCC | New England | New England | DCWTB | Uncommitted Resources | 0 | 0 | 0 | 0 | 0 | 0 | 0 | 0 | 0 | 0 | 0
2004 | US | NPCC | New England | New England | DCWTI | Projected Total Internal Demand | 22817 | 22370 | 22615 | 22845 | 23105 | 23380 | 23680 | 24040 | 24440 | 24720 | 24980
2004 | US | NPCC | New York | New York | CWT | Total Capacity | 38431 | 40818 | 42329 | 45249 | 48060 | 47928 | 46803 | 46803 | 46803 | 46803 | 46803
2004 | US | NPCC | New York | New York | DCWAJ | Adjustments | 0 | 0 | 0 | 0 | 0 | 0 | 0 | 0 | 0 | 0 | 0
2004 | US | NPCC | New York | New York | DCWDGG | Distributed Generator Capacity >= 1 MW | 0 | 0 | 0 | 0 | 0 | 0 | 0 | 0 | 0 | 0 | 0
2004 | US | NPCC | New York | New York | DCWDGL | Distributed Generator Capacity < 1 MW | 0 | 0 | 0 | 0 | 0 | 0 | 0 | 0 | 0 | 0 | 0
2004 | US | NPCC | New York | New York | DCWFP | Full-Responsibility Purchases (portion of total purchases) | 1814 | 80 | 80 | 80 | 80 | 0 | 0 | 0 | 0 | 0 | 0
2004 | US | NPCC | New York | New York | DCWFS | Full-Responsibility Sales (portion of total sales) | 305 | 306 | 306 | 306 | 306 | 306 | 306 | 299 | 299 | 299 | 299
2004 | US | NPCC | New York | New York | DCWIC | Inoperable capacity | 0 | 0 | 0 | 0 | 0 | 0 | 0 | 0 | 0 | 0 | 0
2004 | US | NPCC | New York | New York | DCWIN | Internal Demand | 25262 | 25616 | 25917 | 26195 | 26399 | 26516 | 26702 | 26855 | 26931 | 27046 | 27177
2004 | US | NPCC | New York | New York | DCWIT | Interruptible Demand | 0 | 0 | 0 | 0 | 0 | 0 | 0 | 0 | 0 | 0 | 0
2004 | US | NPCC | New York | New York | DCWLM | Direct Control Load Management | 0 | 0 | 0 | 0 | 0 | 0 | 0 | 0 | 0 | 0 | 0
2004 | US | NPCC | New York | New York | DCWNC | Net Capacity Resources | 39940 | 40592 | 42103 | 45023 | 47834 | 47622 | 46497 | 46504 | 46504 | 46504 | 46504
2004 | US | NPCC | New York | New York | DCWNI | Projected Net Internal Demand | 25262 | 25616 | 25917 | 26195 | 26399 | 26516 | 26702 | 26855 | 26931 | 27046 | 27177
2004 | US | NPCC | New York | New York | DCWNO | Net Operable Capacity | 38431 | 40818 | 42329 | 45249 | 48060 | 47928 | 46803 | 46803 | 46803 | 46803 | 46803
2004 | US | NPCC | New York | New York | DCWOTG | Other Generator Capacity >= 1 MW | 38355 | 40742 | 42253 | 45173 | 47984 | 47852 | 46726 | 46726 | 46726 | 46726 | 46726
2004 | US | NPCC | New York | New York | DCWOTL | Other Capacity < 1 MW | 76 | 76 | 76 | 76 | 76 | 76 | 76 | 76 | 76 | 76 | 76
2004 | US | NPCC | New York | New York | DCWPU | Purchases | 1814 | 80 | 80 | 80 | 80 | 0 | 0 | 0 | 0 | 0 | 0
2004 | US | NPCC | New York | New York | DCWSA | Sales | 305 | 306 | 306 | 306 | 306 | 306 | 306 | 299 | 299 | 299 | 299
2004 | US | NPCC | New York | New York | DCWST | Standby Demand | 0 | 0 | 0 | 0 | 0 | 0 | 0 | 0 | 0 | 0 | 0
2004 | US | NPCC | New York | New York | DCWT | Total Internal Capacity | 38431 | 40818 | 42329 | 45249 | 48060 | 47928 | 46803 | 46803 | 46803 | 46803 | 46803
2004 | US | NPCC | New York | New York | DCWTA | Committed Resources | 38431 | 40818 | 42329 | 45249 | 48060 | 47928 | 46803 | 46803 | 46803 | 46803 | 46803
2004 | US | NPCC | New York | New York | DCWTB | Uncommitted Resources | 0 | 0 | 0 | 0 | 0 | 0 | 0 | 0 | 0 | 0 | 0
2004 | US | NPCC | New York | New York | DCWTI | Projected Total Internal Demand | 25262 | 25616 | 25917 | 26195 | 26399 | 26516 | 26702 | 26855 | 26931 | 27046 | 27177
2004 | US | SERC | - | - | CWT | Total Capacity | 174667 | 176641 | 178795 | 180476 | 182222 | 183961 | 187230 | 190034 | 191558 | 194286 | 196057
2004 | US | SERC | - | - | DCWAJ | Adjustments | -132 | -217 | -302 | -302 | -302 | -302 | -302 | -302 | -302 | -302 | -302
2004 | US | SERC | - | - | DCWDGG | Distributed Generator Capacity >= 1 MW | 97 | 97 | 97 | 97 | 97 | 97 | 97 | 97 | 97 | 97 | 97
2004 | US | SERC | - | - | DCWDGL | Distributed Generator Capacity < 1 MW | 0 | 0 | 0 | 0 | 0 | 0 | 0 | 0 | 0 | 0 | 0
2004 | US | SERC | - | - | DCWFP | Full-Responsibility Purchases (portion of total purchases) | 0 | 0 | 0 | 0 | 0 | 0 | 0 | 0 | 0 | 0 | 0
2004 | US | SERC | - | - | DCWFS | Full-Responsibility Sales (portion of total sales) | 0 | 0 | 0 | 0 | 0 | 0 | 0 | 0 | 0 | 0 | 0
2004 | US | SERC | - | - | DCWIC | Inoperable capacity | 1352 | 1592 | 1592 | 1529 | 464 | 464 | 464 | 224 | 224 | 224 | 224
2004 | US | SERC | - | - | DCWIN | Internal Demand | 137972 | 141176 | 143675 | 146565 | 149327 | 152227 | 155266 | 158236 | 161243 | 164264 | 167346
2004 | US | SERC | - | - | DCWIT | Interruptible Demand | 4147 | 4025 | 3943 | 3761 | 3741 | 3738 | 3733 | 3530 | 3426 | 3373 | 3345
2004 | US | SERC | - | - | DCWLM | Direct Control Load Management | 581 | 586 | 594 | 601 | 608 | 616 | 626 | 634 | 643 | 651 | 660
2004 | US | SERC | - | - | DCWNC | Net Capacity Resources | 179810 | 182596 | 185340 | 186463 | 188342 | 189990 | 194396 | 198911 | 202218 | 204538 | 207175
2004 | US | SERC | - | - | DCWNI | Projected Net Internal Demand | 133244 | 136565 | 139138 | 142203 | 144978 | 147873 | 150907 | 154072 | 157174 | 160240 | 163341
2004 | US | SERC | - | - | DCWNO | Net Operable Capacity | 173315 | 175049 | 177203 | 178947 | 181758 | 183497 | 186766 | 189810 | 191334 | 194062 | 195833
2004 | US | SERC | - | - | DCWOTG | Other Generator Capacity >= 1 MW | 174570 | 176544 | 178061 | 178859 | 180077 | 181164 | 181382 | 181366 | 181373 | 181856 | 181670
2004 | US | SERC | - | - | DCWOTL | Other Capacity < 1 MW | 0 | 0 | 0 | 0 | 0 | 0 | 0 | 0 | 0 | 0 | 0
2004 | US | SERC | - | - | DCWPU | Purchases | 11788 | 13023 | 13158 | 12437 | 11506 | 11365 | 11218 | 12262 | 13924 | 13517 | 14272
2004 | US | SERC | - | - | DCWSA | Sales | 5161 | 5259 | 4719 | 4619 | 4620 | 4570 | 3286 | 2859 | 2738 | 2739 | 2628
2004 | US | SERC | - | - | DCWST | Standby Demand | 0 | 0 | 0 | 0 | 0 | 0 | 0 | 0 | 0 | 0 | 0
2004 | US | SERC | - | - | DCWT | Total Internal Capacity | 174667 | 176641 | 178795 | 180476 | 182222 | 183961 | 187230 | 190034 | 191558 | 194286 | 196057
2004 | US | SERC | - | - | DCWTA | Committed Resources | 174667 | 176641 | 178158 | 178956 | 180174 | 181261 | 181479 | 181463 | 181470 | 181953 | 181767
2004 | US | SERC | - | - | DCWTB | Uncommitted Resources | 0 | 0 | 637 | 1520 | 2048 | 2700 | 5751 | 8571 | 10088 | 12333 | 14290
2004 | US | SERC | - | - | DCWTI | Projected Total Internal Demand | 137972 | 141176 | 143675 | 146565 | 149327 | 152227 | 155266 | 158236 | 161243 | 164264 | 167346
2004 | US | SERC | Central | - | CWT | Total Capacity | 34531 | 34592 | 34708 | 34825 | 36203 | 36331 | 37094 | 37862 | 38384 | 38901 | 39163
2004 | US | SERC | Central | - | DCWAJ | Adjustments | 0 | 0 | 0 | 0 | 0 | 0 | 0 | 0 | 0 | 0 | 0
2004 | US | SERC | Central | - | DCWDGG | Distributed Generator Capacity >= 1 MW | 0 | 0 | 0 | 0 | 0 | 0 | 0 | 0 | 0 | 0 | 0
2004 | US | SERC | Central | - | DCWDGL | Distributed Generator Capacity < 1 MW | 0 | 0 | 0 | 0 | 0 | 0 | 0 | 0 | 0 | 0 | 0
2004 | US | SERC | Central | - | DCWFP | Full-Responsibility Purchases (portion of total purchases) | 0 | 0 | 0 | 0 | 0 | 0 | 0 | 0 | 0 | 0 | 0
2004 | US | SERC | Central | - | DCWFS | Full-Responsibility Sales (portion of total sales) | 0 | 0 | 0 | 0 | 0 | 0 | 0 | 0 | 0 | 0 | 0
2004 | US | SERC | Central | - | DCWIC | Inoperable capacity | 1289 | 1289 | 1289 | 1289 | 224 | 224 | 224 | 224 | 224 | 224 | 224
2004 | US | SERC | Central | - | DCWIN | Internal Demand | 28256 | 30143 | 30709 | 31268 | 31906 | 32547 | 33241 | 33601 | 34035 | 34367 | 34727
2004 | US | SERC | Central | - | DCWIT | Interruptible Demand | 2610 | 2622 | 2555 | 2387 | 2381 | 2392 | 2402 | 2213 | 2124 | 2085 | 2056
2004 | US | SERC | Central | - | DCWLM | Direct Control Load Management | 0 | 0 | 0 | 0 | 0 | 0 | 0 | 0 | 0 | 0 | 0
2004 | US | SERC | Central | - | DCWNC | Net Capacity Resources | 33087 | 33179 | 33298 | 33417 | 35363 | 35494 | 36260 | 37031 | 37556 | 38076 | 38341
2004 | US | SERC | Central | - | DCWNI | Projected Net Internal Demand | 25646 | 27521 | 28154 | 28881 | 29525 | 30155 | 30839 | 31388 | 31911 | 32282 | 32671
2004 | US | SERC | Central | - | DCWNO | Net Operable Capacity | 33242 | 33303 | 33419 | 33536 | 35979 | 36107 | 36870 | 37638 | 38160 | 38677 | 38939
2004 | US | SERC | Central | - | DCWOTG | Other Generator Capacity >= 1 MW | 34531 | 34592 | 34708 | 34825 | 36203 | 36331 | 36344 | 36362 | 36384 | 36401 | 36413
2004 | US | SERC | Central | - | DCWOTL | Other Capacity < 1 MW | 0 | 0 | 0 | 0 | 0 | 0 | 0 | 0 | 0 | 0 | 0
2004 | US | SERC | Central | - | DCWPU | Purchases | 1169 | 1200 | 1203 | 1205 | 708 | 711 | 714 | 717 | 720 | 723 | 726
2004 | US | SERC | Central | - | DCWSA | Sales | 1324 | 1324 | 1324 | 1324 | 1324 | 1324 | 1324 | 1324 | 1324 | 1324 | 1324
2004 | US | SERC | Central | - | DCWST | Standby Demand | 0 | 0 | 0 | 0 | 0 | 0 | 0 | 0 | 0 | 0 | 0
2004 | US | SERC | Central | - | DCWT | Total Internal Capacity | 34531 | 34592 | 34708 | 34825 | 36203 | 36331 | 37094 | 37862 | 38384 | 38901 | 39163
2004 | US | SERC | Central | - | DCWTA | Committed Resources | 34531 | 34592 | 34708 | 34825 | 36203 | 36331 | 36344 | 36362 | 36384 | 36401 | 36413
2004 | US | SERC | Central | - | DCWTB | Uncommitted Resources | 0 | 0 | 0 | 0 | 0 | 0 | 750 | 1500 | 2000 | 2500 | 2750
2004 | US | SERC | Central | - | DCWTI | Projected Total Internal Demand | 28256 | 30143 | 30709 | 31268 | 31906 | 32547 | 33241 | 33601 | 34035 | 34367 | 34727
2004 | US | SERC | Delta | - | CWT | Total Capacity | 26723 | 26723 | 26791 | 26791 | 26882 | 27568 | 27568 | 27968 | 28084 | 28201 | 28342
2004 | US | SERC | Delta | - | DCWAJ | Adjustments | 0 | 0 | 0 | 0 | 0 | 0 | 0 | 0 | 0 | 0 | 0
2004 | US | SERC | Delta | - | DCWDGG | Distributed Generator Capacity >= 1 MW | 0 | 0 | 0 | 0 | 0 | 0 | 0 | 0 | 0 | 0 | 0
2004 | US | SERC | Delta | - | DCWDGL | Distributed Generator Capacity < 1 MW | 0 | 0 | 0 | 0 | 0 | 0 | 0 | 0 | 0 | 0 | 0
2004 | US | SERC | Delta | - | DCWFP | Full-Responsibility Purchases (portion of total purchases) | 0 | 0 | 0 | 0 | 0 | 0 | 0 | 0 | 0 | 0 | 0
2004 | US | SERC | Delta | - | DCWFS | Full-Responsibility Sales (portion of total sales) | 0 | 0 | 0 | 0 | 0 | 0 | 0 | 0 | 0 | 0 | 0
2004 | US | SERC | Delta | - | DCWIC | Inoperable capacity | 0 | 0 | 0 | 0 | 0 | 0 | 0 | 0 | 0 | 0 | 0
2004 | US | SERC | Delta | - | DCWIN | Internal Demand | 21522 | 21829 | 22092 | 22525 | 22904 | 23209 | 23513 | 23972 | 24381 | 24858 | 25340
2004 | US | SERC | Delta | - | DCWIT | Interruptible Demand | 13 | 13 | 13 | 13 | 13 | 13 | 13 | 13 | 13 | 13 | 13
2004 | US | SERC | Delta | - | DCWLM | Direct Control Load Management | 0 | 0 | 0 | 0 | 0 | 0 | 0 | 0 | 0 | 0 | 0
2004 | US | SERC | Delta | - | DCWNC | Net Capacity Resources | 28286 | 29404 | 29091 | 28906 | 28607 | 29343 | 29425 | 29838 | 29954 | 30071 | 30212
2004 | US | SERC | Delta | - | DCWNI | Projected Net Internal Demand | 21509 | 21816 | 22079 | 22512 | 22891 | 23196 | 23500 | 23959 | 24368 | 24845 | 25327
2004 | US | SERC | Delta | - | DCWNO | Net Operable Capacity | 26723 | 26723 | 26791 | 26791 | 26882 | 27568 | 27568 | 27968 | 28084 | 28201 | 28342
2004 | US | SERC | Delta | - | DCWOTG | Other Generator Capacity >= 1 MW | 26723 | 26723 | 26791 | 26791 | 26791 | 27477 | 27477 | 27477 | 27477 | 27477 | 27477
2004 | US | SERC | Delta | - | DCWOTL | Other Capacity < 1 MW | 0 | 0 | 0 | 0 | 0 | 0 | 0 | 0 | 0 | 0 | 0
2004 | US | SERC | Delta | - | DCWPU | Purchases | 2018 | 2876 | 2495 | 2310 | 1920 | 1920 | 1920 | 1920 | 1920 | 1920 | 1920
2004 | US | SERC | Delta | - | DCWSA | Sales | 455 | 195 | 195 | 195 | 195 | 145 | 63 | 50 | 50 | 50 | 50
2004 | US | SERC | Delta | - | DCWST | Standby Demand | 0 | 0 | 0 | 0 | 0 | 0 | 0 | 0 | 0 | 0 | 0
2004 | US | SERC | Delta | - | DCWT | Total Internal Capacity | 26723 | 26723 | 26791 | 26791 | 26882 | 27568 | 27568 | 27968 | 28084 | 28201 | 28342
2004 | US | SERC | Delta | - | DCWTA | Committed Resources | 26723 | 26723 | 26791 | 26791 | 26791 | 27477 | 27477 | 27477 | 27477 | 27477 | 27477
2004 | US | SERC | Delta | - | DCWTB | Uncommitted Resources | 0 | 0 | 0 | 0 | 91 | 91 | 91 | 491 | 607 | 724 | 865
2004 | US | SERC | Delta | - | DCWTI | Projected Total Internal Demand | 21522 | 21829 | 22092 | 22525 | 22904 | 23209 | 23513 | 23972 | 24381 | 24858 | 25340
2004 | US | SERC | Southeastern | - | CWT | Total Capacity | 50462 | 51092 | 52417 | 52502 | 52308 | 52308 | 53623 | 53328 | 52884 | 54358 | 54369
2004 | US | SERC | Southeastern | - | DCWAJ | Adjustments | -132 | -217 | -302 | -302 | -302 | -302 | -302 | -302 | -302 | -302 | -302
2004 | US | SERC | Southeastern | - | DCWDGG | Distributed Generator Capacity >= 1 MW | 78 | 78 | 78 | 78 | 78 | 78 | 78 | 78 | 78 | 78 | 78
2004 | US | SERC | Southeastern | - | DCWDGL | Distributed Generator Capacity < 1 MW | 0 | 0 | 0 | 0 | 0 | 0 | 0 | 0 | 0 | 0 | 0
2004 | US | SERC | Southeastern | - | DCWFP | Full-Responsibility Purchases (portion of total purchases) | 0 | 0 | 0 | 0 | 0 | 0 | 0 | 0 | 0 | 0 | 0
2004 | US | SERC | Southeastern | - | DCWFS | Full-Responsibility Sales (portion of total sales) | 0 | 0 | 0 | 0 | 0 | 0 | 0 | 0 | 0 | 0 | 0
2004 | US | SERC | Southeastern | - | DCWIC | Inoperable capacity | 0 | 0 | 0 | 0 | 0 | 0 | 0 | 0 | 0 | 0 | 0
2004 | US | SERC | Southeastern | - | DCWIN | Internal Demand | 36191 | 37164 | 38084 | 38929 | 39645 | 40672 | 41660 | 42694 | 43753 | 44851 | 45974
2004 | US | SERC | Southeastern | - | DCWIT | Interruptible Demand | 113 | 128 | 128 | 128 | 129 | 129 | 129 | 129 | 129 | 129 | 129
2004 | US | SERC | Southeastern | - | DCWLM | Direct Control Load Management | 0 | 0 | 0 | 0 | 0 | 0 | 0 | 0 | 0 | 0 | 0
2004 | US | SERC | Southeastern | - | DCWNC | Net Capacity Resources | 50755 | 51358 | 53257 | 53354 | 53173 | 53005 | 55280 | 57716 | 59078 | 60112 | 61053
2004 | US | SERC | Southeastern | - | DCWNI | Projected Net Internal Demand | 36078 | 37036 | 37956 | 38801 | 39516 | 40543 | 41531 | 42565 | 43624 | 44722 | 45845
2004 | US | SERC | Southeastern | - | DCWNO | Net Operable Capacity | 50462 | 51092 | 52417 | 52502 | 52308 | 52308 | 53623 | 53328 | 52884 | 54358 | 54369
2004 | US | SERC | Southeastern | - | DCWOTG | Other Generator Capacity >= 1 MW | 50384 | 51014 | 52339 | 52424 | 52230 | 52230 | 52230 | 51750 | 51191 | 51195 | 50811
2004 | US | SERC | Southeastern | - | DCWOTL | Other Capacity < 1 MW | 0 | 0 | 0 | 0 | 0 | 0 | 0 | 0 | 0 | 0 | 0
2004 | US | SERC | Southeastern | - | DCWPU | Purchases | 2828 | 2261 | 2695 | 2707 | 2720 | 2552 | 2373 | 4690 | 6496 | 6056 | 6986
2004 | US | SERC | Southeastern | - | DCWSA | Sales | 2403 | 1778 | 1553 | 1553 | 1553 | 1553 | 414 | 0 | 0 | 0 | 0
2004 | US | SERC | Southeastern | - | DCWST | Standby Demand | 0 | 0 | 0 | 0 | 0 | 0 | 0 | 0 | 0 | 0 | 0
2004 | US | SERC | Southeastern | - | DCWT | Total Internal Capacity | 50462 | 51092 | 52417 | 52502 | 52308 | 52308 | 53623 | 53328 | 52884 | 54358 | 54369
2004 | US | SERC | Southeastern | - | DCWTA | Committed Resources | 50462 | 51092 | 52417 | 52502 | 52308 | 52308 | 52308 | 51828 | 51269 | 51273 | 50889
2004 | US | SERC | Southeastern | - | DCWTB | Uncommitted Resources | 0 | 0 | 0 | 0 | 0 | 0 | 1315 | 1500 | 1615 | 3085 | 3480
2004 | US | SERC | Southeastern | - | DCWTI | Projected Total Internal Demand | 36191 | 37164 | 38084 | 38929 | 39645 | 40672 | 41660 | 42694 | 43753 | 44851 | 45974
2004 | US | SERC | VACAR | - | CWT | Total Capacity | 62951 | 64234 | 64879 | 66358 | 66829 | 67754 | 68945 | 70876 | 72206 | 72826 | 74183
2004 | US | SERC | VACAR | - | DCWAJ | Adjustments | 0 | 0 | 0 | 0 | 0 | 0 | 0 | 0 | 0 | 0 | 0
2004 | US | SERC | VACAR | - | DCWDGG | Distributed Generator Capacity >= 1 MW | 19 | 19 | 19 | 19 | 19 | 19 | 19 | 19 | 19 | 19 | 19
2004 | US | SERC | VACAR | - | DCWDGL | Distributed Generator Capacity < 1 MW | 0 | 0 | 0 | 0 | 0 | 0 | 0 | 0 | 0 | 0 | 0
2004 | US | SERC | VACAR | - | DCWFP | Full-Responsibility Purchases (portion of total purchases) | 0 | 0 | 0 | 0 | 0 | 0 | 0 | 0 | 0 | 0 | 0
2004 | US | SERC | VACAR | - | DCWFS | Full-Responsibility Sales (portion of total sales) | 0 | 0 | 0 | 0 | 0 | 0 | 0 | 0 | 0 | 0 | 0
2004 | US | SERC | VACAR | - | DCWIC | Inoperable capacity | 63 | 303 | 303 | 240 | 240 | 240 | 240 | 0 | 0 | 0 | 0
2004 | US | SERC | VACAR | - | DCWIN | Internal Demand | 52003 | 52040 | 52790 | 53843 | 54872 | 55799 | 56852 | 57969 | 59074 | 60188 | 61305
2004 | US | SERC | VACAR | - | DCWIT | Interruptible Demand | 1411 | 1262 | 1247 | 1233 | 1218 | 1204 | 1189 | 1175 | 1160 | 1146 | 1147
2004 | US | SERC | VACAR | - | DCWLM | Direct Control Load Management | 581 | 586 | 594 | 601 | 608 | 616 | 626 | 634 | 643 | 651 | 660
2004 | US | SERC | VACAR | - | DCWNC | Net Capacity Resources | 67682 | 68655 | 69694 | 70786 | 71199 | 72148 | 73431 | 74326 | 75630 | 76279 | 77569
2004 | US | SERC | VACAR | - | DCWNI | Projected Net Internal Demand | 50011 | 50192 | 50949 | 52009 | 53046 | 53979 | 55037 | 56160 | 57271 | 58391 | 59498
2004 | US | SERC | VACAR | - | DCWNO | Net Operable Capacity | 62888 | 63931 | 64576 | 66118 | 66589 | 67514 | 68705 | 70876 | 72206 | 72826 | 74183
2004 | US | SERC | VACAR | - | DCWOTG | Other Generator Capacity >= 1 MW | 62932 | 64215 | 64223 | 64819 | 64853 | 65126 | 65331 | 65777 | 66321 | 66783 | 66969
2004 | US | SERC | VACAR | - | DCWOTL | Other Capacity < 1 MW | 0 | 0 | 0 | 0 | 0 | 0 | 0 | 0 | 0 | 0 | 0
2004 | US | SERC | VACAR | - | DCWPU | Purchases | 5773 | 6686 | 6765 | 6215 | 6158 | 6182 | 6211 | 4935 | 4788 | 4818 | 4640
2004 | US | SERC | VACAR | - | DCWSA | Sales | 979 | 1962 | 1647 | 1547 | 1548 | 1548 | 1485 | 1485 | 1364 | 1365 | 1254
2004 | US | SERC | VACAR | - | DCWST | Standby Demand | 0 | 0 | 0 | 0 | 0 | 0 | 0 | 0 | 0 | 0 | 0
2004 | US | SERC | VACAR | - | DCWT | Total Internal Capacity | 62951 | 64234 | 64879 | 66358 | 66829 | 67754 | 68945 | 70876 | 72206 | 72826 | 74183
2004 | US | SERC | VACAR | - | DCWTA | Committed Resources | 62951 | 64234 | 64242 | 64838 | 64872 | 65145 | 65350 | 65796 | 66340 | 66802 | 66988
2004 | US | SERC | VACAR | - | DCWTB | Uncommitted Resources | 0 | 0 | 637 | 1520 | 1957 | 2609 | 3595 | 5080 | 5866 | 6024 | 7195
2004 | US | SERC | VACAR | - | DCWTI | Projected Total Internal Demand | 52003 | 52040 | 52790 | 53843 | 54872 | 55799 | 56852 | 57969 | 59074 | 60188 | 61305
2004 | US | SPP | - | - | CWT | Total Capacity | 45523 | 45683 | 45731 | 45882 | 45977 | 45647 | 46000 | 45895 | 45869 | 46171 | 46235
2004 | US | SPP | - | - | DCWAJ | Adjustments | 4 | -114 | -91 | -88 | -86 | -54 | 128 | 323 | 355 | 387 | 441
2004 | US | SPP | - | - | DCWDGG | Distributed Generator Capacity >= 1 MW | 0 | 0 | 0 | 0 | 0 | 0 | 0 | 0 | 0 | 0 | 0
2004 | US | SPP | - | - | DCWDGL | Distributed Generator Capacity < 1 MW | 5 | 5 | 5 | 5 | 5 | 5 | 5 | 5 | 5 | 5 | 5
2004 | US | SPP | - | - | DCWFP | Full-Responsibility Purchases (portion of total purchases) | 1009 | 1459 | 1222 | 1238 | 1250 | 1053 | 1064 | 1075 | 979 | 993 | 954
2004 | US | SPP | - | - | DCWFS | Full-Responsibility Sales (portion of total sales) | 160 | 411 | 312 | 90 | 24 | 25 | 26 | 28 | 28 | 29 | 29
2004 | US | SPP | - | - | DCWIC | Inoperable capacity | 330 | 243 | 243 | 280 | 280 | 280 | 257 | 257 | 234 | 234 | 234
2004 | US | SPP | - | - | DCWIN | Internal Demand | 28420 | 28437 | 28824 | 29065 | 29505 | 30088 | 30757 | 31338 | 31828 | 32373 | 32895
2004 | US | SPP | - | - | DCWIT | Interruptible Demand | 315 | 389 | 360 | 362 | 364 | 366 | 368 | 370 | 371 | 373 | 375
2004 | US | SPP | - | - | DCWLM | Direct Control Load Management | 308 | 308 | 308 | 308 | 308 | 308 | 308 | 308 | 308 | 308 | 308
2004 | US | SPP | - | - | DCWNC | Net Capacity Resources | 45989 | 46381 | 45854 | 46209 | 46384 | 45888 | 46506 | 46605 | 46638 | 46985 | 47064
2004 | US | SPP | - | - | DCWNI | Projected Net Internal Demand | 27828 | 27771 | 28156 | 28395 | 28833 | 29414 | 30081 | 30660 | 31149 | 31692 | 32212
2004 | US | SPP | - | - | DCWNO | Net Operable Capacity | 45193 | 45441 | 45489 | 45602 | 45697 | 45367 | 45743 | 45638 | 45635 | 45937 | 46001
2004 | US | SPP | - | - | DCWOTG | Other Generator Capacity >= 1 MW | 45517 | 45677 | 45722 | 45729 | 45737 | 45316 | 45566 | 45392 | 45392 | 45392 | 45392
2004 | US | SPP | - | - | DCWOTL | Other Capacity < 1 MW | bar: 315 to 375
2004 | US | SPP | - | - | DCWPU | Purchases | 1888 | 2138 | 1441 | 1457 | 1469 | 1272 | 1333 | 1344 | 1348 | 1362 | 1323
2004 | US | SPP | - | - | DCWSA | Sales | 1096 | 1083 | 984 | 762 | 696 | 697 | 698 | 700 | 700 | 701 | 701
2004 | US | SPP | - | - | DCWST | Standby Demand | 31 | 31 | 0 | 0 | 0 | 0 | 0 | 0 | 0 | 0 | 0
2004 | US | SPP | - | - | DCWT | Total Internal Capacity | 45523 | 45683 | 45731 | 45882 | 45977 | 45647 | 46000 | 45895 | 45869 | 46171 | 46235
2004 | US | SPP | - | - | DCWTA | Committed Resources | 45523 | 45683 | 45728 | 45735 | 45743 | 45322 | 45572 | 45398 | 45398 | 45398 | 45398
2004 | US | SPP | - | - | DCWTB | Uncommitted Resources | 0 | 0 | 3 | 147 | 234 | 325 | 428 | 497 | 471 | 773 | 837
2004 | US | SPP | - | - | DCWTI | Projected Total Internal Demand | 28451 | 28468 | 28824 | 29065 | 29505 | 30088 | 30757 | 31338 | 31828 | 32373 | 32895
2004 | US | WECC | - | - | CWT | Total Capacity | 157378 | 160426 | 164964 | 173019 | 175444 | 176246 | 177183 | 177835 | 178029 | 178084 | 178654
2004 | US | WECC | - | - | DCWAJ | Adjustments | 0 | 0 | 0 | 0 | 0 | 0 | 0 | 0 | 0 | 0 | 0
2004 | US | WECC | - | - | DCWDGG | Distributed Generator Capacity >= 1 MW | 0 | 0 | 0 | 0 | 0 | 0 | 0 | 0 | 0 | 0 | 0
2004 | US | WECC | - | - | DCWDGL | Distributed Generator Capacity < 1 MW | 0 | 0 | 0 | 0 | 0 | 0 | 0 | 0 | 0 | 0 | 0
2004 | US | WECC | - | - | DCWFP | Full-Responsibility Purchases (portion of total purchases) | 686 | 535 | 463 | 455 | 454 | 454 | 454 | 357 | 207 | 195 | 195
2004 | US | WECC | - | - | DCWFS | Full-Responsibility Sales (portion of total sales) | 80 | 84 | 84 | 84 | 84 | 84 | 84 | 84 | 84 | 84 | 45
2004 | US | WECC | - | - | DCWIC | Inoperable capacity | 5826 | 9752 | 9046 | 8887 | 8979 | 8869 | 9157 | 9069 | 9129 | 9039 | 9116
2004 | US | WECC | - | - | DCWIN | Internal Demand | 102020 | 104393 | 106525 | 108857 | 111206 | 113575 | 115842 | 118208 | 120504 | 122856 | 125356
2004 | US | WECC | - | - | DCWIT | Interruptible Demand | 1615 | 1852 | 1854 | 1857 | 1858 | 1861 | 1864 | 1865 | 1865 | 1867 | 1869
2004 | US | WECC | - | - | DCWLM | Direct Control Load Management | 68 | 69 | 71 | 70 | 70 | 69 | 70 | 70 | 71 | 70 | 71
2004 | US | WECC | - | - | DCWNC | Net Capacity Resources | 152158 | 151125 | 156297 | 164503 | 166835 | 167747 | 168396 | 169039 | 169023 | 169156 | 169688
2004 | US | WECC | - | - | DCWNI | Projected Net Internal Demand | 100337 | 102472 | 104600 | 106930 | 109278 | 111645 | 113908 | 116273 | 118568 | 120919 | 123416
2004 | US | WECC | - | - | DCWNO | Net Operable Capacity | 151552 | 150674 | 155918 | 164132 | 166465 | 167377 | 168026 | 168766 | 168900 | 169045 | 169538
2004 | US | WECC | - | - | DCWOTG | Other Generator Capacity >= 1 MW | 157378 | 160321 | 162491 | 164769 | 164953 | 165063 | 165064 | 165066 | 165076 | 165087 | 165083
2004 | US | WECC | - | - | DCWOTL | Other Capacity < 1 MW | 0 | 0 | 0 | 0 | 0 | 0 | 0 | 0 | 0 | 0 | 0
2004 | US | WECC | - | - | DCWPU | Purchases | 686 | 535 | 463 | 455 | 454 | 454 | 454 | 357 | 207 | 195 | 195
2004 | US | WECC | - | - | DCWSA | Sales | 80 | 84 | 84 | 84 | 84 | 84 | 84 | 84 | 84 | 84 | 45
2004 | US | WECC | - | - | DCWST | Standby Demand | 0 | 0 | 0 | 0 | 0 | 0 | 0 | 0 | 0 | 0 | 0
2004 | US | WECC | - | - | DCWT | Total Internal Capacity | 157378 | 160426 | 164964 | 173019 | 175444 | 176246 | 177183 | 177835 | 178029 | 178084 | 178654
2004 | US | WECC | - | - | DCWTA | Committed Resources | 157378 | 160321 | 162491 | 164769 | 164953 | 165063 | 165064 | 165066 | 165076 | 165087 | 165083
2004 | US | WECC | - | - | DCWTB | Uncommitted Resources | 0 | 105 | 2473 | 8250 | 10491 | 11183 | 12119 | 12769 | 12953 | 12997 | 13571
2004 | US | WECC | - | - | DCWTI | Projected Total Internal Demand | 102020 | 104393 | 106525 | 108857 | 111206 | 113575 | 115842 | 118208 | 120504 | 122856 | 125356
2004 | US | WECC | AZN | - | CWT | Total Capacity | 33219 | 33781 | 34727 | 36280 | 37556 | 37833 | 38020 | 38097 | 38281 | 38325 | 38365
2004 | US | WECC | AZN | - | DCWAJ | Adjustments | 3929 | 3937 | 4502 | 4502 | 4533 | 4533 | 4533 | 4533 | 4533 | 4533 | 4533
2004 | US | WECC | AZN | - | DCWDGG | Distributed Generator Capacity >= 1 MW | 0 | 0 | 0 | 0 | 0 | 0 | 0 | 0 | 0 | 0 | 0
2004 | US | WECC | AZN | - | DCWDGL | Distributed Generator Capacity < 1 MW | 0 | 0 | 0 | 0 | 0 | 0 | 0 | 0 | 0 | 0 | 0
2004 | US | WECC | AZN | - | DCWFP | Full-Responsibility Purchases (portion of total purchases) | 1065 | 222 | 150 | 150 | 150 | 150 | 150 | 150 | 0 | 0 | 0
2004 | US | WECC | AZN | - | DCWFS | Full-Responsibility Sales (portion of total sales) | 1752 | 1590 | 1480 | 1480 | 1480 | 1480 | 1480 | 1480 | 1480 | 1480 | 1480
2004 | US | WECC | AZN | - | DCWIC | Inoperable capacity | 1214 | 2017 | 1381 | 1158 | 1410 | 1240 | 1628 | 1438 | 1616 | 1535 | 1515
2004 | US | WECC | AZN | - | DCWIN | Internal Demand | 16628 | 17828 | 18399 | 18953 | 19524 | 20162 | 20727 | 21312 | 21904 | 22344 | 23046
2004 | US | WECC | AZN | - | DCWIT | Interruptible Demand | 194 | 247 | 248 | 249 | 249 | 250 | 251 | 251 | 250 | 251 | 251
2004 | US | WECC | AZN | - | DCWLM | Direct Control Load Management | 0 | 1 | 3 | 2 | 2 | 1 | 2 | 2 | 3 | 2 | 3
2004 | US | WECC | AZN | - | DCWNC | Net Capacity Resources | 31318 | 30396 | 32016 | 33792 | 34816 | 35263 | 35062 | 35329 | 35185 | 35310 | 35370
2004 | US | WECC | AZN | - | DCWNI | Projected Net Internal Demand | 16434 | 17580 | 18148 | 18702 | 19273 | 19911 | 20474 | 21059 | 21651 | 22091 | 22792
2004 | US | WECC | AZN | - | DCWNO | Net Operable Capacity | 32005 | 31764 | 33346 | 35122 | 36146 | 36593 | 36392 | 36659 | 36665 | 36790 | 36850
2004 | US | WECC | AZN | - | DCWOTG | Other Generator Capacity >= 1 MW | 33219 | 33781 | 34167 | 34520 | 34610 | 34720 | 34721 | 34723 | 34723 | 34723 | 34719
2004 | US | WECC | AZN | - | DCWOTL | Other Capacity < 1 MW | 0 | 0 | 0 | 0 | 0 | 0 | 0 | 0 | 0 | 0 | 0
2004 | US | WECC | AZN | - | DCWPU | Purchases | 1991 | 1148 | 539 | 539 | 539 | 539 | 539 | 539 | 389 | 389 | 389
2004 | US | WECC | AZN | - | DCWSA | Sales | 6607 | 6453 | 6371 | 6371 | 6402 | 6402 | 6402 | 6402 | 6402 | 6402 | 6402
2004 | US | WECC | AZN | - | DCWST | Standby Demand | 0 | 0 | 0 | 0 | 0 | 0 | 0 | 0 | 0 | 0 | 0
2004 | US | WECC | AZN | - | DCWT | Total Internal Capacity | 33219 | 33781 | 34727 | 36280 | 37556 | 37833 | 38020 | 38097 | 38281 | 38325 | 38365
2004 | US | WECC | AZN | - | DCWTA | Committed Resources | 33219 | 33781 | 34167 | 34520 | 34610 | 34720 | 34721 | 34723 | 34723 | 34723 | 34719
2004 | US | WECC | AZN | - | DCWTB | Uncommitted Resources | 0 | 0 | 560 | 1760 | 2946 | 3113 | 3299 | 3374 | 3558 | 3602 | 3646
2004 | US | WECC | AZN | - | DCWTI | Projected Total Internal Demand | 16628 | 17828 | 18399 | 18953 | 19524 | 20162 | 20727 | 21312 | 21904 | 22344 | 23046
2004 | US | WECC | CNV | - | CWT | Total Capacity | 57564 | 58245 | 59850 | 62326 | 62889 | 62889 | 62889 | 62889 | 62889 | 62889 | 63419
2004 | US | WECC | CNV | - | DCWAJ | Adjustments | -3592 | -3589 | -4154 | -4154 | -4185 | -4185 | -4185 | -4185 | -4185 | -4185 | -4185
2004 | US | WECC | CNV | - | DCWDGG | Distributed Generator Capacity >= 1 MW | 0 | 0 | 0 | 0 | 0 | 0 | 0 | 0 | 0 | 0 | 0
2004 | US | WECC | CNV | - | DCWDGL | Distributed Generator Capacity < 1 MW | 0 | 0 | 0 | 0 | 0 | 0 | 0 | 0 | 0 | 0 | 0
2004 | US | WECC | CNV | - | DCWFP | Full-Responsibility Purchases (portion of total purchases) | 351 | 291 | 178 | 178 | 152 | 152 | 152 | 152 | 152 | 152 | 152
2004 | US | WECC | CNV | - | DCWFS | Full-Responsibility Sales (portion of total sales) | 335 | 300 | 300 | 0 | 0 | 0 | 0 | 0 | 0 | 0 | 0
2004 | US | WECC | CNV | - | DCWIC | Inoperable capacity | 2886 | 7425 | 7397 | 7461 | 7283 | 7361 | 7243 | 7381 | 7263 | 7351 | 7351
2004 | US | WECC | CNV | - | DCWIN | Internal Demand | 38934 | 39318 | 40169 | 41026 | 41905 | 42792 | 43696 | 44612 | 45536 | 46477 | 47436
2004 | US | WECC | CNV | - | DCWIT | Interruptible Demand | 1237 | 1237 | 1237 | 1237 | 1237 | 1237 | 1237 | 1237 | 1237 | 1237 | 1237
2004 | US | WECC | CNV | - | DCWLM | Direct Control Load Management | 67 | 67 | 67 | 67 | 67 | 67 | 67 | 67 | 67 | 67 | 67
2004 | US | WECC | CNV | - | DCWNC | Net Capacity Resources | 54694 | 50811 | 52331 | 55043 | 55758 | 55680 | 55798 | 55660 | 55778 | 55690 | 56220
2004 | US | WECC | CNV | - | DCWNI | Projected Net Internal Demand | 37630 | 38014 | 38865 | 39722 | 40601 | 41488 | 42392 | 43308 | 44232 | 45173 | 46132
2004 | US | WECC | CNV | - | DCWNO | Net Operable Capacity | 54678 | 50820 | 52453 | 54865 | 55606 | 55528 | 55646 | 55508 | 55626 | 55538 | 56068
2004 | US | WECC | CNV | - | DCWOTG | Other Generator Capacity >= 1 MW | 57564 | 58245 | 59674 | 61339 | 61381 | 61381 | 61381 | 61381 | 61381 | 61381 | 61381
2004 | US | WECC | CNV | - | DCWOTL | Other Capacity < 1 MW | 0 | 0 | 0 | 0 | 0 | 0 | 0 | 0 | 0 | 0 | 0
2004 | US | WECC | CNV | - | DCWPU | Purchases | 4869 | 4817 | 4732 | 4732 | 4737 | 4737 | 4737 | 4737 | 4737 | 4737 | 4737
2004 | US | WECC | CNV | - | DCWSA | Sales | 1261 | 1237 | 700 | 400 | 400 | 400 | 400 | 400 | 400 | 400 | 400
2004 | US | WECC | CNV | - | DCWST | Standby Demand | 0 | 0 | 0 | 0 | 0 | 0 | 0 | 0 | 0 | 0 | 0
2004 | US | WECC | CNV | - | DCWT | Total Internal Capacity | 57564 | 58245 | 59850 | 62326 | 62889 | 62889 | 62889 | 62889 | 62889 | 62889 | 63419
2004 | US | WECC | CNV | - | DCWTA | Committed Resources | 57564 | 58245 | 59674 | 61339 | 61381 | 61381 | 61381 | 61381 | 61381 | 61381 | 61381
2004 | US | WECC | CNV | - | DCWTB | Uncommitted Resources | 0 | 0 | 176 | 987 | 1508 | 1508 | 1508 | 1508 | 1508 | 1508 | 2038
2004 | US | WECC | CNV | - | DCWTI | Projected Total Internal Demand | 38934 | 39318 | 40169 | 41026 | 41905 | 42792 | 43696 | 44612 | 45536 | 46477 | 47436
2004 | US | WECC | NWPP | - | CWT | Total Capacity | 54802 | 55941 | 57928 | 61672 | 62258 | 62783 | 62783 | 63358 | 63368 | 63379 | 63379
2004 | US | WECC | NWPP | - | DCWAJ | Adjustments | -861 | -872 | -872 | -872 | -872 | -872 | -872 | -872 | -872 | -872 | -872
2004 | US | WECC | NWPP | - | DCWDGG | Distributed Generator Capacity >= 1 MW | 0 | 0 | 0 | 0 | 0 | 0 | 0 | 0 | 0 | 0 | 0
2004 | US | WECC | NWPP | - | DCWDGL | Distributed Generator Capacity < 1 MW | 0 | 0 | 0 | 0 | 0 | 0 | 0 | 0 | 0 | 0 | 0
2004 | US | WECC | NWPP | - | DCWFP | Full-Responsibility Purchases (portion of total purchases) | 2688 | 1639 | 1639 | 1339 | 1290 | 1290 | 1290 | 1193 | 1193 | 1193 | 1193
2004 | US | WECC | NWPP | - | DCWFS | Full-Responsibility Sales (portion of total sales) | 1454 | 276 | 273 | 273 | 247 | 247 | 247 | 247 | 247 | 247 | 247
2004 | US | WECC | NWPP | - | DCWIC | Inoperable capacity | 1726 | 171 | 129 | 129 | 147 | 129 | 147 | 111 | 111 | 14 | 111
2004 | US | WECC | NWPP | - | DCWIN | Internal Demand | 39649 | 38681 | 39213 | 39946 | 40662 | 41318 | 41916 | 42574 | 43142 | 43888 | 44503
2004 | US | WECC | NWPP | - | DCWIT | Interruptible Demand | 0 | 225 | 225 | 225 | 225 | 225 | 225 | 225 | 225 | 225 | 225
2004 | US | WECC | NWPP | - | DCWLM | Direct Control Load Management | bar: 315 to 375
2004 | US | WECC | NWPP | - | DCWNC | Net Capacity Resources | 54310 | 57133 | 59165 | 62609 | 63154 | 63697 | 63679 | 64193 | 64203 | 64311 | 64214
2004 | US | WECC | NWPP | - | DCWNI | Projected Net Internal Demand | 39648 | 38455 | 38987 | 39720 | 40436 | 41092 | 41690 | 42348 | 42916 | 43662 | 44277
2004 | US | WECC | NWPP | - | DCWNO | Net Operable Capacity | 53076 | 55770 | 57799 | 61543 | 62111 | 62654 | 62636 | 63247 | 63257 | 63365 | 63268
2004 | US | WECC | NWPP | - | DCWOTG | Other Generator Capacity >= 1 MW | 54802 | 55836 | 56191 | 56451 | 56503 | 56503 | 56503 | 56503 | 56513 | 56524 | 56524
2004 | US | WECC | NWPP | - | DCWOTL | Other Capacity < 1 MW | 0 | 0 | 0 | 0 | 0 | 0 | 0 | 0 | 0 | 0 | 0
2004 | US | WECC | NWPP | - | DCWPU | Purchases | 3736 | 2698 | 2698 | 2398 | 2349 | 2349 | 2349 | 2252 | 2252 | 2252 | 2252
2004 | US | WECC | NWPP | - | DCWSA | Sales | 1641 | 463 | 460 | 460 | 434 | 434 | 434 | 434 | 434 | 434 | 434
2004 | US | WECC | NWPP | - | DCWST | Standby Demand | 0 | 0 | 0 | 0 | 0 | 0 | 0 | 0 | 0 | 0 | 0
2004 | US | WECC | NWPP | - | DCWT | Total Internal Capacity | 54802 | 55941 | 57928 | 61672 | 62258 | 62783 | 62783 | 63358 | 63368 | 63379 | 63379
2004 | US | WECC | NWPP | - | DCWTA | Committed Resources | 54802 | 55836 | 56191 | 56451 | 56503 | 56503 | 56503 | 56503 | 56513 | 56524 | 56524
2004 | US | WECC | NWPP | - | DCWTB | Uncommitted Resources | 0 | 105 | 1737 | 5221 | 5755 | 6280 | 6280 | 6855 | 6855 | 6855 | 6855
2004 | US | WECC | NWPP | - | DCWTI | Projected Total Internal Demand | 39649 | 38681 | 39213 | 39946 | 40662 | 41318 | 41916 | 42574 | 43142 | 43888 | 44503
2004 | US | WECC | RMPA | - | CWT | Total Capacity | 11793 | 12459 | 12459 | 12741 | 12741 | 12741 | 13491 | 13491 | 13491 | 13491 | 13491
2004 | US | WECC | RMPA | - | DCWAJ | Adjustments | 524 | 524 | 524 | 524 | 524 | 524 | 524 | 524 | 524 | 524 | 524
2004 | US | WECC | RMPA | - | DCWDGG | Distributed Generator Capacity >= 1 MW | 0 | 0 | 0 | 0 | 0 | 0 | 0 | 0 | 0 | 0 | 0
2004 | US | WECC | RMPA | - | DCWDGL | Distributed Generator Capacity < 1 MW | 0 | 0 | 0 | 0 | 0 | 0 | 0 | 0 | 0 | 0 | 0
2004 | US | WECC | RMPA | - | DCWFP | Full-Responsibility Purchases (portion of total purchases) | 681 | 731 | 731 | 731 | 721 | 722 | 722 | 624 | 625 | 612 | 612
2004 | US | WECC | RMPA | - | DCWFS | Full-Responsibility Sales (portion of total sales) | 266 | 266 | 266 | 266 | 266 | 217 | 217 | 119 | 120 | 120 | 120
2004 | US | WECC | RMPA | - | DCWIC | Inoperable capacity | 0 | 189 | 82 | 82 | 82 | 82 | 82 | 82 | 82 | 82 | 82
2004 | US | WECC | RMPA | - | DCWIN | Internal Demand | 8886 | 8829 | 9005 | 9196 | 9390 | 9585 | 9791 | 9998 | 10215 | 10439 | 10668
2004 | US | WECC | RMPA | - | DCWIT | Interruptible Demand | 184 | 116 | 117 | 118 | 119 | 121 | 123 | 124 | 125 | 126 | 127
2004 | US | WECC | RMPA | - | DCWLM | Direct Control Load Management | 0 | 0 | 0 | 0 | 0 | 0 | 0 | 0 | 0 | 0 | 0
2004 | US | WECC | RMPA | - | DCWNC | Net Capacity Resources | 12208 | 12735 | 12842 | 13124 | 13114 | 13164 | 13914 | 13914 | 13914 | 13901 | 13901
2004 | US | WECC | RMPA | - | DCWNI | Projected Net Internal Demand | 8702 | 8713 | 8888 | 9078 | 9271 | 9464 | 9668 | 9874 | 10090 | 10313 | 10541
2004 | US | WECC | RMPA | - | DCWNO | Net Operable Capacity | 11793 | 12270 | 12377 | 12659 | 12659 | 12659 | 13409 | 13409 | 13409 | 13409 | 13409
2004 | US | WECC | RMPA | - | DCWOTG | Other Generator Capacity >= 1 MW | 11793 | 12459 | 12459 | 12459 | 12459 | 12459 | 12459 | 12459 | 12459 | 12459 | 12459
2004 | US | WECC | RMPA | - | DCWOTL | Other Capacity < 1 MW | 0 | 0 | 0 | 0 | 0 | 0 | 0 | 0 | 0 | 0 | 0
2004 | US | WECC | RMPA | - | DCWPU | Purchases | 789 | 839 | 839 | 839 | 829 | 830 | 830 | 732 | 733 | 720 | 720
2004 | US | WECC | RMPA | - | DCWSA | Sales | 898 | 898 | 898 | 898 | 898 | 849 | 849 | 751 | 752 | 752 | 752
2004 | US | WECC | RMPA | - | DCWST | Standby Demand | 0 | 0 | 0 | 0 | 0 | 0 | 0 | 0 | 0 | 0 | 0
2004 | US | WECC | RMPA | - | DCWT | Total Internal Capacity | 11793 | 12459 | 12459 | 12741 | 12741 | 12741 | 13491 | 13491 | 13491 | 13491 | 13491
2004 | US | WECC | RMPA | - | DCWTA | Committed Resources | 11793 | 12459 | 12459 | 12459 | 12459 | 12459 | 12459 | 12459 | 12459 | 12459 | 12459
2004 | US | WECC | RMPA | - | DCWTB | Uncommitted Resources | 0 | 0 | 0 | 282 | 282 | 282 | 1032 | 1032 | 1032 | 1032 | 1032
2004 | US | WECC | RMPA | - | DCWTI | Projected Total Internal Demand | 8886 | 8829 | 9005 | 9196 | 9390 | 9585 | 9791 | 9998 | 10215 | 10439 | 10668
2005 | CA | MRO | - | - | CWT | Total Capacity | 8847 | 8934 | 8959 | 8979 | 9005 | 9016 | 9227 | 9238 | 9238 | 9238 | 9238
2005 | CA | MRO | - | - | DCWCC | Subtotal Committed Capacity | 8847 | 8934 | 8960 | 8979 | 9005 | 9016 | 9227 | 9238 | 9238 | 9238 | 9238
2005 | CA | MRO | - | - | DCWDGG | Distributed Generator Capacity >= 1 MW | 0 | 0 | 0 | 0 | 0 | 0 | 0 | 0 | 0 | 0 | 0
2005 | CA | MRO | - | - | DCWDGL | Distributed Generator Capacity < 1 MW | 0 | 0 | 0 | 0 | 0 | 0 | 0 | 0 | 0 | 0 | 0
2005 | CA | MRO | - | - | DCWFP | Full-Responsibility Purchases (portion of total purchases) | 500 | 500 | 500 | 500 | 500 | 500 | 500 | 500 | 500 | 500 | 500
2005 | CA | MRO | - | - | DCWFS | Full-Responsibility Sales (portion of total sales) | 0 | 0 | 0 | 0 | 0 | 0 | 0 | 0 | 0 | 0 | 0
2005 | CA | MRO | - | - | DCWGL | Generator Capacity <1MW | 0 | 0 | 0 | 0 | 0 | 0 | 0 | 0 | 0 | 0 | 0
2005 | CA | MRO | - | - | DCWIN | Internal Demand | 7004 | 7024 | 7162 | 7233 | 7299 | 7365 | 7437 | 7470 | 7504 | 7521 | 7581
2005 | CA | MRO | - | - | DCWIT | Interruptible Demand | 268 | 288 | 307 | 324 | 327 | 327 | 327 | 327 | 327 | 327 | 327
2005 | CA | MRO | - | - | DCWLM | Direct Control Load Management | 0 | 0 | 0 | 0 | 0 | 0 | 0 | 0 | 0 | 0 | 0
2005 | CA | MRO | - | - | DCWNC | Net Capacity Resources | 8537 | 8674 | 8700 | 8869 | 8895 | 8936 | 9197 | 9208 | 9238 | 9238 | 9238
2005 | CA | MRO | - | - | DCWNGC | Total Net Generator Capacity | 8847 | 8934 | 8960 | 8979 | 9005 | 9016 | 9227 | 9238 | 9238 | 9238 | 9238
2005 | CA | MRO | - | - | DCWNI | Projected Net Internal Demand | 6736 | 6736 | 6855 | 6909 | 6972 | 7038 | 7110 | 7143 | 7177 | 7194 | 7254
2005 | CA | MRO | - | - | DCWOTL | Other Capacity < 1 MW | 0 | 0 | 0 | 0 | 0 | 0 | 0 | 0 | 0 | 0 | 0
2005 | CA | MRO | - | - | DCWPU | Purchases | 500 | 500 | 500 | 500 | 500 | 500 | 500 | 500 | 500 | 500 | 500
2005 | CA | MRO | - | - | DCWSA | Sales | 810 | 760 | 760 | 610 | 610 | 580 | 530 | 530 | 500 | 500 | 500
2005 | CA | MRO | - | - | DCWST | Standby Demand | 0 | 0 | 0 | 0 | 0 | 0 | 0 | 0 | 0 | 0 | 0
2005 | CA | MRO | - | - | DCWTI | Projected Total Internal Demand | 7004 | 7024 | 7162 | 7233 | 7299 | 7365 | 7437 | 7470 | 7504 | 7521 | 7581
2005 | CA | MRO | - | - | DCWUC | Uncommitted Resources (Operable) | 0 | 0 | 0 | 0 | 0 | 0 | 0 | 0 | 0 | 0 | 0
2005 | CA | NPCC | - | - | CWT | Total Capacity | 71485 | 72286 | 73048 | 75735 | 75786 | 76416 | 76390 | 76980 | 77665 | 77665 | 77665
2005 | CA | NPCC | - | - | DCWCC | Subtotal Committed Capacity | 64153 | 68514 | 68006 | 68712 | 67923 | 69175 | 68847 | 69582 | 70299 | 70327 | 70771
2005 | CA | NPCC | - | - | DCWDGG | Distributed Generator Capacity >= 1 MW | 0 | 0 | 0 | 0 | 0 | 0 | 0 | 0 | 0 | 0 | 0
2005 | CA | NPCC | - | - | DCWDGL | Distributed Generator Capacity < 1 MW | 0 | 0 | 0 | 0 | 0 | 0 | 0 | 0 | 0 | 0 | 0
2005 | CA | NPCC | - | - | DCWFP | Full-Responsibility Purchases (portion of total purchases) | 110 | 60 | 50 | 50 | 50 | 50 | 50 | 50 | 50 | 50 | 50
2005 | CA | NPCC | - | - | DCWFS | Full-Responsibility Sales (portion of total sales) | 280 | 280 | 247 | 247 | 220 | 250 | 250 | 50 | 50 | 50 | 50
2005 | CA | NPCC | - | - | DCWGL | Generator Capacity <1MW | bar: 184 to 127
2005 | CA | NPCC | - | - | DCWIN | Internal Demand | 65441 | 65881 | 66208 | 66826 | 67344 | 67768 | 68213 | 68684 | 69195 | 69665 | 69974
2005 | CA | NPCC | - | - | DCWIT | Interruptible Demand | 1192 | 2039 | 2147 | 2187 | 2192 | 2198 | 2203 | 2208 | 2214 | 2219 | 1974
2005 | CA | NPCC | - | - | DCWLM | Direct Control Load Management | 0 | 0 | 0 | 0 | 0 | 0 | 0 | 0 | 0 | 0 | 0
2005 | CA | NPCC | - | - | DCWNC | Net Capacity Resources | 69578 | 74463 | 73978 | 74766 | 74041 | 75263 | 74935 | 75670 | 76386 | 76414 | 76858
2005 | CA | NPCC | - | - | DCWNGC | Total Net Generator Capacity | 64154 | 68515 | 68007 | 68713 | 67924 | 69176 | 68848 | 69583 | 70300 | 70328 | 70772
2005 | CA | NPCC | - | - | DCWNI | Projected Net Internal Demand | 64249 | 63841 | 64062 | 64640 | 65152 | 65571 | 66010 | 66476 | 66982 | 67446 | 68001
2005 | CA | NPCC | - | - | DCWOTL | Other Capacity < 1 MW | bar: 184 to 127
2005 | CA | NPCC | - | - | DCWPU | Purchases | 6159 | 6683 | 6673 | 6756 | 6792 | 6792 | 6792 | 6592 | 6592 | 6592 | 6592
2005 | CA | NPCC | - | - | DCWSA | Sales | 735 | 735 | 702 | 702 | 675 | 705 | 705 | 505 | 505 | 505 | 505
2005 | CA | NPCC | - | - | DCWST | Standby Demand | 0 | 0 | 0 | 0 | 0 | 0 | 0 | 0 | 0 | 0 | 0
2005 | CA | NPCC | - | - | DCWTI | Projected Total Internal Demand | 65441 | 65881 | 66208 | 66826 | 67344 | 67768 | 68213 | 68684 | 69195 | 69665 | 69974
2005 | CA | NPCC | - | - | DCWUC | Uncommitted Resources (Operable) | 0 | 0 | 0 | 50 | 19 | 0 | 19 | 243 | 0 | 0 | 0
2005 | CA | NPCC | Maritimes | Maritimes | CWT | Total Capacity | 6713 | 6769 | 6761 | 6803 | 6256 | 6793 | 6755 | 6998 | 6998 | 6998 | 6998
2005 | CA | NPCC | Maritimes | Maritimes | DCWCC | Subtotal Committed Capacity | 6712 | 6768 | 6760 | 6802 | 6255 | 6792 | 6754 | 6997 | 6997 | 6997 | 6997
2005 | CA | NPCC | Maritimes | Maritimes | DCWDGG | Distributed Generator Capacity >= 1 MW | 0 | 0 | 0 | 0 | 0 | 0 | 0 | 0 | 0 | 0 | 0
2005 | CA | NPCC | Maritimes | Maritimes | DCWDGL | Distributed Generator Capacity < 1 MW | 0 | 0 | 0 | 0 | 0 | 0 | 0 | 0 | 0 | 0 | 0
2005 | CA | NPCC | Maritimes | Maritimes | DCWFP | Full-Responsibility Purchases (portion of total purchases) | 110 | 60 | 50 | 50 | 50 | 50 | 50 | 50 | 50 | 50 | 50
2005 | CA | NPCC | Maritimes | Maritimes | DCWFS | Full-Responsibility Sales (portion of total sales) | 280 | 280 | 247 | 247 | 220 | 250 | 250 | 50 | 50 | 50 | 50
2005 | CA | NPCC | Maritimes | Maritimes | DCWGL | Generator Capacity <1MW | bar: 184 to 127
2005 | CA | NPCC | Maritimes | Maritimes | DCWIN | Internal Demand | 5506 | 5606 | 5661 | 5740 | 5774 | 5870 | 5977 | 6080 | 6193 | 6308 | 6429
2005 | CA | NPCC | Maritimes | Maritimes | DCWIT | Interruptible Demand | 515 | 518 | 523 | 534 | 539 | 545 | 550 | 555 | 561 | 566 | 571
2005 | CA | NPCC | Maritimes | Maritimes | DCWLM | Direct Control Load Management | 0 | 0 | 0 | 0 | 0 | 0 | 0 | 0 | 0 | 0 | 0
2005 | CA | NPCC | Maritimes | Maritimes | DCWNC | Net Capacity Resources | 6543 | 6549 | 6564 | 6606 | 6086 | 6593 | 6555 | 6998 | 6998 | 6998 | 6998
2005 | CA | NPCC | Maritimes | Maritimes | DCWNGC | Total Net Generator Capacity | 6713 | 6769 | 6761 | 6803 | 6256 | 6793 | 6755 | 6998 | 6998 | 6998 | 6998
2005 | CA | NPCC | Maritimes | Maritimes | DCWNI | Projected Net Internal Demand | 4991 | 5087 | 5139 | 5207 | 5235 | 5326 | 5427 | 5525 | 5632 | 5742 | 5858
2005 | CA | NPCC | Maritimes | Maritimes | DCWOTL | Other Capacity < 1 MW | bar: 184 to 127
2005 | CA | NPCC | Maritimes | Maritimes | DCWPU | Purchases | 110 | 60 | 50 | 50 | 50 | 50 | 50 | 50 | 50 | 50 | 50
2005 | CA | NPCC | Maritimes | Maritimes | DCWSA | Sales | 280 | 280 | 247 | 247 | 220 | 250 | 250 | 50 | 50 | 50 | 50
2005 | CA | NPCC | Maritimes | Maritimes | DCWST | Standby Demand | 0 | 0 | 0 | 0 | 0 | 0 | 0 | 0 | 0 | 0 | 0
2005 | CA | NPCC | Maritimes | Maritimes | DCWTI | Projected Total Internal Demand | 5506 | 5606 | 5661 | 5740 | 5774 | 5870 | 5977 | 6080 | 6193 | 6308 | 6429
2005 | CA | NPCC | Maritimes | Maritimes | DCWUC | Uncommitted Resources (Operable) | 0 | 0 | 0 | 50 | 19 | 0 | 19 | 243 | 0 | 0 | 0
2005 | CA | NPCC | Ontario | Ontario | CWT | Total Capacity | 34148 | 33423 | 33473 | 35527 | 35527 | 35527 | 35527 | 35527 | 35527 | 35527 | 35527
2005 | CA | NPCC | Ontario | Ontario | DCWCC | Subtotal Committed Capacity | 26817 | 29652 | 28432 | 28505 | 27665 | 28287 | 27985 | 28130 | 28162 | 28190 | 28634
2005 | CA | NPCC | Ontario | Ontario | DCWDGG | Distributed Generator Capacity >= 1 MW | 0 | 0 | 0 | 0 | 0 | 0 | 0 | 0 | 0 | 0 | 0
2005 | CA | NPCC | Ontario | Ontario | DCWDGL | Distributed Generator Capacity < 1 MW | 0 | 0 | 0 | 0 | 0 | 0 | 0 | 0 | 0 | 0 | 0
2005 | CA | NPCC | Ontario | Ontario | DCWFP | Full-Responsibility Purchases (portion of total purchases) | 0 | 0 | 0 | 0 | 0 | 0 | 0 | 0 | 0 | 0 | 0
2005 | CA | NPCC | Ontario | Ontario | DCWFS | Full-Responsibility Sales (portion of total sales) | 0 | 0 | 0 | 0 | 0 | 0 | 0 | 0 | 0 | 0 | 0
2005 | CA | NPCC | Ontario | Ontario | DCWGL | Generator Capacity <1MW | 0 | 0 | 0 | 0 | 0 | 0 | 0 | 0 | 0 | 0 | 0
2005 | CA | NPCC | Ontario | Ontario | DCWIN | Internal Demand | 24979 | 24508 | 24518 | 24720 | 24933 | 25011 | 25182 | 25340 | 25503 | 25637 | 25594
2005 | CA | NPCC | Ontario | Ontario | DCWIT | Interruptible Demand | 258 | 538 | 641 | 670 | 670 | 670 | 670 | 670 | 670 | 670 | 670
2005 | CA | NPCC | Ontario | Ontario | DCWLM | Direct Control Load Management | 0 | 0 | 0 | 0 | 0 | 0 | 0 | 0 | 0 | 0 | 0
2005 | CA | NPCC | Ontario | Ontario | DCWNC | Net Capacity Resources | 26817 | 29652 | 28432 | 28505 | 27665 | 28287 | 27985 | 28130 | 28162 | 28190 | 28634
2005 | CA | NPCC | Ontario | Ontario | DCWNGC | Total Net Generator Capacity | 26817 | 29652 | 28432 | 28505 | 27665 | 28287 | 27985 | 28130 | 28162 | 28190 | 28634
2005 | CA | NPCC | Ontario | Ontario | DCWNI | Projected Net Internal Demand | 24721 | 23970 | 23877 | 24050 | 24263 | 24341 | 24512 | 24670 | 24834 | 24967 | 24925
2005 | CA | NPCC | Ontario | Ontario | DCWOTL | Other Capacity < 1 MW | 0 | 0 | 0 | 0 | 0 | 0 | 0 | 0 | 0 | 0 | 0
2005 | CA | NPCC | Ontario | Ontario | DCWPU | Purchases | 0 | 0 | 0 | 0 | 0 | 0 | 0 | 0 | 0 | 0 | 0
2005 | CA | NPCC | Ontario | Ontario | DCWSA | Sales | 0 | 0 | 0 | 0 | 0 | 0 | 0 | 0 | 0 | 0 | 0
2005 | CA | NPCC | Ontario | Ontario | DCWST | Standby Demand | 0 | 0 | 0 | 0 | 0 | 0 | 0 | 0 | 0 | 0 | 0
2005 | CA | NPCC | Ontario | Ontario | DCWTI | Projected Total Internal Demand | 24979 | 24508 | 24518 | 24720 | 24933 | 25011 | 25182 | 25340 | 25503 | 25637 | 25594
2005 | CA | NPCC | Ontario | Ontario | DCWUC | Uncommitted Resources (Operable) | 0 | 0 | 0 | 0 | 0 | 0 | 0 | 0 | 0 | 0 | 0
2005 | CA | NPCC | Quebec | Quebec | CWT | Total Capacity | 30624 | 32094 | 32814 | 33405 | 34003 | 34096 | 34108 | 34455 | 35140 | 35140 | 35140
2005 | CA | NPCC | Quebec | Quebec | DCWCC | Subtotal Committed Capacity | 30624 | 32094 | 32814 | 33405 | 34003 | 34096 | 34108 | 34455 | 35140 | 35140 | 35140
2005 | CA | NPCC | Quebec | Quebec | DCWDGG | Distributed Generator Capacity >= 1 MW | 0 | 0 | 0 | 0 | 0 | 0 | 0 | 0 | 0 | 0 | 0
2005 | CA | NPCC | Quebec | Quebec | DCWDGL | Distributed Generator Capacity < 1 MW | 0 | 0 | 0 | 0 | 0 | 0 | 0 | 0 | 0 | 0 | 0
2005 | CA | NPCC | Quebec | Quebec | DCWFP | Full-Responsibility Purchases (portion of total purchases) | 0 | 0 | 0 | 0 | 0 | 0 | 0 | 0 | 0 | 0 | 0
2005 | CA | NPCC | Quebec | Quebec | DCWFS | Full-Responsibility Sales (portion of total sales) | 0 | 0 | 0 | 0 | 0 | 0 | 0 | 0 | 0 | 0 | 0
2005 | CA | NPCC | Quebec | Quebec | DCWGL | Generator Capacity <1MW | 0 | 0 | 0 | 0 | 0 | 0 | 0 | 0 | 0 | 0 | 0
2005 | CA | NPCC | Quebec | Quebec | DCWIN | Internal Demand | 34956 | 35767 | 36029 | 36366 | 36637 | 36887 | 37054 | 37264 | 37499 | 37720 | 37951
2005 | CA | NPCC | Quebec | Quebec | DCWIT | Interruptible Demand | 419 | 983 | 983 | 983 | 983 | 983 | 983 | 983 | 983 | 983 | 733
2005 | CA | NPCC | Quebec | Quebec | DCWLM | Direct Control Load Management | 0 | 0 | 0 | 0 | 0 | 0 | 0 | 0 | 0 | 0 | 0
2005 | CA | NPCC | Quebec | Quebec | DCWNC | Net Capacity Resources | 36218 | 38262 | 38982 | 39655 | 40290 | 40383 | 40395 | 40542 | 41226 | 41226 | 41226
2005 | CA | NPCC | Quebec | Quebec | DCWNGC | Total Net Generator Capacity | 30624 | 32094 | 32814 | 33405 | 34003 | 34096 | 34108 | 34455 | 35140 | 35140 | 35140
2005 | CA | NPCC | Quebec | Quebec | DCWNI | Projected Net Internal Demand | 34537 | 34784 | 35046 | 35383 | 35654 | 35904 | 36071 | 36281 | 36516 | 36737 | 37218
2005 | CA | NPCC | Quebec | Quebec | DCWOTL | Other Capacity < 1 MW | 0 | 0 | 0 | 0 | 0 | 0 | 0 | 0 | 0 | 0 | 0
2005 | CA | NPCC | Quebec | Quebec | DCWPU | Purchases | 6049 | 6623 | 6623 | 6706 | 6742 | 6742 | 6742 | 6542 | 6542 | 6542 | 6542
2005 | CA | NPCC | Quebec | Quebec | DCWSA | Sales | 455 | 455 | 455 | 455 | 455 | 455 | 455 | 455 | 455 | 455 | 455
2005 | CA | NPCC | Quebec | Quebec | DCWST | Standby Demand | 0 | 0 | 0 | 0 | 0 | 0 | 0 | 0 | 0 | 0 | 0
2005 | CA | NPCC | Quebec | Quebec | DCWTI | Projected Total Internal Demand | 34956 | 35767 | 36029 | 36366 | 36637 | 36887 | 37054 | 37264 | 37499 | 37720 | 37951
2005 | CA | NPCC | Quebec | Quebec | DCWUC | Uncommitted Resources (Operable) | 0 | 0 | 0 | 0 | 0 | 0 | 0 | 0 | 0 | 0 | 0
2005 | CA | WECC | - | - | CWT | Total Capacity | 23135 | 23068 | 23116 | 23124 | 23310 | 23410 | 23910 | 23910 | 23910 | 23910 | 23910
2005 | CA | WECC | - | - | DCWCC | Subtotal Committed Capacity | 22054 | 22550 | 23048 | 22500 | 23242 | 23342 | 23842 | 23842 | 23842 | 23842 | 23842
2005 | CA | WECC | - | - | DCWDGG | Distributed Generator Capacity >= 1 MW | 0 | 0 | 0 | 0 | 0 | 0 | 0 | 0 | 0 | 0 | 0
2005 | CA | WECC | - | - | DCWDGL | Distributed Generator Capacity < 1 MW | 0 | 0 | 0 | 0 | 0 | 0 | 0 | 0 | 0 | 0 | 0
2005 | CA | WECC | - | - | DCWFP | Full-Responsibility Purchases (portion of total purchases) | 0 | 0 | 0 | 0 | 0 | 0 | 0 | 0 | 0 | 0 | 0
2005 | CA | WECC | - | - | DCWFS | Full-Responsibility Sales (portion of total sales) | 116 | 116 | 116 | 134 | 116 | 116 | 116 | 116 | 116 | 116 | 129
2005 | CA | WECC | - | - | DCWGL | Generator Capacity <1MW | 0 | 0 | 0 | 0 | 0 | 0 | 0 | 0 | 0 | 0 | 0
2005 | CA | WECC | - | - | DCWIN | Internal Demand | 18967 | 19971 | 20246 | 20652 | 21131 | 21340 | 21787 | 22159 | 22584 | 22945 | 23297
2005 | CA | WECC | - | - | DCWIT | Interruptible Demand | 0 | 0 | 0 | 0 | 0 | 0 | 0 | 0 | 0 | 0 | 0
2005 | CA | WECC | - | - | DCWLM | Direct Control Load Management | 0 | 0 | 0 | 0 | 0 | 0 | 0 | 0 | 0 | 0 | 0
2005 | CA | WECC | - | - | DCWNC | Net Capacity Resources | 21938 | 22434 | 22932 | 22366 | 23126 | 23226 | 23726 | 23726 | 23726 | 23726 | 23713
2005 | CA | WECC | - | - | DCWNGC | Total Net Generator Capacity | 22054 | 22550 | 23048 | 22500 | 23242 | 23342 | 23842 | 23842 | 23842 | 23842 | 23842
2005 | CA | WECC | - | - | DCWNI | Projected Net Internal Demand | 18967 | 19971 | 20246 | 20652 | 21131 | 21340 | 21787 | 22159 | 22584 | 22945 | 23297
2005 | CA | WECC | - | - | DCWOTL | Other Capacity < 1 MW | 0 | 0 | 0 | 0 | 0 | 0 | 0 | 0 | 0 | 0 | 0
2005 | CA | WECC | - | - | DCWPU | Purchases | 0 | 0 | 0 | 0 | 0 | 0 | 0 | 0 | 0 | 0 | 0
2005 | CA | WECC | - | - | DCWSA | Sales | 116 | 116 | 116 | 134 | 116 | 116 | 116 | 116 | 116 | 116 | 129
2005 | CA | WECC | - | - | DCWST | Standby Demand | 0 | 0 | 0 | 0 | 0 | 0 | 0 | 0 | 0 | 0 | 0
2005 | CA | WECC | - | - | DCWTI | Projected Total Internal Demand | 18967 | 19971 | 20246 | 20652 | 21131 | 21340 | 21787 | 22159 | 22584 | 22945 | 23297
2005 | CA | WECC | - | - | DCWUC | Uncommitted Resources (Operable) | 0 | 0 | 0 | 0 | 0 | 0 | 0 | 0 | 0 | 0 | 0
2005 | MX | WECC | CA-MX | - | CWT | Total Capacity | 2634 | 2634 | 2720 | 2879 | 2810 | 3065 | 3065 | 3318 | 3434 | 3684 | 3684
2005 | MX | WECC | CA-MX | - | DCWCC | Subtotal Committed Capacity | 2634 | 2487 | 2573 | 2732 | 2663 | 2918 | 2918 | 3171 | 3287 | 3537 | 3537
2005 | MX | WECC | CA-MX | - | DCWDGG | Distributed Generator Capacity >= 1 MW | 0 | 0 | 0 | 0 | 0 | 0 | 0 | 0 | 0 | 0 | 0
2005 | MX | WECC | CA-MX | - | DCWDGL | Distributed Generator Capacity < 1 MW | 0 | 0 | 0 | 0 | 0 | 0 | 0 | 0 | 0 | 0 | 0
2005 | MX | WECC | CA-MX | - | DCWFP | Full-Responsibility Purchases (portion of total purchases) | 0 | 0 | 0 | 0 | 0 | 0 | 0 | 0 | 0 | 0 | 0
2005 | MX | WECC | CA-MX | - | DCWFS | Full-Responsibility Sales (portion of total sales) | 0 | 0 | 0 | 0 | 0 | 0 | 0 | 0 | 0 | 0 | 0
2005 | MX | WECC | CA-MX | - | DCWGL | Generator Capacity <1MW | 0 | 0 | 0 | 0 | 0 | 0 | 0 | 0 | 0 | 0 | 0
2005 | MX | WECC | CA-MX | - | DCWIN | Internal Demand | 1321 | 1417 | 1495 | 1577 | 1664 | 1756 | 1853 | 1955 | 2062 | 2176 | 2296
2005 | MX | WECC | CA-MX | - | DCWIT | Interruptible Demand | 0 | 0 | 0 | 0 | 0 | 0 | 0 | 0 | 0 | 0 | 0
2005 | MX | WECC | CA-MX | - | DCWLM | Direct Control Load Management | 0 | 0 | 0 | 0 | 0 | 0 | 0 | 0 | 0 | 0 | 0
2005 | MX | WECC | CA-MX | - | DCWNC | Net Capacity Resources | 2634 | 2487 | 2573 | 2732 | 2663 | 2918 | 2918 | 3171 | 3287 | 3537 | 3537
2005 | MX | WECC | CA-MX | - | DCWNGC | Total Net Generator Capacity | 2634 | 2487 | 2573 | 2732 | 2663 | 2918 | 2918 | 3171 | 3287 | 3537 | 3537
2005 | MX | WECC | CA-MX | - | DCWNI | Projected Net Internal Demand | 1321 | 1417 | 1495 | 1577 | 1664 | 1756 | 1853 | 1955 | 2062 | 2176 | 2296
2005 | MX | WECC | CA-MX | - | DCWOTL | Other Capacity < 1 MW | 0 | 0 | 0 | 0 | 0 | 0 | 0 | 0 | 0 | 0 | 0
2005 | MX | WECC | CA-MX | - | DCWPU | Purchases | 0 | 0 | 0 | 0 | 0 | 0 | 0 | 0 | 0 | 0 | 0
2005 | MX | WECC | CA-MX | - | DCWSA | Sales | 0 | 0 | 0 | 0 | 0 | 0 | 0 | 0 | 0 | 0 | 0
2005 | MX | WECC | CA-MX | - | DCWST | Standby Demand | 0 | 0 | 0 | 0 | 0 | 0 | 0 | 0 | 0 | 0 | 0
2005 | MX | WECC | CA-MX | - | DCWTI | Projected Total Internal Demand | 1321 | 1417 | 1495 | 1577 | 1664 | 1756 | 1853 | 1955 | 2062 | 2176 | 2296
2005 | MX | WECC | CA-MX | - | DCWUC | Uncommitted Resources (Operable) | 0 | 0 | 0 | 0 | 0 | 0 | 0 | 0 | 0 | 0 | 0
2005 | TL | WECC | - | - | CWT | Total Capacity | 192607 | 191091 | 196126 | 200968 | 204165 | 205084 | 207929 | 208722 | 208884 | 209927 | 210112
2005 | TL | WECC | - | - | DCWCC | Subtotal Committed Capacity | 173338 | 177600 | 183821 | 189641 | 192267 | 193357 | 195644 | 196460 | 196956 | 198253 | 198088
2005 | TL | WECC | - | - | DCWDGG | Distributed Generator Capacity >= 1 MW | 0 | 0 | 0 | 0 | 0 | 0 | 0 | 0 | 0 | 0 | 0
2005 | TL | WECC | - | - | DCWDGL | Distributed Generator Capacity < 1 MW | 0 | 0 | 0 | 0 | 0 | 0 | 0 | 0 | 0 | 0 | 0
2005 | TL | WECC | - | - | DCWFP | Full-Responsibility Purchases (portion of total purchases) | 821 | 612 | 577 | 567 | 564 | 572 | 480 | 336 | 338 | 343 | 346
2005 | TL | WECC | - | - | DCWFS | Full-Responsibility Sales (portion of total sales) | 192 | 205 | 205 | 179 | 179 | 179 | 179 | 179 | 179 | 179 | 179
2005 | TL | WECC | - | - | DCWGL | Generator Capacity <1MW | 0 | 0 | 0 | 0 | 0 | 0 | 0 | 0 | 0 | 0 | 0
2005 | TL | WECC | - | - | DCWIN | Internal Demand | 122558 | 127382 | 130345 | 133075 | 136122 | 138860 | 141889 | 145033 | 148002 | 151041 | 153658
2005 | TL | WECC | - | - | DCWIT | Interruptible Demand | 1351 | 1576 | 1550 | 1538 | 1554 | 1560 | 1560 | 1561 | 1562 | 1563 | 1564
2005 | TL | WECC | - | - | DCWLM | Direct Control Load Management | 336 | 310 | 311 | 312 | 311 | 312 | 311 | 311 | 311 | 312 | 312
2005 | TL | WECC | - | - | DCWNC | Net Capacity Resources | 173967 | 178007 | 184193 | 190029 | 192652 | 193750 | 195945 | 196617 | 197115 | 198417 | 198255
2005 | TL | WECC | - | - | DCWNGC | Total Net Generator Capacity | 173338 | 177600 | 183821 | 189641 | 192267 | 193357 | 195644 | 196460 | 196956 | 198253 | 198088
2005 | TL | WECC | - | - | DCWNI | Projected Net Internal Demand | 120871 | 125496 | 128484 | 131225 | 134257 | 136988 | 140018 | 143161 | 146129 | 149166 | 151782
2005 | TL | WECC | - | - | DCWOTL | Other Capacity < 1 MW | 0 | 0 | 0 | 0 | 0 | 0 | 0 | 0 | 0 | 0 | 0
2005 | TL | WECC | - | - | DCWPU | Purchases | 821 | 612 | 577 | 567 | 564 | 572 | 480 | 336 | 338 | 343 | 346
2005 | TL | WECC | - | - | DCWSA | Sales | 192 | 205 | 205 | 179 | 179 | 179 | 179 | 179 | 179 | 179 | 179
2005 | TL | WECC | - | - | DCWST | Standby Demand | 0 | 0 | 0 | 0 | 0 | 0 | 0 | 0 | 0 | 0 | 0
2005 | TL | WECC | - | - | DCWTI | Projected Total Internal Demand | 122558 | 127382 | 130345 | 133075 | 136122 | 138860 | 141889 | 145033 | 148002 | 151041 | 153658
2005 | TL | WECC | - | - | DCWUC | Uncommitted Resources (Operable) | 0 | 0 | 0 | 0 | 0 | 0 | 0 | 0 | 0 | 0 | 0
2005 | US | ECAR | - | - | CWT | Total Capacity | 131277 | 131860 | 131862 | 131864 | 131866 | 131868 | 131870 | 131872 | 131874 | 131876 | 131878
2005 | US | ECAR | - | - | DCWCC | Subtotal Committed Capacity | 131277 | 131860 | 131860 | 131860 | 131860 | 131860 | 131860 | 131860 | 131860 | 131860 | 131860
2005 | US | ECAR | - | - | DCWDGG | Distributed Generator Capacity >= 1 MW | 0 | 0 | 0 | 0 | 0 | 0 | 0 | 0 | 0 | 0 | 0
2005 | US | ECAR | - | - | DCWDGL | Distributed Generator Capacity < 1 MW | 0 | 0 | 0 | 0 | 0 | 0 | 0 | 0 | 0 | 0 | 0
2005 | US | ECAR | - | - | DCWFP | Full-Responsibility Purchases (portion of total purchases) | 0 | 0 | 0 | 0 | 0 | 0 | 0 | 0 | 0 | 0 | 0
2005 | US | ECAR | - | - | DCWFS | Full-Responsibility Sales (portion of total sales) | 0 | 0 | 0 | 0 | 0 | 0 | 0 | 0 | 0 | 0 | 0
2005 | US | ECAR | - | - | DCWGL | Generator Capacity <1MW | 0 | 0 | 0 | 0 | 0 | 0 | 0 | 0 | 0 | 0 | 0
2005 | US | ECAR | - | - | DCWIN | Internal Demand | 91800 | 90464 | 92492 | 93978 | 95841 | 97045 | 98483 | 99826 | 101179 | 102465 | 104418
2005 | US | ECAR | - | - | DCWIT | Interruptible Demand | 0 | 1868 | 1808 | 1788 | 1768 | 1703 | 1703 | 1703 | 1703 | 1703 | 1542
2005 | US | ECAR | - | - | DCWLM | Direct Control Load Management | 0 | 158 | 158 | 158 | 158 | 158 | 158 | 158 | 158 | 158 | 158
2005 | US | ECAR | - | - | DCWNC | Net Capacity Resources | 131187 | 133952 | 133243 | 133243 | 133243 | 133243 | 133243 | 133243 | 133243 | 133243 | 133243
2005 | US | ECAR | - | - | DCWNGC | Total Net Generator Capacity | 131277 | 131860 | 131860 | 131860 | 131860 | 131860 | 131860 | 131860 | 131860 | 131860 | 131860
2005 | US | ECAR | - | - | DCWNI | Projected Net Internal Demand | 91800 | 88438 | 90526 | 92032 | 93915 | 95184 | 96622 | 97965 | 99318 | 100604 | 102718
2005 | US | ECAR | - | - | DCWOTL | Other Capacity < 1 MW | 0 | 0 | 0 | 0 | 0 | 0 | 0 | 0 | 0 | 0 | 0
2005 | US | ECAR | - | - | DCWPU | Purchases | 0 | 3154 | 1445 | 1445 | 1445 | 1445 | 1445 | 1445 | 1445 | 1445 | 1445
2005 | US | ECAR | - | - | DCWSA | Sales | 90 | 1062 | 62 | 62 | 62 | 62 | 62 | 62 | 62 | 62 | 62
2005 | US | ECAR | - | - | DCWST | Standby Demand | 0 | 0 | 0 | 0 | 0 | 0 | 0 | 0 | 0 | 0 | 0
2005 | US | ECAR | - | - | DCWTI | Projected Total Internal Demand | 91800 | 90464 | 92492 | 93978 | 95841 | 97045 | 98483 | 99826 | 101179 | 102465 | 104418
2005 | US | ECAR | - | - | DCWUC | Uncommitted Resources (Operable) | 0 | 0 | 780 | 2014 | 2555 | 2555 | 3287 | 3287 | 3287 | 3287 | 3287
2005 | US | TRE | - | ERCOT | CWT | Total Capacity | 83681 | 81362 | 82219 | 82394 | 82325 | 81934 | 82369 | 82369 | 82369 | 82369 | 82369
2005 | US | TRE | - | ERCOT | DCWCC | Subtotal Committed Capacity | 71678 | 73411 | 71993 | 72123 | 73808 | 74161 | 73981 | 73981 | 73981 | 73981 | 73981
2005 | US | TRE | - | ERCOT | DCWDGG | Distributed Generator Capacity >= 1 MW | 93 | 93 | 93 | 93 | 93 | 93 | 93 | 93 | 93 | 93 | 93
2005 | US | TRE | - | ERCOT | DCWDGL | Distributed Generator Capacity < 1 MW | 3 | 3 | 3 | 3 | 3 | 3 | 3 | 3 | 3 | 3 | 3
2005 | US | TRE | - | ERCOT | DCWFP | Full-Responsibility Purchases (portion of total purchases) | 310 | 118 | 120 | 122 | 124 | 126 | 128 | 130 | 132 | 134 | 136
2005 | US | TRE | - | ERCOT | DCWFS | Full-Responsibility Sales (portion of total sales) | 89 | 189 | 189 | 189 | 189 | 189 | 189 | 189 | 189 | 189 | 189
2005 | US | TRE | - | ERCOT | DCWGL | Generator Capacity <1MW | 3 | 3 | 3 | 3 | 3 | 3 | 3 | 3 | 3 | 3 | 3
2005 | US | TRE | - | ERCOT | DCWIN | Internal Demand | 44010 | 41672 | 42922 | 43803 | 44092 | 45732 | 46973 | 48079 | 48775 | 50305 | 51263
2005 | US | TRE | - | ERCOT | DCWIT | Interruptible Demand | 0 | 1150 | 1150 | 1150 | 1150 | 1150 | 1150 | 1150 | 1150 | 1150 | 1150
2005 | US | TRE | - | ERCOT | DCWLM | Direct Control Load Management | 0 | 0 | 0 | 0 | 0 | 0 | 0 | 0 | 0 | 0 | 0
2005 | US | TRE | - | ERCOT | DCWNC | Net Capacity Resources | 71902 | 73343 | 71927 | 72059 | 73746 | 74101 | 73923 | 73925 | 73927 | 73929 | 73931
2005 | US | TRE | - | ERCOT | DCWNGC | Total Net Generator Capacity | 71681 | 73414 | 71996 | 72126 | 73811 | 74164 | 73984 | 73984 | 73984 | 73984 | 73984
2005 | US | TRE | - | ERCOT | DCWNI | Projected Net Internal Demand | 44010 | 40522 | 41772 | 42653 | 42942 | 44582 | 45823 | 46929 | 47625 | 49155 | 50113
2005 | US | TRE | - | ERCOT | DCWOTL | Other Capacity < 1 MW | 0 | 0 | 0 | 0 | 0 | 0 | 0 | 0 | 0 | 0 | 0
2005 | US | TRE | - | ERCOT | DCWPU | Purchases | 310 | 118 | 120 | 122 | 124 | 126 | 128 | 130 | 132 | 134 | 136
2005 | US | TRE | - | ERCOT | DCWSA | Sales | 89 | 189 | 189 | 189 | 189 | 189 | 189 | 189 | 189 | 189 | 189
2005 | US | TRE | - | ERCOT | DCWST | Standby Demand | 0 | 0 | 0 | 0 | 0 | 0 | 0 | 0 | 0 | 0 | 0
2005 | US | TRE | - | ERCOT | DCWTI | Projected Total Internal Demand | 44010 | 41672 | 42922 | 43803 | 44092 | 45732 | 46973 | 48079 | 48775 | 50305 | 51263
2005 | US | TRE | - | ERCOT | DCWUC | Uncommitted Resources (Operable) | 0 | 0 | 0 | 0 | 0 | 0 | 0 | 0 | 0 | 0 | 0
2005 | US | FRCC | - | - | CWT | Total Capacity | 49644 | 52673 | 53845 | 54642 | 55322 | 57053 | 59752 | 60720 | 63077 | 65802 | 66146
2005 | US | FRCC | - | - | DCWCC | Subtotal Committed Capacity | 49644 | 52673 | 53845 | 54642 | 55322 | 57053 | 59752 | 60720 | 63077 | 65802 | 66146
2005 | US | FRCC | - | - | DCWDGG | Distributed Generator Capacity >= 1 MW | 0 | 0 | 0 | 0 | 0 | 0 | 0 | 0 | 0 | 0 | 0
2005 | US | FRCC | - | - | DCWDGL | Distributed Generator Capacity < 1 MW | 0 | 0 | 0 | 0 | 0 | 0 | 0 | 0 | 0 | 0 | 0
2005 | US | FRCC | - | - | DCWFP | Full-Responsibility Purchases (portion of total purchases) | 1552 | 1752 | 1752 | 1752 | 1752 | 1752 | 1555 | 1555 | 1555 | 1555 | 1555
2005 | US | FRCC | - | - | DCWFS | Full-Responsibility Sales (portion of total sales) | 0 | 0 | 0 | 0 | 0 | 0 | 0 | 0 | 0 | 0 | 0
2005 | US | FRCC | - | - | DCWGL | Generator Capacity <1MW | 0 | 0 | 0 | 0 | 0 | 0 | 0 | 0 | 0 | 0 | 0
2005 | US | FRCC | - | - | DCWIN | Internal Demand | 44839 | 46717 | 47994 | 49139 | 50414 | 51700 | 53030 | 54370 | 55718 | 57094 | 61493
2005 | US | FRCC | - | - | DCWIT | Interruptible Demand | 862 | 862 | 866 | 863 | 862 | 852 | 859 | 862 | 867 | 871 | 875
2005 | US | FRCC | - | - | DCWLM | Direct Control Load Management | 2528 | 2528 | 2520 | 2518 | 2524 | 2532 | 2546 | 2563 | 2586 | 2581 | 2575
2005 | US | FRCC | - | - | DCWNC | Net Capacity Resources | 51196 | 54425 | 55597 | 56394 | 57074 | 58805 | 61307 | 62275 | 64632 | 67357 | 67701
2005 | US | FRCC | - | - | DCWNGC | Total Net Generator Capacity | 49644 | 52673 | 53845 | 54642 | 55322 | 57053 | 59752 | 60720 | 63077 | 65802 | 66146
2005 | US | FRCC | - | - | DCWNI | Projected Net Internal Demand | 41449 | 43327 | 44608 | 45758 | 47028 | 48316 | 49625 | 50945 | 52265 | 53642 | 58043
2005 | US | FRCC | - | - | DCWOTL | Other Capacity < 1 MW | 0 | 0 | 0 | 0 | 0 | 0 | 0 | 0 | 0 | 0 | 0
2005 | US | FRCC | - | - | DCWPU | Purchases | 1552 | 1752 | 1752 | 1752 | 1752 | 1752 | 1555 | 1555 | 1555 | 1555 | 1555
2005 | US | FRCC | - | - | DCWSA | Sales | 0 | 0 | 0 | 0 | 0 | 0 | 0 | 0 | 0 | 0 | 0
2005 | US | FRCC | - | - | DCWST | Standby Demand | 0 | 0 | 0 | 0 | 0 | 0 | 0 | 0 | 0 | 0 | 0
2005 | US | FRCC | - | - | DCWTI | Projected Total Internal Demand | 44839 | 46717 | 47994 | 49139 | 50414 | 51700 | 53030 | 54370 | 55718 | 57094 | 61493
2005 | US | FRCC | - | - | DCWUC | Uncommitted Resources (Operable) | 2454 | 2454 | 2454 | 2454 | 2454 | 2454 | 2454 | 2454 | 2454 | 2454 | 2454
2005 | US | MAAC | - | - | CWT | Total Capacity | 69168 | 70311 | 71341 | 72525 | 73736 | 73736 | 73736 | 73736 | 73736 | 73736 | 73736
2005 | US | MAAC | - | - | DCWCC | Subtotal Committed Capacity | 69116 | 70311 | 71341 | 72525 | 73736 | 73736 | 73736 | 73736 | 73736 | 73736 | 73736
2005 | US | MAAC | - | - | DCWDGG | Distributed Generator Capacity >= 1 MW | 0 | 0 | 0 | 0 | 0 | 0 | 0 | 0 | 0 | 0 | 0
2005 | US | MAAC | - | - | DCWDGL | Distributed Generator Capacity < 1 MW | 0 | 0 | 0 | 0 | 0 | 0 | 0 | 0 | 0 | 0 | 0
2005 | US | MAAC | - | - | DCWFP | Full-Responsibility Purchases (portion of total purchases) | 0 | 0 | 0 | 0 | 0 | 0 | 0 | 0 | 0 | 0 | 0
2005 | US | MAAC | - | - | DCWFS | Full-Responsibility Sales (portion of total sales) | 0 | 0 | 0 | 0 | 0 | 0 | 0 | 0 | 0 | 0 | 0
2005 | US | MAAC | - | - | DCWGL | Generator Capacity <1MW | 0 | 0 | 0 | 0 | 0 | 0 | 0 | 0 | 0 | 0 | 0
2005 | US | MAAC | - | - | DCWIN | Internal Demand | 45905 | 46784 | 47560 | 48334 | 49106 | 49857 | 50619 | 51370 | 52124 | 52866 | 53590
2005 | US | MAAC | - | - | DCWIT | Interruptible Demand | 340 | 340 | 330 | 330 | 330 | 330 | 330 | 330 | 330 | 330 | 330
2005 | US | MAAC | - | - | DCWLM | Direct Control Load Management | 0 | 0 | 0 | 0 | 0 | 0 | 0 | 0 | 0 | 0 | 0
2005 | US | MAAC | - | - | DCWNC | Net Capacity Resources | 69604 | 70799 | 71379 | 72563 | 73774 | 73774 | 73774 | 73774 | 73774 | 73774 | 73774
2005 | US | MAAC | - | - | DCWNGC | Total Net Generator Capacity | 69116 | 70311 | 71341 | 72525 | 73736 | 73736 | 73736 | 73736 | 73736 | 73736 | 73736
2005 | US | MAAC | - | - | DCWNI | Projected Net Internal Demand | 45565 | 46444 | 47230 | 48004 | 48776 | 49527 | 50289 | 51040 | 51794 | 52536 | 53260
2005 | US | MAAC | - | - | DCWOTL | Other Capacity < 1 MW | 0 | 0 | 0 | 0 | 0 | 0 | 0 | 0 | 0 | 0 | 0
2005 | US | MAAC | - | - | DCWPU | Purchases | 488 | 488 | 38 | 38 | 38 | 38 | 38 | 38 | 38 | 38 | 38
2005 | US | MAAC | - | - | DCWSA | Sales | 0 | 0 | 0 | 0 | 0 | 0 | 0 | 0 | 0 | 0 | 0
2005 | US | MAAC | - | - | DCWST | Standby Demand | 0 | 0 | 0 | 0 | 0 | 0 | 0 | 0 | 0 | 0 | 0
2005 | US | MAAC | - | - | DCWTI | Projected Total Internal Demand | 45905 | 46784 | 47560 | 48334 | 49106 | 49857 | 50619 | 51370 | 52124 | 52866 | 53590
2005 | US | MAAC | - | - | DCWUC | Uncommitted Resources (Operable) | 0 | 0 | 0 | 0 | 0 | 0 | 0 | 0 | 0 | 0 | 0
2005 | US | MAIN | - | - | CWT | Total Capacity | 71349 | 70329 | 70408 | 70659 | 73367 | 74107 | 75124 | 75160 | 75456 | 75279 | 75280
2005 | US | MAIN | - | - | DCWCC | Subtotal Committed Capacity | 66922 | 67651 | 67723 | 67868 | 69145 | 69832 | 71027 | 71395 | 71747 | 71875 | 71879
2005 | US | MAIN | - | - | DCWDGG | Distributed Generator Capacity >= 1 MW | 357 | 358 | 358 | 358 | 358 | 358 | 358 | 358 | 358 | 358 | 358
2005 | US | MAIN | - | - | DCWDGL | Distributed Generator Capacity < 1 MW | 111 | 111 | 111 | 111 | 111 | 111 | 111 | 111 | 111 | 111 | 111
2005 | US | MAIN | - | - | DCWFP | Full-Responsibility Purchases (portion of total purchases) | 212 | 222 | 221 | 147 | 169 | 170 | 263 | 263 | 263 | 263 | 264
2005 | US | MAIN | - | - | DCWFS | Full-Responsibility Sales (portion of total sales) | 208 | 210 | 212 | 220 | 217 | 219 | 222 | 224 | 227 | 229 | 232
2005 | US | MAIN | - | - | DCWGL | Generator Capacity <1MW | 120 | 120 | 120 | 120 | 121 | 121 | 121 | 121 | 121 | 121 | 121
2005 | US | MAIN | - | - | DCWIN | Internal Demand | 42928 | 43925 | 44527 | 45367 | 46138 | 46845 | 47540 | 48241 | 48957 | 49547 | 50299
2005 | US | MAIN | - | - | DCWIT | Interruptible Demand | 1765 | 2162 | 2170 | 2164 | 2185 | 2189 | 2189 | 2185 | 2186 | 2179 | 2186
2005 | US | MAIN | - | - | DCWLM | Direct Control Load Management | 546 | 546 | 547 | 548 | 550 | 551 | 553 | 554 | 557 | 558 | 560
2005 | US | MAIN | - | - | DCWNC | Net Capacity Resources | 66414 | 68219 | 68656 | 68963 | 70058 | 70905 | 72187 | 72845 | 73647 | 74830 | 74518
2005 | US | MAIN | - | - | DCWNGC | Total Net Generator Capacity | 67042 | 67771 | 67843 | 67988 | 69266 | 69953 | 71148 | 71516 | 71868 | 71996 | 72000
2005 | US | MAIN | - | - | DCWNI | Projected Net Internal Demand | 40618 | 41218 | 41811 | 42656 | 43404 | 44106 | 44799 | 45503 | 46215 | 46811 | 47554
2005 | US | MAIN | - | - | DCWOTL | Other Capacity < 1 MW | 9 | 9 | 9 | 9 | 10 | 10 | 10 | 10 | 10 | 10 | 10
2005 | US | MAIN | - | - | DCWPU | Purchases | 2254 | 1871 | 2213 | 2383 | 2689 | 2856 | 2951 | 3248 | 3706 | 4768 | 4460
2005 | US | MAIN | - | - | DCWSA | Sales | 2882 | 1423 | 1400 | 1408 | 1897 | 1904 | 1912 | 1919 | 1927 | 1934 | 1942
2005 | US | MAIN | - | - | DCWST | Standby Demand | bar: 310 to 136
2005 | US | MAIN | - | - | DCWTI | Projected Total Internal Demand | 42929 | 43926 | 44528 | 45368 | 46139 | 46846 | 47541 | 48242 | 48958 | 49548 | 50300
2005 | US | MAIN | - | - | DCWUC | Uncommitted Resources (Operable) | 4324 | 2670 | 2679 | 3743 | 3696 | 5164 | 5121 | 5077 | 5035 | 4992 | 4952
2005 | US | MRO | - | - | CWT | Total Capacity | 33460 | 33728 | 33777 | 34642 | 34993 | 35890 | 35890 | 35844 | 35893 | 35926 | 35924
2005 | US | MRO | - | - | DCWCC | Subtotal Committed Capacity | 32782 | 33050 | 33099 | 33964 | 34314 | 35211 | 35211 | 35165 | 35215 | 35249 | 35248
2005 | US | MRO | - | - | DCWDGG | Distributed Generator Capacity >= 1 MW | 17 | 17 | 20 | 20 | 20 | 20 | 20 | 20 | 20 | 20 | 20
2005 | US | MRO | - | - | DCWDGL | Distributed Generator Capacity < 1 MW | 6 | 6 | 6 | 6 | 6 | 6 | 6 | 6 | 6 | 6 | 6
2005 | US | MRO | - | - | DCWFP | Full-Responsibility Purchases (portion of total purchases) | 1209 | 1170 | 1170 | 1175 | 1175 | 1175 | 1175 | 1175 | 1175 | 1175 | 1175
2005 | US | MRO | - | - | DCWFS | Full-Responsibility Sales (portion of total sales) | 1241 | 1149 | 1149 | 1149 | 1074 | 1074 | 976 | 976 | 976 | 976 | 976
2005 | US | MRO | - | - | DCWGL | Generator Capacity <1MW | 51 | 51 | 51 | 51 | 51 | 51 | 51 | 51 | 50 | 50 | 49
2005 | US | MRO | - | - | DCWIN | Internal Demand | 24526 | 24995 | 25413 | 25828 | 26322 | 26696 | 27119 | 27640 | 28036 | 28437 | 28894
2005 | US | MRO | - | - | DCWIT | Interruptible Demand | 0 | 0 | 0 | 0 | 0 | 0 | 0 | 0 | 0 | 0 | 0
2005 | US | MRO | - | - | DCWLM | Direct Control Load Management | 80 | 80 | 80 | 80 | 80 | 80 | 80 | 80 | 80 | 80 | 80
2005 | US | MRO | - | - | DCWNC | Net Capacity Resources | 34371 | 34578 | 34439 | 35282 | 35707 | 36364 | 36372 | 36426 | 36445 | 36554 | 36552
2005 | US | MRO | - | - | DCWNGC | Total Net Generator Capacity | 32833 | 33101 | 33150 | 34015 | 34365 | 35262 | 35262 | 35216 | 35265 | 35299 | 35297
2005 | US | MRO | - | - | DCWNI | Projected Net Internal Demand | 24446 | 24915 | 25333 | 25748 | 26242 | 26616 | 27039 | 27560 | 27956 | 28357 | 28814
2005 | US | MRO | - | - | DCWOTL | Other Capacity < 1 MW | 45 | 45 | 45 | 45 | 45 | 45 | 45 | 45 | 44 | 44 | 43
2005 | US | MRO | - | - | DCWPU | Purchases | 3154 | 3019 | 2806 | 2714 | 2714 | 2634 | 2544 | 2544 | 2514 | 2514 | 2514
2005 | US | MRO | - | - | DCWSA | Sales | 1616 | 1542 | 1517 | 1447 | 1372 | 1532 | 1434 | 1334 | 1334 | 1259 | 1259
2005 | US | MRO | - | - | DCWST | Standby Demand | 0 | 0 | 0 | 0 | 0 | 0 | 0 | 0 | 0 | 0 | 0
2005 | US | MRO | - | - | DCWTI | Projected Total Internal Demand | 24526 | 24995 | 25413 | 25828 | 26322 | 26696 | 27119 | 27640 | 28036 | 28437 | 28894
2005 | US | MRO | - | - | DCWUC | Uncommitted Resources (Operable) | 0 | 0 | 0 | 0 | 0 | 0 | 0 | 107 | 107 | 107 | 107
2005 | US | NPCC | - | - | CWT | Total Capacity | 72884 | 73090 | 74789 | 76132 | 75324 | 74195 | 74195 | 74195 | 74195 | 74195 | 74195
2005 | US | NPCC | - | - | DCWCC | Subtotal Committed Capacity | 72847 | 73051 | 74750 | 76093 | 75286 | 74156 | 74156 | 74156 | 74156 | 74156 | 74156
2005 | US | NPCC | - | - | DCWDGG | Distributed Generator Capacity >= 1 MW | 0 | 0 | 0 | 0 | 0 | 0 | 0 | 0 | 0 | 0 | 0
2005 | US | NPCC | - | - | DCWDGL | Distributed Generator Capacity < 1 MW | 0 | 0 | 0 | 0 | 0 | 0 | 0 | 0 | 0 | 0 | 0
2005 | US | NPCC | - | - | DCWFP | Full-Responsibility Purchases (portion of total purchases) | 2233 | 80 | 80 | 80 | 0 | 0 | 0 | 0 | 0 | 0 | 0
2005 | US | NPCC | - | - | DCWFS | Full-Responsibility Sales (portion of total sales) | 300 | 306 | 306 | 306 | 306 | 306 | 299 | 299 | 299 | 299 | 299
2005 | US | NPCC | - | - | DCWGL | Generator Capacity <1MW | 36 | 36 | 36 | 36 | 36 | 36 | 36 | 36 | 36 | 36 | 36
2005 | US | NPCC | - | - | DCWIN | Internal Demand | 48176 | 48180 | 48845 | 49520 | 50180 | 50795 | 51430 | 52085 | 52560 | 52980 | 53415
2005 | US | NPCC | - | - | DCWIT | Interruptible Demand | 317 | 317 | 317 | 317 | 317 | 317 | 317 | 317 | 317 | 317 | 317
2005 | US | NPCC | - | - | DCWLM | Direct Control Load Management | 0 | 0 | 0 | 0 | 0 | 0 | 0 | 0 | 0 | 0 | 0
2005 | US | NPCC | - | - | DCWNC | Net Capacity Resources | 74277 | 73272 | 74971 | 76314 | 75427 | 74297 | 74297 | 74297 | 74297 | 74297 | 74297
2005 | US | NPCC | - | - | DCWNGC | Total Net Generator Capacity | 72883 | 73087 | 74786 | 76129 | 75322 | 74192 | 74192 | 74192 | 74192 | 74192 | 74192
2005 | US | NPCC | - | - | DCWNI | Projected Net Internal Demand | 47859 | 47863 | 48528 | 49203 | 49863 | 50478 | 51113 | 51768 | 52243 | 52663 | 53098
2005 | US | NPCC | - | - | DCWOTL | Other Capacity < 1 MW | 36 | 36 | 36 | 36 | 36 | 36 | 36 | 36 | 36 | 36 | 36
2005 | US | NPCC | - | - | DCWPU | Purchases | 2644 | 491 | 491 | 491 | 411 | 411 | 404 | 404 | 404 | 404 | 404
2005 | US | NPCC | - | - | DCWSA | Sales | 1250 | 306 | 306 | 306 | 306 | 306 | 299 | 299 | 299 | 299 | 299
2005 | US | NPCC | - | - | DCWST | Standby Demand | 0 | 0 | 0 | 0 | 0 | 0 | 0 | 0 | 0 | 0 | 0
2005 | US | NPCC | - | - | DCWTI | Projected Total Internal Demand | 48176 | 48180 | 48845 | 49520 | 50180 | 50795 | 51430 | 52085 | 52560 | 52980 | 53415
2005 | US | NPCC | - | - | DCWUC | Uncommitted Resources (Operable) | 0 | 0 | 0 | 0 | 0 | 0 | 0 | 0 | 0 | 0 | 0
2005 | US | NPCC | New England | New England | CWT | Total Capacity | 33379 | 33433 | 33602 | 34796 | 34796 | 34796 | 34796 | 34796 | 34796 | 34796 | 34796
2005 | US | NPCC | New England | New England | DCWCC | Subtotal Committed Capacity | 33343 | 33396 | 33565 | 34759 | 34759 | 34759 | 34759 | 34759 | 34759 | 34759 | 34759
2005 | US | NPCC | New England | New England | DCWDGG | Distributed Generator Capacity >= 1 MW | 0 | 0 | 0 | 0 | 0 | 0 | 0 | 0 | 0 | 0 | 0
2005 | US | NPCC | New England | New England | DCWDGL | Distributed Generator Capacity < 1 MW | 0 | 0 | 0 | 0 | 0 | 0 | 0 | 0 | 0 | 0 | 0
2005 | US | NPCC | New England | New England | DCWFP | Full-Responsibility Purchases (portion of total purchases) | 0 | 0 | 0 | 0 | 0 | 0 | 0 | 0 | 0 | 0 | 0
2005 | US | NPCC | New England | New England | DCWFS | Full-Responsibility Sales (portion of total sales) | 0 | 0 | 0 | 0 | 0 | 0 | 0 | 0 | 0 | 0 | 0
2005 | US | NPCC | New England | New England | DCWGL | Generator Capacity <1MW | 36 | 36 | 36 | 36 | 36 | 36 | 36 | 36 | 36 | 36 | 36
2005 | US | NPCC | New England | New England | DCWIN | Internal Demand | 22635 | 22830 | 23175 | 23540 | 23890 | 24245 | 24640 | 25095 | 25400 | 25680 | 26005
2005 | US | NPCC | New England | New England | DCWIT | Interruptible Demand | 317 | 317 | 317 | 317 | 317 | 317 | 317 | 317 | 317 | 317 | 317
2005 | US | NPCC | New England | New England | DCWLM | Direct Control Load Management | 0 | 0 | 0 | 0 | 0 | 0 | 0 | 0 | 0 | 0 | 0
2005 | US | NPCC | New England | New England | DCWNC | Net Capacity Resources | 32840 | 33843 | 34012 | 35206 | 35206 | 35206 | 35199 | 35199 | 35199 | 35199 | 35199
2005 | US | NPCC | New England | New England | DCWNGC | Total Net Generator Capacity | 33379 | 33432 | 33601 | 34795 | 34795 | 34795 | 34795 | 34795 | 34795 | 34795 | 34795
2005 | US | NPCC | New England | New England | DCWNI | Projected Net Internal Demand | 22318 | 22513 | 22858 | 23223 | 23573 | 23928 | 24323 | 24778 | 25083 | 25363 | 25688
2005 | US | NPCC | New England | New England | DCWOTL | Other Capacity < 1 MW | 36 | 36 | 36 | 36 | 36 | 36 | 36 | 36 | 36 | 36 | 36
2005 | US | NPCC | New England | New England | DCWPU | Purchases | 411 | 411 | 411 | 411 | 411 | 411 | 404 | 404 | 404 | 404 | 404
2005 | US | NPCC | New England | New England | DCWSA | Sales | 950 | 0 | 0 | 0 | 0 | 0 | 0 | 0 | 0 | 0 | 0
2005 | US | NPCC | New England | New England | DCWST | Standby Demand | 0 | 0 | 0 | 0 | 0 | 0 | 0 | 0 | 0 | 0 | 0
2005 | US | NPCC | New England | New England | DCWTI | Projected Total Internal Demand | 22635 | 22830 | 23175 | 23540 | 23890 | 24245 | 24640 | 25095 | 25400 | 25680 | 26005
2005 | US | NPCC | New England | New England | DCWUC | Uncommitted Resources (Operable) | 0 | 0 | 0 | 0 | 0 | 0 | 0 | 0 | 0 | 0 | 0
2005 | US | NPCC | New York | New York | CWT | Total Capacity | 39505 | 39657 | 41187 | 41336 | 40528 | 39399 | 39399 | 39399 | 39399 | 39399 | 39399
2005 | US | NPCC | New York | New York | DCWCC | Subtotal Committed Capacity | 39504 | 39655 | 41185 | 41334 | 40527 | 39397 | 39397 | 39397 | 39397 | 39397 | 39397
2005 | US | NPCC | New York | New York | DCWDGG | Distributed Generator Capacity >= 1 MW | 0 | 0 | 0 | 0 | 0 | 0 | 0 | 0 | 0 | 0 | 0
2005 | US | NPCC | New York | New York | DCWDGL | Distributed Generator Capacity < 1 MW | 0 | 0 | 0 | 0 | 0 | 0 | 0 | 0 | 0 | 0 | 0
2005 | US | NPCC | New York | New York | DCWFP | Full-Responsibility Purchases (portion of total purchases) | 2233 | 80 | 80 | 80 | 0 | 0 | 0 | 0 | 0 | 0 | 0
2005 | US | NPCC | New York | New York | DCWFS | Full-Responsibility Sales (portion of total sales) | 300 | 306 | 306 | 306 | 306 | 306 | 299 | 299 | 299 | 299 | 299
2005 | US | NPCC | New York | New York | DCWGL | Generator Capacity <1MW | 0 | 0 | 0 | 0 | 0 | 0 | 0 | 0 | 0 | 0 | 0
2005 | US | NPCC | New York | New York | DCWIN | Internal Demand | 25541 | 25350 | 25670 | 25980 | 26290 | 26550 | 26790 | 26990 | 27160 | 27300 | 27410
2005 | US | NPCC | New York | New York | DCWIT | Interruptible Demand | 0 | 0 | 0 | 0 | 0 | 0 | 0 | 0 | 0 | 0 | 0
2005 | US | NPCC | New York | New York | DCWLM | Direct Control Load Management | 0 | 0 | 0 | 0 | 0 | 0 | 0 | 0 | 0 | 0 | 0
2005 | US | NPCC | New York | New York | DCWNC | Net Capacity Resources | 41437 | 39429 | 40959 | 41108 | 40221 | 39091 | 39098 | 39098 | 39098 | 39098 | 39098
2005 | US | NPCC | New York | New York | DCWNGC | Total Net Generator Capacity | 39504 | 39655 | 41185 | 41334 | 40527 | 39397 | 39397 | 39397 | 39397 | 39397 | 39397
2005 | US | NPCC | New York | New York | DCWNI | Projected Net Internal Demand | 25541 | 25350 | 25670 | 25980 | 26290 | 26550 | 26790 | 26990 | 27160 | 27300 | 27410
2005 | US | NPCC | New York | New York | DCWOTL | Other Capacity < 1 MW | 0 | 0 | 0 | 0 | 0 | 0 | 0 | 0 | 0 | 0 | 0
2005 | US | NPCC | New York | New York | DCWPU | Purchases | 2233 | 80 | 80 | 80 | 0 | 0 | 0 | 0 | 0 | 0 | 0
2005 | US | NPCC | New York | New York | DCWSA | Sales | 300 | 306 | 306 | 306 | 306 | 306 | 299 | 299 | 299 | 299 | 299
2005 | US | NPCC | New York | New York | DCWST | Standby Demand | 0 | 0 | 0 | 0 | 0 | 0 | 0 | 0 | 0 | 0 | 0
2005 | US | NPCC | New York | New York | DCWTI | Projected Total Internal Demand | 25541 | 25350 | 25670 | 25980 | 26290 | 26550 | 26790 | 26990 | 27160 | 27300 | 27410
2005 | US | NPCC | New York | New York | DCWUC | Uncommitted Resources (Operable) | 0 | 0 | 0 | 0 | 0 | 0 | 0 | 0 | 0 | 0 | 0
2005 | US | SERC | - | - | CWT | Total Capacity | 176651 | 177907 | 178845 | 180433 | 181941 | 183989 | 184528 | 188510 | 190485 | 191778 | 193615
2005 | US | SERC | - | - | DCWCC | Subtotal Committed Capacity | 175162 | 176418 | 178421 | 180009 | 181517 | 183565 | 184104 | 188086 | 190061 | 191354 | 193191
2005 | US | SERC | - | - | DCWDGG | Distributed Generator Capacity >= 1 MW | 0 | 0 | 0 | 0 | 0 | 0 | 0 | 0 | 0 | 0 | 0
2005 | US | SERC | - | - | DCWDGL | Distributed Generator Capacity < 1 MW | 0 | 0 | 0 | 0 | 0 | 0 | 0 | 0 | 0 | 0 | 0
2005 | US | SERC | - | - | DCWFP | Full-Responsibility Purchases (portion of total purchases) | 0 | 0 | 0 | 0 | 0 | 0 | 0 | 0 | 0 | 0 | 0
2005 | US | SERC | - | - | DCWFS | Full-Responsibility Sales (portion of total sales) | 0 | 0 | 0 | 0 | 0 | 0 | 0 | 0 | 0 | 0 | 0
2005 | US | SERC | - | - | DCWGL | Generator Capacity <1MW | 0 | 0 | 0 | 0 | 0 | 0 | 0 | 0 | 0 | 0 | 0
2005 | US | SERC | - | - | DCWIN | Internal Demand | 144337 | 147019 | 150031 | 152922 | 155489 | 157765 | 159668 | 162694 | 166030 | 169158 | 170909
2005 | US | SERC | - | - | DCWIT | Interruptible Demand | 4380 | 4181 | 4150 | 4176 | 4164 | 3992 | 3901 | 3860 | 3827 | 3805 | 3779
2005 | US | SERC | - | - | DCWLM | Direct Control Load Management | 471 | 614 | 625 | 634 | 645 | 651 | 658 | 666 | 673 | 681 | 688
2005 | US | SERC | - | - | DCWNC | Net Capacity Resources | 186784 | 186463 | 187312 | 188027 | 189984 | 192416 | 195046 | 199271 | 202309 | 205007 | 207959
2005 | US | SERC | - | - | DCWNGC | Total Net Generator Capacity | 175162 | 176418 | 178421 | 180009 | 181517 | 183565 | 184104 | 188086 | 190061 | 191354 | 193191
2005 | US | SERC | - | - | DCWNI | Projected Net Internal Demand | 139486 | 142224 | 145256 | 148112 | 150680 | 153122 | 155109 | 158168 | 161530 | 164672 | 166442
2005 | US | SERC | - | - | DCWOTL | Other Capacity < 1 MW | 0 | 0 | 0 | 0 | 0 | 0 | 0 | 0 | 0 | 0 | 0
2005 | US | SERC | - | - | DCWPU | Purchases | 13825 | 13424 | 12103 | 11146 | 11545 | 11930 | 13830 | 14073 | 15137 | 16542 | 17657
2005 | US | SERC | - | - | DCWSA | Sales | 2203 | 3379 | 3212 | 3128 | 3078 | 3079 | 2888 | 2888 | 2889 | 2889 | 2889
2005 | US | SERC | - | - | DCWST | Standby Demand | 0 | 0 | 0 | 0 | 0 | 0 | 0 | 0 | 0 | 0 | 0
2005 | US | SERC | - | - | DCWTI | Projected Total Internal Demand | 144337 | 147019 | 150031 | 152922 | 155489 | 157765 | 159668 | 162694 | 166030 | 169158 | 170909
2005 | US | SERC | - | - | DCWUC | Uncommitted Resources (Operable) | 40936 | 42022 | 41813 | 42363 | 43207 | 40525 | 35414 | 37330 | 34073 | 32164 | 30980
2005 | US | SERC | Central | - | CWT | Total Capacity | 32846 | 32957 | 33177 | 33322 | 33334 | 33287 | 33549 | 34325 | 35321 | 35816 | 36795
2005 | US | SERC | Central | - | DCWCC | Subtotal Committed Capacity | 31557 | 31668 | 32953 | 33098 | 33110 | 33063 | 33325 | 34101 | 35097 | 35592 | 36571
2005 | US | SERC | Central | - | DCWDGG | Distributed Generator Capacity >= 1 MW | 0 | 0 | 0 | 0 | 0 | 0 | 0 | 0 | 0 | 0 | 0
2005 | US | SERC | Central | - | DCWDGL | Distributed Generator Capacity < 1 MW | 0 | 0 | 0 | 0 | 0 | 0 | 0 | 0 | 0 | 0 | 0
2005 | US | SERC | Central | - | DCWFP | Full-Responsibility Purchases (portion of total purchases) | 0 | 0 | 0 | 0 | 0 | 0 | 0 | 0 | 0 | 0 | 0
2005 | US | SERC | Central | - | DCWFS | Full-Responsibility Sales (portion of total sales) | 0 | 0 | 0 | 0 | 0 | 0 | 0 | 0 | 0 | 0 | 0
2005 | US | SERC | Central | - | DCWGL | Generator Capacity <1MW | 0 | 0 | 0 | 0 | 0 | 0 | 0 | 0 | 0 | 0 | 0
2005 | US | SERC | Central | - | DCWIN | Internal Demand | 30432 | 30975 | 31557 | 32111 | 32362 | 32561 | 32058 | 32737 | 33404 | 34067 | 34787
2005 | US | SERC | Central | - | DCWIT | Interruptible Demand | 2555 | 2387 | 2381 | 2392 | 2402 | 2213 | 2124 | 2085 | 2056 | 2028 | 2000
2005 | US | SERC | Central | - | DCWLM | Direct Control Load Management | 0 | 0 | 0 | 0 | 0 | 0 | 0 | 0 | 0 | 0 | 0
2005 | US | SERC | Central | - | DCWNC | Net Capacity Resources | 33516 | 32708 | 33995 | 33643 | 33659 | 33615 | 33880 | 34659 | 35658 | 36156 | 37139
2005 | US | SERC | Central | - | DCWNGC | Total Net Generator Capacity | 31557 | 31668 | 32953 | 33098 | 33110 | 33063 | 33325 | 34101 | 35097 | 35592 | 36571
2005 | US | SERC | Central | - | DCWNI | Projected Net Internal Demand | 27877 | 28588 | 29176 | 29719 | 29960 | 30348 | 29934 | 30652 | 31348 | 32039 | 32787
2005 | US | SERC | Central | - | DCWOTL | Other Capacity < 1 MW | 0 | 0 | 0 | 0 | 0 | 0 | 0 | 0 | 0 | 0 | 0
2005 | US | SERC | Central | - | DCWPU | Purchases | 2434 | 1515 | 1517 | 1020 | 1024 | 1027 | 1030 | 1033 | 1036 | 1039 | 1043
2005 | US | SERC | Central | - | DCWSA | Sales | 475 | 475 | 475 | 475 | 475 | 475 | 475 | 475 | 475 | 475 | 475
2005 | US | SERC | Central | - | DCWST | Standby Demand | 0 | 0 | 0 | 0 | 0 | 0 | 0 | 0 | 0 | 0 | 0
2005 | US | SERC | Central | - | DCWTI | Projected Total Internal Demand | 30432 | 30975 | 31557 | 32111 | 32362 | 32561 | 32058 | 32737 | 33404 | 34067 | 34787
2005 | US | SERC | Central | - | DCWUC | Uncommitted Resources (Operable) | 8732 | 9372 | 10149 | 9334 | 9333 | 9333 | 9333 | 9333 | 9333 | 9333 | 9332
2005 | US | SERC | Delta | - | CWT | Total Capacity | 27891 | 27891 | 27891 | 28471 | 28471 | 29157 | 29157 | 29782 | 29782 | 29782 | 29782
2005 | US | SERC | Delta | - | DCWCC | Subtotal Committed Capacity | 27754 | 27754 | 27754 | 28334 | 28334 | 29020 | 29020 | 29645 | 29645 | 29645 | 29645
2005 | US | SERC | Delta | - | DCWDGG | Distributed Generator Capacity >= 1 MW | 0 | 0 | 0 | 0 | 0 | 0 | 0 | 0 | 0 | 0 | 0
2005 | US | SERC | Delta | - | DCWDGL | Distributed Generator Capacity < 1 MW | 0 | 0 | 0 | 0 | 0 | 0 | 0 | 0 | 0 | 0 | 0
2005 | US | SERC | Delta | - | DCWFP | Full-Responsibility Purchases (portion of total purchases) | 0 | 0 | 0 | 0 | 0 | 0 | 0 | 0 | 0 | 0 | 0
2005 | US | SERC | Delta | - | DCWFS | Full-Responsibility Sales (portion of total sales) | 0 | 0 | 0 | 0 | 0 | 0 | 0 | 0 | 0 | 0 | 0
2005 | US | SERC | Delta | - | DCWGL | Generator Capacity <1MW | 0 | 0 | 0 | 0 | 0 | 0 | 0 | 0 | 0 | 0 | 0
2005 | US | SERC | Delta | - | DCWIN | Internal Demand | 22171 | 22195 | 22655 | 23088 | 23464 | 23645 | 24077 | 24403 | 24975 | 25348 | 24462
2005 | US | SERC | Delta | - | DCWIT | Interruptible Demand | 365 | 370 | 351 | 372 | 355 | 378 | 381 | 384 | 386 | 390 | 390
2005 | US | SERC | Delta | - | DCWLM | Direct Control Load Management | 0 | 0 | 0 | 0 | 0 | 0 | 0 | 0 | 0 | 0 | 0
2005 | US | SERC | Delta | - | DCWNC | Net Capacity Resources | 31154 | 30929 | 29630 | 29823 | 29877 | 30640 | 30663 | 31290 | 31293 | 31296 | 31299
2005 | US | SERC | Delta | - | DCWNGC | Total Net Generator Capacity | 27754 | 27754 | 27754 | 28334 | 28334 | 29020 | 29020 | 29645 | 29645 | 29645 | 29645
2005 | US | SERC | Delta | - | DCWNI | Projected Net Internal Demand | 21806 | 21825 | 22304 | 22716 | 23109 | 23267 | 23696 | 24019 | 24589 | 24958 | 24072
2005 | US | SERC | Delta | - | DCWOTL | Other Capacity < 1 MW | 0 | 0 | 0 | 0 | 0 | 0 | 0 | 0 | 0 | 0 | 0
2005 | US | SERC | Delta | - | DCWPU | Purchases | 3495 | 3373 | 2074 | 1687 | 1690 | 1692 | 1695 | 1697 | 1700 | 1703 | 1706
2005 | US | SERC | Delta | - | DCWSA | Sales | 95 | 198 | 198 | 198 | 147 | 72 | 52 | 52 | 52 | 52 | 52
2005 | US | SERC | Delta | - | DCWST | Standby Demand | 0 | 0 | 0 | 0 | 0 | 0 | 0 | 0 | 0 | 0 | 0
2005 | US | SERC | Delta | - | DCWTI | Projected Total Internal Demand | 22171 | 22195 | 22655 | 23088 | 23464 | 23645 | 24077 | 24403 | 24975 | 25348 | 24462
2005 | US | SERC | Delta | - | DCWUC | Uncommitted Resources (Operable) | 19436 | 19882 | 21823 | 21382 | 21590 | 22215 | 20382 | 21442 | 20482 | 19882 | 19882
2005 | US | SERC | Southeastern | - | CWT | Total Capacity | 51046 | 52116 | 52097 | 52123 | 52137 | 52399 | 51678 | 52533 | 52428 | 52099 | 51726
2005 | US | SERC | Southeastern | - | DCWCC | Subtotal Committed Capacity | 51046 | 52116 | 52097 | 52123 | 52137 | 52399 | 51678 | 52533 | 52428 | 52099 | 51726
2005 | US | SERC | Southeastern | - | DCWDGG | Distributed Generator Capacity >= 1 MW | 0 | 0 | 0 | 0 | 0 | 0 | 0 | 0 | 0 | 0 | 0
2005 | US | SERC | Southeastern | - | DCWDGL | Distributed Generator Capacity < 1 MW | 0 | 0 | 0 | 0 | 0 | 0 | 0 | 0 | 0 | 0 | 0
2005 | US | SERC | Southeastern | - | DCWFP | Full-Responsibility Purchases (portion of total purchases) | 0 | 0 | 0 | 0 | 0 | 0 | 0 | 0 | 0 | 0 | 0
2005 | US | SERC | Southeastern | - | DCWFS | Full-Responsibility Sales (portion of total sales) | 0 | 0 | 0 | 0 | 0 | 0 | 0 | 0 | 0 | 0 | 0
2005 | US | SERC | Southeastern | - | DCWGL | Generator Capacity <1MW | 0 | 0 | 0 | 0 | 0 | 0 | 0 | 0 | 0 | 0 | 0
2005 | US | SERC | Southeastern | - | DCWIN | Internal Demand | 38497 | 38801 | 39639 | 40584 | 41548 | 42467 | 43403 | 44393 | 45439 | 46451 | 47516
2005 | US | SERC | Southeastern | - | DCWIT | Interruptible Demand | 130 | 130 | 130 | 130 | 130 | 130 | 130 | 130 | 131 | 131 | 131
2005 | US | SERC | Southeastern | - | DCWLM | Direct Control Load Management | 0 | 0 | 0 | 0 | 0 | 0 | 0 | 0 | 0 | 0 | 0
2005 | US | SERC | Southeastern | - | DCWNC | Net Capacity Resources | 51885 | 52843 | 52852 | 52941 | 53361 | 54145 | 55878 | 57221 | 58066 | 59137 | 59734
2005 | US | SERC | Southeastern | - | DCWNGC | Total Net Generator Capacity | 51046 | 52116 | 52097 | 52123 | 52137 | 52399 | 51678 | 52533 | 52428 | 52099 | 51726
2005 | US | SERC | Southeastern | - | DCWNI | Projected Net Internal Demand | 38367 | 38671 | 39509 | 40454 | 41418 | 42337 | 43273 | 44263 | 45308 | 46320 | 47385
2005 | US | SERC | Southeastern | - | DCWOTL | Other Capacity < 1 MW | 0 | 0 | 0 | 0 | 0 | 0 | 0 | 0 | 0 | 0 | 0
2005 | US | SERC | Southeastern | - | DCWPU | Purchases | 2633 | 3099 | 3111 | 3174 | 3580 | 4102 | 6385 | 6873 | 7823 | 9223 | 10193
2005 | US | SERC | Southeastern | - | DCWSA | Sales | 1794 | 2372 | 2356 | 2356 | 2356 | 2356 | 2185 | 2185 | 2185 | 2185 | 2185
2005 | US | SERC | Southeastern | - | DCWST | Standby Demand | 0 | 0 | 0 | 0 | 0 | 0 | 0 | 0 | 0 | 0 | 0
2005 | US | SERC | Southeastern | - | DCWTI | Projected Total Internal Demand | 38497 | 38801 | 39639 | 40584 | 41548 | 42467 | 43403 | 44393 | 45439 | 46451 | 47516
2005 | US | SERC | Southeastern | - | DCWUC | Uncommitted Resources (Operable) | 8581 | 8581 | 8601 | 8544 | 9226 | 6813 | 4218 | 4132 | 2614 | 1362 | 244
2005 | US | SERC | VACAR | - | CWT | Total Capacity | 64868 | 64943 | 65680 | 66517 | 67999 | 69146 | 70144 | 71870 | 72954 | 74081 | 75312
2005 | US | SERC | VACAR | - | DCWCC | Subtotal Committed Capacity | 64805 | 64880 | 65617 | 66454 | 67936 | 69083 | 70081 | 71807 | 72891 | 74018 | 75249
2005 | US | SERC | VACAR | - | DCWDGG | Distributed Generator Capacity >= 1 MW | 0 | 0 | 0 | 0 | 0 | 0 | 0 | 0 | 0 | 0 | 0
2005 | US | SERC | VACAR | - | DCWDGL | Distributed Generator Capacity < 1 MW | 0 | 0 | 0 | 0 | 0 | 0 | 0 | 0 | 0 | 0 | 0
2005 | US | SERC | VACAR | - | DCWFP | Full-Responsibility Purchases (portion of total purchases) | 0 | 0 | 0 | 0 | 0 | 0 | 0 | 0 | 0 | 0 | 0
2005 | US | SERC | VACAR | - | DCWFS | Full-Responsibility Sales (portion of total sales) | 0 | 0 | 0 | 0 | 0 | 0 | 0 | 0 | 0 | 0 | 0
2005 | US | SERC | VACAR | - | DCWGL | Generator Capacity <1MW | 0 | 0 | 0 | 0 | 0 | 0 | 0 | 0 | 0 | 0 | 0
2005 | US | SERC | VACAR | - | DCWIN | Internal Demand | 54935 | 55048 | 56180 | 57139 | 58115 | 59092 | 60130 | 61161 | 62212 | 63292 | 64144
2005 | US | SERC | VACAR | - | DCWIT | Interruptible Demand | 1330 | 1294 | 1288 | 1282 | 1277 | 1271 | 1266 | 1261 | 1254 | 1256 | 1258
2005 | US | SERC | VACAR | - | DCWLM | Direct Control Load Management | 471 | 614 | 625 | 634 | 645 | 651 | 658 | 666 | 673 | 681 | 688
2005 | US | SERC | VACAR | - | DCWNC | Net Capacity Resources | 70229 | 70208 | 70835 | 71620 | 73087 | 74016 | 74625 | 76101 | 77292 | 78418 | 79787
2005 | US | SERC | VACAR | - | DCWNGC | Total Net Generator Capacity | 64805 | 64880 | 65617 | 66454 | 67936 | 69083 | 70081 | 71807 | 72891 | 74018 | 75249
2005 | US | SERC | VACAR | - | DCWNI | Projected Net Internal Demand | 53134 | 53140 | 54267 | 55223 | 56193 | 57170 | 58206 | 59234 | 60285 | 61355 | 62198
2005 | US | SERC | VACAR | - | DCWOTL | Other Capacity < 1 MW | 0 | 0 | 0 | 0 | 0 | 0 | 0 | 0 | 0 | 0 | 0
2005 | US | SERC | VACAR | - | DCWPU | Purchases | 6371 | 6262 | 6001 | 5865 | 5851 | 5634 | 5245 | 4995 | 5103 | 5102 | 5240
2005 | US | SERC | VACAR | - | DCWSA | Sales | 947 | 934 | 783 | 699 | 700 | 701 | 701 | 701 | 702 | 702 | 702
2005 | US | SERC | VACAR | - | DCWST | Standby Demand | 0 | 0 | 0 | 0 | 0 | 0 | 0 | 0 | 0 | 0 | 0
2005 | US | SERC | VACAR | - | DCWTI | Projected Total Internal Demand | 54935 | 55048 | 56180 | 57139 | 58115 | 59092 | 60130 | 61161 | 62212 | 63292 | 64144
2005 | US | SERC | VACAR | - | DCWUC | Uncommitted Resources (Operable) | 4187 | 4187 | 1240 | 3103 | 3058 | 2164 | 1481 | 2423 | 1644 | 1587 | 1522
2005 | US | SPP | - | - | CWT | Total Capacity | 48812 | 48512 | 48855 | 49148 | 49558 | 49904 | 51209 | 51810 | 52646 | 52796 | 53311
2005 | US | SPP | - | - | DCWCC | Subtotal Committed Capacity | 46558 | 46658 | 47000 | 47282 | 47692 | 48038 | 49343 | 49944 | 50780 | 50930 | 51445
2005 | US | SPP | - | - | DCWDGG | Distributed Generator Capacity >= 1 MW | 358 | 370 | 375 | 375 | 375 | 375 | 375 | 375 | 375 | 375 | 375
2005 | US | SPP | - | - | DCWDGL | Distributed Generator Capacity < 1 MW | 3 | 3 | 3 | 3 | 3 | 3 | 3 | 3 | 3 | 3 | 3
2005 | US | SPP | - | - | DCWFP | Full-Responsibility Purchases (portion of total purchases) | 3236 | 2566 | 2608 | 2579 | 2537 | 2411 | 2443 | 2240 | 2252 | 2213 | 2075
2005 | US | SPP | - | - | DCWFS | Full-Responsibility Sales (portion of total sales) | 1999 | 1947 | 1827 | 1827 | 1762 | 1758 | 2058 | 2058 | 2058 | 2058 | 2058
2005 | US | SPP | - | - | DCWGL | Generator Capacity <1MW | 3 | 3 | 3 | 3 | 3 | 3 | 3 | 3 | 3 | 3 | 3
2005 | US | SPP | - | - | DCWIN | Internal Demand | 29490 | 29481 | 30021 | 30363 | 30994 | 31645 | 32083 | 32472 | 32747 | 33330 | 33910
2005 | US | SPP | - | - | DCWIT | Interruptible Demand | 381 | 418 | 419 | 420 | 421 | 422 | 423 | 424 | 425 | 426 | 427
2005 | US | SPP | - | - | DCWLM | Direct Control Load Management | 13 | 27 | 27 | 27 | 28 | 30 | 31 | 31 | 31 | 31 | 31
2005 | US | SPP | - | - | DCWNC | Net Capacity Resources | 49681 | 49361 | 49265 | 49169 | 49588 | 49775 | 50707 | 50973 | 51575 | 51726 | 52218
2005 | US | SPP | - | - | DCWNGC | Total Net Generator Capacity | 46561 | 46661 | 47003 | 47285 | 47695 | 48041 | 49346 | 49947 | 50783 | 50933 | 51448
2005 | US | SPP | - | - | DCWNI | Projected Net Internal Demand | 29096 | 29036 | 29575 | 29916 | 30545 | 31193 | 31629 | 32017 | 32291 | 32873 | 33452
2005 | US | SPP | - | - | DCWOTL | Other Capacity < 1 MW | 0 | 0 | 0 | 0 | 0 | 0 | 0 | 0 | 0 | 0 | 0
2005 | US | SPP | - | - | DCWPU | Purchases | 5354 | 5000 | 4257 | 3879 | 3860 | 3662 | 3678 | 3281 | 3376 | 3497 | 3407
2005 | US | SPP | - | - | DCWSA | Sales | 2234 | 2300 | 1995 | 1995 | 1967 | 1928 | 2317 | 2255 | 2584 | 2704 | 2637
2005 | US | SPP | - | - | DCWST | Standby Demand | 0 | 0 | 0 | 0 | 0 | 0 | 0 | 0 | 0 | 0 | 0
2005 | US | SPP | - | - | DCWTI | Projected Total Internal Demand | 29490 | 29481 | 30021 | 30363 | 30994 | 31645 | 32083 | 32472 | 32747 | 33330 | 33910
2005 | US | SPP | - | - | DCWUC | Uncommitted Resources (Operable) | 9302 | 9302 | 9302 | 9302 | 9302 | 9302 | 9302 | 9302 | 9302 | 9302 | 9302
2005 | US | WECC | - | - | CWT | Total Capacity | 166838 | 165389 | 170376 | 175007 | 178045 | 178864 | 180954 | 181494 | 181540 | 182333 | 182518
2005 | US | WECC | - | - | DCWCC | Subtotal Committed Capacity | 148650 | 152814 | 158453 | 164062 | 166529 | 167519 | 169051 | 169614 | 169994 | 171041 | 171120
2005 | US | WECC | - | - | DCWDGG | Distributed Generator Capacity >= 1 MW | 0 | 0 | 0 | 0 | 0 | 0 | 0 | 0 | 0 | 0 | 0
2005 | US | WECC | - | - | DCWDGL | Distributed Generator Capacity < 1 MW | 0 | 0 | 0 | 0 | 0 | 0 | 0 | 0 | 0 | 0 | 0
2005 | US | WECC | - | - | DCWFP | Full-Responsibility Purchases (portion of total purchases) | 987 | 728 | 693 | 683 | 680 | 688 | 596 | 452 | 454 | 459 | 475
2005 | US | WECC | - | - | DCWFS | Full-Responsibility Sales (portion of total sales) | 277 | 205 | 205 | 179 | 179 | 179 | 179 | 179 | 179 | 179 | 179
2005 | US | WECC | - | - | DCWGL | Generator Capacity <1MW | 0 | 0 | 0 | 0 | 0 | 0 | 0 | 0 | 0 | 0 | 0
2005 | US | WECC | - | - | DCWIN | Internal Demand | 102689 | 105996 | 108606 | 110906 | 113329 | 115767 | 118252 | 120922 | 123358 | 125923 | 128068
2005 | US | WECC | - | - | DCWIT | Interruptible Demand | 1351 | 1576 | 1550 | 1538 | 1554 | 1560 | 1560 | 1561 | 1562 | 1563 | 1564
2005 | US | WECC | - | - | DCWLM | Direct Control Load Management | 336 | 310 | 311 | 312 | 311 | 312 | 311 | 311 | 311 | 312 | 312
2005 | US | WECC | - | - | DCWNC | Net Capacity Resources | 149360 | 153337 | 158941 | 164566 | 167030 | 168028 | 169468 | 169887 | 170269 | 171321 | 171416
2005 | US | WECC | - | - | DCWNGC | Total Net Generator Capacity | 148650 | 152814 | 158453 | 164062 | 166529 | 167519 | 169051 | 169614 | 169994 | 171041 | 171120
2005 | US | WECC | - | - | DCWNI | Projected Net Internal Demand | 101002 | 104110 | 106745 | 109056 | 111464 | 113895 | 116381 | 119050 | 121485 | 124048 | 126192
2005 | US | WECC | - | - | DCWOTL | Other Capacity < 1 MW | 0 | 0 | 0 | 0 | 0 | 0 | 0 | 0 | 0 | 0 | 0
2005 | US | WECC | - | - | DCWPU | Purchases | 987 | 728 | 693 | 683 | 680 | 688 | 596 | 452 | 454 | 459 | 475
2005 | US | WECC | - | - | DCWSA | Sales | 277 | 205 | 205 | 179 | 179 | 179 | 179 | 179 | 179 | 179 | 179
2005 | US | WECC | - | - | DCWST | Standby Demand | 0 | 0 | 0 | 0 | 0 | 0 | 0 | 0 | 0 | 0 | 0
2005 | US | WECC | - | - | DCWTI | Projected Total Internal Demand | 102689 | 105996 | 108606 | 110906 | 113329 | 115767 | 118252 | 120922 | 123358 | 125923 | 128068
2005 | US | WECC | - | - | DCWUC | Uncommitted Resources (Operable) | 0 | 0 | 0 | 0 | 0 | 0 | 0 | 0 | 0 | 0 | 0
2005 | US | WECC | AZN | - | CWT | Total Capacity | 38161 | 38183 | 41659 | 42403 | 43042 | 43157 | 43374 | 43420 | 43534 | 43864 | 43864
2005 | US | WECC | AZN | - | DCWCC | Subtotal Committed Capacity | 36519 | 36416 | 40476 | 40578 | 41354 | 41384 | 42314 | 42189 | 41822 | 42359 | 42420
2005 | US | WECC | AZN | - | DCWDGG | Distributed Generator Capacity >= 1 MW | 0 | 0 | 0 | 0 | 0 | 0 | 0 | 0 | 0 | 0 | 0
2005 | US | WECC | AZN | - | DCWDGL | Distributed Generator Capacity < 1 MW | 0 | 0 | 0 | 0 | 0 | 0 | 0 | 0 | 0 | 0 | 0
2005 | US | WECC | AZN | - | DCWFP | Full-Responsibility Purchases (portion of total purchases) | 1920 | 672 | 672 | 672 | 672 | 672 | 672 | 522 | 522 | 522 | 522
2005 | US | WECC | AZN | - | DCWFS | Full-Responsibility Sales (portion of total sales) | 7054 | 5556 | 5656 | 5675 | 5675 | 5675 | 5675 | 5675 | 5675 | 5675 | 5675
2005 | US | WECC | AZN | - | DCWGL | Generator Capacity <1MW | 0 | 0 | 0 | 0 | 0 | 0 | 0 | 0 | 0 | 0 | 0
2005 | US | WECC | AZN | - | DCWIN | Internal Demand | 16898 | 17862 | 18375 | 18897 | 19455 | 20043 | 20577 | 21071 | 21583 | 22106 | 22619
2005 | US | WECC | AZN | - | DCWIT | Interruptible Demand | 216 | 251 | 252 | 253 | 254 | 254 | 255 | 256 | 257 | 258 | 259
2005 | US | WECC | AZN | - | DCWLM | Direct Control Load Management | 0 | 2 | 3 | 2 | 3 | 2 | 2 | 2 | 3 | 3 | 3
2005 | US | WECC | AZN | - | DCWNC | Net Capacity Resources | 31385 | 31532 | 35492 | 35575 | 36351 | 36381 | 37311 | 37036 | 36669 | 37206 | 37267
2005 | US | WECC | AZN | - | DCWNGC | Total Net Generator Capacity | 36519 | 36416 | 40476 | 40578 | 41354 | 41384 | 42314 | 42189 | 41822 | 42359 | 42420
2005 | US | WECC | AZN | - | DCWNI | Projected Net Internal Demand | 16682 | 17609 | 18120 | 18642 | 19198 | 19787 | 20320 | 20813 | 21323 | 21845 | 22357
2005 | US | WECC | AZN | - | DCWOTL | Other Capacity < 1 MW | 0 | 0 | 0 | 0 | 0 | 0 | 0 | 0 | 0 | 0 | 0
2005 | US | WECC | AZN | - | DCWPU | Purchases | 1920 | 672 | 672 | 672 | 672 | 672 | 672 | 522 | 522 | 522 | 522
2005 | US | WECC | AZN | - | DCWSA | Sales | 7054 | 5556 | 5656 | 5675 | 5675 | 5675 | 5675 | 5675 | 5675 | 5675 | 5675
2005 | US | WECC | AZN | - | DCWST | Standby Demand | 0 | 0 | 0 | 0 | 0 | 0 | 0 | 0 | 0 | 0 | 0
2005 | US | WECC | AZN | - | DCWTI | Projected Total Internal Demand | 16898 | 17862 | 18375 | 18897 | 19455 | 20043 | 20577 | 21071 | 21583 | 22106 | 22619
2005 | US | WECC | AZN | - | DCWUC | Uncommitted Resources (Operable) | 0 | 0 | 0 | 0 | 0 | 0 | 0 | 0 | 0 | 0 | 0
2005 | US | WECC | CNV | - | CWT | Total Capacity | 59334 | 59788 | 58902 | 59062 | 60412 | 60412 | 60912 | 60912 | 60912 | 61442 | 61484
2005 | US | WECC | CNV | - | DCWCC | Subtotal Committed Capacity | 45323 | 48664 | 47779 | 49300 | 49706 | 49675 | 50056 | 50025 | 50256 | 50955 | 50928
2005 | US | WECC | CNV | - | DCWDGG | Distributed Generator Capacity >= 1 MW | 0 | 0 | 0 | 0 | 0 | 0 | 0 | 0 | 0 | 0 | 0
2005 | US | WECC | CNV | - | DCWDGL | Distributed Generator Capacity < 1 MW | 0 | 0 | 0 | 0 | 0 | 0 | 0 | 0 | 0 | 0 | 0
2005 | US | WECC | CNV | - | DCWFP | Full-Responsibility Purchases (portion of total purchases) | 5307 | 4612 | 4629 | 4555 | 4574 | 4574 | 4526 | 4430 | 4430 | 4430 | 5463
2005 | US | WECC | CNV | - | DCWFS | Full-Responsibility Sales (portion of total sales) | 1289 | 1289 | 752 | 752 | 752 | 452 | 452 | 452 | 452 | 452 | 452
2005 | US | WECC | CNV | - | DCWGL | Generator Capacity <1MW | 0 | 0 | 0 | 0 | 0 | 0 | 0 | 0 | 0 | 0 | 0
2005 | US | WECC | CNV | - | DCWIN | Internal Demand | 40239 | 41178 | 41983 | 42962 | 43963 | 44977 | 46020 | 47076 | 48146 | 49235 | 50353
2005 | US | WECC | CNV | - | DCWIT | Interruptible Demand | 850 | 1002 | 1002 | 1002 | 1002 | 1002 | 1002 | 1002 | 1002 | 1002 | 1002
2005 | US | WECC | CNV | - | DCWLM | Direct Control Load Management | 336 | 308 | 308 | 308 | 308 | 308 | 308 | 308 | 308 | 308 | 308
2005 | US | WECC | CNV | - | DCWNC | Net Capacity Resources | 49341 | 51987 | 51656 | 53103 | 53528 | 53797 | 54130 | 54003 | 54234 | 54933 | 55939
2005 | US | WECC | CNV | - | DCWNGC | Total Net Generator Capacity | 45323 | 48664 | 47779 | 49300 | 49706 | 49675 | 50056 | 50025 | 50256 | 50955 | 50928
2005 | US | WECC | CNV | - | DCWNI | Projected Net Internal Demand | 39053 | 39868 | 40673 | 41652 | 42653 | 43667 | 44710 | 45766 | 46836 | 47925 | 49043
2005 | US | WECC | CNV | - | DCWOTL | Other Capacity < 1 MW | 0 | 0 | 0 | 0 | 0 | 0 | 0 | 0 | 0 | 0 | 0
2005 | US | WECC | CNV | - | DCWPU | Purchases | 5307 | 4612 | 4629 | 4555 | 4574 | 4574 | 4526 | 4430 | 4430 | 4430 | 5463
2005 | US | WECC | CNV | - | DCWSA | Sales | 1289 | 1289 | 752 | 752 | 752 | 452 | 452 | 452 | 452 | 452 | 452
2005 | US | WECC | CNV | - | DCWST | Standby Demand | 0 | 0 | 0 | 0 | 0 | 0 | 0 | 0 | 0 | 0 | 0
2005 | US | WECC | CNV | - | DCWTI | Projected Total Internal Demand | 40239 | 41178 | 41983 | 42962 | 43963 | 44977 | 46020 | 47076 | 48146 | 49235 | 50353
2005 | US | WECC | CNV | - | DCWUC | Uncommitted Resources (Operable) | 0 | 0 | 0 | 0 | 0 | 0 | 0 | 0 | 0 | 0 | 0
2005 | US | WECC | NWPP | - | CWT | Total Capacity | 56396 | 55314 | 57590 | 61421 | 62399 | 63165 | 63667 | 64252 | 64263 | 64264 | 64262
2005 | US | WECC | NWPP | - | DCWCC | Subtotal Committed Capacity | 54143 | 55217 | 57484 | 61315 | 62293 | 63068 | 63570 | 64252 | 64254 | 64264 | 64262
2005 | US | WECC | NWPP | - | DCWDGG | Distributed Generator Capacity >= 1 MW | 0 | 0 | 0 | 0 | 0 | 0 | 0 | 0 | 0 | 0 | 0
2005 | US | WECC | NWPP | - | DCWDGL | Distributed Generator Capacity < 1 MW | 0 | 0 | 0 | 0 | 0 | 0 | 0 | 0 | 0 | 0 | 0
2005 | US | WECC | NWPP | - | DCWFP | Full-Responsibility Purchases (portion of total purchases) | 2969 | 2801 | 2750 | 2750 | 2441 | 2460 | 2366 | 2370 | 2374 | 2404 | 2406
2005 | US | WECC | NWPP | - | DCWFS | Full-Responsibility Sales (portion of total sales) | 1044 | 1072 | 1024 | 963 | 929 | 893 | 810 | 678 | 678 | 678 | 678
2005 | US | WECC | NWPP | - | DCWGL | Generator Capacity <1MW | 0 | 0 | 0 | 0 | 0 | 0 | 0 | 0 | 0 | 0 | 0
2005 | US | WECC | NWPP | - | DCWIN | Internal Demand | 38164 | 38891 | 39877 | 40500 | 41123 | 41682 | 42338 | 42866 | 43546 | 44206 | 44905
2005 | US | WECC | NWPP | - | DCWIT | Interruptible Demand | 160 | 160 | 160 | 160 | 160 | 160 | 160 | 160 | 160 | 160 | 160
2005 | US | WECC | NWPP | - | DCWLM | Direct Control Load Management | 0 | 1 | 1 | 1 | 1 | 1 | 1 | 1 | 1 | 1 | 1
2005 | US | WECC | NWPP | - | DCWNC | Net Capacity Resources | 56068 | 56946 | 59210 | 63102 | 63805 | 64635 | 65126 | 65944 | 65950 | 65990 | 65990
2005 | US | WECC | NWPP | - | DCWNGC | Total Net Generator Capacity | 54143 | 55217 | 57484 | 61315 | 62293 | 63068 | 63570 | 64252 | 64254 | 64264 | 64262
2005 | US | WECC | NWPP | - | DCWNI | Projected Net Internal Demand | 38004 | 38730 | 39716 | 40339 | 40962 | 41521 | 42177 | 42705 | 43385 | 44045 | 44744
2005 | US | WECC | NWPP | - | DCWOTL | Other Capacity < 1 MW | 0 | 0 | 0 | 0 | 0 | 0 | 0 | 0 | 0 | 0 | 0
2005 | US | WECC | NWPP | - | DCWPU | Purchases | 2969 | 2801 | 2750 | 2750 | 2441 | 2460 | 2366 | 2370 | 2374 | 2404 | 2406
2005 | US | WECC | NWPP | - | DCWSA | Sales | 1044 | 1072 | 1024 | 963 | 929 | 893 | 810 | 678 | 678 | 678 | 678
2005 | US | WECC | NWPP | - | DCWST | Standby Demand | 0 | 0 | 0 | 0 | 0 | 0 | 0 | 0 | 0 | 0 | 0
2005 | US | WECC | NWPP | - | DCWTI | Projected Total Internal Demand | 38164 | 38891 | 39877 | 40500 | 41123 | 41682 | 42338 | 42866 | 43546 | 44206 | 44905
2005 | US | WECC | NWPP | - | DCWUC | Uncommitted Resources (Operable) | 0 | 0 | 0 | 0 | 0 | 0 | 0 | 0 | 0 | 0 | 0
2005 | US | WECC | RMPA | - | CWT | Total Capacity | 12947 | 12947 | 12947 | 12947 | 12947 | 12947 | 13727 | 13727 | 13727 | 13727 | 13727
2005 | US | WECC | RMPA | - | DCWCC | Subtotal Committed Capacity | 12665 | 12865 | 12865 | 12865 | 12865 | 12865 | 13645 | 13645 | 13645 | 13645 | 13645
2005 | US | WECC | RMPA | - | DCWDGG | Distributed Generator Capacity >= 1 MW | 0 | 0 | 0 | 0 | 0 | 0 | 0 | 0 | 0 | 0 | 0
2005 | US | WECC | RMPA | - | DCWDGL | Distributed Generator Capacity < 1 MW | 0 | 0 | 0 | 0 | 0 | 0 | 0 | 0 | 0 | 0 | 0
2005 | US | WECC | RMPA | - | DCWFP | Full-Responsibility Purchases (portion of total purchases) | 1209 | 1039 | 1176 | 1166 | 1128 | 1102 | 974 | 945 | 911 | 916 | 919
2005 | US | WECC | RMPA | - | DCWFS | Full-Responsibility Sales (portion of total sales) | 1090 | 1167 | 1191 | 1151 | 1146 | 1148 | 1066 | 1071 | 1073 | 1076 | 1078
2005 | US | WECC | RMPA | - | DCWGL | Generator Capacity <1MW | 0 | 0 | 0 | 0 | 0 | 0 | 0 | 0 | 0 | 0 | 0
2005 | US | WECC | RMPA | - | DCWIN | Internal Demand | 8971 | 9296 | 9509 | 9742 | 9955 | 10170 | 10386 | 10600 | 10844 | 11081 | 11336
2005 | US | WECC | RMPA | - | DCWIT | Interruptible Demand | 125 | 132 | 133 | 135 | 136 | 141 | 141 | 141 | 141 | 141 | 141
2005 | US | WECC | RMPA | - | DCWLM | Direct Control Load Management | 0 | 0 | 0 | 0 | 0 | 0 | 0 | 0 | 0 | 0 | 0
2005 | US | WECC | RMPA | - | DCWNC | Net Capacity Resources | 12784 | 12737 | 12850 | 12880 | 12847 | 12819 | 13553 | 13519 | 13483 | 13485 | 13486
2005 | US | WECC | RMPA | - | DCWNGC | Total Net Generator Capacity | 12665 | 12865 | 12865 | 12865 | 12865 | 12865 | 13645 | 13645 | 13645 | 13645 | 13645
2005 | US | WECC | RMPA | - | DCWNI | Projected Net Internal Demand | 8846 | 9164 | 9376 | 9607 | 9819 | 10029 | 10245 | 10459 | 10703 | 10940 | 11195
2005 | US | WECC | RMPA | - | DCWOTL | Other Capacity < 1 MW | 0 | 0 | 0 | 0 | 0 | 0 | 0 | 0 | 0 | 0 | 0
2005 | US | WECC | RMPA | - | DCWPU | Purchases | 1209 | 1039 | 1176 | 1166 | 1128 | 1102 | 974 | 945 | 911 | 916 | 919
2005 | US | WECC | RMPA | - | DCWSA | Sales | 1090 | 1167 | 1191 | 1151 | 1146 | 1148 | 1066 | 1071 | 1073 | 1076 | 1078
2005 | US | WECC | RMPA | - | DCWST | Standby Demand | 0 | 0 | 0 | 0 | 0 | 0 | 0 | 0 | 0 | 0 | 0
2005 | US | WECC | RMPA | - | DCWTI | Projected Total Internal Demand | 8971 | 9296 | 9509 | 9742 | 9955 | 10170 | 10386 | 10600 | 10844 | 11081 | 11336
2005 | US | WECC | RMPA | - | DCWUC | Uncommitted Resources (Operable) | 0 | 0 | 0 | 0 | 0 | 0 | 0 | 0 | 0 | 0 | 0
2006 | CA | MRO | - | - | CWTF | Total | 9032 | 9052 | 9079 | 9136 | 9164 | 9189 | 9389 | 9389 | 9434 | 9434 | 9434
2006 | CA | MRO | - | - | DCWAI | Owned Capacity/Entitlement Located Externally | 0 | 0 | 0 | 0 | 0 | 0 | 0 | 0 | 0 | 0 | 0
2006 | CA | MRO | - | - | DCWAO | Capacity Owned by/Entitlement Held by External Entity | 0 | 0 | 0 | 0 | 0 | 0 | 0 | 0 | 0 | 0 | 0
2006 | CA | MRO | - | - | DCWCD | Conditional derates | 0 | 0 | 0 | 0 | 0 | 0 | 0 | 0 | 0 | 0 | 0
2006 | CA | MRO | - | - | DCWDGG | Distributed Generator Capacity >= 1 MW | 0 | 0 | 0 | 0 | 0 | 0 | 0 | 0 | 0 | 0 | 0
2006 | CA | MRO | - | - | DCWDGL | Distributed Generator Capacity < 1 MW | 0 | 1 | 1 | 0 | 0 | 0 | 0 | 0 | 0 | 0 | 0
2006 | CA | MRO | - | - | DCWDIC | Deliverable Internal Capacity | 8690 | 9051 | 9078 | 9135 | 9163 | 9188 | 9388 | 9388 | 9433 | 9433 | 9433
2006 | CA | MRO | - | - | DCWDRT | Summation of Derates | 0 | 0 | 0 | 0 | 0 | 0 | 0 | 0 | 0 | 0 | 0
2006 | CA | MRO | - | - | DCWDTO | Derated Operable Total Internal Capacity | 8690 | 9051 | 9078 | 9135 | 9163 | 9188 | 9388 | 9388 | 9433 | 9433 | 9433
2006 | CA | MRO | - | - | DCWEO | Energy-Only Resources (Operable) | 0 | 0 | 0 | 0 | 0 | 0 | 0 | 0 | 0 | 0 | 0
2006 | CA | MRO | - | - | DCWEU | Summation of Energy Only/Uncommitted | 0 | 0 | 0 | 0 | 0 | 0 | 0 | 0 | 0 | 0 | 0
2006 | CA | MRO | - | - | DCWFP | Full-Responsibility Purchases (portion of total purchases) | 500 | 500 | 500 | 500 | 500 | 500 | 500 | 500 | 500 | 500 | 500
2006 | CA | MRO | - | - | DCWFS | Full-Responsibility Sales (portion of total sales) | 0 | 0 | 0 | 0 | 0 | 0 | 0 | 0 | 0 | 0 | 0
2006 | CA | MRO | - | - | DCWIC | Inoperable capacity | 103 | 0 | 0 | 0 | 0 | 0 | 0 | 0 | 0 | 0 | 0
2006 | CA | MRO | - | - | DCWIN | Internal Demand | 7119 | 7226 | 7329 | 7408 | 7480 | 7540 | 7589 | 7622 | 7617 | 7641 | 7638
2006 | CA | MRO | - | - | DCWIT | Interruptible Demand | 256 | 256 | 256 | 256 | 256 | 256 | 256 | 256 | 256 | 256 | 256
2006 | CA | MRO | - | - | DCWLM | Direct Control Load Management | 0 | 0 | 0 | 0 | 0 | 0 | 0 | 0 | 0 | 0 | 0
2006 | CA | MRO | - | - | DCWNC | Net Capacity Resources | 8330 | 8741 | 8918 | 8975 | 9083 | 9158 | 9358 | 9388 | 9433 | 9433 | 9933
2006 | CA | MRO | - | - | DCWNI | Projected Net Internal Demand | 6863 | 6970 | 7073 | 7152 | 7224 | 7284 | 7333 | 7366 | 7361 | 7385 | 7382
2006 | CA | MRO | - | - | DCWOIC | Derated Operable Internal Capacity | 8690 | 9051 | 9078 | 9135 | 9163 | 9188 | 9388 | 9388 | 9433 | 9433 | 9433
2006 | CA | MRO | - | - | DCWOTL | Other Capacity < 1 MW | 341 | 0 | 0 | 0 | 0 | 0 | 0 | 0 | 0 | 0 | 0
2006 | CA | MRO | - | - | DCWPU | Purchases | 500 | 500 | 500 | 500 | 500 | 500 | 500 | 500 | 500 | 500 | 500
2006 | CA | MRO | - | - | DCWPUA | Summation of Purchases and Adjustments | 500 | 500 | 500 | 500 | 500 | 500 | 500 | 500 | 500 | 500 | 500
2006 | CA | MRO | - | - | DCWSA | Sales | 860 | 810 | 660 | 660 | 580 | 530 | 530 | 500 | 500 | 500 | 0
2006 | CA | MRO | - | - | DCWSAA | Summation of Sales and Adjustments | 860 | 810 | 660 | 660 | 580 | 530 | 530 | 500 | 500 | 500 | 0
2006 | CA | MRO | - | - | DCWSM | Planned Outage or Scheduled Maintenance | 0 | 0 | 0 | 0 | 0 | 0 | 0 | 0 | 0 | 0 | 0
2006 | CA | MRO | - | - | DCWST | Standby Demand | 0 | 0 | 0 | 0 | 0 | 0 | 0 | 0 | 0 | 0 | 0
2006 | CA | MRO | - | - | DCWT | Total Internal Capacity | 8793 | 9051 | 9078 | 9135 | 9163 | 9188 | 9388 | 9388 | 9433 | 9433 | 9433
2006 | CA | MRO | - | - | DCWTEX | Existing Capacity | 8793 | 9027 | 9027 | 9027 | 9027 | 9027 | 9027 | 9027 | 9027 | 9027 | 9027
2006 | CA | MRO | - | - | DCWTI | Projected Total Internal Demand | 7119 | 7226 | 7329 | 7408 | 7480 | 7540 | 7589 | 7622 | 7617 | 7641 | 7638
2006 | CA | MRO | - | - | DCWTL | Transmission-Limited Resources | 0 | 0 | 0 | 0 | 0 | 0 | 0 | 0 | 0 | 0 | 0
2006 | CA | MRO | - | - | DCWTO | Operable Total Internal Capacity | 8690 | 9051 | 9078 | 9135 | 9163 | 9188 | 9388 | 9388 | 9433 | 9433 | 9433
2006 | CA | MRO | - | - | DCWTP | Total Potential Resources | 8330 | 8741 | 8918 | 8975 | 9083 | 9158 | 9358 | 9388 | 9433 | 9433 | 9933
2006 | CA | MRO | - | - | DCWTPN | Planned – NOT under construction & positive rerating | 0 | 24 | 51 | 108 | 136 | 161 | 361 | 361 | 422 | 422 | 422
2006 | CA | MRO | - | - | DCWTPU | Planned Additions of New Capacity and Planned Uprates to Existing Capacity | 0 | 0 | 0 | 0 | 0 | 0 | 0 | 0 | 0 | 0 | 0
2006 | CA | MRO | - | - | DCWTRE | Planned Retirements and Planned Deratings | 0 | 0 | 0 | 0 | 0 | 0 | 0 | 0 | 16 | 16 | 16
2006 | CA | MRO | - | - | DCWUC | Uncommitted Resources (Operable) | 0 | 0 | 0 | 0 | 0 | 0 | 0 | 0 | 0 | 0 | 0
2006 | CA | NPCC | - | - | CWTF | Total | 69341 | 75276 | 75300 | 78641 | 80092 | 79752 | 79656 | 81437 | 81437 | 82307 | 82307
2006 | CA | NPCC | - | - | DCWAI | Owned Capacity/Entitlement Located Externally | 50 | 50 | 50 | 50 | 50 | 50 | 50 | 50 | 50 | 50 | 50
2006 | CA | NPCC | - | - | DCWAO | Capacity Owned by/Entitlement Held by External Entity | 0 | 0 | 0 | 0 | 0 | 0 | 0 | 0 | 0 | 0 | 0
2006 | CA | NPCC | - | - | DCWCD | Conditional derates | 0 | 0 | 0 | 0 | 0 | 0 | 0 | 0 | 0 | 0 | 0
2006 | CA | NPCC | - | - | DCWDGG | Distributed Generator Capacity >= 1 MW | 3 | 3 | 3 | 3 | 3 | 3 | 3 | 3 | 3 | 3 | 3
2006 | CA | NPCC | - | - | DCWDGL | Distributed Generator Capacity < 1 MW | 0 | 0 | 0 | 0 | 0 | 0 | 0 | 0 | 0 | 0 | 0
2006 | CA | NPCC | - | - | DCWDIC | Deliverable Internal Capacity | 69288 | 75166 | 75183 | 77928 | 80318 | 79482 | 79443 | 81224 | 81224 | 81224 | 81824
2006 | CA | NPCC | - | - | DCWDRT | Summation of Derates | 1711 | 3498 | 3734 | 4231 | 4231 | 4231 | 4231 | 4231 | 4231 | 4231 | 4231
2006 | CA | NPCC | - | - | DCWDTO | Derated Operable Total Internal Capacity | 69301 | 75209 | 75235 | 78028 | 80468 | 79632 | 79593 | 81374 | 81644 | 81644 | 82244
2006 | CA | NPCC | - | - | DCWEO | Energy-Only Resources (Operable) | 13 | 43 | 52 | 52 | 52 | 52 | 52 | 52 | 52 | 52 | 52
2006 | CA | NPCC | - | - | DCWEU | Summation of Energy Only/Uncommitted | 13 | 43 | 52 | 100 | 150 | 150 | 150 | 150 | 420 | 420 | 420
2006 | CA | NPCC | - | - | DCWFP | Full-Responsibility Purchases (portion of total purchases) | 0 | 0 | 0 | 0 | 0 | 0 | 0 | 0 | 0 | 0 | 0
2006 | CA | NPCC | - | - | DCWFS | Full-Responsibility Sales (portion of total sales) | 0 | 0 | 0 | 0 | 0 | 0 | 0 | 0 | 0 | 0 | 0
2006 | CA | NPCC | - | - | DCWIC | Inoperable capacity | 4808 | 0 | 0 | 0 | 0 | 770 | 770 | 0 | 0 | 0 | 0
2006 | CA | NPCC | - | - | DCWIN | Internal Demand | 62444 | 66965 | 67856 | 68461 | 68990 | 69487 | 70060 | 70657 | 71235 | 71827 | 72365
2006 | CA | NPCC | - | - | DCWIT | Interruptible Demand | 2269 | 2242 | 1780 | 1783 | 1790 | 1793 | 1797 | 1801 | 1804 | 1808 | 1811
2006 | CA | NPCC | - | - | DCWLM | Direct Control Load Management | 0 | 0 | 0 | 0 | 0 | 0 | 0 | 0 | 0 | 0 | 0
2006 | CA | NPCC | - | - | DCWNC | Net Capacity Resources | 69364 | 74747 | 74811 | 77557 | 79973 | 79107 | 79068 | 80906 | 80906 | 81128 | 81753
2006 | CA | NPCC | - | - | DCWNI | Projected Net Internal Demand | 60175 | 64723 | 66076 | 66678 | 67200 | 67694 | 68263 | 68856 | 69431 | 70019 | 70554
2006 | CA | NPCC | - | - | DCWOIC | Derated Operable Internal Capacity | 69288 | 75166 | 75183 | 77928 | 80318 | 79482 | 79443 | 81224 | 81224 | 81224 | 81824
2006 | CA | NPCC | - | - | DCWOTL | Other Capacity < 1 MW | 0 | 0 | 0 | 0 | 0 | 0 | 0 | 0 | 0 | 0 | 0
2006 | CA | NPCC | - | - | DCWPU | Purchases | 810 | 265 | 280 | 280 | 280 | 280 | 80 | 80 | 80 | 80 | 80
2006 | CA | NPCC | - | - | DCWPUA | Summation of Purchases and Adjustments | 860 | 315 | 330 | 330 | 330 | 330 | 130 | 130 | 130 | 130 | 130
2006 | CA | NPCC | - | - | DCWSA | Sales | 784 | 734 | 702 | 701 | 675 | 705 | 505 | 448 | 448 | 226 | 201
2006 | CA | NPCC | - | - | DCWSAA | Summation of Sales and Adjustments | 784 | 734 | 702 | 701 | 675 | 705 | 505 | 448 | 448 | 226 | 201
2006 | CA | NPCC | - | - | DCWSM | Planned Outage or Scheduled Maintenance | 669 | 0 | 875 | 875 | 875 | 875 | 875 | 875 | 875 | 875 | 875
2006 | CA | NPCC | - | - | DCWST | Standby Demand | 0 | 0 | 0 | 0 | 0 | 0 | 0 | 0 | 0 | 0 | 0
2006 | CA | NPCC | - | - | DCWT | Total Internal Capacity | 76489 | 78707 | 79845 | 83134 | 85574 | 85508 | 85469 | 86480 | 86750 | 86750 | 87350
2006 | CA | NPCC | - | - | DCWTEX | Existing Capacity | 76489 | 77129 | 77389 | 77379 | 77369 | 77359 | 76768 | 77443 | 77443 | 77443 | 77443
2006 | CA | NPCC | - | - | DCWTI | Projected Total Internal Demand | 62444 | 66965 | 67856 | 68461 | 68990 | 69487 | 70060 | 70657 | 71235 | 71827 | 72365
2006 | CA | NPCC | - | - | DCWTL | Transmission-Limited Resources | 0 | 0 | 0 | 0 | 0 | 0 | 0 | 0 | 0 | 0 | 0
2006 | CA | NPCC | - | - | DCWTO | Operable Total Internal Capacity | 71681 | 78707 | 79845 | 83134 | 85574 | 84738 | 84699 | 86480 | 86750 | 86750 | 87350
2006 | CA | NPCC | - | - | DCWTP | Total Potential Resources | 69377 | 74790 | 74863 | 77657 | 80123 | 79257 | 79218 | 81056 | 81326 | 81548 | 82173
2006 | CA | NPCC | - | - | DCWTPN | Planned – NOT under construction & positive rerating | 0 | 19 | 1124 | 4350 | 6160 | 6160 | 6712 | 7048 | 7318 | 7318 | 7918
2006 | CA | NPCC | - | - | DCWTPU | Planned Additions of New Capacity and Planned Uprates to Existing Capacity | 0 | 1570 | 1872 | 2503 | 3241 | 3241 | 3241 | 3241 | 3241 | 3241 | 3241
2006 | CA | NPCC | - | - | DCWTRE | Planned Retirements and Planned Deratings | 0 | 11 | 540 | 1098 | 1196 | 1252 | 1252 | 1252 | 1252 | 1252 | 1252
2006 | CA | NPCC | - | - | DCWUC | Uncommitted Resources (Operable) | 0 | 0 | 0 | 48 | 98 | 98 | 98 | 98 | 368 | 368 | 368
2006 | CA | NPCC | Maritimes | Maritimes | CWTF | Total | 6773 | 6818 | 6831 | 6867 | 6457 | 6897 | 6840 | 6840 | 6840 | 7110 | 7110
2006 | CA | NPCC | Maritimes | Maritimes | DCWAI | Owned Capacity/Entitlement Located Externally | 50 | 50 | 50 | 50 | 50 | 50 | 50 | 50 | 50 | 50 | 50
2006 | CA | NPCC | Maritimes | Maritimes | DCWAO | Capacity Owned by/Entitlement Held by External Entity | 0 | 0 | 0 | 0 | 0 | 0 | 0 | 0 | 0 | 0 | 0
2006 | CA | NPCC | Maritimes | Maritimes | DCWCD | Conditional derates | 0 | 0 | 0 | 0 | 0 | 0 | 0 | 0 | 0 | 0 | 0
2006 | CA | NPCC | Maritimes | Maritimes | DCWDGG | Distributed Generator Capacity >= 1 MW | 0 | 0 | 0 | 0 | 0 | 0 | 0 | 0 | 0 | 0 | 0
2006 | CA | NPCC | Maritimes | Maritimes | DCWDGL | Distributed Generator Capacity < 1 MW | 0 | 0 | 0 | 0 | 0 | 0 | 0 | 0 | 0 | 0 | 0
2006 | CA | NPCC | Maritimes | Maritimes | DCWDIC | Deliverable Internal Capacity | 6720 | 6709 | 6697 | 6139 | 6676 | 6620 | 6620 | 6620 | 6620 | 6620 | 6620
2006 | CA | NPCC | Maritimes | Maritimes | DCWDRT | Summation of Derates | 0 | 0 | 0 | 0 | 0 | 0 | 0 | 0 | 0 | 0 | 0
2006 | CA | NPCC | Maritimes | Maritimes | DCWDTO | Derated Operable Total Internal Capacity | 6733 | 6752 | 6749 | 6239 | 6826 | 6770 | 6770 | 6770 | 7040 | 7040 | 7040
2006 | CA | NPCC | Maritimes | Maritimes | DCWEO | Energy-Only Resources (Operable) | 13 | 43 | 52 | 52 | 52 | 52 | 52 | 52 | 52 | 52 | 52
2006 | CA | NPCC | Maritimes | Maritimes | DCWEU | Summation of Energy Only/Uncommitted | 13 | 43 | 52 | 100 | 150 | 150 | 150 | 150 | 420 | 420 | 420
2006 | CA | NPCC | Maritimes | Maritimes | DCWFP | Full-Responsibility Purchases (portion of total purchases) | 0 | 0 | 0 | 0 | 0 | 0 | 0 | 0 | 0 | 0 | 0
2006 | CA | NPCC | Maritimes | Maritimes | DCWFS | Full-Responsibility Sales (portion of total sales) | 0 | 0 | 0 | 0 | 0 | 0 | 0 | 0 | 0 | 0 | 0
2006 | CA | NPCC | Maritimes | Maritimes | DCWIC | Inoperable capacity | 0 | 0 | 0 | 0 | 0 | 0 | 0 | 0 | 0 | 0 | 0
2006 | CA | NPCC | Maritimes | Maritimes | DCWIN | Internal Demand | 5042 | 5589 | 5682 | 5697 | 5774 | 5865 | 5956 | 6054 | 6155 | 6261 | 6368
2006 | CA | NPCC | Maritimes | Maritimes | DCWIT | Interruptible Demand | 551 | 541 | 545 | 548 | 555 | 558 | 562 | 566 | 569 | 573 | 576
2006 | CA | NPCC | Maritimes | Maritimes | DCWLM | Direct Control Load Management | 0 | 0 | 0 | 0 | 0 | 0 | 0 | 0 | 0 | 0 | 0
2006 | CA | NPCC | Maritimes | Maritimes | DCWNC | Net Capacity Resources | 6501 | 6545 | 6580 | 6023 | 6586 | 6500 | 6700 | 6700 | 6700 | 6700 | 6700
2006 | CA | NPCC | Maritimes | Maritimes | DCWNI | Projected Net Internal Demand | 4491 | 5048 | 5137 | 5149 | 5219 | 5307 | 5394 | 5488 | 5586 | 5688 | 5792
2006 | CA | NPCC | Maritimes | Maritimes | DCWOIC | Derated Operable Internal Capacity | 6720 | 6709 | 6697 | 6139 | 6676 | 6620 | 6620 | 6620 | 6620 | 6620 | 6620
2006 | CA | NPCC | Maritimes | Maritimes | DCWOTL | Other Capacity < 1 MW | 0 | 0 | 0 | 0 | 0 | 0 | 0 | 0 | 0 | 0 | 0
2006 | CA | NPCC | Maritimes | Maritimes | DCWPU | Purchases | 60 | 65 | 80 | 80 | 80 | 80 | 80 | 80 | 80 | 80 | 80
2006 | CA | NPCC | Maritimes | Maritimes | DCWPUA | Summation of Purchases and Adjustments | 110 | 115 | 130 | 130 | 130 | 130 | 130 | 130 | 130 | 130 | 130
2006 | CA | NPCC | Maritimes | Maritimes | DCWSA | Sales | 329 | 279 | 247 | 246 | 220 | 250 | 50 | 50 | 50 | 50 | 50
2006 | CA | NPCC | Maritimes | Maritimes | DCWSAA | Summation of Sales and Adjustments | 329 | 279 | 247 | 246 | 220 | 250 | 50 | 50 | 50 | 50 | 50
2006 | CA | NPCC | Maritimes | Maritimes | DCWSM | Planned Outage or Scheduled Maintenance | 0 | 0 | 0 | 0 | 0 | 0 | 0 | 0 | 0 | 0 | 0
2006 | CA | NPCC | Maritimes | Maritimes | DCWST | Standby Demand | 0 | 0 | 0 | 0 | 0 | 0 | 0 | 0 | 0 | 0 | 0
2006 | CA | NPCC | Maritimes | Maritimes | DCWT | Total Internal Capacity | 6733 | 6752 | 6749 | 6239 | 6826 | 6770 | 6770 | 6770 | 7040 | 7040 | 7040
2006 | CA | NPCC | Maritimes | Maritimes | DCWTEX | Existing Capacity | 6733 | 6763 | 6763 | 6763 | 6763 | 6763 | 6763 | 6763 | 6763 | 6763 | 6763
2006 | CA | NPCC | Maritimes | Maritimes | DCWTI | Projected Total Internal Demand | 5042 | 5589 | 5682 | 5697 | 5774 | 5865 | 5956 | 6054 | 6155 | 6261 | 6368
2006 | CA | NPCC | Maritimes | Maritimes | DCWTL | Transmission-Limited Resources | 0 | 0 | 0 | 0 | 0 | 0 | 0 | 0 | 0 | 0 | 0
2006 | CA | NPCC | Maritimes | Maritimes | DCWTO | Operable Total Internal Capacity | 6733 | 6752 | 6749 | 6239 | 6826 | 6770 | 6770 | 6770 | 7040 | 7040 | 7040
2006 | CA | NPCC | Maritimes | Maritimes | DCWTP | Total Potential Resources | 6514 | 6588 | 6632 | 6123 | 6736 | 6650 | 6850 | 6850 | 7120 | 7120 | 7120
2006 | CA | NPCC | Maritimes | Maritimes | DCWTPN | Planned – NOT under construction & positive rerating | 0 | 0 | 0 | 48 | 98 | 98 | 98 | 98 | 368 | 368 | 368
2006 | CA | NPCC | Maritimes | Maritimes | DCWTPU | Planned Additions of New Capacity and Planned Uprates to Existing Capacity | 0 | 0 | 9 | 9 | 644 | 644 | 644 | 644 | 644 | 644 | 644
2006 | CA | NPCC | Maritimes | Maritimes | DCWTRE | Planned Retirements and Planned Deratings | 0 | 11 | 23 | 581 | 679 | 735 | 735 | 735 | 735 | 735 | 735
2006 | CA | NPCC | Maritimes | Maritimes | DCWUC | Uncommitted Resources (Operable) | 0 | 0 | 0 | 48 | 98 | 98 | 98 | 98 | 368 | 368 | 368
2006 | CA | NPCC | Ontario | Ontario | CWTF | Total | 25219 | 28934 | 28634 | 31267 | 33027 | 32257 | 32257 | 33027 | 33027 | 33027 | 33027
2006 | CA | NPCC | Ontario | Ontario | DCWAI | Owned Capacity/Entitlement Located Externally | 0 | 0 | 0 | 0 | 0 | 0 | 0 | 0 | 0 | 0 | 0
2006 | CA | NPCC | Ontario | Ontario | DCWAO | Capacity Owned by/Entitlement Held by External Entity | 0 | 0 | 0 | 0 | 0 | 0 | 0 | 0 | 0 | 0 | 0
2006 | CA | NPCC | Ontario | Ontario | DCWCD | Conditional derates | 0 | 0 | 0 | 0 | 0 | 0 | 0 | 0 | 0 | 0 | 0
2006 | CA | NPCC | Ontario | Ontario | DCWDGG | Distributed Generator Capacity >= 1 MW | 3 | 3 | 3 | 3 | 3 | 3 | 3 | 3 | 3 | 3 | 3
2006 | CA | NPCC | Ontario | Ontario | DCWDGL | Distributed Generator Capacity < 1 MW | 0 | 0 | 0 | 0 | 0 | 0 | 0 | 0 | 0 | 0 | 0
2006 | CA | NPCC | Ontario | Ontario | DCWDIC | Deliverable Internal Capacity | 25219 | 28933 | 28634 | 31266 | 33026 | 32256 | 32256 | 33026 | 33026 | 33026 | 33026
2006 | CA | NPCC | Ontario | Ontario | DCWDRT | Summation of Derates | 407 | 1874 | 2110 | 2607 | 2607 | 2607 | 2607 | 2607 | 2607 | 2607 | 2607
2006 | CA | NPCC | Ontario | Ontario | DCWDTO | Derated Operable Total Internal Capacity | 25219 | 28933 | 28634 | 31266 | 33026 | 32256 | 32256 | 33026 | 33026 | 33026 | 33026
2006 | CA | NPCC | Ontario | Ontario | DCWEO | Energy-Only Resources (Operable) | 0 | 0 | 0 | 0 | 0 | 0 | 0 | 0 | 0 | 0 | 0
2006 | CA | NPCC | Ontario | Ontario | DCWEU | Summation of Energy Only/Uncommitted | 0 | 0 | 0 | 0 | 0 | 0 | 0 | 0 | 0 | 0 | 0
2006 | CA | NPCC | Ontario | Ontario | DCWFP | Full-Responsibility Purchases (portion of total purchases) | 0 | 0 | 0 | 0 | 0 | 0 | 0 | 0 | 0 | 0 | 0
2006 | CA | NPCC | Ontario | Ontario | DCWFS | Full-Responsibility Sales (portion of total sales) | 0 | 0 | 0 | 0 | 0 | 0 | 0 | 0 | 0 | 0 | 0
2006 | CA | NPCC | Ontario | Ontario | DCWIC | Inoperable capacity | 4155 | 0 | 0 | 0 | 0 | 770 | 770 | 0 | 0 | 0 | 0
2006 | CA | NPCC | Ontario | Ontario | DCWIN | Internal Demand | 23766 | 24897 | 25370 | 25645 | 25861 | 26143 | 26420 | 26697 | 26965 | 27240 | 27459
2006 | CA | NPCC | Ontario | Ontario | DCWIT | Interruptible Demand | 579 | 466 | 0 | 0 | 0 | 0 | 0 | 0 | 0 | 0 | 0
2006 | CA | NPCC | Ontario | Ontario | DCWLM | Direct Control Load Management | 0 | 0 | 0 | 0 | 0 | 0 | 0 | 0 | 0 | 0 | 0
2006 | CA | NPCC | Ontario | Ontario | DCWNC | Net Capacity Resources | 25219 | 28933 | 28634 | 31266 | 33026 | 32256 | 32256 | 33026 | 33026 | 33026 | 33026
2006 | CA | NPCC | Ontario | Ontario | DCWNI | Projected Net Internal Demand | 23187 | 24431 | 25370 | 25645 | 25861 | 26143 | 26420 | 26697 | 26965 | 27240 | 27459
2006 | CA | NPCC | Ontario | Ontario | DCWOIC | Derated Operable Internal Capacity | 25219 | 28933 | 28634 | 31266 | 33026 | 32256 | 32256 | 33026 | 33026 | 33026 | 33026
2006 | CA | NPCC | Ontario | Ontario | DCWOTL | Other Capacity < 1 MW | 0 | 0 | 0 | 0 | 0 | 0 | 0 | 0 | 0 | 0 | 0
2006 | CA | NPCC | Ontario | Ontario | DCWPU | Purchases | 0 | 0 | 0 | 0 | 0 | 0 | 0 | 0 | 0 | 0 | 0
2006 | CA | NPCC | Ontario | Ontario | DCWPUA | Summation of Purchases and Adjustments | 0 | 0 | 0 | 0 | 0 | 0 | 0 | 0 | 0 | 0 | 0
2006 | CA | NPCC | Ontario | Ontario | DCWSA | Sales | 0 | 0 | 0 | 0 | 0 | 0 | 0 | 0 | 0 | 0 | 0
2006 | CA | NPCC | Ontario | Ontario | DCWSAA | Summation of Sales and Adjustments | 0 | 0 | 0 | 0 | 0 | 0 | 0 | 0 | 0 | 0 | 0
2006 | CA | NPCC | Ontario | Ontario | DCWSM | Planned Outage or Scheduled Maintenance | 669 | 0 | 875 | 875 | 875 | 875 | 875 | 875 | 875 | 875 | 875
2006 | CA | NPCC | Ontario | Ontario | DCWST | Standby Demand | 0 | 0 | 0 | 0 | 0 | 0 | 0 | 0 | 0 | 0 | 0
2006 | CA | NPCC | Ontario | Ontario | DCWT | Total Internal Capacity | 30450 | 30807 | 31620 | 34748 | 36508 | 36508 | 36508 | 36508 | 36508 | 36508 | 36508
2006 | CA | NPCC | Ontario | Ontario | DCWTEX | Existing Capacity | 30450 | 30301 | 30567 | 30567 | 30567 | 30567 | 30567 | 30567 | 30567 | 30567 | 30567
2006 | CA | NPCC | Ontario | Ontario | DCWTI | Projected Total Internal Demand | 23766 | 24897 | 25370 | 25645 | 25861 | 26143 | 26420 | 26697 | 26965 | 27240 | 27459
2006 | CA | NPCC | Ontario | Ontario | DCWTL | Transmission-Limited Resources | 0 | 0 | 0 | 0 | 0 | 0 | 0 | 0 | 0 | 0 | 0
2006 | CA | NPCC | Ontario | Ontario | DCWTO | Operable Total Internal Capacity | 26295 | 30807 | 31620 | 34748 | 36508 | 35738 | 35738 | 36508 | 36508 | 36508 | 36508
2006 | CA | NPCC | Ontario | Ontario | DCWTP | Total Potential Resources | 25219 | 28933 | 28634 | 31266 | 33026 | 32256 | 32256 | 33026 | 33026 | 33026 | 33026
2006 | CA | NPCC | Ontario | Ontario | DCWTPN | Planned – NOT under construction & positive rerating | 0 | 0 | 1064 | 4192 | 5952 | 5952 | 5952 | 5952 | 5952 | 5952 | 5952
2006 | CA | NPCC | Ontario | Ontario | DCWTPU | Planned Additions of New Capacity and Planned Uprates to Existing Capacity | 0 | 506 | 506 | 506 | 506 | 506 | 506 | 506 | 506 | 506 | 506
2006 | CA | NPCC | Ontario | Ontario | DCWTRE | Planned Retirements and Planned Deratings | 0 | 0 | 517 | 517 | 517 | 517 | 517 | 517 | 517 | 517 | 517
2006 | CA | NPCC | Ontario | Ontario | DCWUC | Uncommitted Resources (Operable) | 0 | 0 | 0 | 0 | 0 | 0 | 0 | 0 | 0 | 0 | 0
2006 | CA | NPCC | Quebec | Quebec | CWTF | Total | 37349 | 39524 | 39835 | 40507 | 40608 | 40598 | 40559 | 41570 | 41570 | 42170 | 42170
2006 | CA | NPCC | Quebec | Quebec | DCWAI | Owned Capacity/Entitlement Located Externally | 0 | 0 | 0 | 0 | 0 | 0 | 0 | 0 | 0 | 0 | 0
2006 | CA | NPCC | Quebec | Quebec | DCWAO | Capacity Owned by/Entitlement Held by External Entity | 0 | 0 | 0 | 0 | 0 | 0 | 0 | 0 | 0 | 0 | 0
2006 | CA | NPCC | Quebec | Quebec | DCWCD | Conditional derates | 0 | 0 | 0 | 0 | 0 | 0 | 0 | 0 | 0 | 0 | 0
2006 | CA | NPCC | Quebec | Quebec | DCWDGG | Distributed Generator Capacity >= 1 MW | 0 | 0 | 0 | 0 | 0 | 0 | 0 | 0 | 0 | 0 | 0
2006 | CA | NPCC | Quebec | Quebec | DCWDGL | Distributed Generator Capacity < 1 MW | 0 | 0 | 0 | 0 | 0 | 0 | 0 | 0 | 0 | 0 | 0
2006 | CA | NPCC | Quebec | Quebec | DCWDIC | Deliverable Internal Capacity | 37349 | 39524 | 39852 | 40523 | 40616 | 40606 | 40567 | 41578 | 41578 | 41578 | 42178
2006 | CA | NPCC | Quebec | Quebec | DCWDRT | Summation of Derates | 1304 | 1624 | 1624 | 1624 | 1624 | 1624 | 1624 | 1624 | 1624 | 1624 | 1624
2006 | CA | NPCC | Quebec | Quebec | DCWDTO | Derated Operable Total Internal Capacity | 37349 | 39524 | 39852 | 40523 | 40616 | 40606 | 40567 | 41578 | 41578 | 41578 | 42178
2006 | CA | NPCC | Quebec | Quebec | DCWEO | Energy-Only Resources (Operable) | 0 | 0 | 0 | 0 | 0 | 0 | 0 | 0 | 0 | 0 | 0
2006 | CA | NPCC | Quebec | Quebec | DCWEU | Summation of Energy Only/Uncommitted | 0 | 0 | 0 | 0 | 0 | 0 | 0 | 0 | 0 | 0 | 0
2006 | CA | NPCC | Quebec | Quebec | DCWFP | Full-Responsibility Purchases (portion of total purchases) | 0 | 0 | 0 | 0 | 0 | 0 | 0 | 0 | 0 | 0 | 0
2006 | CA | NPCC | Quebec | Quebec | DCWFS | Full-Responsibility Sales (portion of total sales) | 0 | 0 | 0 | 0 | 0 | 0 | 0 | 0 | 0 | 0 | 0
2006 | CA | NPCC | Quebec | Quebec | DCWIC | Inoperable capacity | 653 | 0 | 0 | 0 | 0 | 0 | 0 | 0 | 0 | 0 | 0
2006 | CA | NPCC | Quebec | Quebec | DCWIN | Internal Demand | 33636 | 36479 | 36804 | 37119 | 37355 | 37479 | 37684 | 37906 | 38115 | 38326 | 38538
2006 | CA | NPCC | Quebec | Quebec | DCWIT | Interruptible Demand | 1139 | 1235 | 1235 | 1235 | 1235 | 1235 | 1235 | 1235 | 1235 | 1235 | 1235
2006 | CA | NPCC | Quebec | Quebec | DCWLM | Direct Control Load Management | 0 | 0 | 0 | 0 | 0 | 0 | 0 | 0 | 0 | 0 | 0
2006 | CA | NPCC | Quebec | Quebec | DCWNC | Net Capacity Resources | 37644 | 39269 | 39597 | 40268 | 40361 | 40351 | 40112 | 41180 | 41180 | 41402 | 42027
2006 | CA | NPCC | Quebec | Quebec | DCWNI | Projected Net Internal Demand | 32497 | 35244 | 35569 | 35884 | 36120 | 36244 | 36449 | 36671 | 36880 | 37091 | 37303
2006 | CA | NPCC | Quebec | Quebec | DCWOIC | Derated Operable Internal Capacity | 37349 | 39524 | 39852 | 40523 | 40616 | 40606 | 40567 | 41578 | 41578 | 41578 | 42178
2006 | CA | NPCC | Quebec | Quebec | DCWOTL | Other Capacity < 1 MW | 0 | 0 | 0 | 0 | 0 | 0 | 0 | 0 | 0 | 0 | 0
2006 | CA | NPCC | Quebec | Quebec | DCWPU | Purchases | 750 | 200 | 200 | 200 | 200 | 200 | 0 | 0 | 0 | 0 | 0
2006 | CA | NPCC | Quebec | Quebec | DCWPUA | Summation of Purchases and Adjustments | 750 | 200 | 200 | 200 | 200 | 200 | 0 | 0 | 0 | 0 | 0
2006 | CA | NPCC | Quebec | Quebec | DCWSA | Sales | 455 | 455 | 455 | 455 | 455 | 455 | 455 | 398 | 398 | 176 | 151
2006 | CA | NPCC | Quebec | Quebec | DCWSAA | Summation of Sales and Adjustments | 455 | 455 | 455 | 455 | 455 | 455 | 455 | 398 | 398 | 176 | 151
2006 | CA | NPCC | Quebec | Quebec | DCWSM | Planned Outage or Scheduled Maintenance | 0 | 0 | 0 | 0 | 0 | 0 | 0 | 0 | 0 | 0 | 0
2006 | CA | NPCC | Quebec | Quebec | DCWST | Standby Demand | 0 | 0 | 0 | 0 | 0 | 0 | 0 | 0 | 0 | 0 | 0
2006 | CA | NPCC | Quebec | Quebec | DCWT | Total Internal Capacity | 39306 | 41148 | 41476 | 42147 | 42240 | 42230 | 42191 | 43202 | 43202 | 43202 | 43802
2006 | CA | NPCC | Quebec | Quebec | DCWTEX | Existing Capacity | 39306 | 40065 | 40059 | 40049 | 40039 | 40029 | 39438 | 40113 | 40113 | 40113 | 40113
2006 | CA | NPCC | Quebec | Quebec | DCWTI | Projected Total Internal Demand | 33636 | 36479 | 36804 | 37119 | 37355 | 37479 | 37684 | 37906 | 38115 | 38326 | 38538
2006 | CA | NPCC | Quebec | Quebec | DCWTL | Transmission-Limited Resources | 0 | 0 | 0 | 0 | 0 | 0 | 0 | 0 | 0 | 0 | 0
2006 | CA | NPCC | Quebec | Quebec | DCWTO | Operable Total Internal Capacity | 38653 | 41148 | 41476 | 42147 | 42240 | 42230 | 42191 | 43202 | 43202 | 43202 | 43802
2006 | CA | NPCC | Quebec | Quebec | DCWTP | Total Potential Resources | 37644 | 39269 | 39597 | 40268 | 40361 | 40351 | 40112 | 41180 | 41180 | 41402 | 42027
2006 | CA | NPCC | Quebec | Quebec | DCWTPN | Planned – NOT under construction & positive rerating | 0 | 19 | 60 | 110 | 110 | 110 | 662 | 998 | 998 | 998 | 1598
2006 | CA | NPCC | Quebec | Quebec | DCWTPU | Planned Additions of New Capacity and Planned Uprates to Existing Capacity | 0 | 1064 | 1357 | 1988 | 2091 | 2091 | 2091 | 2091 | 2091 | 2091 | 2091
2006 | CA | NPCC | Quebec | Quebec | DCWTRE | Planned Retirements and Planned Deratings | 0 | 0 | 0 | 0 | 0 | 0 | 0 | 0 | 0 | 0 | 0
2006 | CA | NPCC | Quebec | Quebec | DCWUC | Uncommitted Resources (Operable) | 0 | 0 | 0 | 0 | 0 | 0 | 0 | 0 | 0 | 0 | 0
2006 | CA | WECC | - | - | CWTF | Total | 23859 | 24654 | 25380 | 25445 | 25475 | 26035 | 26470 | 26470 | 26470 | 26470 | 26470
2006 | CA | WECC | - | - | DCWAI | Owned Capacity/Entitlement Located Externally | 0 | 0 | 0 | 0 | 0 | 0 | 0 | 0 | 0 | 0 | 0
2006 | CA | WECC | - | - | DCWAO | Capacity Owned by/Entitlement Held by External Entity | 0 | 0 | 0 | 0 | 0 | 0 | 0 | 0 | 0 | 0 | 0
2006 | CA | WECC | - | - | DCWCD | Conditional derates | 5 | 5 | 5 | 5 | 5 | 5 | 5 | 5 | 5 | 5 | 5
2006 | CA | WECC | - | - | DCWDGG | Distributed Generator Capacity >= 1 MW | 0 | 0 | 0 | 0 | 0 | 0 | 0 | 0 | 0 | 0 | 0
2006 | CA | WECC | - | - | DCWDGL | Distributed Generator Capacity < 1 MW | 0 | 0 | 0 | 0 | 0 | 0 | 0 | 0 | 0 | 0 | 0
2006 | CA | WECC | - | - | DCWDIC | Deliverable Internal Capacity | 22005 | 22768 | 22802 | 22799 | 22769 | 22712 | 22712 | 22712 | 22712 | 22712 | 22712
2006 | CA | WECC | - | - | DCWDRT | Summation of Derates | 543 | 643 | 1052 | 1115 | 1145 | 1202 | 1202 | 1202 | 1202 | 1202 | 1202
2006 | CA | WECC | - | - | DCWDTO | Derated Operable Total Internal Capacity | 22005 | 22939 | 23256 | 23258 | 23258 | 23761 | 24196 | 24196 | 24196 | 24196 | 24196
2006 | CA | WECC | - | - | DCWEO | Energy-Only Resources (Operable) | 0 | 0 | 0 | 0 | 0 | 0 | 0 | 0 | 0 | 0 | 0
2006 | CA | WECC | - | - | DCWEU | Summation of Energy Only/Uncommitted | 0 | 171 | 454 | 459 | 489 | 1049 | 1484 | 1484 | 1484 | 1484 | 1484
2006 | CA | WECC | - | - | DCWFP | Full-Responsibility Purchases (portion of total purchases) | 0 | 0 | 0 | 0 | 0 | 0 | 0 | 0 | 0 | 0 | 0
2006 | CA | WECC | - | - | DCWFS | Full-Responsibility Sales (portion of total sales) | 0 | 0 | 0 | 0 | 0 | 0 | 0 | 0 | 0 | 0 | 0
2006 | CA | WECC | - | - | DCWIC | Inoperable capacity | 1062 | 773 | 773 | 773 | 773 | 773 | 773 | 773 | 773 | 773 | 773
2006 | CA | WECC | - | - | DCWIN | Internal Demand | 20068 | 20980 | 21269 | 21792 | 22178 | 22683 | 23149 | 23631 | 24050 | 24368 | 24778
2006 | CA | WECC | - | - | DCWIT | Interruptible Demand | 0 | 0 | 0 | 0 | 0 | 0 | 0 | 0 | 0 | 0 | 0
2006 | CA | WECC | - | - | DCWLM | Direct Control Load Management | 299 | 299 | 299 | 299 | 299 | 299 | 299 | 299 | 299 | 299 | 299
2006 | CA | WECC | - | - | DCWNC | Net Capacity Resources | 21875 | 22652 | 22686 | 22683 | 22653 | 22596 | 22596 | 22596 | 22596 | 22583 | 22583
2006 | CA | WECC | - | - | DCWNI | Projected Net Internal Demand | 19769 | 20681 | 20970 | 21493 | 21879 | 22384 | 22850 | 23332 | 23751 | 24069 | 24479
2006 | CA | WECC | - | - | DCWOIC | Derated Operable Internal Capacity | 22005 | 22768 | 22802 | 22799 | 22769 | 22712 | 22712 | 22712 | 22712 | 22712 | 22712
2006 | CA | WECC | - | - | DCWOTL | Other Capacity < 1 MW | 0 | 0 | 0 | 0 | 0 | 0 | 0 | 0 | 0 | 0 | 0
2006 | CA | WECC | - | - | DCWPU | Purchases | 0 | 0 | 0 | 0 | 0 | 0 | 0 | 0 | 0 | 0 | 0
2006 | CA | WECC | - | - | DCWPUA | Summation of Purchases and Adjustments | 0 | 0 | 0 | 0 | 0 | 0 | 0 | 0 | 0 | 0 | 0
2006 | CA | WECC | - | - | DCWSA | Sales | 130 | 116 | 116 | 116 | 116 | 116 | 116 | 116 | 116 | 129 | 129
2006 | CA | WECC | - | - | DCWSAA | Summation of Sales and Adjustments | 130 | 116 | 116 | 116 | 116 | 116 | 116 | 116 | 116 | 129 | 129
2006 | CA | WECC | - | - | DCWSM | Planned Outage or Scheduled Maintenance | 249 | 299 | 299 | 299 | 299 | 299 | 299 | 299 | 299 | 299 | 299
2006 | CA | WECC | - | - | DCWST | Standby Demand | 0 | 0 | 0 | 0 | 0 | 0 | 0 | 0 | 0 | 0 | 0
2006 | CA | WECC | - | - | DCWT | Total Internal Capacity | 23859 | 24654 | 25380 | 25445 | 25475 | 26035 | 26470 | 26470 | 26470 | 26470 | 26470
2006 | CA | WECC | - | - | DCWTEX | Existing Capacity | 23859 | 23859 | 23859 | 23859 | 23859 | 23859 | 23859 | 23859 | 23859 | 23859 | 23859
2006 | CA | WECC | - | - | DCWTI | Projected Total Internal Demand | 20068 | 20980 | 21269 | 21792 | 22178 | 22683 | 23149 | 23631 | 24050 | 24368 | 24778
2006 | CA | WECC | - | - | DCWTL | Transmission-Limited Resources | 0 | 0 | 0 | 0 | 0 | 0 | 0 | 0 | 0 | 0 | 0
2006 | CA | WECC | - | - | DCWTO | Operable Total Internal Capacity | 22797 | 23881 | 24607 | 24672 | 24702 | 25262 | 25697 | 25697 | 25697 | 25697 | 25697
2006 | CA | WECC | - | - | DCWTP | Total Potential Resources | 21875 | 22823 | 23140 | 23142 | 23142 | 23645 | 24080 | 24080 | 24080 | 24067 | 24067
2006 | CA | WECC | - | - | DCWTPN | Planned – NOT under construction & positive rerating | 0 | 381 | 1104 | 1169 | 1199 | 1759 | 2194 | 2194 | 2194 | 2194 | 2194
2006 | CA | WECC | - | - | DCWTPU | Planned Additions of New Capacity and Planned Uprates to Existing Capacity | 0 | 414 | 417 | 417 | 417 | 417 | 417 | 417 | 417 | 417 | 417
2006 | CA | WECC | - | - | DCWTRE | Planned Retirements and Planned Deratings | 0 | 0 | 0 | 0 | 0 | 0 | 0 | 0 | 0 | 0 | 0
2006 | CA | WECC | - | - | DCWUC | Uncommitted Resources (Operable) | 0 | 171 | 454 | 459 | 489 | 1049 | 1484 | 1484 | 1484 | 1484 | 1484
2006 | MX | WECC | CA-MX | - | CWTF | Total | 2357 | 2357 | 2443 | 2671 | 2671 | 2926 | 3179 | 3434 | 3684 | 3684 | 3684
2006 | MX | WECC | CA-MX | - | DCWAI | Owned Capacity/Entitlement Located Externally | 0 | 0 | 0 | 0 | 0 | 0 | 0 | 0 | 0 | 0 | 0
2006 | MX | WECC | CA-MX | - | DCWAO | Capacity Owned by/Entitlement Held by External Entity | 0 | 0 | 0 | 0 | 0 | 0 | 0 | 0 | 0 | 0 | 0
2006 | MX | WECC | CA-MX | - | DCWCD | Conditional derates | 0 | 0 | 0 | 0 | 0 | 0 | 0 | 0 | 0 | 0 | 0
2006 | MX | WECC | CA-MX | - | DCWDGG | Distributed Generator Capacity >= 1 MW | 0 | 0 | 0 | 0 | 0 | 0 | 0 | 0 | 0 | 0 | 0
2006 | MX | WECC | CA-MX | - | DCWDGL | Distributed Generator Capacity < 1 MW | 0 | 0 | 0 | 0 | 0 | 0 | 0 | 0 | 0 | 0 | 0
2006 | MX | WECC | CA-MX | - | DCWDIC | Deliverable Internal Capacity | 2357 | 2086 | 1968 | 1894 | 1911 | 1827 | 1697 | 1695 | 1695 | 1695 | 1695
2006 | MX | WECC | CA-MX | - | DCWDRT | Summation of Derates | 0 | 0 | 0 | 0 | 0 | 0 | 0 | 0 | 0 | 0 | 0
2006 | MX | WECC | CA-MX | - | DCWDTO | Derated Operable Total Internal Capacity | 2357 | 2086 | 2054 | 2208 | 2225 | 2396 | 2519 | 2772 | 3022 | 3022 | 3022
2006 | MX | WECC | CA-MX | - | DCWEO | Energy-Only Resources (Operable) | 0 | 0 | 0 | 0 | 0 | 0 | 0 | 0 | 0 | 0 | 0
2006 | MX | WECC | CA-MX | - | DCWEU | Summation of Energy Only/Uncommitted | 0 | 0 | 86 | 314 | 314 | 569 | 822 | 1077 | 1327 | 1327 | 1327
2006 | MX | WECC | CA-MX | - | DCWFP | Full-Responsibility Purchases (portion of total purchases) | 0 | 0 | 0 | 0 | 0 | 0 | 0 | 0 | 0 | 0 | 0
2006 | MX | WECC | CA-MX | - | DCWFS | Full-Responsibility Sales (portion of total sales) | 0 | 0 | 0 | 0 | 0 | 0 | 0 | 0 | 0 | 0 | 0
2006 | MX | WECC | CA-MX | - | DCWIC | Inoperable capacity | 0 | 0 | 0 | 0 | 0 | 0 | 0 | 0 | 0 | 0 | 0
2006 | MX | WECC | CA-MX | - | DCWIN | Internal Demand | 1373 | 1441 | 1525 | 1616 | 1700 | 1779 | 1861 | 1962 | 2053 | 2147 | 2246
2006 | MX | WECC | CA-MX | - | DCWIT | Interruptible Demand | 0 | 0 | 0 | 0 | 0 | 0 | 0 | 0 | 0 | 0 | 0
2006 | MX | WECC | CA-MX | - | DCWLM | Direct Control Load Management | 0 | 0 | 0 | 0 | 0 | 0 | 0 | 0 | 0 | 0 | 0
2006 | MX | WECC | CA-MX | - | DCWNC | Net Capacity Resources | 2357 | 2086 | 1968 | 1894 | 1911 | 1827 | 1697 | 1695 | 1695 | 1695 | 1695
2006 | MX | WECC | CA-MX | - | DCWNI | Projected Net Internal Demand | 1373 | 1441 | 1525 | 1616 | 1700 | 1779 | 1861 | 1962 | 2053 | 2147 | 2246
2006 | MX | WECC | CA-MX | - | DCWOIC | Derated Operable Internal Capacity | 2357 | 2086 | 1968 | 1894 | 1911 | 1827 | 1697 | 1695 | 1695 | 1695 | 1695
2006 | MX | WECC | CA-MX | - | DCWOTL | Other Capacity < 1 MW | 0 | 0 | 0 | 0 | 0 | 0 | 0 | 0 | 0 | 0 | 0
2006 | MX | WECC | CA-MX | - | DCWPU | Purchases | 0 | 0 | 0 | 0 | 0 | 0 | 0 | 0 | 0 | 0 | 0
2006 | MX | WECC | CA-MX | - | DCWPUA | Summation of Purchases and Adjustments | 0 | 0 | 0 | 0 | 0 | 0 | 0 | 0 | 0 | 0 | 0
2006 | MX | WECC | CA-MX | - | DCWSA | Sales | 0 | 0 | 0 | 0 | 0 | 0 | 0 | 0 | 0 | 0 | 0
2006 | MX | WECC | CA-MX | - | DCWSAA | Summation of Sales and Adjustments | 0 | 0 | 0 | 0 | 0 | 0 | 0 | 0 | 0 | 0 | 0
2006 | MX | WECC | CA-MX | - | DCWSM | Planned Outage or Scheduled Maintenance | 0 | 271 | 389 | 463 | 446 | 530 | 660 | 662 | 662 | 662 | 662
2006 | MX | WECC | CA-MX | - | DCWST | Standby Demand | 0 | 0 | 0 | 0 | 0 | 0 | 0 | 0 | 0 | 0 | 0
2006 | MX | WECC | CA-MX | - | DCWT | Total Internal Capacity | 2357 | 2357 | 2443 | 2671 | 2671 | 2926 | 3179 | 3434 | 3684 | 3684 | 3684
2006 | MX | WECC | CA-MX | - | DCWTEX | Existing Capacity | 2634 | 2634 | 2634 | 2634 | 2634 | 2634 | 2634 | 2634 | 2634 | 2634 | 2634
2006 | MX | WECC | CA-MX | - | DCWTI | Projected Total Internal Demand | 1373 | 1441 | 1525 | 1616 | 1700 | 1779 | 1861 | 1962 | 2053 | 2147 | 2246
2006 | MX | WECC | CA-MX | - | DCWTL | Transmission-Limited Resources | 0 | 0 | 0 | 0 | 0 | 0 | 0 | 0 | 0 | 0 | 0
2006 | MX | WECC | CA-MX | - | DCWTO | Operable Total Internal Capacity | 2357 | 2357 | 2443 | 2671 | 2671 | 2926 | 3179 | 3434 | 3684 | 3684 | 3684
2006 | MX | WECC | CA-MX | - | DCWTP | Total Potential Resources | 2357 | 2086 | 2054 | 2208 | 2225 | 2396 | 2519 | 2772 | 3022 | 3022 | 3022
2006 | MX | WECC | CA-MX | - | DCWTPN | Planned – NOT under construction & positive rerating | 0 | 0 | 86 | 314 | 314 | 569 | 822 | 1077 | 1327 | 1327 | 1327
2006 | MX | WECC | CA-MX | - | DCWTPU | Planned Additions of New Capacity and Planned Uprates to Existing Capacity | 0 | 0 | 0 | 0 | 0 | 0 | 0 | 0 | 0 | 0 | 0
2006 | MX | WECC | CA-MX | - | DCWTRE | Planned Retirements and Planned Deratings | 277 | 277 | 277 | 277 | 277 | 277 | 277 | 277 | 277 | 277 | 277
2006 | MX | WECC | CA-MX | - | DCWUC | Uncommitted Resources (Operable) | 0 | 0 | 86 | 314 | 314 | 569 | 822 | 1077 | 1327 | 1327 | 1327
2006 | TL | MRO | - | - | CWTF | Total | 51552 | 51382 | 52130 | 52900 | 53700 | 53802 | 54275 | 54856 | 55187 | 54708 | 54945
2006 | TL | MRO | - | - | DCWAI | Owned Capacity/Entitlement Located Externally | 518 | 1258 | 1258 | 1258 | 1258 | 1258 | 1258 | 1258 | 1258 | 1258 | 1258
2006 | TL | MRO | - | - | DCWAO | Capacity Owned by/Entitlement Held by External Entity | 0 | 0 | 0 | 0 | 0 | 0 | 0 | 0 | 0 | 0 | 0
2006 | TL | MRO | - | - | DCWCD | Conditional derates | 3089 | 0 | 0 | 0 | 0 | 0 | 0 | 0 | 0 | 0 | 0
2006 | TL | MRO | - | - | DCWDGG | Distributed Generator Capacity >= 1 MW | 114 | 114 | 114 | 114 | 114 | 114 | 114 | 114 | 114 | 114 | 114
2006 | TL | MRO | - | - | DCWDGL | Distributed Generator Capacity < 1 MW | 253 | 255 | 257 | 256 | 256 | 256 | 256 | 256 | 256 | 256 | 256
2006 | TL | MRO | - | - | DCWDIC | Deliverable Internal Capacity | 51238 | 51045 | 51844 | 52586 | 53373 | 53387 | 54748 | 54496 | 55352 | 53865 | 54587
2006 | TL | MRO | - | - | DCWDRT | Summation of Derates | 3089 | 0 | 0 | 0 | 0 | 0 | 0 | 0 | 0 | 0 | 0
2006 | TL | MRO | - | - | DCWDTO | Derated Operable Total Internal Capacity | 51238 | 51090 | 52889 | 54631 | 56418 | 57432 | 59793 | 60541 | 62397 | 61910 | 63648
2006 | TL | MRO | - | - | DCWEO | Energy-Only Resources (Operable) | 0 | 0 | 0 | 0 | 0 | 0 | 0 | 0 | 0 | 0 | 0
2006 | TL | MRO | - | - | DCWEU | Summation of Energy Only/Uncommitted | 0 | 45 | 1045 | 2045 | 3045 | 4045 | 5045 | 6045 | 7045 | 8045 | 9061
2006 | TL | MRO | - | - | DCWFP | Full-Responsibility Purchases (portion of total purchases) | 635 | 890 | 840 | 840 | 840 | 840 | 840 | 840 | 840 | 840 | 840
2006 | TL | MRO | - | - | DCWFS | Full-Responsibility Sales (portion of total sales) | 29 | 29 | 29 | 29 | 29 | 29 | 29 | 29 | 29 | 29 | 29
2006 | TL | MRO | - | - | DCWIC | Inoperable capacity | 909 | 0 | 0 | 0 | 0 | 0 | 0 | 0 | 0 | 0 | 0
2006 | TL | MRO | - | - | DCWIN | Internal Demand | 40862 | 41335 | 41953 | 42914 | 43585 | 44275 | 44957 | 45627 | 46260 | 46947 | 47636
2006 | TL | MRO | - | - | DCWIT | Interruptible Demand | 1027 | 1044 | 1043 | 1047 | 1047 | 1061 | 1061 | 1061 | 1061 | 1061 | 1058
2006 | TL | MRO | - | - | DCWLM | Direct Control Load Management | 122 | 119 | 124 | 127 | 128 | 129 | 130 | 132 | 134 | 136 | 138
2006 | TL | MRO | - | - | DCWNC | Net Capacity Resources | 53292 | 53468 | 54067 | 54809 | 55486 | 55669 | 57130 | 56353 | 56510 | 55023 | 55745
2006 | TL | MRO | - | - | DCWNI | Projected Net Internal Demand | 39717 | 40176 | 40790 | 41744 | 42414 | 43089 | 43770 | 44438 | 45069 | 45754 | 46444
2006 | TL | MRO | - | - | DCWOIC | Derated Operable Internal Capacity | 51238 | 51045 | 51844 | 52586 | 53373 | 53387 | 54748 | 54496 | 55352 | 53865 | 54587
2006 | TL | MRO | - | - | DCWOTL | Other Capacity < 1 MW | 58 | 58 | 58 | 58 | 58 | 58 | 58 | 58 | 58 | 57 | 57
2006 | TL | MRO | - | - | DCWPU | Purchases | 2088 | 1538 | 1338 | 1338 | 1338 | 1338 | 1338 | 813 | 39 | 39 | 39
2006 | TL | MRO | - | - | DCWPUA | Summation of Purchases and Adjustments | 2606 | 2796 | 2596 | 2596 | 2596 | 2596 | 2596 | 2071 | 1297 | 1297 | 1297
2006 | TL | MRO | - | - | DCWSA | Sales | 552 | 373 | 373 | 373 | 483 | 314 | 214 | 214 | 139 | 139 | 139
2006 | TL | MRO | - | - | DCWSAA | Summation of Sales and Adjustments | 552 | 373 | 373 | 373 | 483 | 314 | 214 | 214 | 139 | 139 | 139
2006 | TL | MRO | - | - | DCWSM | Planned Outage or Scheduled Maintenance | 0 | 0 | 0 | 0 | 0 | 0 | 0 | 0 | 0 | 0 | 0
2006 | TL | MRO | - | - | DCWST | Standby Demand | 4 | 4 | 4 | 4 | 4 | 4 | 4 | 4 | 4 | 4 | 4
2006 | TL | MRO | - | - | DCWT | Total Internal Capacity | 55236 | 51090 | 52889 | 54631 | 56418 | 57432 | 59793 | 60541 | 62397 | 61910 | 63648
2006 | TL | MRO | - | - | DCWTEX | Existing Capacity | 55167 | 50953 | 50953 | 50953 | 50953 | 50953 | 50953 | 50953 | 50953 | 50953 | 50953
2006 | TL | MRO | - | - | DCWTI | Projected Total Internal Demand | 40866 | 41339 | 41957 | 42918 | 43589 | 44279 | 44961 | 45631 | 46264 | 46951 | 47640
2006 | TL | MRO | - | - | DCWTL | Transmission-Limited Resources | 0 | 0 | 0 | 0 | 0 | 0 | 0 | 0 | 0 | 0 | 0
2006 | TL | MRO | - | - | DCWTO | Operable Total Internal Capacity | 54327 | 51090 | 52889 | 54631 | 56418 | 57432 | 59793 | 60541 | 62397 | 61910 | 63648
2006 | TL | MRO | - | - | DCWTP | Total Potential Resources | 53292 | 53513 | 55112 | 56854 | 58531 | 59714 | 62175 | 62398 | 63555 | 63068 | 64806
2006 | TL | MRO | - | - | DCWTPN | Planned – NOT under construction & positive rerating | 52 | 70 | 1856 | 3584 | 5338 | 6407 | 8768 | 9516 | 11388 | 11386 | 13124
2006 | TL | MRO | - | - | DCWTPU | Planned Additions of New Capacity and Planned Uprates to Existing Capacity | 17 | 67 | 80 | 94 | 127 | 127 | 127 | 127 | 127 | 127 | 127
2006 | TL | MRO | - | - | DCWTRE | Planned Retirements and Planned Deratings | 0 | 0 | 0 | 0 | 0 | 55 | 55 | 55 | 71 | 556 | 556
2006 | TL | MRO | - | - | DCWUC | Uncommitted Resources (Operable) | 0 | 45 | 1045 | 2045 | 3045 | 4045 | 5045 | 6045 | 7045 | 8045 | 9061
2006 | TL | WECC | - | - | CWTF | Total | 193762 | 199052 | 203387 | 207966 | 209451 | 212087 | 214047 | 216333 | 217127 | 217735 | 218485
2006 | TL | WECC | - | - | DCWAI | Owned Capacity/Entitlement Located Externally | 0 | 0 | 0 | 0 | 0 | 0 | 0 | 0 | 0 | 0 | 0
2006 | TL | WECC | - | - | DCWAO | Capacity Owned by/Entitlement Held by External Entity | 0 | 0 | 0 | 0 | 0 | 0 | 0 | 0 | 0 | 0 | 0
2006 | TL | WECC | - | - | DCWCD | Conditional derates | 656 | 290 | 372 | 306 | 332 | 348 | 348 | 298 | 220 | 347 | 347
2006 | TL | WECC | - | - | DCWDGG | Distributed Generator Capacity >= 1 MW | 0 | 0 | 0 | 0 | 0 | 0 | 0 | 0 | 0 | 0 | 0
2006 | TL | WECC | - | - | DCWDGL | Distributed Generator Capacity < 1 MW | 0 | 0 | 0 | 0 | 0 | 0 | 0 | 0 | 0 | 0 | 0
2006 | TL | WECC | - | - | DCWDIC | Deliverable Internal Capacity | 175972 | 178315 | 179749 | 179431 | 179466 | 178860 | 178948 | 178302 | 179702 | 179755 | 179026
2006 | TL | WECC | - | - | DCWDRT | Summation of Derates | 8192 | 12274 | 13767 | 14508 | 14564 | 14648 | 14798 | 14748 | 14670 | 14797 | 14797
2006 | TL | WECC | - | - | DCWDTO | Derated Operable Total Internal Capacity | 175972 | 178736 | 182480 | 186072 | 187523 | 189940 | 191439 | 194454 | 195351 | 195806 | 196704
2006 | TL | WECC | - | - | DCWEO | Energy-Only Resources (Operable) | 0 | 0 | 0 | 0 | 0 | 0 | 0 | 0 | 0 | 0 | 0
2006 | TL | WECC | - | - | DCWEU | Summation of Energy Only/Uncommitted | 0 | 421 | 2731 | 6641 | 8057 | 11080 | 12491 | 16152 | 15649 | 16051 | 17678
2006 | TL | WECC | - | - | DCWFP | Full-Responsibility Purchases (portion of total purchases) | 0 | 0 | 0 | 0 | 0 | 0 | 0 | 0 | 0 | 0 | 0
2006 | TL | WECC | - | - | DCWFS | Full-Responsibility Sales (portion of total sales) | 0 | 0 | 0 | 0 | 0 | 0 | 0 | 0 | 0 | 0 | 0
2006 | TL | WECC | - | - | DCWIC | Inoperable capacity | 3275 | 2125 | 2108 | 2112 | 1992 | 1984 | 1984 | 1984 | 1984 | 1984 | 1984
2006 | TL | WECC | - | - | DCWIN | Internal Demand | 128934 | 129634 | 132237 | 135085 | 138159 | 140970 | 143695 | 146429 | 149219 | 151967 | 154886
2006 | TL | WECC | - | - | DCWIT | Interruptible Demand | 1514 | 1631 | 1632 | 1635 | 1639 | 1643 | 1644 | 1645 | 1646 | 1647 | 1648
2006 | TL | WECC | - | - | DCWLM | Direct Control Load Management | 608 | 609 | 610 | 610 | 611 | 611 | 612 | 612 | 612 | 612 | 612
2006 | TL | WECC | - | - | DCWNC | Net Capacity Resources | 176585 | 178711 | 180153 | 179834 | 179833 | 179133 | 179083 | 178442 | 179842 | 179897 | 179171
2006 | TL | WECC | - | - | DCWNI | Projected Net Internal Demand | 126812 | 127394 | 129995 | 132840 | 135909 | 138716 | 141439 | 144172 | 146961 | 149708 | 152626
2006 | TL | WECC | - | - | DCWOIC | Derated Operable Internal Capacity | 175972 | 178315 | 179749 | 179431 | 179466 | 178860 | 178948 | 178302 | 179702 | 179755 | 179026
2006 | TL | WECC | - | - | DCWOTL | Other Capacity < 1 MW | 0 | 0 | 0 | 0 | 0 | 0 | 0 | 0 | 0 | 0 | 0
2006 | TL | WECC | - | - | DCWPU | Purchases | 786 | 600 | 597 | 596 | 560 | 466 | 328 | 333 | 333 | 335 | 338
2006 | TL | WECC | - | - | DCWPUA | Summation of Purchases and Adjustments | 786 | 600 | 597 | 596 | 560 | 466 | 328 | 333 | 333 | 335 | 338
2006 | TL | WECC | - | - | DCWSA | Sales | 173 | 204 | 193 | 193 | 193 | 193 | 193 | 193 | 193 | 193 | 193
2006 | TL | WECC | - | - | DCWSAA | Summation of Sales and Adjustments | 173 | 204 | 193 | 193 | 193 | 193 | 193 | 193 | 193 | 193 | 193
2006 | TL | WECC | - | - | DCWSM | Planned Outage or Scheduled Maintenance | 6323 | 5917 | 5032 | 5274 | 5372 | 5515 | 5826 | 5147 | 5122 | 5148 | 5000
2006 | TL | WECC | - | - | DCWST | Standby Demand | 0 | 0 | 0 | 0 | 0 | 0 | 0 | 0 | 0 | 0 | 0
2006 | TL | WECC | - | - | DCWT | Total Internal Capacity | 193762 | 199052 | 203387 | 207966 | 209451 | 212087 | 214047 | 216333 | 217127 | 217735 | 218485
2006 | TL | WECC | - | - | DCWTEX | Existing Capacity | 194039 | 194039 | 194039 | 194039 | 194039 | 194039 | 194039 | 194039 | 194039 | 194039 | 194039
2006 | TL | WECC | - | - | DCWTI | Projected Total Internal Demand | 128934 | 129634 | 132237 | 135085 | 138159 | 140970 | 143695 | 146429 | 149219 | 151967 | 154886
2006 | TL | WECC | - | - | DCWTL | Transmission-Limited Resources | 0 | 0 | 0 | 0 | 0 | 0 | 0 | 0 | 0 | 0 | 0
2006 | TL | WECC | - | - | DCWTO | Operable Total Internal Capacity | 190487 | 196927 | 201279 | 205854 | 207459 | 210103 | 212063 | 214349 | 215143 | 215751 | 216501
2006 | TL | WECC | - | - | DCWTP | Total Potential Resources | 176585 | 179132 | 182884 | 186475 | 187890 | 190213 | 191574 | 194594 | 195491 | 195948 | 196849
2006 | TL | WECC | - | - | DCWTPN | Planned – NOT under construction & positive rerating | 0 | 1179 | 5000 | 8991 | 10464 | 13095 | 15043 | 17329 | 18123 | 18731 | 19481
2006 | TL | WECC | - | - | DCWTPU | Planned Additions of New Capacity and Planned Uprates to Existing Capacity | 0 | 5903 | 6435 | 7042 | 7054 | 7066 | 7078 | 7078 | 7078 | 7078 | 7078
2006 | TL | WECC | - | - | DCWTRE | Planned Retirements and Planned Deratings | 277 | 2069 | 2087 | 2106 | 2106 | 2113 | 2113 | 2113 | 2113 | 2113 | 2113
2006 | TL | WECC | - | - | DCWUC | Uncommitted Resources (Operable) | 0 | 421 | 2731 | 6641 | 8057 | 11080 | 12491 | 16152 | 15649 | 16051 | 17678
2006 | US | TRE | - | ERCOT | CWTF | Total | 60785 | 71724 | 72694 | 73379 | 73009 | 72657 | 72829 | 72829 | 72829 | 72829 | 72829
2006 | US | TRE | - | ERCOT | DCWAI | Owned Capacity/Entitlement Located Externally | 0 | 0 | 0 | 0 | 0 | 0 | 0 | 0 | 0 | 0 | 0
2006 | US | TRE | - | ERCOT | DCWAO | Capacity Owned by/Entitlement Held by External Entity | 0 | 173 | 173 | 173 | 173 | 173 | 173 | 173 | 173 | 173 | 173
2006 | US | TRE | - | ERCOT | DCWCD | Conditional derates | 0 | 0 | 0 | 0 | 0 | 0 | 0 | 0 | 0 | 0 | 0
2006 | US | TRE | - | ERCOT | DCWDGG | Distributed Generator Capacity >= 1 MW | 81 | 91 | 91 | 91 | 91 | 91 | 91 | 91 | 91 | 91 | 91
2006 | US | TRE | - | ERCOT | DCWDGL | Distributed Generator Capacity < 1 MW | 3 | 3 | 3 | 3 | 3 | 3 | 3 | 3 | 3 | 3 | 3
2006 | US | TRE | - | ERCOT | DCWDIC | Deliverable Internal Capacity | 60784 | 71725 | 72693 | 73378 | 73008 | 72828 | 72828 | 72828 | 72828 | 72828 | 72828
2006 | US | TRE | - | ERCOT | DCWDRT | Summation of Derates | 1844 | 2894 | 3011 | 3011 | 3239 | 3239 | 3239 | 3239 | 3239 | 3239 | 3239
2006 | US | TRE | - | ERCOT | DCWDTO | Derated Operable Total Internal Capacity | 60784 | 71725 | 80413 | 81098 | 80708 | 80708 | 80708 | 80708 | 80708 | 80708 | 80708
2006 | US | TRE | - | ERCOT | DCWEO | Energy-Only Resources (Operable) | 0 | 0 | 0 | 0 | 0 | 0 | 0 | 0 | 0 | 0 | 0
2006 | US | TRE | - | ERCOT | DCWEU | Summation of Energy Only/Uncommitted | 0 | 0 | 7720 | 7720 | 7700 | 7880 | 7880 | 7880 | 7880 | 7880 | 7880
2006 | US | TRE | - | ERCOT | DCWFP | Full-Responsibility Purchases (portion of total purchases) | 219 | 120 | 122 | 124 | 126 | 128 | 130 | 132 | 134 | 136 | 138
2006 | US | TRE | - | ERCOT | DCWFS | Full-Responsibility Sales (portion of total sales) | 0 | 173 | 173 | 173 | 173 | 173 | 173 | 173 | 173 | 173 | 173
2006 | US | TRE | - | ERCOT | DCWIC | Inoperable capacity | 8120 | 8685 | 0 | 0 | 0 | 0 | 0 | 0 | 0 | 0 | 0
2006 | US | TRE | - | ERCOT | DCWIN | Internal Demand | 48141 | 44715 | 45334 | 46536 | 47564 | 48460 | 49265 | 50308 | 51451 | 52508 | 53592
2006 | US | TRE | - | ERCOT | DCWIT | Interruptible Demand | 1150 | 1150 | 1150 | 1150 | 1150 | 1150 | 1150 | 1150 | 1150 | 1150 | 1150
2006 | US | TRE | - | ERCOT | DCWLM | Direct Control Load Management | 0 | 0 | 0 | 0 | 0 | 0 | 0 | 0 | 0 | 0 | 0
2006 | US | TRE | - | ERCOT | DCWNC | Net Capacity Resources | 61003 | 71672 | 72642 | 73329 | 72961 | 72783 | 72785 | 72787 | 72789 | 72791 | 72793
2006 | US | TRE | - | ERCOT | DCWNI | Projected Net Internal Demand | 46991 | 43565 | 44184 | 45386 | 46414 | 47310 | 48115 | 49158 | 50301 | 51358 | 52442
2006 | US | TRE | - | ERCOT | DCWOIC | Derated Operable Internal Capacity | 60784 | 71725 | 72693 | 73378 | 73008 | 72828 | 72828 | 72828 | 72828 | 72828 | 72828
2006 | US | TRE | - | ERCOT | DCWOTL | Other Capacity < 1 MW | 0 | 0 | 0 | 0 | 0 | 0 | 0 | 0 | 0 | 0 | 0
2006 | US | TRE | - | ERCOT | DCWPU | Purchases | 219 | 120 | 122 | 124 | 126 | 128 | 130 | 132 | 134 | 136 | 138
2006 | US | TRE | - | ERCOT | DCWPUA | Summation of Purchases and Adjustments | 219 | 120 | 122 | 124 | 126 | 128 | 130 | 132 | 134 | 136 | 138
2006 | US | TRE | - | ERCOT | DCWSA | Sales | 0 | 0 | 0 | 0 | 0 | 0 | 0 | 0 | 0 | 0 | 0
2006 | US | TRE | - | ERCOT | DCWSAA | Summation of Sales and Adjustments | 0 | 173 | 173 | 173 | 173 | 173 | 173 | 173 | 173 | 173 | 173
2006 | US | TRE | - | ERCOT | DCWSM | Planned Outage or Scheduled Maintenance | 11915 | 0 | 0 | 0 | 0 | 0 | 0 | 0 | 0 | 0 | 0
2006 | US | TRE | - | ERCOT | DCWST | Standby Demand | 0 | 0 | 0 | 0 | 0 | 0 | 0 | 0 | 0 | 0 | 0
2006 | US | TRE | - | ERCOT | DCWT | Total Internal Capacity | 82663 | 83304 | 83424 | 84109 | 83947 | 83947 | 83947 | 83947 | 83947 | 83947 | 83947
2006 | US | TRE | - | ERCOT | DCWTEX | Existing Capacity | 82663 | 81821 | 81821 | 81821 | 81821 | 81821 | 81821 | 81821 | 81821 | 81821 | 81821
2006 | US | TRE | - | ERCOT | DCWTI | Projected Total Internal Demand | 48141 | 44715 | 45334 | 46536 | 47564 | 48460 | 49265 | 50308 | 51451 | 52508 | 53592
2006 | US | TRE | - | ERCOT | DCWTL | Transmission-Limited Resources | 0 | 0 | 0 | 0 | 0 | 0 | 0 | 0 | 0 | 0 | 0
2006 | US | TRE | - | ERCOT | DCWTO | Operable Total Internal Capacity | 74543 | 74619 | 83424 | 84109 | 83947 | 83947 | 83947 | 83947 | 83947 | 83947 | 83947
2006 | US | TRE | - | ERCOT | DCWTP | Total Potential Resources | 61003 | 71672 | 80362 | 81049 | 80661 | 80663 | 80665 | 80667 | 80669 | 80671 | 80673
2006 | US | TRE | - | ERCOT | DCWTPN | Planned – NOT under construction & positive rerating | 0 | 60 | 60 | 810 | 810 | 810 | 810 | 810 | 810 | 810 | 810
2006 | US | TRE | - | ERCOT | DCWTPU | Planned Additions of New Capacity and Planned Uprates to Existing Capacity | 0 | 1423 | 1543 | 1543 | 1778 | 1778 | 1778 | 1778 | 1778 | 1778 | 1778
2006 | US | TRE | - | ERCOT | DCWTRE | Planned Retirements and Planned Deratings | 0 | 0 | 0 | 65 | 462 | 462 | 462 | 462 | 462 | 462 | 462
2006 | US | TRE | - | ERCOT | DCWUC | Uncommitted Resources (Operable) | 0 | 0 | 7720 | 7720 | 7700 | 7880 | 7880 | 7880 | 7880 | 7880 | 7880
2006 | US | FRCC | - | - | CWTF | Total | 46473 | 52265 | 54794 | 56114 | 57702 | 59712 | 60737 | 63004 | 65474 | 66389 | 68068
2006 | US | FRCC | - | - | DCWAI | Owned Capacity/Entitlement Located Externally | 842 | 841 | 865 | 865 | 865 | 865 | 865 | 865 | 865 | 865 | 865
2006 | US | FRCC | - | - | DCWAO | Capacity Owned by/Entitlement Held by External Entity | 0 | 0 | 0 | 0 | 0 | 0 | 0 | 0 | 0 | 0 | 0
2006 | US | FRCC | - | - | DCWCD | Conditional derates | 0 | 0 | 0 | 0 | 0 | 0 | 0 | 0 | 0 | 0 | 0
2006 | US | FRCC | - | - | DCWDGG | Distributed Generator Capacity >= 1 MW | 0 | 0 | 0 | 0 | 0 | 0 | 0 | 0 | 0 | 0 | 0
2006 | US | FRCC | - | - | DCWDGL | Distributed Generator Capacity < 1 MW | 0 | 0 | 0 | 0 | 0 | 0 | 0 | 0 | 0 | 0 | 0
2006 | US | FRCC | - | - | DCWDIC | Deliverable Internal Capacity | 45282 | 51075 | 53604 | 54924 | 56512 | 58522 | 59546 | 61813 | 64284 | 65198 | 66877
2006 | US | FRCC | - | - | DCWDRT | Summation of Derates | 0 | 0 | 0 | 0 | 0 | 0 | 0 | 0 | 0 | 0 | 0
2006 | US | FRCC | - | - | DCWDTO | Derated Operable Total Internal Capacity | 46472 | 52265 | 54794 | 56114 | 57702 | 59712 | 60736 | 63003 | 65474 | 66388 | 68067
2006 | US | FRCC | - | - | DCWEO | Energy-Only Resources (Operable) | 0 | 0 | 0 | 0 | 0 | 0 | 0 | 0 | 0 | 0 | 0
2006 | US | FRCC | - | - | DCWEU | Summation of Energy Only/Uncommitted | 1190 | 1190 | 1190 | 1190 | 1190 | 1190 | 1190 | 1190 | 1190 | 1190 | 1190
2006 | US | FRCC | - | - | DCWFP | Full-Responsibility Purchases (portion of total purchases) | 2594 | 2393 | 2417 | 2417 | 2417 | 2207 | 2277 | 2207 | 2207 | 2207 | 1795
2006 | US | FRCC | - | - | DCWFS | Full-Responsibility Sales (portion of total sales) | 0 | 0 | 0 | 0 | 0 | 0 | 0 | 0 | 0 | 0 | 0
2006 | US | FRCC | - | - | DCWIC | Inoperable capacity | 59 | 187 | 187 | 250 | 250 | 250 | 250 | 250 | 250 | 250 | 250
2006 | US | FRCC | - | - | DCWIN | Internal Demand | 42657 | 48296 | 49464 | 50732 | 51678 | 52869 | 53923 | 55086 | 56271 | 57674 | 59162
2006 | US | FRCC | - | - | DCWIT | Interruptible Demand | 60 | 869 | 890 | 888 | 862 | 867 | 871 | 874 | 878 | 882 | 886
2006 | US | FRCC | - | - | DCWLM | Direct Control Load Management | 104 | 2635 | 2669 | 2717 | 2728 | 2745 | 2764 | 2792 | 2822 | 2852 | 2844
2006 | US | FRCC | - | - | DCWNC | Net Capacity Resources | 47876 | 53468 | 56021 | 57341 | 58929 | 60729 | 61823 | 64020 | 66491 | 67405 | 68672
2006 | US | FRCC | - | - | DCWNI | Projected Net Internal Demand | 42493 | 44792 | 45905 | 47127 | 48088 | 49257 | 50288 | 51420 | 52571 | 53940 | 55432
2006 | US | FRCC | - | - | DCWOIC | Derated Operable Internal Capacity | 45282 | 51075 | 53604 | 54924 | 56512 | 58522 | 59546 | 61813 | 64284 | 65198 | 66877
2006 | US | FRCC | - | - | DCWOTL | Other Capacity < 1 MW | 0 | 0 | 0 | 0 | 0 | 0 | 0 | 0 | 0 | 0 | 0
2006 | US | FRCC | - | - | DCWPU | Purchases | 1752 | 1552 | 1552 | 1552 | 1552 | 1342 | 1412 | 1342 | 1342 | 1342 | 930
2006 | US | FRCC | - | - | DCWPUA | Summation of Purchases and Adjustments | 2594 | 2393 | 2417 | 2417 | 2417 | 2207 | 2277 | 2207 | 2207 | 2207 | 1795
2006 | US | FRCC | - | - | DCWSA | Sales | 0 | 0 | 0 | 0 | 0 | 0 | 0 | 0 | 0 | 0 | 0
2006 | US | FRCC | - | - | DCWSAA | Summation of Sales and Adjustments | 0 | 0 | 0 | 0 | 0 | 0 | 0 | 0 | 0 | 0 | 0
2006 | US | FRCC | - | - | DCWSM | Planned Outage or Scheduled Maintenance | 168 | 20 | 0 | 0 | 0 | 0 | 0 | 0 | 0 | 0 | 0
2006 | US | FRCC | - | - | DCWST | Standby Demand | 0 | 0 | 0 | 0 | 0 | 0 | 0 | 0 | 0 | 0 | 0
2006 | US | FRCC | - | - | DCWT | Total Internal Capacity | 46699 | 52472 | 54981 | 56364 | 57951 | 59961 | 60986 | 63253 | 65724 | 66638 | 68317
2006 | US | FRCC | - | - | DCWTEX | Existing Capacity | 44119 | 51873 | 52448 | 55043 | 56363 | 58161 | 59892 | 61056 | 63253 | 65724 | 67050
2006 | US | FRCC | - | - | DCWTI | Projected Total Internal Demand | 42657 | 48296 | 49464 | 50732 | 51678 | 52869 | 53923 | 55086 | 56271 | 57674 | 59162
2006 | US | FRCC | - | - | DCWTL | Transmission-Limited Resources | 0 | 0 | 0 | 0 | 0 | 0 | 0 | 0 | 0 | 0 | 0
2006 | US | FRCC | - | - | DCWTO | Operable Total Internal Capacity | 46640 | 52285 | 54794 | 56114 | 57702 | 59712 | 60736 | 63003 | 65474 | 66388 | 68067
2006 | US | FRCC | - | - | DCWTP | Total Potential Resources | 49066 | 54658 | 57211 | 58531 | 60119 | 61919 | 63013 | 65210 | 67681 | 68595 | 69862
2006 | US | FRCC | - | - | DCWTPN | Planned – NOT under construction & positive rerating | 0 | 0 | 0 | 0 | 0 | 0 | 0 | 0 | 0 | 0 | 0
2006 | US | FRCC | - | - | DCWTPU | Planned Additions of New Capacity and Planned Uprates to Existing Capacity | 3833 | 839 | 4056 | 2277 | 3158 | 2048 | 1303 | 3251 | 2755 | 1999 | 1785
2006 | US | FRCC | - | - | DCWTRE | Planned Retirements and Planned Deratings | 1253 | 240 | 1523 | 957 | 1570 | 248 | 209 | 1054 | 284 | 1085 | 518
2006 | US | FRCC | - | - | DCWUC | Uncommitted Resources (Operable) | 1190 | 1190 | 1190 | 1190 | 1190 | 1190 | 1190 | 1190 | 1190 | 1190 | 1190
2006 | US | MRO | - | - | CWTF | Total | 42520 | 42330 | 43051 | 43764 | 44536 | 44613 | 44886 | 45467 | 45753 | 45274 | 45511
2006 | US | MRO | - | - | DCWAI | Owned Capacity/Entitlement Located Externally | 518 | 1258 | 1258 | 1258 | 1258 | 1258 | 1258 | 1258 | 1258 | 1258 | 1258
2006 | US | MRO | - | - | DCWAO | Capacity Owned by/Entitlement Held by External Entity | 0 | 0 | 0 | 0 | 0 | 0 | 0 | 0 | 0 | 0 | 0
2006 | US | MRO | - | - | DCWCD | Conditional derates | 3533 | 0 | 0 | 0 | 0 | 0 | 0 | 0 | 0 | 0 | 0
2006 | US | MRO | - | - | DCWDGG | Distributed Generator Capacity >= 1 MW | 253 | 254 | 256 | 256 | 256 | 256 | 256 | 256 | 256 | 256 | 256
2006 | US | MRO | - | - | DCWDGL | Distributed Generator Capacity < 1 MW | 253 | 255 | 257 | 256 | 256 | 256 | 256 | 256 | 256 | 256 | 256
2006 | US | MRO | - | - | DCWDIC | Deliverable Internal Capacity | 42206 | 41747 | 42695 | 43405 | 44177 | 44254 | 44540 | 45108 | 45394 | 44917 | 45138
2006 | US | MRO | - | - | DCWDRT | Summation of Derates | 3533 | 0 | 0 | 0 | 0 | 0 | 0 | 0 | 0 | 0 | 0
2006 | US | MRO | - | - | DCWDTO | Derated Operable Total Internal Capacity | 42206 | 41792 | 43740 | 45450 | 47222 | 48299 | 49585 | 51153 | 52439 | 52962 | 54199
2006 | US | MRO | - | - | DCWEO | Energy-Only Resources (Operable) | 0 | 0 | 0 | 0 | 0 | 0 | 0 | 0 | 0 | 0 | 0
2006 | US | MRO | - | - | DCWEU | Summation of Energy Only/Uncommitted | 0 | 45 | 1045 | 2045 | 3045 | 4045 | 5045 | 6045 | 7045 | 8045 | 9061
2006 | US | MRO | - | - | DCWFP | Full-Responsibility Purchases (portion of total purchases) | 635 | 890 | 840 | 840 | 840 | 840 | 840 | 840 | 840 | 840 | 840
2006 | US | MRO | - | - | DCWFS | Full-Responsibility Sales (portion of total sales) | 529 | 529 | 529 | 529 | 529 | 529 | 529 | 529 | 529 | 529 | 529
2006 | US | MRO | - | - | DCWIC | Inoperable capacity | 806 | 0 | 0 | 0 | 0 | 0 | 0 | 0 | 0 | 0 | 0
2006 | US | MRO | - | - | DCWIN | Internal Demand | 33743 | 34109 | 34624 | 35506 | 36105 | 36735 | 37368 | 38005 | 38643 | 39306 | 39998
2006 | US | MRO | - | - | DCWIT | Interruptible Demand | 771 | 788 | 787 | 791 | 791 | 805 | 805 | 805 | 805 | 805 | 802
2006 | US | MRO | - | - | DCWLM | Direct Control Load Management | 122 | 119 | 124 | 127 | 128 | 129 | 130 | 132 | 134 | 136 | 138
2006 | US | MRO | - | - | DCWNC | Net Capacity Resources | 44620 | 44480 | 45078 | 45788 | 46370 | 46566 | 46952 | 46965 | 46552 | 46075 | 45796
2006 | US | MRO | - | - | DCWNI | Projected Net Internal Demand | 32854 | 33206 | 33717 | 34592 | 35190 | 35805 | 36437 | 37072 | 37708 | 38369 | 39062
2006 | US | MRO | - | - | DCWOIC | Derated Operable Internal Capacity | 42206 | 41747 | 42695 | 43405 | 44177 | 44254 | 44540 | 45108 | 45394 | 44917 | 45138
2006 | US | MRO | - | - | DCWOTL | Other Capacity < 1 MW | 58 | 58 | 58 | 58 | 58 | 58 | 58 | 58 | 58 | 57 | 57
2006 | US | MRO | - | - | DCWPU | Purchases | 2948 | 2348 | 1998 | 1998 | 1918 | 1868 | 1868 | 1313 | 539 | 539 | 39
2006 | US | MRO | - | - | DCWPUA | Summation of Purchases and Adjustments | 3466 | 3606 | 3256 | 3256 | 3176 | 3126 | 3126 | 2571 | 1797 | 1797 | 1297
2006 | US | MRO | - | - | DCWSA | Sales | 1052 | 873 | 873 | 873 | 983 | 814 | 714 | 714 | 639 | 639 | 639
2006 | US | MRO | - | - | DCWSAA | Summation of Sales and Adjustments | 1052 | 873 | 873 | 873 | 983 | 814 | 714 | 714 | 639 | 639 | 639
2006 | US | MRO | - | - | DCWSM | Planned Outage or Scheduled Maintenance | 0 | 0 | 0 | 0 | 0 | 0 | 0 | 0 | 0 | 0 | 0
2006 | US | MRO | - | - | DCWST | Standby Demand | 4 | 4 | 4 | 4 | 4 | 4 | 4 | 4 | 4 | 4 | 4
2006 | US | MRO | - | - | DCWT | Total Internal Capacity | 46545 | 41792 | 43740 | 45450 | 47222 | 48299 | 49585 | 51153 | 52439 | 52962 | 54199
2006 | US | MRO | - | - | DCWTEX | Existing Capacity | 46476 | 41679 | 41679 | 41679 | 41679 | 41679 | 41679 | 41679 | 41679 | 41679 | 41679
2006 | US | MRO | - | - | DCWTI | Projected Total Internal Demand | 33747 | 34113 | 34628 | 35510 | 36109 | 36739 | 37372 | 38009 | 38647 | 39310 | 40002
2006 | US | MRO | - | - | DCWTL | Transmission-Limited Resources | 0 | 0 | 0 | 0 | 0 | 0 | 0 | 0 | 0 | 0 | 0
2006 | US | MRO | - | - | DCWTO | Operable Total Internal Capacity | 45739 | 41792 | 43740 | 45450 | 47222 | 48299 | 49585 | 51153 | 52439 | 52962 | 54199
2006 | US | MRO | - | - | DCWTP | Total Potential Resources | 44620 | 44525 | 46123 | 47833 | 49415 | 50611 | 51997 | 53010 | 53597 | 54120 | 54857
2006 | US | MRO | - | - | DCWTPN | Planned – NOT under construction & positive rerating | 52 | 61 | 2009 | 3718 | 5490 | 6622 | 7908 | 9476 | 10762 | 11770 | 13007
2006 | US | MRO | - | - | DCWTPU | Planned Additions of New Capacity and Planned Uprates to Existing Capacity | 17 | 52 | 52 | 53 | 53 | 53 | 53 | 53 | 53 | 53 | 53
2006 | US | MRO | - | - | DCWTRE | Planned Retirements and Planned Deratings | 0 | 0 | 0 | 0 | 0 | 55 | 55 | 55 | 55 | 540 | 540
2006 | US | MRO | - | - | DCWUC | Uncommitted Resources (Operable) | 0 | 45 | 1045 | 2045 | 3045 | 4045 | 5045 | 6045 | 7045 | 8045 | 9061
2006 | US | NPCC | - | - | CWTF | Total | 72891 | 75368 | 77098 | 77620 | 77620 | 77620 | 77620 | 77620 | 77620 | 77620 | 77620
2006 | US | NPCC | - | - | DCWAI | Owned Capacity/Entitlement Located Externally | 0 | 0 | 0 | 0 | 0 | 0 | 0 | 0 | 0 | 0 | 0
2006 | US | NPCC | - | - | DCWAO | Capacity Owned by/Entitlement Held by External Entity | 0 | 0 | 0 | 0 | 0 | 0 | 0 | 0 | 0 | 0 | 0
2006 | US | NPCC | - | - | DCWCD | Conditional derates | 0 | 0 | 0 | 0 | 0 | 0 | 0 | 0 | 0 | 0 | 0
2006 | US | NPCC | - | - | DCWDGG | Distributed Generator Capacity >= 1 MW | 0 | 0 | 0 | 0 | 0 | 0 | 0 | 0 | 0 | 0 | 0
2006 | US | NPCC | - | - | DCWDGL | Distributed Generator Capacity < 1 MW | 0 | 0 | 0 | 0 | 0 | 0 | 0 | 0 | 0 | 0 | 0
2006 | US | NPCC | - | - | DCWDIC | Deliverable Internal Capacity | 74596 | 75366 | 77096 | 77618 | 77618 | 77618 | 77618 | 77618 | 77618 | 77618 | 77618
2006 | US | NPCC | - | - | DCWDRT | Summation of Derates | 0 | 0 | 0 | 0 | 0 | 0 | 0 | 0 | 0 | 0 | 0
2006 | US | NPCC | - | - | DCWDTO | Derated Operable Total Internal Capacity | 76396 | 77232 | 79067 | 79182 | 78331 | 78331 | 78331 | 78331 | 78331 | 78331 | 78331
2006 | US | NPCC | - | - | DCWEO | Energy-Only Resources (Operable) | 0 | 0 | 0 | 0 | 0 | 0 | 0 | 0 | 0 | 0 | 0
2006 | US | NPCC | - | - | DCWEU | Summation of Energy Only/Uncommitted | 1800 | 1866 | 1971 | 1564 | 713 | 713 | 713 | 713 | 713 | 713 | 713
2006 | US | NPCC | - | - | DCWFP | Full-Responsibility Purchases (portion of total purchases) | 457 | 401 | 401 | 401 | 401 | 391 | 391 | 334 | 334 | 112 | 87
2006 | US | NPCC | - | - | DCWFS | Full-Responsibility Sales (portion of total sales) | 668 | 0 | 0 | 0 | 0 | 0 | 0 | 0 | 0 | 0 | 0
2006 | US | NPCC | - | - | DCWIC | Inoperable capacity | 0 | 0 | 0 | 0 | 0 | 0 | 0 | 0 | 0 | 0 | 0
2006 | US | NPCC | - | - | DCWIN | Internal Demand | 46828 | 48861 | 49593 | 50357 | 50973 | 51550 | 52159 | 52585 | 53020 | 53485 | 54078
2006 | US | NPCC | - | - | DCWIT | Interruptible Demand | 500 | 231 | 231 | 231 | 231 | 231 | 231 | 231 | 231 | 231 | 231
2006 | US | NPCC | - | - | DCWLM | Direct Control Load Management | 0 | 0 | 0 | 0 | 0 | 0 | 0 | 0 | 0 | 0 | 0
2006 | US | NPCC | - | - | DCWNC | Net Capacity Resources | 76076 | 75574 | 77304 | 77746 | 77746 | 77746 | 77746 | 77689 | 77689 | 77467 | 77442
2006 | US | NPCC | - | - | DCWNI | Projected Net Internal Demand | 46328 | 48631 | 49363 | 50127 | 50743 | 51320 | 51929 | 52355 | 52790 | 53255 | 53848
2006 | US | NPCC | - | - | DCWOIC | Derated Operable Internal Capacity | 74596 | 75366 | 77096 | 77618 | 77618 | 77618 | 77618 | 77618 | 77618 | 77618 | 77618
2006 | US | NPCC | - | - | DCWOTL | Other Capacity < 1 MW | 0 | 0 | 0 | 0 | 0 | 0 | 0 | 0 | 0 | 0 | 0
2006 | US | NPCC | - | - | DCWPU | Purchases | 2848 | 481 | 481 | 401 | 401 | 391 | 391 | 334 | 334 | 112 | 87
2006 | US | NPCC | - | - | DCWPUA | Summation of Purchases and Adjustments | 2848 | 481 | 481 | 401 | 401 | 391 | 391 | 334 | 334 | 112 | 87
2006 | US | NPCC | - | - | DCWSA | Sales | 1368 | 273 | 273 | 273 | 273 | 263 | 263 | 263 | 263 | 263 | 263
2006 | US | NPCC | - | - | DCWSAA | Summation of Sales and Adjustments | 1368 | 273 | 273 | 273 | 273 | 263 | 263 | 263 | 263 | 263 | 263
2006 | US | NPCC | - | - | DCWSM | Planned Outage or Scheduled Maintenance | 400 | 0 | 0 | 0 | 0 | 0 | 0 | 0 | 0 | 0 | 0
2006 | US | NPCC | - | - | DCWST | Standby Demand | 0 | 0 | 0 | 0 | 0 | 0 | 0 | 0 | 0 | 0 | 0
2006 | US | NPCC | - | - | DCWT | Total Internal Capacity | 76796 | 77232 | 79067 | 79182 | 78331 | 78331 | 78331 | 78331 | 78331 | 78331 | 78331
2006 | US | NPCC | - | - | DCWTEX | Existing Capacity | 75072 | 76673 | 77214 | 76976 | 76087 | 76087 | 76087 | 76087 | 76087 | 76087 | 76087
2006 | US | NPCC | - | - | DCWTI | Projected Total Internal Demand | 46828 | 48861 | 49593 | 50357 | 50973 | 51550 | 52159 | 52585 | 53020 | 53485 | 54078
2006 | US | NPCC | - | - | DCWTL | Transmission-Limited Resources | 0 | 0 | 0 | 0 | 0 | 0 | 0 | 0 | 0 | 0 | 0
2006 | US | NPCC | - | - | DCWTO | Operable Total Internal Capacity | 76796 | 77232 | 79067 | 79182 | 78331 | 78331 | 78331 | 78331 | 78331 | 78331 | 78331
2006 | US | NPCC | - | - | DCWTP | Total Potential Resources | 77877 | 77440 | 79275 | 79310 | 78459 | 78459 | 78459 | 78402 | 78402 | 78180 | 78155
2006 | US | NPCC | - | - | DCWTPN | Planned – NOT under construction & positive rerating | 0 | 125 | 1684 | 2244 | 2244 | 2244 | 2244 | 2244 | 2244 | 2244 | 2244
2006 | US | NPCC | - | - | DCWTPU | Planned Additions of New Capacity and Planned Uprates to Existing Capacity | 1892 | 755 | 408 | 851 | 0 | 0 | 0 | 0 | 0 | 0 | 0
2006 | US | NPCC | - | - | DCWTRE | Planned Retirements and Planned Deratings | 168 | 321 | 239 | 889 | 0 | 0 | 0 | 0 | 0 | 0 | 0
2006 | US | NPCC | - | - | DCWUC | Uncommitted Resources (Operable) | 1800 | 1866 | 1971 | 1564 | 713 | 713 | 713 | 713 | 713 | 713 | 713
2006 | US | NPCC | New England | New England | CWTF | Total | 33217 | 33444 | 33853 | 34704 | 34704 | 34704 | 34704 | 34704 | 34704 | 34704 | 34704
2006 | US | NPCC | New England | New England | DCWAI | Owned Capacity/Entitlement Located Externally | 0 | 0 | 0 | 0 | 0 | 0 | 0 | 0 | 0 | 0 | 0
2006 | US | NPCC | New England | New England | DCWAO | Capacity Owned by/Entitlement Held by External Entity | 0 | 0 | 0 | 0 | 0 | 0 | 0 | 0 | 0 | 0 | 0
2006 | US | NPCC | New England | New England | DCWCD | Conditional derates | 0 | 0 | 0 | 0 | 0 | 0 | 0 | 0 | 0 | 0 | 0
2006 | US | NPCC | New England | New England | DCWDGG | Distributed Generator Capacity >= 1 MW | 0 | 0 | 0 | 0 | 0 | 0 | 0 | 0 | 0 | 0 | 0
2006 | US | NPCC | New England | New England | DCWDGL | Distributed Generator Capacity < 1 MW | 0 | 0 | 0 | 0 | 0 | 0 | 0 | 0 | 0 | 0 | 0
2006 | US | NPCC | New England | New England | DCWDIC | Deliverable Internal Capacity | 33217 | 33444 | 33853 | 34704 | 34704 | 34704 | 34704 | 34704 | 34704 | 34704 | 34704
2006 | US | NPCC | New England | New England | DCWDRT | Summation of Derates | 0 | 0 | 0 | 0 | 0 | 0 | 0 | 0 | 0 | 0 | 0
2006 | US | NPCC | New England | New England | DCWDTO | Derated Operable Total Internal Capacity | 35017 | 35310 | 35824 | 36268 | 35417 | 35417 | 35417 | 35417 | 35417 | 35417 | 35417
2006 | US | NPCC | New England | New England | DCWEO | Energy-Only Resources (Operable) | 0 | 0 | 0 | 0 | 0 | 0 | 0 | 0 | 0 | 0 | 0
2006 | US | NPCC | New England | New England | DCWEU | Summation of Energy Only/Uncommitted | 1800 | 1866 | 1971 | 1564 | 713 | 713 | 713 | 713 | 713 | 713 | 713
2006 | US | NPCC | New England | New England | DCWFP | Full-Responsibility Purchases (portion of total purchases) | 457 | 401 | 401 | 401 | 401 | 391 | 391 | 334 | 334 | 112 | 87
2006 | US | NPCC | New England | New England | DCWFS | Full-Responsibility Sales (portion of total sales) | 668 | 0 | 0 | 0 | 0 | 0 | 0 | 0 | 0 | 0 | 0
2006 | US | NPCC | New England | New England | DCWIC | Inoperable capacity | 0 | 0 | 0 | 0 | 0 | 0 | 0 | 0 | 0 | 0 | 0
2006 | US | NPCC | New England | New England | DCWIN | Internal Demand | 21768 | 22550 | 22810 | 23160 | 23520 | 23935 | 24400 | 24725 | 25030 | 25345 | 25640
2006 | US | NPCC | New England | New England | DCWIT | Interruptible Demand | 500 | 231 | 231 | 231 | 231 | 231 | 231 | 231 | 231 | 231 | 231
2006 | US | NPCC | New England | New England | DCWLM | Direct Control Load Management | 0 | 0 | 0 | 0 | 0 | 0 | 0 | 0 | 0 | 0 | 0
2006 | US | NPCC | New England | New England | DCWNC | Net Capacity Resources | 33006 | 33845 | 34254 | 35105 | 35105 | 35095 | 35095 | 35038 | 35038 | 34816 | 34791
2006 | US | NPCC | New England | New England | DCWNI | Projected Net Internal Demand | 21268 | 22320 | 22580 | 22930 | 23290 | 23705 | 24170 | 24495 | 24800 | 25115 | 25410
2006 | US | NPCC | New England | New England | DCWOIC | Derated Operable Internal Capacity | 33217 | 33444 | 33853 | 34704 | 34704 | 34704 | 34704 | 34704 | 34704 | 34704 | 34704
2006 | US | NPCC | New England | New England | DCWOTL | Other Capacity < 1 MW | 0 | 0 | 0 | 0 | 0 | 0 | 0 | 0 | 0 | 0 | 0
2006 | US | NPCC | New England | New England | DCWPU | Purchases | 457 | 401 | 401 | 401 | 401 | 391 | 391 | 334 | 334 | 112 | 87
2006 | US | NPCC | New England | New England | DCWPUA | Summation of Purchases and Adjustments | 457 | 401 | 401 | 401 | 401 | 391 | 391 | 334 | 334 | 112 | 87
2006 | US | NPCC | New England | New England | DCWSA | Sales | 668 | 0 | 0 | 0 | 0 | 0 | 0 | 0 | 0 | 0 | 0
2006 | US | NPCC | New England | New England | DCWSAA | Summation of Sales and Adjustments | 668 | 0 | 0 | 0 | 0 | 0 | 0 | 0 | 0 | 0 | 0
2006 | US | NPCC | New England | New England | DCWSM | Planned Outage or Scheduled Maintenance | 400 | 0 | 0 | 0 | 0 | 0 | 0 | 0 | 0 | 0 | 0
2006 | US | NPCC | New England | New England | DCWST | Standby Demand | 0 | 0 | 0 | 0 | 0 | 0 | 0 | 0 | 0 | 0 | 0
2006 | US | NPCC | New England | New England | DCWT | Total Internal Capacity | 35417 | 35310 | 35824 | 36268 | 35417 | 35417 | 35417 | 35417 | 35417 | 35417 | 35417
2006 | US | NPCC | New England | New England | DCWTEX | Existing Capacity | 35417 | 35417 | 35417 | 35417 | 35417 | 35417 | 35417 | 35417 | 35417 | 35417 | 35417
2006 | US | NPCC | New England | New England | DCWTI | Projected Total Internal Demand | 21768 | 22550 | 22810 | 23160 | 23520 | 23935 | 24400 | 24725 | 25030 | 25345 | 25640
2006 | US | NPCC | New England | New England | DCWTL | Transmission-Limited Resources | 0 | 0 | 0 | 0 | 0 | 0 | 0 | 0 | 0 | 0 | 0
2006 | US | NPCC | New England | New England | DCWTO | Operable Total Internal Capacity | 35417 | 35310 | 35824 | 36268 | 35417 | 35417 | 35417 | 35417 | 35417 | 35417 | 35417
2006 | US | NPCC | New England | New England | DCWTP | Total Potential Resources | 34807 | 35711 | 36225 | 36669 | 35818 | 35808 | 35808 | 35751 | 35751 | 35529 | 35504
2006 | US | NPCC | New England | New England | DCWTPN | Planned – NOT under construction & positive rerating | 0 | 0 | 0 | 0 | 0 | 0 | 0 | 0 | 0 | 0 | 0
2006 | US | NPCC | New England | New England | DCWTPU | Planned Additions of New Capacity and Planned Uprates to Existing Capacity | 0 | 60 | 408 | 851 | 0 | 0 | 0 | 0 | 0 | 0 | 0
2006 | US | NPCC | New England | New England | DCWTRE | Planned Retirements and Planned Deratings | 0 | 167 | 1 | 0 | 0 | 0 | 0 | 0 | 0 | 0 | 0
2006 | US | NPCC | New England | New England | DCWUC | Uncommitted Resources (Operable) | 1800 | 1866 | 1971 | 1564 | 713 | 713 | 713 | 713 | 713 | 713 | 713
2006 | US | NPCC | New York | New York | CWTF | Total | 39674 | 41924 | 43245 | 42916 | 42916 | 42916 | 42916 | 42916 | 42916 | 42916 | 42916
2006 | US | NPCC | New York | New York | DCWAI | Owned Capacity/Entitlement Located Externally | 0 | 0 | 0 | 0 | 0 | 0 | 0 | 0 | 0 | 0 | 0
2006 | US | NPCC | New York | New York | DCWAO | Capacity Owned by/Entitlement Held by External Entity | 0 | 0 | 0 | 0 | 0 | 0 | 0 | 0 | 0 | 0 | 0
2006 | US | NPCC | New York | New York | DCWCD | Conditional derates | 0 | 0 | 0 | 0 | 0 | 0 | 0 | 0 | 0 | 0 | 0
2006 | US | NPCC | New York | New York | DCWDGG | Distributed Generator Capacity >= 1 MW | 0 | 0 | 0 | 0 | 0 | 0 | 0 | 0 | 0 | 0 | 0
2006 | US | NPCC | New York | New York | DCWDGL | Distributed Generator Capacity < 1 MW | 0 | 0 | 0 | 0 | 0 | 0 | 0 | 0 | 0 | 0 | 0
2006 | US | NPCC | New York | New York | DCWDIC | Deliverable Internal Capacity | 41379 | 41922 | 43243 | 42914 | 42914 | 42914 | 42914 | 42914 | 42914 | 42914 | 42914
2006 | US | NPCC | New York | New York | DCWDRT | Summation of Derates | 0 | 0 | 0 | 0 | 0 | 0 | 0 | 0 | 0 | 0 | 0
2006 | US | NPCC | New York | New York | DCWDTO | Derated Operable Total Internal Capacity | 41379 | 41922 | 43243 | 42914 | 42914 | 42914 | 42914 | 42914 | 42914 | 42914 | 42914
2006 | US | NPCC | New York | New York | DCWEO | Energy-Only Resources (Operable) | 0 | 0 | 0 | 0 | 0 | 0 | 0 | 0 | 0 | 0 | 0
2006 | US | NPCC | New York | New York | DCWEU | Summation of Energy Only/Uncommitted | 0 | 0 | 0 | 0 | 0 | 0 | 0 | 0 | 0 | 0 | 0
2006 | US | NPCC | New York | New York | DCWFP | Full-Responsibility Purchases (portion of total purchases) | 0 | 0 | 0 | 0 | 0 | 0 | 0 | 0 | 0 | 0 | 0
2006 | US | NPCC | New York | New York | DCWFS | Full-Responsibility Sales (portion of total sales) | 0 | 0 | 0 | 0 | 0 | 0 | 0 | 0 | 0 | 0 | 0
2006 | US | NPCC | New York | New York | DCWIC | Inoperable capacity | 0 | 0 | 0 | 0 | 0 | 0 | 0 | 0 | 0 | 0 | 0
2006 | US | NPCC | New York | New York | DCWIN | Internal Demand | 25060 | 26311 | 26783 | 27197 | 27453 | 27615 | 27759 | 27860 | 27990 | 28140 | 28438
2006 | US | NPCC | New York | New York | DCWIT | Interruptible Demand | 0 | 0 | 0 | 0 | 0 | 0 | 0 | 0 | 0 | 0 | 0
2006 | US | NPCC | New York | New York | DCWLM | Direct Control Load Management | 0 | 0 | 0 | 0 | 0 | 0 | 0 | 0 | 0 | 0 | 0
2006 | US | NPCC | New York | New York | DCWNC | Net Capacity Resources | 43070 | 41729 | 43050 | 42641 | 42641 | 42651 | 42651 | 42651 | 42651 | 42651 | 42651
2006 | US | NPCC | New York | New York | DCWNI | Projected Net Internal Demand | 25060 | 26311 | 26783 | 27197 | 27453 | 27615 | 27759 | 27860 | 27990 | 28140 | 28438
2006 | US | NPCC | New York | New York | DCWOIC | Derated Operable Internal Capacity | 41379 | 41922 | 43243 | 42914 | 42914 | 42914 | 42914 | 42914 | 42914 | 42914 | 42914
2006 | US | NPCC | New York | New York | DCWOTL | Other Capacity < 1 MW | 0 | 0 | 0 | 0 | 0 | 0 | 0 | 0 | 0 | 0 | 0
2006 | US | NPCC | New York | New York | DCWPU | Purchases | 2391 | 80 | 80 | 0 | 0 | 0 | 0 | 0 | 0 | 0 | 0
2006 | US | NPCC | New York | New York | DCWPUA | Summation of Purchases and Adjustments | 2391 | 80 | 80 | 0 | 0 | 0 | 0 | 0 | 0 | 0 | 0
2006 | US | NPCC | New York | New York | DCWSA | Sales | 700 | 273 | 273 | 273 | 273 | 263 | 263 | 263 | 263 | 263 | 263
2006 | US | NPCC | New York | New York | DCWSAA | Summation of Sales and Adjustments | 700 | 273 | 273 | 273 | 273 | 263 | 263 | 263 | 263 | 263 | 263
2006 | US | NPCC | New York | New York | DCWSM | Planned Outage or Scheduled Maintenance | 0 | 0 | 0 | 0 | 0 | 0 | 0 | 0 | 0 | 0 | 0
2006 | US | NPCC | New York | New York | DCWST | Standby Demand | 0 | 0 | 0 | 0 | 0 | 0 | 0 | 0 | 0 | 0 | 0
2006 | US | NPCC | New York | New York | DCWT | Total Internal Capacity | 41379 | 41922 | 43243 | 42914 | 42914 | 42914 | 42914 | 42914 | 42914 | 42914 | 42914
2006 | US | NPCC | New York | New York | DCWTEX | Existing Capacity | 39655 | 41256 | 41797 | 41559 | 40670 | 40670 | 40670 | 40670 | 40670 | 40670 | 40670
2006 | US | NPCC | New York | New York | DCWTI | Projected Total Internal Demand | 25060 | 26311 | 26783 | 27197 | 27453 | 27615 | 27759 | 27860 | 27990 | 28140 | 28438
2006 | US | NPCC | New York | New York | DCWTL | Transmission-Limited Resources | 0 | 0 | 0 | 0 | 0 | 0 | 0 | 0 | 0 | 0 | 0
2006 | US | NPCC | New York | New York | DCWTO | Operable Total Internal Capacity | 41379 | 41922 | 43243 | 42914 | 42914 | 42914 | 42914 | 42914 | 42914 | 42914 | 42914
2006 | US | NPCC | New York | New York | DCWTP | Total Potential Resources | 43070 | 41729 | 43050 | 42641 | 42641 | 42651 | 42651 | 42651 | 42651 | 42651 | 42651
2006 | US | NPCC | New York | New York | DCWTPN | Planned – NOT under construction & positive rerating | 0 | 125 | 1684 | 2244 | 2244 | 2244 | 2244 | 2244 | 2244 | 2244 | 2244
2006 | US | NPCC | New York | New York | DCWTPU | Planned Additions of New Capacity and Planned Uprates to Existing Capacity | 1892 | 695 | 0 | 0 | 0 | 0 | 0 | 0 | 0 | 0 | 0
2006 | US | NPCC | New York | New York | DCWTRE | Planned Retirements and Planned Deratings | 168 | 154 | 238 | 889 | 0 | 0 | 0 | 0 | 0 | 0 | 0
2006 | US | NPCC | New York | New York | DCWUC | Uncommitted Resources (Operable) | 0 | 0 | 0 | 0 | 0 | 0 | 0 | 0 | 0 | 0 | 0
2006 | US | RF | - | - | CWTF | Total | 230398 | 232690 | 232081 | 232635 | 233272 | 234477 | 234252 | 234074 | 234074 | 234074 | 234074
2006 | US | RF | - | - | DCWAI | Owned Capacity/Entitlement Located Externally | 0 | 1035 | 1035 | 1035 | 1035 | 1035 | 1035 | 1035 | 1035 | 1035 | 1035
2006 | US | RF | - | - | DCWAO | Capacity Owned by/Entitlement Held by External Entity | 0 | 0 | 0 | 0 | 0 | 0 | 0 | 0 | 0 | 0 | 0
2006 | US | RF | - | - | DCWCD | Conditional derates | 0 | 0 | 0 | 0 | 0 | 0 | 0 | 0 | 0 | 0 | 0
2006 | US | RF | - | - | DCWDGG | Distributed Generator Capacity >= 1 MW | 0 | 0 | 0 | 0 | 0 | 0 | 0 | 0 | 0 | 0 | 0
2006 | US | RF | - | - | DCWDGL | Distributed Generator Capacity < 1 MW | 0 | 0 | 0 | 0 | 0 | 0 | 0 | 0 | 0 | 0 | 0
2006 | US | RF | - | - | DCWDIC | Deliverable Internal Capacity | 229000 | 231012 | 230181 | 229345 | 229267 | 229207 | 228982 | 228804 | 228804 | 228804 | 228804
2006 | US | RF | - | - | DCWDRT | Summation of Derates | 74 | 700 | 2801 | 3681 | 3681 | 3681 | 3681 | 3681 | 3681 | 3681 | 3681
2006 | US | RF | - | - | DCWDTO | Derated Operable Total Internal Capacity | 229000 | 238312 | 240046 | 242873 | 245285 | 248290 | 248065 | 247887 | 247887 | 247887 | 247887
2006 | US | RF | - | - | DCWEO | Energy-Only Resources (Operable) | 0 | 4500 | 4500 | 4500 | 4500 | 4500 | 4500 | 4500 | 4500 | 4500 | 4500
2006 | US | RF | - | - | DCWEU | Summation of Energy Only/Uncommitted | 0 | 5300 | 7865 | 11528 | 14018 | 17083 | 17083 | 17083 | 17083 | 17083 | 17083
2006 | US | RF | - | - | DCWFP | Full-Responsibility Purchases (portion of total purchases) | 0 | 0 | 0 | 0 | 0 | 0 | 0 | 0 | 0 | 0 | 0
2006 | US | RF | - | - | DCWFS | Full-Responsibility Sales (portion of total sales) | 0 | 0 | 0 | 0 | 0 | 0 | 0 | 0 | 0 | 0 | 0
2006 | US | RF | - | - | DCWIC | Inoperable capacity | 12692 | 0 | 0 | 0 | 0 | 0 | 0 | 0 | 0 | 0 | 0
2006 | US | RF | - | - | DCWIN | Internal Demand | 151600 | 154800 | 157300 | 159900 | 162200 | 164700 | 167300 | 169600 | 171900 | 173900 | 176200
2006 | US | RF | - | - | DCWIT | Interruptible Demand | 0 | 2000 | 2000 | 2000 | 1900 | 1900 | 1900 | 1900 | 1900 | 1900 | 1900
2006 | US | RF | - | - | DCWLM | Direct Control Load Management | 0 | 200 | 200 | 200 | 200 | 200 | 200 | 200 | 200 | 200 | 200
2006 | US | RF | - | - | DCWNC | Net Capacity Resources | 229000 | 232023 | 231216 | 230380 | 230302 | 230242 | 230017 | 229839 | 229839 | 229839 | 229839
2006 | US | RF | - | - | DCWNI | Projected Net Internal Demand | 151600 | 152600 | 155100 | 157700 | 160100 | 162600 | 165200 | 167500 | 169800 | 171800 | 174100
2006 | US | RF | - | - | DCWOIC | Derated Operable Internal Capacity | 229000 | 233012 | 232181 | 231345 | 231267 | 231207 | 230982 | 230804 | 230804 | 230804 | 230804
2006 | US | RF | - | - | DCWOTL | Other Capacity < 1 MW | 0 | 0 | 0 | 0 | 0 | 0 | 0 | 0 | 0 | 0 | 0
2006 | US | RF | - | - | DCWPU | Purchases | 0 | 721 | 0 | 0 | 0 | 0 | 0 | 0 | 0 | 0 | 0
2006 | US | RF | - | - | DCWPUA | Summation of Purchases and Adjustments | 0 | 1756 | 1035 | 1035 | 1035 | 1035 | 1035 | 1035 | 1035 | 1035 | 1035
2006 | US | RF | - | - | DCWSA | Sales | 0 | 745 | 0 | 0 | 0 | 0 | 0 | 0 | 0 | 0 | 0
2006 | US | RF | - | - | DCWSAA | Summation of Sales and Adjustments | 0 | 745 | 0 | 0 | 0 | 0 | 0 | 0 | 0 | 0 | 0
2006 | US | RF | - | - | DCWSM | Planned Outage or Scheduled Maintenance | 0 | 0 | 0 | 0 | 0 | 0 | 0 | 0 | 0 | 0 | 0
2006 | US | RF | - | - | DCWST | Standby Demand | 0 | 0 | 0 | 0 | 0 | 0 | 0 | 0 | 0 | 0 | 0
2006 | US | RF | - | - | DCWT | Total Internal Capacity | 241766 | 239012 | 242847 | 246554 | 248966 | 251971 | 251746 | 251568 | 251568 | 251568 | 251568
2006 | US | RF | - | - | DCWTEX | Existing Capacity | 241766 | 238306 | 238306 | 238306 | 238306 | 238306 | 238306 | 238306 | 238306 | 238306 | 238306
2006 | US | RF | - | - | DCWTI | Projected Total Internal Demand | 151600 | 154800 | 157300 | 159900 | 162200 | 164700 | 167300 | 169600 | 171900 | 173900 | 176200
2006 | US | RF | - | - | DCWTL | Transmission-Limited Resources | 0 | 2000 | 2000 | 2000 | 2000 | 2000 | 2000 | 2000 | 2000 | 2000 | 2000
2006 | US | RF | - | - | DCWTO | Operable Total Internal Capacity | 229074 | 239012 | 242847 | 246554 | 248966 | 251971 | 251746 | 251568 | 251568 | 251568 | 251568
2006 | US | RF | - | - | DCWTP | Total Potential Resources | 229000 | 239323 | 241081 | 243908 | 246320 | 249325 | 249100 | 248922 | 248922 | 248922 | 248922
2006 | US | RF | - | - | DCWTPN | Planned – NOT under construction & positive rerating | 0 | 0 | 4567 | 9110 | 11600 | 14665 | 14665 | 14665 | 14665 | 14665 | 14665
2006 | US | RF | - | - | DCWTPU | Planned Additions of New Capacity and Planned Uprates to Existing Capacity | 0 | 706 | 706 | 706 | 706 | 706 | 706 | 706 | 706 | 706 | 706
2006 | US | RF | - | - | DCWTRE | Planned Retirements and Planned Deratings | 0 | 0 | 732 | 1568 | 1646 | 1706 | 1931 | 2109 | 2109 | 2109 | 2109
2006 | US | RF | - | - | DCWUC | Uncommitted Resources (Operable) | 0 | 800 | 3365 | 7028 | 9518 | 12583 | 12583 | 12583 | 12583 | 12583 | 12583
2006 | US | SERC | - | - | CWTF | Total | 205179 | 207674 | 210700 | 213445 | 218061 | 221398 | 226638 | 229926 | 232891 | 235387 | 238579
2006 | US | SERC | - | - | DCWAI | Owned Capacity/Entitlement Located Externally | 0 | 0 | 0 | 0 | 0 | 0 | 0 | 0 | 0 | 0 | 0
2006 | US | SERC | - | - | DCWAO | Capacity Owned by/Entitlement Held by External Entity | 0 | 0 | 0 | 0 | 0 | 0 | 0 | 0 | 0 | 0 | 0
2006 | US | SERC | - | - | DCWCD | Conditional derates | 0 | 0 | 0 | 0 | 0 | 0 | 0 | 0 | 0 | 0 | 0
2006 | US | SERC | - | - | DCWDGG | Distributed Generator Capacity >= 1 MW | 128 | 145 | 145 | 145 | 145 | 145 | 145 | 145 | 145 | 145 | 145
2006 | US | SERC | - | - | DCWDGL | Distributed Generator Capacity < 1 MW | 0 | 0 | 0 | 0 | 0 | 0 | 0 | 0 | 0 | 0 | 0
2006 | US | SERC | - | - | DCWDIC | Deliverable Internal Capacity | 224971 | 226575 | 228417 | 230977 | 235976 | 239415 | 244944 | 248384 | 252152 | 256302 | 259809
2006 | US | SERC | - | - | DCWDRT | Summation of Derates | 0 | 0 | 0 | 0 | 0 | 0 | 0 | 0 | 0 | 0 | 0
2006 | US | SERC | - | - | DCWDTO | Derated Operable Total Internal Capacity | 257656 | 260075 | 263417 | 270478 | 277468 | 282882 | 289161 | 292601 | 296369 | 300519 | 306346
2006 | US | SERC | - | - | DCWEO | Energy-Only Resources (Operable) | 0 | 0 | 0 | 0 | 0 | 0 | 0 | 0 | 0 | 0 | 0
2006 | US | SERC | - | - | DCWEU | Summation of Energy Only/Uncommitted | 32685 | 33500 | 35000 | 39501 | 41492 | 43467 | 44217 | 44217 | 44217 | 44217 | 46537
2006 | US | SERC | - | - | DCWFP | Full-Responsibility Purchases (portion of total purchases) | 0 | 0 | 0 | 0 | 0 | 0 | 0 | 0 | 0 | 0 | 0
2006 | US | SERC | - | - | DCWFS | Full-Responsibility Sales (portion of total sales) | 0 | 0 | 0 | 0 | 0 | 0 | 0 | 0 | 0 | 0 | 0
2006 | US | SERC | - | - | DCWIC | Inoperable capacity | 5142 | 5142 | 4077 | 4077 | 4152 | 4227 | 4267 | 4382 | 4422 | 4497 | 5178
2006 | US | SERC | - | - | DCWIN | Internal Demand | 164631 | 167804 | 172161 | 175038 | 177184 | 180900 | 183972 | 186964 | 190385 | 193122 | 194635
2006 | US | SERC | - | - | DCWIT | Interruptible Demand | 4235 | 4212 | 4008 | 4047 | 4074 | 3764 | 3801 | 3827 | 3921 | 3987 | 3992
2006 | US | SERC | - | - | DCWLM | Direct Control Load Management | 349 | 500 | 499 | 499 | 499 | 496 | 495 | 499 | 502 | 507 | 511
2006 | US | SERC | - | - | DCWNC | Net Capacity Resources | 224652 | 226258 | 228036 | 230521 | 235361 | 238933 | 244461 | 247751 | 251519 | 255668 | 259175
2006 | US | SERC | - | - | DCWNI | Projected Net Internal Demand | 160054 | 163098 | 167660 | 170498 | 172617 | 176646 | 179682 | 182644 | 185968 | 188634 | 190138
2006 | US | SERC | - | - | DCWOIC | Derated Operable Internal Capacity | 224971 | 226575 | 228417 | 230977 | 235976 | 239415 | 244944 | 248384 | 252152 | 256302 | 259809
2006 | US | SERC | - | - | DCWOTL | Other Capacity < 1 MW | 0 | 0 | 0 | 0 | 0 | 0 | 0 | 0 | 0 | 0 | 0
2006 | US | SERC | - | - | DCWPU | Purchases | 1595 | 1432 | 1378 | 1343 | 1184 | 976 | 976 | 826 | 826 | 826 | 826
2006 | US | SERC | - | - | DCWPUA | Summation of Purchases and Adjustments | 1595 | 1432 | 1378 | 1343 | 1184 | 976 | 976 | 826 | 826 | 826 | 826
2006 | US | SERC | - | - | DCWSA | Sales | 1914 | 1749 | 1759 | 1799 | 1799 | 1458 | 1459 | 1459 | 1459 | 1460 | 1460
2006 | US | SERC | - | - | DCWSAA | Summation of Sales and Adjustments | 1914 | 1749 | 1759 | 1799 | 1799 | 1458 | 1459 | 1459 | 1459 | 1460 | 1460
2006 | US | SERC | - | - | DCWSM | Planned Outage or Scheduled Maintenance | 0 | 0 | 0 | 0 | 0 | 0 | 0 | 0 | 0 | 0 | 0
2006 | US | SERC | - | - | DCWST | Standby Demand | 6 | 6 | 6 | 6 | 6 | 6 | 6 | 6 | 6 | 6 | 6
2006 | US | SERC | - | - | DCWT | Total Internal Capacity | 262798 | 265217 | 267494 | 274555 | 281620 | 287109 | 293428 | 296983 | 300791 | 305016 | 311524
2006 | US | SERC | - | - | DCWTEX | Existing Capacity | 242495 | 242495 | 242495 | 242495 | 242495 | 242495 | 242495 | 242495 | 242495 | 242495 | 242495
2006 | US | SERC | - | - | DCWTI | Projected Total Internal Demand | 164638 | 167811 | 172167 | 175045 | 177190 | 180906 | 183978 | 186970 | 190391 | 193128 | 194641
2006 | US | SERC | - | - | DCWTL | Transmission-Limited Resources | 0 | 0 | 0 | 0 | 0 | 0 | 0 | 0 | 0 | 0 | 0
2006 | US | SERC | - | - | DCWTO | Operable Total Internal Capacity | 257656 | 260075 | 263417 | 270478 | 277468 | 282882 | 289161 | 292601 | 296369 | 300519 | 306346
2006 | US | SERC | - | - | DCWTP | Total Potential Resources | 257337 | 259758 | 263036 | 270022 | 276853 | 282400 | 288678 | 291968 | 295736 | 299885 | 305712
2006 | US | SERC | - | - | DCWTPN | Planned – NOT under construction & positive rerating | 0 | 538 | 1666 | 2476 | 9994 | 15878 | 21940 | 25501 | 28802 | 31412 | 37772
2006 | US | SERC | - | - | DCWTPU | Planned Additions of New Capacity and Planned Uprates to Existing Capacity | 0 | 3336 | 6734 | 13184 | 13603 | 13615 | 13674 | 13681 | 13696 | 13696 | 13696
2006 | US | SERC | - | - | DCWTRE | Planned Retirements and Planned Deratings | 0 | 0 | 0 | 14 | 30 | 539 | 629 | 794 | 1105 | 1144 | 1311
2006 | US | SERC | - | - | DCWUC | Uncommitted Resources (Operable) | 32685 | 33500 | 35000 | 39501 | 41492 | 43467 | 44217 | 44217 | 44217 | 44217 | 46537
2006 | US | SERC | Central | - | CWTF | Total | 35511 | 36129 | 37162 | 37738 | 38269 | 38781 | 39058 | 39343 | 40108 | 40590 | 41593
2006 | US | SERC | Central | - | DCWAI | Owned Capacity/Entitlement Located Externally | 0 | 0 | 0 | 0 | 0 | 0 | 0 | 0 | 0 | 0 | 0
2006 | US | SERC | Central | - | DCWAO | Capacity Owned by/Entitlement Held by External Entity | 0 | 0 | 0 | 0 | 0 | 0 | 0 | 0 | 0 | 0 | 0
2006 | US | SERC | Central | - | DCWCD | Conditional derates | 0 | 0 | 0 | 0 | 0 | 0 | 0 | 0 | 0 | 0 | 0
2006 | US | SERC | Central | - | DCWDGG | Distributed Generator Capacity >= 1 MW | 0 | 0 | 0 | 0 | 0 | 0 | 0 | 0 | 0 | 0 | 0
2006 | US | SERC | Central | - | DCWDGL | Distributed Generator Capacity < 1 MW | 0 | 0 | 0 | 0 | 0 | 0 | 0 | 0 | 0 | 0 | 0
2006 | US | SERC | Central | - | DCWDIC | Deliverable Internal Capacity | 37152 | 37770 | 39058 | 38866 | 39397 | 39909 | 40306 | 40674 | 41439 | 41921 | 42924
2006 | US | SERC | Central | - | DCWDRT | Summation of Derates | 0 | 0 | 0 | 0 | 0 | 0 | 0 | 0 | 0 | 0 | 0
2006 | US | SERC | Central | - | DCWDTO | Derated Operable Total Internal Capacity | 40468 | 41901 | 43189 | 42997 | 43528 | 44040 | 44437 | 44805 | 45570 | 46052 | 47055
2006 | US | SERC | Central | - | DCWEO | Energy-Only Resources (Operable) | 0 | 0 | 0 | 0 | 0 | 0 | 0 | 0 | 0 | 0 | 0
2006 | US | SERC | Central | - | DCWEU | Summation of Energy Only/Uncommitted | 3316 | 4131 | 4131 | 4131 | 4131 | 4131 | 4131 | 4131 | 4131 | 4131 | 4131
2006 | US | SERC | Central | - | DCWFP | Full-Responsibility Purchases (portion of total purchases) | 0 | 0 | 0 | 0 | 0 | 0 | 0 | 0 | 0 | 0 | 0
2006 | US | SERC | Central | - | DCWFS | Full-Responsibility Sales (portion of total sales) | 0 | 0 | 0 | 0 | 0 | 0 | 0 | 0 | 0 | 0 | 0
2006 | US | SERC | Central | - | DCWIC | Inoperable capacity | 3611 | 3611 | 2546 | 2546 | 2546 | 2546 | 2546 | 2546 | 2546 | 2546 | 2546
2006 | US | SERC | Central | - | DCWIN | Internal Demand | 34595 | 35188 | 35985 | 36650 | 37220 | 37082 | 37409 | 37788 | 38548 | 39277 | 40095
2006 | US | SERC | Central | - | DCWIT | Interruptible Demand | 2516 | 2520 | 2338 | 2359 | 2392 | 2085 | 2132 | 2177 | 2248 | 2310 | 2323
2006 | US | SERC | Central | - | DCWLM | Direct Control Load Management | 0 | 0 | 0 | 0 | 0 | 0 | 0 | 0 | 0 | 0 | 0
2006 | US | SERC | Central | - | DCWNC | Net Capacity Resources | 37152 | 37770 | 39058 | 38866 | 39397 | 39909 | 40306 | 40674 | 41439 | 41921 | 42924
2006 | US | SERC | Central | - | DCWNI | Projected Net Internal Demand | 32079 | 32668 | 33647 | 34291 | 34828 | 34997 | 35277 | 35611 | 36300 | 36967 | 37772
2006 | US | SERC | Central | - | DCWOIC | Derated Operable Internal Capacity | 37152 | 37770 | 39058 | 38866 | 39397 | 39909 | 40306 | 40674 | 41439 | 41921 | 42924
2006 | US | SERC | Central | - | DCWOTL | Other Capacity < 1 MW | 0 | 0 | 0 | 0 | 0 | 0 | 0 | 0 | 0 | 0 | 0
2006 | US | SERC | Central | - | DCWPU | Purchases | 0 | 0 | 0 | 0 | 0 | 0 | 0 | 0 | 0 | 0 | 0
2006 | US | SERC | Central | - | DCWPUA | Summation of Purchases and Adjustments | 0 | 0 | 0 | 0 | 0 | 0 | 0 | 0 | 0 | 0 | 0
2006 | US | SERC | Central | - | DCWSA | Sales | 0 | 0 | 0 | 0 | 0 | 0 | 0 | 0 | 0 | 0 | 0
2006 | US | SERC | Central | - | DCWSAA | Summation of Sales and Adjustments | 0 | 0 | 0 | 0 | 0 | 0 | 0 | 0 | 0 | 0 | 0
2006 | US | SERC | Central | - | DCWSM | Planned Outage or Scheduled Maintenance | 0 | 0 | 0 | 0 | 0 | 0 | 0 | 0 | 0 | 0 | 0
2006 | US | SERC | Central | - | DCWST | Standby Demand | 0 | 0 | 0 | 0 | 0 | 0 | 0 | 0 | 0 | 0 | 0
2006 | US | SERC | Central | - | DCWT | Total Internal Capacity | 44079 | 45512 | 45735 | 45543 | 46074 | 46586 | 46983 | 47351 | 48116 | 48598 | 49601
2006 | US | SERC | Central | - | DCWTEX | Existing Capacity | 41149 | 41149 | 41149 | 41149 | 41149 | 41149 | 41149 | 41149 | 41149 | 41149 | 41149
2006 | US | SERC | Central | - | DCWTI | Projected Total Internal Demand | 34595 | 35188 | 35985 | 36650 | 37220 | 37082 | 37409 | 37788 | 38548 | 39277 | 40095
2006 | US | SERC | Central | - | DCWTL | Transmission-Limited Resources | 0 | 0 | 0 | 0 | 0 | 0 | 0 | 0 | 0 | 0 | 0
2006 | US | SERC | Central | - | DCWTO | Operable Total Internal Capacity | 40468 | 41901 | 43189 | 42997 | 43528 | 44040 | 44437 | 44805 | 45570 | 46052 | 47055
2006 | US | SERC | Central | - | DCWTP | Total Potential Resources | 40468 | 41901 | 43189 | 42997 | 43528 | 44040 | 44437 | 44805 | 45570 | 46052 | 47055
2006 | US | SERC | Central | - | DCWTPN | Planned – NOT under construction & positive rerating | 0 | 503 | 1253 | 1488 | 2016 | 2516 | 2766 | 3044 | 3794 | 4294 | 5322
2006 | US | SERC | Central | - | DCWTPU | Planned Additions of New Capacity and Planned Uprates to Existing Capacity | 0 | 930 | 1213 | 1554 | 1557 | 1569 | 1596 | 1603 | 1618 | 1618 | 1618
2006 | US | SERC | Central | - | DCWTRE | Planned Retirements and Planned Deratings | 0 | 0 | 0 | 0 | 0 | 0 | 0 | 0 | 0 | 18 | 43
2006 | US | SERC | Central | - | DCWUC | Uncommitted Resources (Operable) | 3316 | 4131 | 4131 | 4131 | 4131 | 4131 | 4131 | 4131 | 4131 | 4131 | 4131
2006 | US | SERC | Delta | - | CWTF | Total | 31678 | 31678 | 32238 | 32238 | 32943 | 32943 | 33568 | 33568 | 33568 | 33568 | 33568
2006 | US | SERC | Delta | - | DCWAI | Owned Capacity/Entitlement Located Externally | 0 | 0 | 0 | 0 | 0 | 0 | 0 | 0 | 0 | 0 | 0
2006 | US | SERC | Delta | - | DCWAO | Capacity Owned by/Entitlement Held by External Entity | 0 | 0 | 0 | 0 | 0 | 0 | 0 | 0 | 0 | 0 | 0
2006 | US | SERC | Delta | - | DCWCD | Conditional derates | 0 | 0 | 0 | 0 | 0 | 0 | 0 | 0 | 0 | 0 | 0
2006 | US | SERC | Delta | - | DCWDGG | Distributed Generator Capacity >= 1 MW | 90 | 90 | 90 | 90 | 90 | 90 | 90 | 90 | 90 | 90 | 90
2006 | US | SERC | Delta | - | DCWDGL | Distributed Generator Capacity < 1 MW | 0 | 0 | 0 | 0 | 0 | 0 | 0 | 0 | 0 | 0 | 0
2006 | US | SERC | Delta | - | DCWDIC | Deliverable Internal Capacity | 36530 | 36103 | 35339 | 35347 | 36600 | 36573 | 37205 | 37211 | 37219 | 37225 | 37233
2006 | US | SERC | Delta | - | DCWDRT | Summation of Derates | 0 | 0 | 0 | 0 | 0 | 0 | 0 | 0 | 0 | 0 | 0
2006 | US | SERC | Delta | - | DCWDTO | Derated Operable Total Internal Capacity | 53132 | 52705 | 51941 | 51949 | 53902 | 54675 | 55307 | 55313 | 55321 | 55327 | 55335
2006 | US | SERC | Delta | - | DCWEO | Energy-Only Resources (Operable) | 0 | 0 | 0 | 0 | 0 | 0 | 0 | 0 | 0 | 0 | 0
2006 | US | SERC | Delta | - | DCWEU | Summation of Energy Only/Uncommitted | 16602 | 16602 | 16602 | 16602 | 17302 | 18102 | 18102 | 18102 | 18102 | 18102 | 18102
2006 | US | SERC | Delta | - | DCWFP | Full-Responsibility Purchases (portion of total purchases) | 0 | 0 | 0 | 0 | 0 | 0 | 0 | 0 | 0 | 0 | 0
2006 | US | SERC | Delta | - | DCWFS | Full-Responsibility Sales (portion of total sales) | 0 | 0 | 0 | 0 | 0 | 0 | 0 | 0 | 0 | 0 | 0
2006 | US | SERC | Delta | - | DCWIC | Inoperable capacity | 509 | 509 | 509 | 509 | 509 | 509 | 509 | 509 | 509 | 509 | 509
2006 | US | SERC | Delta | - | DCWIN | Internal Demand | 22342 | 22822 | 23197 | 23056 | 22660 | 24398 | 24847 | 25288 | 25726 | 25374 | 23797
2006 | US | SERC | Delta | - | DCWIT | Interruptible Demand | 450 | 448 | 431 | 454 | 454 | 455 | 450 | 438 | 459 | 460 | 451
2006 | US | SERC | Delta | - | DCWLM | Direct Control Load Management | 0 | 0 | 0 | 0 | 0 | 0 | 0 | 0 | 0 | 0 | 0
2006 | US | SERC | Delta | - | DCWNC | Net Capacity Resources | 37007 | 36427 | 35654 | 35622 | 36950 | 37090 | 37722 | 37728 | 37736 | 37742 | 37750
2006 | US | SERC | Delta | - | DCWNI | Projected Net Internal Demand | 21898 | 22380 | 22772 | 22608 | 22212 | 23949 | 24403 | 24856 | 25273 | 24920 | 23352
2006 | US | SERC | Delta | - | DCWOIC | Derated Operable Internal Capacity | 36530 | 36103 | 35339 | 35347 | 36600 | 36573 | 37205 | 37211 | 37219 | 37225 | 37233
2006 | US | SERC | Delta | - | DCWOTL | Other Capacity < 1 MW | 0 | 0 | 0 | 0 | 0 | 0 | 0 | 0 | 0 | 0 | 0
2006 | US | SERC | Delta | - | DCWPU | Purchases | 572 | 572 | 572 | 572 | 572 | 569 | 569 | 569 | 569 | 569 | 569
2006 | US | SERC | Delta | - | DCWPUA | Summation of Purchases and Adjustments | 572 | 572 | 572 | 572 | 572 | 569 | 569 | 569 | 569 | 569 | 569
2006 | US | SERC | Delta | - | DCWSA | Sales | 95 | 248 | 257 | 297 | 222 | 52 | 52 | 52 | 52 | 52 | 52
2006 | US | SERC | Delta | - | DCWSAA | Summation of Sales and Adjustments | 95 | 248 | 257 | 297 | 222 | 52 | 52 | 52 | 52 | 52 | 52
2006 | US | SERC | Delta | - | DCWSM | Planned Outage or Scheduled Maintenance | 0 | 0 | 0 | 0 | 0 | 0 | 0 | 0 | 0 | 0 | 0
2006 | US | SERC | Delta | - | DCWST | Standby Demand | 6 | 6 | 6 | 6 | 6 | 6 | 6 | 6 | 6 | 6 | 6
2006 | US | SERC | Delta | - | DCWT | Total Internal Capacity | 53641 | 53214 | 52450 | 52458 | 54411 | 55184 | 55816 | 55822 | 55830 | 55836 | 55844
2006 | US | SERC | Delta | - | DCWTEX | Existing Capacity | 49630 | 49630 | 49630 | 49630 | 49630 | 49630 | 49630 | 49630 | 49630 | 49630 | 49630
2006 | US | SERC | Delta | - | DCWTI | Projected Total Internal Demand | 22348 | 22828 | 23203 | 23062 | 22666 | 24404 | 24853 | 25294 | 25732 | 25380 | 23803
2006 | US | SERC | Delta | - | DCWTL | Transmission-Limited Resources | 0 | 0 | 0 | 0 | 0 | 0 | 0 | 0 | 0 | 0 | 0
2006 | US | SERC | Delta | - | DCWTO | Operable Total Internal Capacity | 53132 | 52705 | 51941 | 51949 | 53902 | 54675 | 55307 | 55313 | 55321 | 55327 | 55335
2006 | US | SERC | Delta | - | DCWTP | Total Potential Resources | 53609 | 53029 | 52256 | 52224 | 54252 | 55192 | 55824 | 55830 | 55838 | 55844 | 55852
2006 | US | SERC | Delta | - | DCWTPN | Planned – NOT under construction & positive rerating | 0 | 0 | 0 | 0 | 2644 | 3444 | 4069 | 4069 | 4069 | 4069 | 4069
2006 | US | SERC | Delta | - | DCWTPU | Planned Additions of New Capacity and Planned Uprates to Existing Capacity | 0 | 565 | 1125 | 1125 | 1125 | 1125 | 1125 | 1125 | 1125 | 1125 | 1125
2006 | US | SERC | Delta | - | DCWTRE | Planned Retirements and Planned Deratings | 0 | 0 | 0 | 0 | 0 | 0 | 0 | 0 | 0 | 0 | 0
2006 | US | SERC | Delta | - | DCWUC | Uncommitted Resources (Operable) | 16602 | 16602 | 16602 | 16602 | 17302 | 18102 | 18102 | 18102 | 18102 | 18102 | 18102
2006 | US | SERC | Gateway | - | CWTF | Total | 21360 | 22782 | 22862 | 24392 | 24392 | 24392 | 24399 | 24399 | 24399 | 24399 | 24399
2006 | US | SERC | Gateway | - | DCWAI | Owned Capacity/Entitlement Located Externally | 0 | 0 | 0 | 0 | 0 | 0 | 0 | 0 | 0 | 0 | 0
2006 | US | SERC | Gateway | - | DCWAO | Capacity Owned by/Entitlement Held by External Entity | 0 | 0 | 0 | 0 | 0 | 0 | 0 | 0 | 0 | 0 | 0
2006 | US | SERC | Gateway | - | DCWCD | Conditional derates | 0 | 0 | 0 | 0 | 0 | 0 | 0 | 0 | 0 | 0 | 0
2006 | US | SERC | Gateway | - | DCWDGG | Distributed Generator Capacity >= 1 MW | 0 | 0 | 0 | 0 | 0 | 0 | 0 | 0 | 0 | 0 | 0
2006 | US | SERC | Gateway | - | DCWDGL | Distributed Generator Capacity < 1 MW | 0 | 0 | 0 | 0 | 0 | 0 | 0 | 0 | 0 | 0 | 0
2006 | US | SERC | Gateway | - | DCWDIC | Deliverable Internal Capacity | 25252 | 25680 | 26001 | 27881 | 27905 | 28247 | 28418 | 28602 | 28760 | 28944 | 29129
2006 | US | SERC | Gateway | - | DCWDRT | Summation of Derates | 0 | 0 | 0 | 0 | 0 | 0 | 0 | 0 | 0 | 0 | 0
2006 | US | SERC | Gateway | - | DCWDTO | Derated Operable Total Internal Capacity | 27828 | 28256 | 28577 | 31872 | 31896 | 32238 | 32409 | 32593 | 32751 | 32935 | 33120
2006 | US | SERC | Gateway | - | DCWEO | Energy-Only Resources (Operable) | 0 | 0 | 0 | 0 | 0 | 0 | 0 | 0 | 0 | 0 | 0
2006 | US | SERC | Gateway | - | DCWEU | Summation of Energy Only/Uncommitted | 2576 | 2576 | 2576 | 3991 | 3991 | 3991 | 3991 | 3991 | 3991 | 3991 | 3991
2006 | US | SERC | Gateway | - | DCWFP | Full-Responsibility Purchases (portion of total purchases) | 0 | 0 | 0 | 0 | 0 | 0 | 0 | 0 | 0 | 0 | 0
2006 | US | SERC | Gateway | - | DCWFS | Full-Responsibility Sales (portion of total sales) | 0 | 0 | 0 | 0 | 0 | 0 | 0 | 0 | 0 | 0 | 0
2006 | US | SERC | Gateway | - | DCWIC | Inoperable capacity | 0 | 0 | 0 | 0 | 0 | 0 | 0 | 0 | 0 | 0 | 0
2006 | US | SERC | Gateway | - | DCWIN | Internal Demand | 14511 | 13348 | 14048 | 14288 | 14476 | 14680 | 14873 | 15065 | 15251 | 15438 | 15625
2006 | US | SERC | Gateway | - | DCWIT | Interruptible Demand | 165 | 165 | 165 | 165 | 165 | 165 | 165 | 165 | 165 | 165 | 165
2006 | US | SERC | Gateway | - | DCWLM | Direct Control Load Management | 87 | 87 | 87 | 87 | 87 | 87 | 87 | 87 | 87 | 87 | 87
2006 | US | SERC | Gateway | - | DCWNC | Net Capacity Resources | 25447 | 26069 | 26390 | 28235 | 28350 | 28532 | 28703 | 28887 | 29045 | 29229 | 29414
2006 | US | SERC | Gateway | - | DCWNI | Projected Net Internal Demand | 14259 | 13096 | 13796 | 14036 | 14224 | 14428 | 14621 | 14813 | 14999 | 15186 | 15373
2006 | US | SERC | Gateway | - | DCWOIC | Derated Operable Internal Capacity | 25252 | 25680 | 26001 | 27881 | 27905 | 28247 | 28418 | 28602 | 28760 | 28944 | 29129
2006 | US | SERC | Gateway | - | DCWOTL | Other Capacity < 1 MW | 0 | 0 | 0 | 0 | 0 | 0 | 0 | 0 | 0 | 0 | 0
2006 | US | SERC | Gateway | - | DCWPU | Purchases | 397 | 389 | 389 | 354 | 445 | 285 | 285 | 285 | 285 | 285 | 285
2006 | US | SERC | Gateway | - | DCWPUA | Summation of Purchases and Adjustments | 397 | 389 | 389 | 354 | 445 | 285 | 285 | 285 | 285 | 285 | 285
2006 | US | SERC | Gateway | - | DCWSA | Sales | 202 | 0 | 0 | 0 | 0 | 0 | 0 | 0 | 0 | 0 | 0
2006 | US | SERC | Gateway | - | DCWSAA | Summation of Sales and Adjustments | 202 | 0 | 0 | 0 | 0 | 0 | 0 | 0 | 0 | 0 | 0
2006 | US | SERC | Gateway | - | DCWSM | Planned Outage or Scheduled Maintenance | 0 | 0 | 0 | 0 | 0 | 0 | 0 | 0 | 0 | 0 | 0
2006 | US | SERC | Gateway | - | DCWST | Standby Demand | 0 | 0 | 0 | 0 | 0 | 0 | 0 | 0 | 0 | 0 | 0
2006 | US | SERC | Gateway | - | DCWT | Total Internal Capacity | 27828 | 28256 | 28577 | 31872 | 31896 | 32238 | 32409 | 32593 | 32751 | 32935 | 33120
2006 | US | SERC | Gateway | - | DCWTEX | Existing Capacity | 23936 | 23936 | 23936 | 23936 | 23936 | 23936 | 23936 | 23936 | 23936 | 23936 | 23936
2006 | US | SERC | Gateway | - | DCWTI | Projected Total Internal Demand | 14511 | 13348 | 14048 | 14288 | 14476 | 14680 | 14873 | 15065 | 15251 | 15438 | 15625
2006 | US | SERC | Gateway | - | DCWTL | Transmission-Limited Resources | 0 | 0 | 0 | 0 | 0 | 0 | 0 | 0 | 0 | 0 | 0
2006 | US | SERC | Gateway | - | DCWTO | Operable Total Internal Capacity | 27828 | 28256 | 28577 | 31872 | 31896 | 32238 | 32409 | 32593 | 32751 | 32935 | 33120
2006 | US | SERC | Gateway | - | DCWTP | Total Potential Resources | 28023 | 28645 | 28966 | 32226 | 32341 | 32523 | 32694 | 32878 | 33036 | 33220 | 33405
2006 | US | SERC | Gateway | - | DCWTPN | Planned – NOT under construction & positive rerating | 0 | 0 | 0 | 0 | 0 | 0 | 0 | 0 | 0 | 0 | 0
2006 | US | SERC | Gateway | - | DCWTPU | Planned Additions of New Capacity and Planned Uprates to Existing Capacity | 0 | 1422 | 1502 | 4447 | 4447 | 4447 | 4454 | 4454 | 4454 | 4454 | 4454
2006 | US | SERC | Gateway | - | DCWTRE | Planned Retirements and Planned Deratings | 0 | 0 | 0 | 0 | 0 | 0 | 0 | 0 | 0 | 0 | 0
2006 | US | SERC | Gateway | - | DCWUC | Uncommitted Resources (Operable) | 2576 | 2576 | 2576 | 3991 | 3991 | 3991 | 3991 | 3991 | 3991 | 3991 | 3991
2006 | US | SERC | Southeastern | - | CWTF | Total | 51298 | 51347 | 51403 | 51609 | 53366 | 55515 | 57068 | 58719 | 59738 | 60589 | 61903
2006 | US | SERC | Southeastern | - | DCWAI | Owned Capacity/Entitlement Located Externally | 0 | 0 | 0 | 0 | 0 | 0 | 0 | 0 | 0 | 0 | 0
2006 | US | SERC | Southeastern | - | DCWAO | Capacity Owned by/Entitlement Held by External Entity | 0 | 0 | 0 | 0 | 0 | 0 | 0 | 0 | 0 | 0 | 0
2006 | US | SERC | Southeastern | - | DCWCD | Conditional derates | 0 | 0 | 0 | 0 | 0 | 0 | 0 | 0 | 0 | 0 | 0
2006 | US | SERC | Southeastern | - | DCWDGG | Distributed Generator Capacity >= 1 MW | 0 | 0 | 0 | 0 | 0 | 0 | 0 | 0 | 0 | 0 | 0
2006 | US | SERC | Southeastern | - | DCWDGL | Distributed Generator Capacity < 1 MW | 0 | 0 | 0 | 0 | 0 | 0 | 0 | 0 | 0 | 0 | 0
2006 | US | SERC | Southeastern | - | DCWDIC | Deliverable Internal Capacity | 55063 | 55193 | 55718 | 56079 | 57749 | 60199 | 61541 | 62989 | 64457 | 66609 | 68412
2006 | US | SERC | Southeastern | - | DCWDRT | Summation of Derates | 0 | 0 | 0 | 0 | 0 | 0 | 0 | 0 | 0 | 0 | 0
2006 | US | SERC | Southeastern | - | DCWDTO | Derated Operable Total Internal Capacity | 60602 | 60732 | 62665 | 63026 | 65896 | 68896 | 70238 | 71686 | 73154 | 75306 | 77109
2006 | US | SERC | Southeastern | - | DCWEO | Energy-Only Resources (Operable) | 0 | 0 | 0 | 0 | 0 | 0 | 0 | 0 | 0 | 0 | 0
2006 | US | SERC | Southeastern | - | DCWEU | Summation of Energy Only/Uncommitted | 5539 | 5539 | 6947 | 6947 | 8147 | 8697 | 8697 | 8697 | 8697 | 8697 | 8697
2006 | US | SERC | Southeastern | - | DCWFP | Full-Responsibility Purchases (portion of total purchases) | 0 | 0 | 0 | 0 | 0 | 0 | 0 | 0 | 0 | 0 | 0
2006 | US | SERC | Southeastern | - | DCWFS | Full-Responsibility Sales (portion of total sales) | 0 | 0 | 0 | 0 | 0 | 0 | 0 | 0 | 0 | 0 | 0
2006 | US | SERC | Southeastern | - | DCWIC | Inoperable capacity | 895 | 895 | 895 | 895 | 970 | 1045 | 1085 | 1200 | 1240 | 1315 | 1996
2006 | US | SERC | Southeastern | - | DCWIN | Internal Demand | 39537 | 40595 | 41766 | 42803 | 43708 | 44716 | 45839 | 46816 | 47822 | 48951 | 50128
2006 | US | SERC | Southeastern | - | DCWIT | Interruptible Demand | 135 | 139 | 140 | 140 | 140 | 140 | 140 | 140 | 140 | 140 | 140
2006 | US | SERC | Southeastern | - | DCWLM | Direct Control Load Management | 0 | 0 | 0 | 0 | 0 | 0 | 0 | 0 | 0 | 0 | 0
2006 | US | SERC | Southeastern | - | DCWNC | Net Capacity Resources | 54023 | 54321 | 54863 | 55216 | 56805 | 59418 | 60752 | 62192 | 63652 | 65798 | 67823
2006 | US | SERC | Southeastern | - | DCWNI | Projected Net Internal Demand | 39402 | 40456 | 41626 | 42663 | 43568 | 44576 | 45699 | 46676 | 47682 | 48811 | 49988
2006 | US | SERC | Southeastern | - | DCWOIC | Derated Operable Internal Capacity | 55063 | 55193 | 55718 | 56079 | 57749 | 60199 | 61541 | 62989 | 64457 | 66609 | 68412
2006 | US | SERC | Southeastern | - | DCWOTL | Other Capacity < 1 MW | 0 | 0 | 0 | 0 | 0 | 0 | 0 | 0 | 0 | 0 | 0
2006 | US | SERC | Southeastern | - | DCWPU | Purchases | 915 | 865 | 865 | 865 | 790 | 790 | 790 | 790 | 790 | 790 | 790
2006 | US | SERC | Southeastern | - | DCWPUA | Summation of Purchases and Adjustments | 915 | 865 | 865 | 865 | 790 | 790 | 790 | 790 | 790 | 790 | 790
2006 | US | SERC | Southeastern | - | DCWSA | Sales | 1955 | 1737 | 1720 | 1728 | 1734 | 1571 | 1579 | 1587 | 1595 | 1601 | 1379
2006 | US | SERC | Southeastern | - | DCWSAA | Summation of Sales and Adjustments | 1955 | 1737 | 1720 | 1728 | 1734 | 1571 | 1579 | 1587 | 1595 | 1601 | 1379
2006 | US | SERC | Southeastern | - | DCWSM | Planned Outage or Scheduled Maintenance | 0 | 0 | 0 | 0 | 0 | 0 | 0 | 0 | 0 | 0 | 0
2006 | US | SERC | Southeastern | - | DCWST | Standby Demand | 0 | 0 | 0 | 0 | 0 | 0 | 0 | 0 | 0 | 0 | 0
2006 | US | SERC | Southeastern | - | DCWT | Total Internal Capacity | 61497 | 61627 | 63560 | 63921 | 66866 | 69941 | 71323 | 72886 | 74394 | 76621 | 79105
2006 | US | SERC | Southeastern | - | DCWTEX | Existing Capacity | 57732 | 57732 | 57732 | 57732 | 57732 | 57732 | 57732 | 57732 | 57732 | 57732 | 57732
2006 | US | SERC | Southeastern | - | DCWTI | Projected Total Internal Demand | 39537 | 40595 | 41766 | 42803 | 43708 | 44716 | 45839 | 46816 | 47822 | 48951 | 50128
2006 | US | SERC | Southeastern | - | DCWTL | Transmission-Limited Resources | 0 | 0 | 0 | 0 | 0 | 0 | 0 | 0 | 0 | 0 | 0
2006 | US | SERC | Southeastern | - | DCWTO | Operable Total Internal Capacity | 60602 | 60732 | 62665 | 63026 | 65896 | 68896 | 70238 | 71686 | 73154 | 75306 | 77109
2006 | US | SERC | Southeastern | - | DCWTP | Total Potential Resources | 59562 | 59860 | 61810 | 62163 | 64952 | 68115 | 69449 | 70889 | 72349 | 74495 | 76520
2006 | US | SERC | Southeastern | - | DCWTPN | Planned – NOT under construction & positive rerating | 0 | 0 | 25 | 245 | 3293 | 6153 | 7836 | 9721 | 11089 | 12036 | 14171
2006 | US | SERC | Southeastern | - | DCWTPU | Planned Additions of New Capacity and Planned Uprates to Existing Capacity | 0 | 49 | 1488 | 1488 | 1488 | 1488 | 1488 | 1488 | 1488 | 1488 | 1488
2006 | US | SERC | Southeastern | - | DCWTRE | Planned Retirements and Planned Deratings | 0 | 0 | 0 | 14 | 30 | 116 | 206 | 325 | 634 | 655 | 795
2006 | US | SERC | Southeastern | - | DCWUC | Uncommitted Resources (Operable) | 5539 | 5539 | 6947 | 6947 | 8147 | 8697 | 8697 | 8697 | 8697 | 8697 | 8697
2006 | US | SERC | VACAR | - | CWTF | Total | 65332 | 65737 | 67034 | 67467 | 69090 | 69766 | 72545 | 73897 | 75078 | 76241 | 77116
2006 | US | SERC | VACAR | - | DCWAI | Owned Capacity/Entitlement Located Externally | 0 | 0 | 0 | 0 | 0 | 0 | 0 | 0 | 0 | 0 | 0
2006 | US | SERC | VACAR | - | DCWAO | Capacity Owned by/Entitlement Held by External Entity | 0 | 0 | 0 | 0 | 0 | 0 | 0 | 0 | 0 | 0 | 0
2006 | US | SERC | VACAR | - | DCWCD | Conditional derates | 0 | 0 | 0 | 0 | 0 | 0 | 0 | 0 | 0 | 0 | 0
2006 | US | SERC | VACAR | - | DCWDGG | Distributed Generator Capacity >= 1 MW | 38 | 55 | 55 | 55 | 55 | 55 | 55 | 55 | 55 | 55 | 55
2006 | US | SERC | VACAR | - | DCWDGL | Distributed Generator Capacity < 1 MW | 0 | 0 | 0 | 0 | 0 | 0 | 0 | 0 | 0 | 0 | 0
2006 | US | SERC | VACAR | - | DCWDIC | Deliverable Internal Capacity | 70050 | 70889 | 71861 | 72364 | 73885 | 74207 | 77195 | 78629 | 79998 | 81324 | 81832
2006 | US | SERC | VACAR | - | DCWDRT | Summation of Derates | 0 | 0 | 0 | 0 | 0 | 0 | 0 | 0 | 0 | 0 | 0
2006 | US | SERC | VACAR | - | DCWDTO | Derated Operable Total Internal Capacity | 74702 | 75541 | 76605 | 80194 | 81806 | 82753 | 86491 | 87925 | 89294 | 90620 | 93448
2006 | US | SERC | VACAR | - | DCWEO | Energy-Only Resources (Operable) | 0 | 0 | 0 | 0 | 0 | 0 | 0 | 0 | 0 | 0 | 0
2006 | US | SERC | VACAR | - | DCWEU | Summation of Energy Only/Uncommitted | 4652 | 4652 | 4744 | 7830 | 7921 | 8546 | 9296 | 9296 | 9296 | 9296 | 11616
2006 | US | SERC | VACAR | - | DCWFP | Full-Responsibility Purchases (portion of total purchases) | 0 | 0 | 0 | 0 | 0 | 0 | 0 | 0 | 0 | 0 | 0
2006 | US | SERC | VACAR | - | DCWFS | Full-Responsibility Sales (portion of total sales) | 0 | 0 | 0 | 0 | 0 | 0 | 0 | 0 | 0 | 0 | 0
2006 | US | SERC | VACAR | - | DCWIC | Inoperable capacity | 127 | 127 | 127 | 127 | 127 | 127 | 127 | 127 | 127 | 127 | 127
2006 | US | SERC | VACAR | - | DCWIN | Internal Demand | 54995 | 55852 | 57166 | 58242 | 59120 | 60024 | 61004 | 62007 | 63038 | 64083 | 64990
2006 | US | SERC | VACAR | - | DCWIT | Interruptible Demand | 969 | 940 | 934 | 929 | 923 | 919 | 914 | 907 | 909 | 912 | 913
2006 | US | SERC | VACAR | - | DCWLM | Direct Control Load Management | 262 | 413 | 412 | 412 | 412 | 409 | 408 | 412 | 415 | 420 | 424
2006 | US | SERC | VACAR | - | DCWNC | Net Capacity Resources | 70596 | 71238 | 72163 | 72674 | 73951 | 74076 | 77071 | 78363 | 79740 | 81071 | 81357
2006 | US | SERC | VACAR | - | DCWNI | Projected Net Internal Demand | 53764 | 54499 | 55820 | 56901 | 57785 | 58696 | 59682 | 60688 | 61714 | 62751 | 63653
2006 | US | SERC | VACAR | - | DCWOIC | Derated Operable Internal Capacity | 70050 | 70889 | 71861 | 72364 | 73885 | 74207 | 77195 | 78629 | 79998 | 81324 | 81832
2006 | US | SERC | VACAR | - | DCWOTL | Other Capacity < 1 MW | 0 | 0 | 0 | 0 | 0 | 0 | 0 | 0 | 0 | 0 | 0
2006 | US | SERC | VACAR | - | DCWPU | Purchases | 1132 | 835 | 789 | 797 | 553 | 356 | 364 | 222 | 230 | 236 | 14
2006 | US | SERC | VACAR | - | DCWPUA | Summation of Purchases and Adjustments | 1132 | 835 | 789 | 797 | 553 | 356 | 364 | 222 | 230 | 236 | 14
2006 | US | SERC | VACAR | - | DCWSA | Sales | 586 | 486 | 487 | 487 | 487 | 487 | 488 | 488 | 488 | 489 | 489
2006 | US | SERC | VACAR | - | DCWSAA | Summation of Sales and Adjustments | 586 | 486 | 487 | 487 | 487 | 487 | 488 | 488 | 488 | 489 | 489
2006 | US | SERC | VACAR | - | DCWSM | Planned Outage or Scheduled Maintenance | 0 | 0 | 0 | 0 | 0 | 0 | 0 | 0 | 0 | 0 | 0
2006 | US | SERC | VACAR | - | DCWST | Standby Demand | 0 | 0 | 0 | 0 | 0 | 0 | 0 | 0 | 0 | 0 | 0
2006 | US | SERC | VACAR | - | DCWT | Total Internal Capacity | 74829 | 75668 | 76732 | 80321 | 81933 | 82880 | 86618 | 88052 | 89421 | 90747 | 93575
2006 | US | SERC | VACAR | - | DCWTEX | Existing Capacity | 70048 | 70048 | 70048 | 70048 | 70048 | 70048 | 70048 | 70048 | 70048 | 70048 | 70048
2006 | US | SERC | VACAR | - | DCWTI | Projected Total Internal Demand | 54995 | 55852 | 57166 | 58242 | 59120 | 60024 | 61004 | 62007 | 63038 | 64083 | 64990
2006 | US | SERC | VACAR | - | DCWTL | Transmission-Limited Resources | 0 | 0 | 0 | 0 | 0 | 0 | 0 | 0 | 0 | 0 | 0
2006 | US | SERC | VACAR | - | DCWTO | Operable Total Internal Capacity | 74702 | 75541 | 76605 | 80194 | 81806 | 82753 | 86491 | 87925 | 89294 | 90620 | 93448
2006 | US | SERC | VACAR | - | DCWTP | Total Potential Resources | 75248 | 75890 | 76907 | 80504 | 81872 | 82622 | 86367 | 87659 | 89036 | 90367 | 92973
2006 | US | SERC | VACAR | - | DCWTPN | Planned – NOT under construction & positive rerating | 0 | 35 | 388 | 743 | 2041 | 3765 | 7269 | 8667 | 9850 | 11013 | 14210
2006 | US | SERC | VACAR | - | DCWTPU | Planned Additions of New Capacity and Planned Uprates to Existing Capacity | 0 | 370 | 1406 | 4570 | 4986 | 4986 | 5011 | 5011 | 5011 | 5011 | 5011
2006 | US | SERC | VACAR | - | DCWTRE | Planned Retirements and Planned Deratings | 0 | 0 | 0 | 0 | 0 | 423 | 423 | 469 | 471 | 471 | 473
2006 | US | SERC | VACAR | - | DCWUC | Uncommitted Resources (Operable) | 4652 | 4652 | 4744 | 7830 | 7921 | 8546 | 9296 | 9296 | 9296 | 9296 | 11616
2006 | US | SPP | - | - | CWTF | Total | 46528 | 47114 | 47320 | 48760 | 49044 | 51333 | 51793 | 52528 | 52033 | 52036 | 52004
2006 | US | SPP | - | - | DCWAI | Owned Capacity/Entitlement Located Externally | 0 | 0 | 0 | 0 | 0 | 0 | 0 | 0 | 0 | 0 | 0
2006 | US | SPP | - | - | DCWAO | Capacity Owned by/Entitlement Held by External Entity | 0 | 0 | 0 | 0 | 0 | 0 | 0 | 0 | 0 | 0 | 0
2006 | US | SPP | - | - | DCWCD | Conditional derates | 20 | 103 | 104 | 104 | 104 | 104 | 104 | 104 | 104 | 116 | 148
2006 | US | SPP | - | - | DCWDGG | Distributed Generator Capacity >= 1 MW | 269 | 269 | 269 | 269 | 269 | 269 | 269 | 269 | 269 | 269 | 269
2006 | US | SPP | - | - | DCWDGL | Distributed Generator Capacity < 1 MW | 0 | 0 | 0 | 0 | 0 | 0 | 0 | 0 | 0 | 0 | 0
2006 | US | SPP | - | - | DCWDIC | Deliverable Internal Capacity | 47299 | 47886 | 48038 | 49299 | 49838 | 51332 | 51792 | 52527 | 52032 | 52035 | 52003
2006 | US | SPP | - | - | DCWDRT | Summation of Derates | 20 | 103 | 104 | 104 | 104 | 104 | 104 | 104 | 104 | 116 | 148
2006 | US | SPP | - | - | DCWDTO | Derated Operable Total Internal Capacity | 55361 | 55948 | 56100 | 57361 | 57900 | 59394 | 59854 | 60589 | 60094 | 60097 | 60065
2006 | US | SPP | - | - | DCWEO | Energy-Only Resources (Operable) | 0 | 0 | 0 | 0 | 0 | 0 | 0 | 0 | 0 | 0 | 0
2006 | US | SPP | - | - | DCWEU | Summation of Energy Only/Uncommitted | 8062 | 8062 | 8062 | 8062 | 8062 | 8062 | 8062 | 8062 | 8062 | 8062 | 8062
2006 | US | SPP | - | - | DCWFP | Full-Responsibility Purchases (portion of total purchases) | 3810 | 3013 | 3142 | 2853 | 2895 | 2606 | 2605 | 2705 | 2654 | 2679 | 2699
2006 | US | SPP | - | - | DCWFS | Full-Responsibility Sales (portion of total sales) | 2834 | 2654 | 2588 | 2524 | 2525 | 2526 | 2437 | 2438 | 2387 | 2388 | 2389
2006 | US | SPP | - | - | DCWIC | Inoperable capacity | 0 | 0 | 0 | 0 | 0 | 0 | 0 | 0 | 0 | 0 | 0
2006 | US | SPP | - | - | DCWIN | Internal Demand | 31260 | 29789 | 30432 | 31001 | 31607 | 32159 | 32793 | 33403 | 34005 | 34724 | 35326
2006 | US | SPP | - | - | DCWIT | Interruptible Demand | 397 | 397 | 400 | 405 | 408 | 413 | 413 | 413 | 413 | 413 | 413
2006 | US | SPP | - | - | DCWLM | Direct Control Load Management | 6 | 42 | 59 | 56 | 55 | 55 | 55 | 56 | 56 | 56 | 57
2006 | US | SPP | - | - | DCWNC | Net Capacity Resources | 47578 | 48258 | 48421 | 49682 | 50221 | 51495 | 51955 | 52690 | 52195 | 52198 | 52166
2006 | US | SPP | - | - | DCWNI | Projected Net Internal Demand | 30857 | 29350 | 29973 | 30540 | 31144 | 31691 | 32325 | 32934 | 33536 | 34255 | 34856
2006 | US | SPP | - | - | DCWOIC | Derated Operable Internal Capacity | 47299 | 47886 | 48038 | 49299 | 49838 | 51332 | 51792 | 52527 | 52032 | 52035 | 52003
2006 | US | SPP | - | - | DCWOTL | Other Capacity < 1 MW | 0 | 0 | 0 | 0 | 0 | 0 | 0 | 0 | 0 | 0 | 0
2006 | US | SPP | - | - | DCWPU | Purchases | 1898 | 1991 | 2002 | 2002 | 2002 | 1722 | 1722 | 1722 | 1722 | 1722 | 1722
2006 | US | SPP | - | - | DCWPUA | Summation of Purchases and Adjustments | 1898 | 1991 | 2002 | 2002 | 2002 | 1722 | 1722 | 1722 | 1722 | 1722 | 1722
2006 | US | SPP | - | - | DCWSA | Sales | 1619 | 1619 | 1619 | 1619 | 1619 | 1559 | 1559 | 1559 | 1559 | 1559 | 1559
2006 | US | SPP | - | - | DCWSAA | Summation of Sales and Adjustments | 1619 | 1619 | 1619 | 1619 | 1619 | 1559 | 1559 | 1559 | 1559 | 1559 | 1559
2006 | US | SPP | - | - | DCWSM | Planned Outage or Scheduled Maintenance | 0 | 0 | 0 | 0 | 0 | 0 | 0 | 0 | 0 | 0 | 0
2006 | US | SPP | - | - | DCWST | Standby Demand | 0 | 0 | 0 | 0 | 0 | 0 | 0 | 0 | 0 | 0 | 0
2006 | US | SPP | - | - | DCWT | Total Internal Capacity | 55381 | 56051 | 56204 | 57465 | 58004 | 59498 | 59958 | 60693 | 60198 | 60213 | 60213
2006 | US | SPP | - | - | DCWTEX | Existing Capacity | 55074 | 55142 | 55142 | 55142 | 55142 | 55142 | 55142 | 55142 | 55142 | 55142 | 55142
2006 | US | SPP | - | - | DCWTI | Projected Total Internal Demand | 31260 | 29789 | 30432 | 31001 | 31607 | 32159 | 32793 | 33403 | 34005 | 34724 | 35326
2006 | US | SPP | - | - | DCWTL | Transmission-Limited Resources | 0 | 0 | 0 | 0 | 0 | 0 | 0 | 0 | 0 | 0 | 0
2006 | US | SPP | - | - | DCWTO | Operable Total Internal Capacity | 55381 | 56051 | 56204 | 57465 | 58004 | 59498 | 59958 | 60693 | 60198 | 60213 | 60213
2006 | US | SPP | - | - | DCWTP | Total Potential Resources | 55640 | 56320 | 56483 | 57744 | 58283 | 59557 | 60017 | 60752 | 60257 | 60260 | 60228
2006 | US | SPP | - | - | DCWTPN | Planned – NOT under construction & positive rerating | 0 | 0 | 0 | 0 | 0 | 0 | 0 | 0 | 0 | 0 | 0
2006 | US | SPP | - | - | DCWTPU | Planned Additions of New Capacity and Planned Uprates to Existing Capacity | 307 | 909 | 1062 | 2323 | 2862 | 4356 | 4816 | 5551 | 5056 | 5071 | 5071
2006 | US | SPP | - | - | DCWTRE | Planned Retirements and Planned Deratings | 0 | 0 | 0 | 0 | 0 | 0 | 0 | 0 | 0 | 0 | 0
2006 | US | SPP | - | - | DCWUC | Uncommitted Resources (Operable) | 8062 | 8062 | 8062 | 8062 | 8062 | 8062 | 8062 | 8062 | 8062 | 8062 | 8062
2006 | US | WECC | - | - | CWTF | Total | 167546 | 172041 | 175564 | 179850 | 181305 | 183126 | 184398 | 186429 | 186973 | 187581 | 188331
2006 | US | WECC | - | - | DCWAI | Owned Capacity/Entitlement Located Externally | 0 | 0 | 0 | 0 | 0 | 0 | 0 | 0 | 0 | 0 | 0
2006 | US | WECC | - | - | DCWAO | Capacity Owned by/Entitlement Held by External Entity | 0 | 0 | 0 | 0 | 0 | 0 | 0 | 0 | 0 | 0 | 0
2006 | US | WECC | - | - | DCWCD | Conditional derates | 651 | 285 | 367 | 301 | 327 | 343 | 343 | 293 | 215 | 342 | 342
2006 | US | WECC | - | - | DCWDGG | Distributed Generator Capacity >= 1 MW | 0 | 0 | 0 | 0 | 0 | 0 | 0 | 0 | 0 | 0 | 0
2006 | US | WECC | - | - | DCWDGL | Distributed Generator Capacity < 1 MW | 0 | 0 | 0 | 0 | 0 | 0 | 0 | 0 | 0 | 0 | 0
2006 | US | WECC | - | - | DCWDIC | Deliverable Internal Capacity | 151610 | 153461 | 154979 | 154738 | 154786 | 154321 | 154539 | 153895 | 155295 | 155348 | 154619
2006 | US | WECC | - | - | DCWDRT | Summation of Derates | 7649 | 11631 | 12715 | 13393 | 13419 | 13446 | 13596 | 13546 | 13468 | 13595 | 13595
2006 | US | WECC | - | - | DCWDTO | Derated Operable Total Internal Capacity | 151610 | 153711 | 157170 | 160606 | 162040 | 163783 | 164724 | 167486 | 168133 | 168588 | 169486
2006 | US | WECC | - | - | DCWEO | Energy-Only Resources (Operable) | 0 | 0 | 0 | 0 | 0 | 0 | 0 | 0 | 0 | 0 | 0
2006 | US | WECC | - | - | DCWEU | Summation of Energy Only/Uncommitted | 0 | 250 | 2191 | 5868 | 7254 | 9462 | 10185 | 13591 | 12838 | 13240 | 14867
2006 | US | WECC | - | - | DCWFP | Full-Responsibility Purchases (portion of total purchases) | 0 | 0 | 0 | 0 | 0 | 0 | 0 | 0 | 0 | 0 | 0
2006 | US | WECC | - | - | DCWFS | Full-Responsibility Sales (portion of total sales) | 0 | 0 | 0 | 0 | 0 | 0 | 0 | 0 | 0 | 0 | 0
2006 | US | WECC | - | - | DCWIC | Inoperable capacity | 2213 | 1352 | 1335 | 1339 | 1219 | 1211 | 1211 | 1211 | 1211 | 1211 | 1211
2006 | US | WECC | - | - | DCWIN | Internal Demand | 107493 | 107213 | 109443 | 111677 | 114281 | 116508 | 118685 | 120836 | 123116 | 125452 | 127862
2006 | US | WECC | - | - | DCWIT | Interruptible Demand | 1514 | 1631 | 1632 | 1635 | 1639 | 1643 | 1644 | 1645 | 1646 | 1647 | 1648
2006 | US | WECC | - | - | DCWLM | Direct Control Load Management | 309 | 310 | 311 | 311 | 312 | 312 | 313 | 313 | 313 | 313 | 313
2006 | US | WECC | - | - | DCWNC | Net Capacity Resources | 152211 | 153973 | 155499 | 155257 | 155269 | 154710 | 154790 | 154151 | 155551 | 155619 | 154893
2006 | US | WECC | - | - | DCWNI | Projected Net Internal Demand | 105670 | 105272 | 107500 | 109731 | 112330 | 114553 | 116728 | 118878 | 121157 | 123492 | 125901
2006 | US | WECC | - | - | DCWOIC | Derated Operable Internal Capacity | 151610 | 153461 | 154979 | 154738 | 154786 | 154321 | 154539 | 153895 | 155295 | 155348 | 154619
2006 | US | WECC | - | - | DCWOTL | Other Capacity < 1 MW | 0 | 0 | 0 | 0 | 0 | 0 | 0 | 0 | 0 | 0 | 0
2006 | US | WECC | - | - | DCWPU | Purchases | 953 | 716 | 713 | 712 | 676 | 582 | 444 | 449 | 449 | 464 | 467
2006 | US | WECC | - | - | DCWPUA | Summation of Purchases and Adjustments | 953 | 716 | 713 | 712 | 676 | 582 | 444 | 449 | 449 | 464 | 467
2006 | US | WECC | - | - | DCWSA | Sales | 352 | 204 | 193 | 193 | 193 | 193 | 193 | 193 | 193 | 193 | 193
2006 | US | WECC | - | - | DCWSAA | Summation of Sales and Adjustments | 352 | 204 | 193 | 193 | 193 | 193 | 193 | 193 | 193 | 193 | 193
2006 | US | WECC | - | - | DCWSM | Planned Outage or Scheduled Maintenance | 6074 | 5347 | 4344 | 4512 | 4627 | 4686 | 4867 | 4186 | 4161 | 4187 | 4039
2006 | US | WECC | - | - | DCWST | Standby Demand | 0 | 0 | 0 | 0 | 0 | 0 | 0 | 0 | 0 | 0 | 0
2006 | US | WECC | - | - | DCWT | Total Internal Capacity | 167546 | 172041 | 175564 | 179850 | 181305 | 183126 | 184398 | 186429 | 186973 | 187581 | 188331
2006 | US | WECC | - | - | DCWTEX | Existing Capacity | 167546 | 167546 | 167546 | 167546 | 167546 | 167546 | 167546 | 167546 | 167546 | 167546 | 167546
2006 | US | WECC | - | - | DCWTI | Projected Total Internal Demand | 107493 | 107213 | 109443 | 111677 | 114281 | 116508 | 118685 | 120836 | 123116 | 125452 | 127862
2006 | US | WECC | - | - | DCWTL | Transmission-Limited Resources | 0 | 0 | 0 | 0 | 0 | 0 | 0 | 0 | 0 | 0 | 0
2006 | US | WECC | - | - | DCWTO | Operable Total Internal Capacity | 165333 | 170689 | 174229 | 178511 | 180086 | 181915 | 183187 | 185218 | 185762 | 186370 | 187120
2006 | US | WECC | - | - | DCWTP | Total Potential Resources | 152211 | 154223 | 157690 | 161125 | 162523 | 164172 | 164975 | 167742 | 168389 | 168859 | 169760
2006 | US | WECC | - | - | DCWTPN | Planned – NOT under construction & positive rerating | 0 | 798 | 3812 | 7515 | 8958 | 10774 | 12034 | 14065 | 14609 | 15217 | 15967
2006 | US | WECC | - | - | DCWTPU | Planned Additions of New Capacity and Planned Uprates to Existing Capacity | 0 | 5489 | 6016 | 6618 | 6630 | 6642 | 6654 | 6654 | 6654 | 6654 | 6654
2006 | US | WECC | - | - | DCWTRE | Planned Retirements and Planned Deratings | 0 | 1792 | 1810 | 1829 | 1829 | 1836 | 1836 | 1836 | 1836 | 1836 | 1836
2006 | US | WECC | - | - | DCWUC | Uncommitted Resources (Operable) | 0 | 250 | 2191 | 5868 | 7254 | 9462 | 10185 | 13591 | 12838 | 13240 | 14867
2006 | US | WECC | AZN | - | CWTF | Total | 39027 | 41638 | 41786 | 42538 | 43582 | 43654 | 43829 | 43935 | 43879 | 44097 | 44097
2006 | US | WECC | AZN | - | DCWAI | Owned Capacity/Entitlement Located Externally | 926 | 389 | 389 | 389 | 389 | 389 | 389 | 389 | 389 | 389 | 389
2006 | US | WECC | AZN | - | DCWAO | Capacity Owned by/Entitlement Held by External Entity | 4363 | 4582 | 4601 | 4601 | 4601 | 4601 | 4601 | 4601 | 4601 | 4601 | 4601
2006 | US | WECC | AZN | - | DCWCD | Conditional derates | 7 | 3 | 6 | 6 | 6 | 6 | 6 | 6 | 6 | 6 | 6
2006 | US | WECC | AZN | - | DCWDGG | Distributed Generator Capacity >= 1 MW | 0 | 0 | 0 | 0 | 0 | 0 | 0 | 0 | 0 | 0 | 0
2006 | US | WECC | AZN | - | DCWDGL | Distributed Generator Capacity < 1 MW | 0 | 0 | 0 | 0 | 0 | 0 | 0 | 0 | 0 | 0 | 0
2006 | US | WECC | AZN | - | DCWDIC | Deliverable Internal Capacity | 36468 | 39269 | 38757 | 38820 | 38880 | 39334 | 39250 | 38858 | 39020 | 38870 | 39237
2006 | US | WECC | AZN | - | DCWDRT | Summation of Derates | 881 | 877 | 880 | 880 | 880 | 880 | 880 | 880 | 880 | 880 | 880
2006 | US | WECC | AZN | - | DCWDTO | Derated Operable Total Internal Capacity | 36468 | 39270 | 38906 | 39721 | 40825 | 41351 | 41442 | 41156 | 41261 | 41329 | 41696
2006 | US | WECC | AZN | - | DCWEO | Energy-Only Resources (Operable) | 0 | 0 | 0 | 0 | 0 | 0 | 0 | 0 | 0 | 0 | 0
2006 | US | WECC | AZN | - | DCWEU | Summation of Energy Only/Uncommitted | 0 | 1 | 149 | 901 | 1945 | 2017 | 2192 | 2298 | 2241 | 2459 | 2459
2006 | US | WECC | AZN | - | DCWFP | Full-Responsibility Purchases (portion of total purchases) | 0 | 0 | 0 | 0 | 0 | 0 | 0 | 0 | 0 | 0 | 0
2006 | US | WECC | AZN | - | DCWFS | Full-Responsibility Sales (portion of total sales) | 0 | 0 | 0 | 0 | 0 | 0 | 0 | 0 | 0 | 0 | 0
2006 | US | WECC | AZN | - | DCWIC | Inoperable capacity | 60 | 31 | 31 | 31 | 31 | 31 | 31 | 31 | 31 | 31 | 31
2006 | US | WECC | AZN | - | DCWIN | Internal Demand | 17130 | 18189 | 18711 | 19279 | 19896 | 20407 | 20919 | 21421 | 21952 | 22494 | 22988
2006 | US | WECC | AZN | - | DCWIT | Interruptible Demand | 276 | 334 | 335 | 336 | 336 | 337 | 338 | 339 | 340 | 341 | 342
2006 | US | WECC | AZN | - | DCWLM | Direct Control Load Management | 0 | 2 | 2 | 3 | 3 | 4 | 4 | 4 | 4 | 4 | 4
2006 | US | WECC | AZN | - | DCWNC | Net Capacity Resources | 32454 | 34335 | 33804 | 33867 | 33927 | 34381 | 34147 | 33755 | 33917 | 33767 | 34134
2006 | US | WECC | AZN | - | DCWNI | Projected Net Internal Demand | 16854 | 17853 | 18374 | 18940 | 19557 | 20066 | 20577 | 21078 | 21608 | 22149 | 22642
2006 | US | WECC | AZN | - | DCWOIC | Derated Operable Internal Capacity | 36468 | 39269 | 38757 | 38820 | 38880 | 39334 | 39250 | 38858 | 39020 | 38870 | 39237
2006 | US | WECC | AZN | - | DCWOTL | Other Capacity < 1 MW | 0 | 0 | 0 | 0 | 0 | 0 | 0 | 0 | 0 | 0 | 0
2006 | US | WECC | AZN | - | DCWPU | Purchases | 835 | 283 | 283 | 283 | 283 | 283 | 133 | 133 | 133 | 133 | 133
2006 | US | WECC | AZN | - | DCWPUA | Summation of Purchases and Adjustments | 1761 | 672 | 672 | 672 | 672 | 672 | 522 | 522 | 522 | 522 | 522
2006 | US | WECC | AZN | - | DCWSA | Sales | 1412 | 1024 | 1024 | 1024 | 1024 | 1024 | 1024 | 1024 | 1024 | 1024 | 1024
2006 | US | WECC | AZN | - | DCWSAA | Summation of Sales and Adjustments | 5775 | 5606 | 5625 | 5625 | 5625 | 5625 | 5625 | 5625 | 5625 | 5625 | 5625
2006 | US | WECC | AZN | - | DCWSM | Planned Outage or Scheduled Maintenance | 1618 | 1460 | 1969 | 1906 | 1846 | 1392 | 1476 | 1868 | 1706 | 1856 | 1489
2006 | US | WECC | AZN | - | DCWST | Standby Demand | 0 | 0 | 0 | 0 | 0 | 0 | 0 | 0 | 0 | 0 | 0
2006 | US | WECC | AZN | - | DCWT | Total Internal Capacity | 39027 | 41638 | 41786 | 42538 | 43582 | 43654 | 43829 | 43935 | 43878 | 44096 | 44096
2006 | US | WECC | AZN | - | DCWTEX | Existing Capacity | 39027 | 39027 | 39027 | 39027 | 39027 | 39027 | 39027 | 39027 | 39027 | 39027 | 39027
2006 | US | WECC | AZN | - | DCWTI | Projected Total Internal Demand | 17130 | 18189 | 18711 | 19279 | 19896 | 20407 | 20919 | 21421 | 21952 | 22494 | 22988
2006 | US | WECC | AZN | - | DCWTL | Transmission-Limited Resources | 0 | 0 | 0 | 0 | 0 | 0 | 0 | 0 | 0 | 0 | 0
2006 | US | WECC | AZN | - | DCWTO | Operable Total Internal Capacity | 38967 | 41607 | 41755 | 42507 | 43551 | 43623 | 43798 | 43904 | 43847 | 44065 | 44065
2006 | US | WECC | AZN | - | DCWTP | Total Potential Resources | 32454 | 34336 | 33953 | 34768 | 35872 | 36398 | 36339 | 36053 | 36158 | 36226 | 36593
2006 | US | WECC | AZN | - | DCWTPN | Planned – NOT under construction & positive rerating | 0 | 1 | 167 | 919 | 1963 | 2035 | 2210 | 2316 | 2259 | 2477 | 2477
2006 | US | WECC | AZN | - | DCWTPU | Planned Additions of New Capacity and Planned Uprates to Existing Capacity | 0 | 2610 | 2610 | 2610 | 2610 | 2610 | 2610 | 2610 | 2610 | 2610 | 2610
2006 | US | WECC | AZN | - | DCWTRE | Planned Retirements and Planned Deratings | 0 | 0 | 18 | 18 | 18 | 18 | 18 | 18 | 18 | 18 | 18
2006 | US | WECC | AZN | - | DCWUC | Uncommitted Resources (Operable) | 0 | 1 | 149 | 901 | 1945 | 2017 | 2192 | 2298 | 2241 | 2459 | 2459
2006 | US | WECC | CNV | - | CWTF | Total | 56631 | 56874 | 57168 | 57816 | 57816 | 58316 | 58516 | 58516 | 58516 | 58906 | 58906
2006 | US | WECC | CNV | - | DCWAI | Owned Capacity/Entitlement Located Externally | 4164 | 4191 | 4191 | 4210 | 4210 | 4210 | 4210 | 4210 | 4210 | 4210 | 4232
2006 | US | WECC | CNV | - | DCWAO | Capacity Owned by/Entitlement Held by External Entity | 988 | 451 | 451 | 451 | 451 | 451 | 451 | 451 | 451 | 451 | 451
2006 | US | WECC | CNV | - | DCWCD | Conditional derates | -97 | 52 | 52 | 52 | 52 | 52 | 52 | 52 | 52 | 52 | 52
2006 | US | WECC | CNV | - | DCWDGG | Distributed Generator Capacity >= 1 MW | 0 | 0 | 0 | 0 | 0 | 0 | 0 | 0 | 0 | 0 | 0
2006 | US | WECC | CNV | - | DCWDGL | Distributed Generator Capacity < 1 MW | 0 | 0 | 0 | 0 | 0 | 0 | 0 | 0 | 0 | 0 | 0
2006 | US | WECC | CNV | - | DCWDIC | Deliverable Internal Capacity | 47499 | 47122 | 48419 | 47581 | 47601 | 47551 | 47451 | 47751 | 47851 | 47851 | 47851
2006 | US | WECC | CNV | - | DCWDRT | Summation of Derates | 4018 | 4185 | 4269 | 4316 | 4316 | 4316 | 4466 | 4466 | 4466 | 4466 | 4466
2006 | US | WECC | CNV | - | DCWDTO | Derated Operable Total Internal Capacity | 47499 | 47128 | 48636 | 48399 | 48419 | 48869 | 48819 | 49119 | 49219 | 49609 | 49609
2006 | US | WECC | CNV | - | DCWEO | Energy-Only Resources (Operable) | 0 | 0 | 0 | 0 | 0 | 0 | 0 | 0 | 0 | 0 | 0
2006 | US | WECC | CNV | - | DCWEU | Summation of Energy Only/Uncommitted | 0 | 6 | 217 | 818 | 818 | 1318 | 1368 | 1368 | 1368 | 1758 | 1758
2006 | US | WECC | CNV | - | DCWFP | Full-Responsibility Purchases (portion of total purchases) | 0 | 0 | 0 | 0 | 0 | 0 | 0 | 0 | 0 | 0 | 0
2006 | US | WECC | CNV | - | DCWFS | Full-Responsibility Sales (portion of total sales) | 0 | 0 | 0 | 0 | 0 | 0 | 0 | 0 | 0 | 0 | 0
2006 | US | WECC | CNV | - | DCWIC | Inoperable capacity | 1435 | 1218 | 1218 | 1218 | 1098 | 1098 | 1098 | 1098 | 1098 | 1098 | 1098
2006 | US | WECC | CNV | - | DCWIN | Internal Demand | 40537 | 41093 | 41869 | 42642 | 43423 | 44223 | 45044 | 45880 | 46731 | 47592 | 48479
2006 | US | WECC | CNV | - | DCWIT | Interruptible Demand | 1002 | 1002 | 1002 | 1002 | 1002 | 1002 | 1002 | 1002 | 1002 | 1002 | 1002
2006 | US | WECC | CNV | - | DCWLM | Direct Control Load Management | 308 | 308 | 308 | 308 | 308 | 308 | 308 | 308 | 308 | 308 | 308
2006 | US | WECC | CNV | - | DCWNC | Net Capacity Resources | 54276 | 50980 | 52178 | 51359 | 51379 | 51281 | 51061 | 51361 | 51461 | 51935 | 52952
2006 | US | WECC | CNV | - | DCWNI | Projected Net Internal Demand | 39227 | 39783 | 40559 | 41332 | 42113 | 42913 | 43734 | 44570 | 45421 | 46282 | 47169
2006 | US | WECC | CNV | - | DCWOIC | Derated Operable Internal Capacity | 47499 | 47122 | 48419 | 47581 | 47601 | 47551 | 47451 | 47751 | 47851 | 47851 | 47851
2006 | US | WECC | CNV | - | DCWOTL | Other Capacity < 1 MW | 0 | 0 | 0 | 0 | 0 | 0 | 0 | 0 | 0 | 0 | 0
2006 | US | WECC | CNV | - | DCWPU | Purchases | 4467 | 464 | 365 | 365 | 365 | 317 | 197 | 197 | 197 | 671 | 1666
2006 | US | WECC | CNV | - | DCWPUA | Summation of Purchases and Adjustments | 8631 | 4655 | 4556 | 4575 | 4575 | 4527 | 4407 | 4407 | 4407 | 4881 | 5898
2006 | US | WECC | CNV | - | DCWSA | Sales | 866 | 346 | 346 | 346 | 346 | 346 | 346 | 346 | 346 | 346 | 346
2006 | US | WECC | CNV | - | DCWSAA | Summation of Sales and Adjustments | 1854 | 797 | 797 | 797 | 797 | 797 | 797 | 797 | 797 | 797 | 797
2006 | US | WECC | CNV | - | DCWSM | Planned Outage or Scheduled Maintenance | 3679 | 4343 | 3045 | 3883 | 3983 | 4033 | 4133 | 3833 | 3733 | 3733 | 3733
2006 | US | WECC | CNV | - | DCWST | Standby Demand | 0 | 0 | 0 | 0 | 0 | 0 | 0 | 0 | 0 | 0 | 0
2006 | US | WECC | CNV | - | DCWT | Total Internal Capacity | 56631 | 56874 | 57168 | 57816 | 57816 | 58316 | 58516 | 58516 | 58516 | 58906 | 58906
2006 | US | WECC | CNV | - | DCWTEX | Existing Capacity | 56631 | 56631 | 56631 | 56631 | 56631 | 56631 | 56631 | 56631 | 56631 | 56631 | 56631
2006 | US | WECC | CNV | - | DCWTI | Projected Total Internal Demand | 40537 | 41093 | 41869 | 42642 | 43423 | 44223 | 45044 | 45880 | 46731 | 47592 | 48479
2006 | US | WECC | CNV | - | DCWTL | Transmission-Limited Resources | 0 | 0 | 0 | 0 | 0 | 0 | 0 | 0 | 0 | 0 | 0
2006 | US | WECC | CNV | - | DCWTO | Operable Total Internal Capacity | 55196 | 55656 | 55950 | 56598 | 56718 | 57218 | 57418 | 57418 | 57418 | 57808 | 57808
2006 | US | WECC | CNV | - | DCWTP | Total Potential Resources | 54276 | 50986 | 52395 | 52177 | 52197 | 52599 | 52429 | 52729 | 52829 | 53693 | 54710
2006 | US | WECC | CNV | - | DCWTPN | Planned – NOT under construction & positive rerating | 0 | 24 | 318 | 381 | 381 | 881 | 1081 | 1081 | 1081 | 1471 | 1471
2006 | US | WECC | CNV | - | DCWTPU | Planned Additions of New Capacity and Planned Uprates to Existing Capacity | 0 | 2011 | 2011 | 2601 | 2601 | 2601 | 2601 | 2601 | 2601 | 2601 | 2601
2006 | US | WECC | CNV | - | DCWTRE | Planned Retirements and Planned Deratings | 0 | 1792 | 1792 | 1797 | 1797 | 1797 | 1797 | 1797 | 1797 | 1797 | 1797
2006 | US | WECC | CNV | - | DCWUC | Uncommitted Resources (Operable) | 0 | 6 | 217 | 818 | 818 | 1318 | 1368 | 1368 | 1368 | 1758 | 1758
2006 | US | WECC | NWPP | - | CWTF | Total | 58659 | 60240 | 62619 | 64491 | 64771 | 64840 | 66677 | 66677 | 66677 | 67427 | 67427
2006 | US | WECC | NWPP | - | DCWAI | Owned Capacity/Entitlement Located Externally | 1269 | 1265 | 1265 | 1265 | 1265 | 1265 | 1265 | 1265 | 1265 | 1265 | 1243
2006 | US | WECC | NWPP | - | DCWAO | Capacity Owned by/Entitlement Held by External Entity | 347 | 347 | 347 | 347 | 347 | 347 | 347 | 347 | 347 | 347 | 347
2006 | US | WECC | NWPP | - | DCWCD | Conditional derates | 720 | 32 | 58 | 57 | 84 | 83 | 83 | 83 | 83 | 83 | 83
2006 | US | WECC | NWPP | - | DCWDGG | Distributed Generator Capacity >= 1 MW | 0 | 0 | 0 | 0 | 0 | 0 | 0 | 0 | 0 | 0 | 0
2006 | US | WECC | NWPP | - | DCWDGL | Distributed Generator Capacity < 1 MW | 0 | 0 | 0 | 0 | 0 | 0 | 0 | 0 | 0 | 0 | 0
2006 | US | WECC | NWPP | - | DCWDIC | Deliverable Internal Capacity | 54903 | 53589 | 54113 | 54052 | 54068 | 54016 | 54189 | 54246 | 54266 | 54229 | 54293
2006 | US | WECC | NWPP | - | DCWDRT | Summation of Derates | 2461 | 6049 | 6993 | 6992 | 7019 | 7029 | 7029 | 7029 | 7029 | 7029 | 7029
2006 | US | WECC | NWPP | - | DCWDTO | Derated Operable Total Internal Capacity | 54903 | 53841 | 55379 | 57192 | 57488 | 57494 | 59504 | 59561 | 59581 | 60294 | 60358
2006 | US | WECC | NWPP | - | DCWEO | Energy-Only Resources (Operable) | 0 | 0 | 0 | 0 | 0 | 0 | 0 | 0 | 0 | 0 | 0
2006 | US | WECC | NWPP | - | DCWEU | Summation of Energy Only/Uncommitted | 0 | 252 | 1266 | 3140 | 3420 | 3478 | 5315 | 5315 | 5315 | 6065 | 6065
2006 | US | WECC | NWPP | - | DCWFP | Full-Responsibility Purchases (portion of total purchases) | 0 | 0 | 0 | 0 | 0 | 0 | 0 | 0 | 0 | 0 | 0
2006 | US | WECC | NWPP | - | DCWFS | Full-Responsibility Sales (portion of total sales) | 0 | 0 | 0 | 0 | 0 | 0 | 0 | 0 | 0 | 0 | 0
2006 | US | WECC | NWPP | - | DCWIC | Inoperable capacity | 618 | 21 | 4 | 8 | 8 | 0 | 0 | 0 | 0 | 0 | 0
2006 | US | WECC | NWPP | - | DCWIN | Internal Demand | 40298 | 39388 | 40156 | 40728 | 41813 | 42463 | 42985 | 43625 | 44249 | 44913 | 45558
2006 | US | WECC | NWPP | - | DCWIT | Interruptible Demand | 160 | 160 | 160 | 160 | 160 | 160 | 160 | 160 | 160 | 160 | 160
2006 | US | WECC | NWPP | - | DCWLM | Direct Control Load Management | bar: 276 to 342
2006 | US | WECC | NWPP | - | DCWNC | Net Capacity Resources | 56641 | 55300 | 55872 | 55807 | 55856 | 55824 | 56134 | 56191 | 56239 | 56204 | 56247
2006 | US | WECC | NWPP | - | DCWNI | Projected Net Internal Demand | 40137 | 39227 | 39995 | 40567 | 41652 | 42302 | 42824 | 43464 | 44088 | 44752 | 45397
2006 | US | WECC | NWPP | - | DCWOIC | Derated Operable Internal Capacity | 54903 | 53589 | 54113 | 54052 | 54068 | 54016 | 54189 | 54246 | 54266 | 54229 | 54293
2006 | US | WECC | NWPP | - | DCWOTL | Other Capacity < 1 MW | 0 | 0 | 0 | 0 | 0 | 0 | 0 | 0 | 0 | 0 | 0
2006 | US | WECC | NWPP | - | DCWPU | Purchases | 1593 | 1517 | 1519 | 1481 | 1478 | 1390 | 1395 | 1395 | 1423 | 1425 | 1426
2006 | US | WECC | NWPP | - | DCWPUA | Summation of Purchases and Adjustments | 2862 | 2782 | 2784 | 2746 | 2743 | 2655 | 2660 | 2660 | 2688 | 2690 | 2669
2006 | US | WECC | NWPP | - | DCWSA | Sales | 777 | 724 | 678 | 644 | 608 | 500 | 368 | 368 | 368 | 368 | 368
2006 | US | WECC | NWPP | - | DCWSAA | Summation of Sales and Adjustments | 1124 | 1071 | 1025 | 991 | 955 | 847 | 715 | 715 | 715 | 715 | 715
2006 | US | WECC | NWPP | - | DCWSM | Planned Outage or Scheduled Maintenance | 677 | 329 | 243 | 299 | 256 | 317 | 144 | 87 | 67 | 104 | 40
2006 | US | WECC | NWPP | - | DCWST | Standby Demand | 0 | 0 | 0 | 0 | 0 | 0 | 0 | 0 | 0 | 0 | 0
2006 | US | WECC | NWPP | - | DCWT | Total Internal Capacity | 58659 | 60240 | 62619 | 64491 | 64771 | 64840 | 66677 | 66677 | 66677 | 67427 | 67427
2006 | US | WECC | NWPP | - | DCWTEX | Existing Capacity | 58659 | 58659 | 58659 | 58659 | 58659 | 58659 | 58659 | 58659 | 58659 | 58659 | 58659
2006 | US | WECC | NWPP | - | DCWTI | Projected Total Internal Demand | 40298 | 39388 | 40156 | 40728 | 41813 | 42463 | 42985 | 43625 | 44249 | 44913 | 45558
2006 | US | WECC | NWPP | - | DCWTL | Transmission-Limited Resources | 0 | 0 | 0 | 0 | 0 | 0 | 0 | 0 | 0 | 0 | 0
2006 | US | WECC | NWPP | - | DCWTO | Operable Total Internal Capacity | 58041 | 60219 | 62615 | 64483 | 64763 | 64840 | 66677 | 66677 | 66677 | 67427 | 67427
2006 | US | WECC | NWPP | - | DCWTP | Total Potential Resources | 56641 | 55552 | 57138 | 58947 | 59276 | 59302 | 61449 | 61506 | 61554 | 62269 | 62312
2006 | US | WECC | NWPP | - | DCWTPN | Planned – NOT under construction & positive rerating | 0 | 773 | 2705 | 4579 | 4859 | 4935 | 6760 | 6760 | 6760 | 7510 | 7510
2006 | US | WECC | NWPP | - | DCWTPU | Planned Additions of New Capacity and Planned Uprates to Existing Capacity | 0 | 808 | 1255 | 1267 | 1267 | 1267 | 1279 | 1279 | 1279 | 1279 | 1279
2006 | US | WECC | NWPP | - | DCWTRE | Planned Retirements and Planned Deratings | 0 | 0 | 0 | 14 | 14 | 21 | 21 | 21 | 21 | 21 | 21
2006 | US | WECC | NWPP | - | DCWUC | Uncommitted Resources (Operable) | 0 | 252 | 1266 | 3140 | 3420 | 3478 | 5315 | 5315 | 5315 | 6065 | 6065
2006 | US | WECC | RMPA | - | CWTF | Total | 13229 | 13289 | 13991 | 15005 | 15536 | 16316 | 16701 | 17301 | 17901 | 17901 | 17901
2006 | US | WECC | RMPA | - | DCWAI | Owned Capacity/Entitlement Located Externally | 108 | 458 | 258 | 258 | 258 | 258 | 258 | 258 | 258 | 258 | 258
2006 | US | WECC | RMPA | - | DCWAO | Capacity Owned by/Entitlement Held by External Entity | 769 | 769 | 769 | 769 | 769 | 769 | 769 | 769 | 769 | 769 | 769
2006 | US | WECC | RMPA | - | DCWCD | Conditional derates | 21 | 21 | 22 | 22 | 22 | 22 | 22 | 22 | 22 | 22 | 22
2006 | US | WECC | RMPA | - | DCWDGG | Distributed Generator Capacity >= 1 MW | 0 | 0 | 0 | 0 | 0 | 0 | 0 | 0 | 0 | 0 | 0
2006 | US | WECC | RMPA | - | DCWDGL | Distributed Generator Capacity < 1 MW | 0 | 0 | 0 | 0 | 0 | 0 | 0 | 0 | 0 | 0 | 0
2006 | US | WECC | RMPA | - | DCWDIC | Deliverable Internal Capacity | 12740 | 12864 | 12943 | 12943 | 12943 | 12943 | 12943 | 12943 | 12943 | 12943 | 12943
2006 | US | WECC | RMPA | - | DCWDRT | Summation of Derates | 289 | 343 | 344 | 1041 | 1041 | 1041 | 1041 | 1041 | 1041 | 1041 | 1041
2006 | US | WECC | RMPA | - | DCWDTO | Derated Operable Total Internal Capacity | 12740 | 12864 | 13565 | 13882 | 14413 | 15193 | 15578 | 16178 | 16778 | 16778 | 16778
2006 | US | WECC | RMPA | - | DCWEO | Energy-Only Resources (Operable) | 0 | 0 | 0 | 0 | 0 | 0 | 0 | 0 | 0 | 0 | 0
2006 | US | WECC | RMPA | - | DCWEU | Summation of Energy Only/Uncommitted | 0 | 0 | 622 | 939 | 1470 | 2250 | 2635 | 3235 | 3835 | 3835 | 3835
2006 | US | WECC | RMPA | - | DCWFP | Full-Responsibility Purchases (portion of total purchases) | 0 | 0 | 0 | 0 | 0 | 0 | 0 | 0 | 0 | 0 | 0
2006 | US | WECC | RMPA | - | DCWFS | Full-Responsibility Sales (portion of total sales) | 0 | 0 | 0 | 0 | 0 | 0 | 0 | 0 | 0 | 0 | 0
2006 | US | WECC | RMPA | - | DCWIC | Inoperable capacity | 100 | 82 | 82 | 82 | 82 | 82 | 82 | 82 | 82 | 82 | 82
2006 | US | WECC | RMPA | - | DCWIN | Internal Demand | 9528 | 9680 | 9976 | 10152 | 10369 | 10577 | 10791 | 11008 | 11232 | 11494 | 11749
2006 | US | WECC | RMPA | - | DCWIT | Interruptible Demand | 76 | 135 | 136 | 138 | 141 | 145 | 145 | 145 | 145 | 145 | 145
2006 | US | WECC | RMPA | - | DCWLM | Direct Control Load Management | 0 | 0 | 0 | 0 | 0 | 0 | 0 | 0 | 0 | 0 | 0
2006 | US | WECC | RMPA | - | DCWNC | Net Capacity Resources | 12534 | 12996 | 12906 | 12876 | 12843 | 12812 | 12783 | 12748 | 12748 | 12749 | 12750
2006 | US | WECC | RMPA | - | DCWNI | Projected Net Internal Demand | 9452 | 9545 | 9840 | 10014 | 10228 | 10432 | 10646 | 10863 | 11087 | 11349 | 11604
2006 | US | WECC | RMPA | - | DCWOIC | Derated Operable Internal Capacity | 12740 | 12864 | 12943 | 12943 | 12943 | 12943 | 12943 | 12943 | 12943 | 12943 | 12943
2006 | US | WECC | RMPA | - | DCWOTL | Other Capacity < 1 MW | 0 | 0 | 0 | 0 | 0 | 0 | 0 | 0 | 0 | 0 | 0
2006 | US | WECC | RMPA | - | DCWPU | Purchases | 891 | 836 | 833 | 797 | 727 | 597 | 574 | 543 | 543 | 545 | 548
2006 | US | WECC | RMPA | - | DCWPUA | Summation of Purchases and Adjustments | 999 | 1294 | 1091 | 1055 | 985 | 855 | 832 | 801 | 801 | 803 | 806
2006 | US | WECC | RMPA | - | DCWSA | Sales | 436 | 393 | 359 | 353 | 316 | 217 | 223 | 227 | 227 | 228 | 230
2006 | US | WECC | RMPA | - | DCWSAA | Summation of Sales and Adjustments | 1205 | 1162 | 1128 | 1122 | 1085 | 986 | 992 | 996 | 996 | 997 | 999
2006 | US | WECC | RMPA | - | DCWSM | Planned Outage or Scheduled Maintenance | 100 | 0 | 0 | 0 | 0 | 0 | 0 | 0 | 0 | 0 | 0
2006 | US | WECC | RMPA | - | DCWST | Standby Demand | 0 | 0 | 0 | 0 | 0 | 0 | 0 | 0 | 0 | 0 | 0
2006 | US | WECC | RMPA | - | DCWT | Total Internal Capacity | 13229 | 13289 | 13991 | 15005 | 15536 | 16316 | 16701 | 17301 | 17901 | 17901 | 17901
2006 | US | WECC | RMPA | - | DCWTEX | Existing Capacity | 13229 | 13229 | 13229 | 13229 | 13229 | 13229 | 13229 | 13229 | 13229 | 13229 | 13229
2006 | US | WECC | RMPA | - | DCWTI | Projected Total Internal Demand | 9528 | 9680 | 9976 | 10152 | 10369 | 10577 | 10791 | 11008 | 11232 | 11494 | 11749
2006 | US | WECC | RMPA | - | DCWTL | Transmission-Limited Resources | 0 | 0 | 0 | 0 | 0 | 0 | 0 | 0 | 0 | 0 | 0
2006 | US | WECC | RMPA | - | DCWTO | Operable Total Internal Capacity | 13129 | 13207 | 13909 | 14923 | 15454 | 16234 | 16619 | 17219 | 17819 | 17819 | 17819
2006 | US | WECC | RMPA | - | DCWTP | Total Potential Resources | 12534 | 12996 | 13528 | 13815 | 14313 | 15062 | 15418 | 15983 | 16583 | 16584 | 16585
2006 | US | WECC | RMPA | - | DCWTPN | Planned – NOT under construction & positive rerating | 0 | 0 | 622 | 1636 | 2167 | 2947 | 3332 | 3932 | 4532 | 4532 | 4532
2006 | US | WECC | RMPA | - | DCWTPU | Planned Additions of New Capacity and Planned Uprates to Existing Capacity | 0 | 60 | 140 | 140 | 140 | 140 | 140 | 140 | 140 | 140 | 140
2006 | US | WECC | RMPA | - | DCWTRE | Planned Retirements and Planned Deratings | 0 | 0 | 0 | 0 | 0 | 0 | 0 | 0 | 0 | 0 | 0
2006 | US | WECC | RMPA | - | DCWUC | Uncommitted Resources (Operable) | 0 | 0 | 622 | 939 | 1470 | 2250 | 2635 | 3235 | 3835 | 3835 | 3835
2007 | CA | MRO | - | - | CWTF | Total | 9041 | 9055 | 9121 | 9139 | 9164 | 9231 | 9364 | 9364 | 9364 | 9525 | 9555
2007 | CA | MRO | - | - | DCWAI | Owned Capacity/Entitlement Located Externally | 0 | 0 | 0 | 0 | 0 | 0 | 0 | 0 | 0 | 0 | 0
2007 | CA | MRO | - | - | DCWAO | Capacity Owned by/Entitlement Held by External Entity | 0 | 0 | 0 | 0 | 0 | 0 | 0 | 0 | 0 | 0 | 0
2007 | CA | MRO | - | - | DCWCD | Conditional derates | 0 | 0 | 0 | 0 | 0 | 0 | 0 | 0 | 0 | 0 | 0
2007 | CA | MRO | - | - | DCWDGG | Distributed Generator Capacity >= 1 MW | 0 | 0 | 0 | 0 | 0 | 0 | 0 | 0 | 0 | 0 | 0
2007 | CA | MRO | - | - | DCWDGL | Distributed Generator Capacity < 1 MW | 0 | 0 | 0 | 0 | 0 | 0 | 0 | 0 | 0 | 0 | 0
2007 | CA | MRO | - | - | DCWDIC | Deliverable Internal Capacity | 8891 | 9151 | 9192 | 9210 | 9235 | 9301 | 9435 | 9435 | 9435 | 9626 | 9626
2007 | CA | MRO | - | - | DCWDR | Derates and Decreases in Seasonal Rated Capacity | 0 | 0 | 0 | 0 | 0 | 0 | 0 | 0 | 0 | 0 | 0
2007 | CA | MRO | - | - | DCWDTO | Derated Operable Total Internal Capacity | 8991 | 9251 | 9292 | 9310 | 9335 | 9401 | 9535 | 9535 | 9535 | 9726 | 9726
2007 | CA | MRO | - | - | DCWEO | Energy-Only Resources (Operable) | 100 | 100 | 100 | 100 | 100 | 100 | 100 | 100 | 100 | 100 | 100
2007 | CA | MRO | - | - | DCWFP | Full-Responsibility Purchases (portion of total purchases) | 500 | 500 | 500 | 500 | 500 | 500 | 500 | 500 | 500 | 600 | 400
2007 | CA | MRO | - | - | DCWFS | Full-Responsibility Sales (portion of total sales) | 0 | 0 | 0 | 0 | 0 | 0 | 0 | 0 | 0 | 0 | 0
2007 | CA | MRO | - | - | DCWIC | Inoperable capacity | 40 | 0 | 0 | 0 | 0 | 0 | 0 | 0 | 0 | 0 | 0
2007 | CA | MRO | - | - | DCWICC | Inoperable Committed Capacity | 0 | 0 | 0 | 0 | 0 | 0 | 0 | 0 | 0 | 0 | 0
2007 | CA | MRO | - | - | DCWICE | Inoperable Energy Only Capacity | 0 | 0 | 0 | 0 | 0 | 0 | 0 | 0 | 0 | 0 | 0
2007 | CA | MRO | - | - | DCWICU | Inoperable Uncommitted Capacity | 0 | 0 | 0 | 0 | 0 | 0 | 0 | 0 | 0 | 0 | 0
2007 | CA | MRO | - | - | DCWIN | Internal Demand | 7161 | 7291 | 7404 | 7514 | 7650 | 7722 | 7790 | 7819 | 7861 | 7828 | 7919
2007 | CA | MRO | - | - | DCWIT | Interruptible Demand | 287 | 287 | 287 | 287 | 287 | 287 | 287 | 287 | 287 | 287 | 287
2007 | CA | MRO | - | - | DCWLM | Direct Control Load Management | 0 | 0 | 0 | 0 | 0 | 0 | 0 | 0 | 0 | 0 | 0
2007 | CA | MRO | - | - | DCWNC | Net Capacity Resources | 8581 | 8991 | 9032 | 9080 | 9155 | 9221 | 9385 | 9385 | 9385 | 10226 | 10026
2007 | CA | MRO | - | - | DCWNI | Projected Net Internal Demand | 6874 | 7004 | 7117 | 7227 | 7363 | 7435 | 7503 | 7532 | 7574 | 7541 | 7632
2007 | CA | MRO | - | - | DCWNUC | Committed | 0 | 0 | 41 | 59 | 84 | 150 | 284 | 284 | 284 | 475 | 475
2007 | CA | MRO | - | - | DCWNUE | Energy Only | 0 | 0 | 0 | 0 | 0 | 0 | 0 | 0 | 0 | 0 | 0
2007 | CA | MRO | - | - | DCWNUU | Uncommitted | 0 | 0 | 0 | 0 | 0 | 0 | 0 | 0 | 0 | 0 | 0
2007 | CA | MRO | - | - | DCWOEU | OPERABLE ENERGY-ONLY AND UNCOMMITTED RESOURCES | 100 | 100 | 100 | 100 | 100 | 100 | 100 | 100 | 100 | 100 | 100
2007 | CA | MRO | - | - | DCWOIC | Derated Operable Internal Capacity | 8891 | 9151 | 9192 | 9210 | 9235 | 9301 | 9435 | 9435 | 9435 | 9626 | 9626
2007 | CA | MRO | - | - | DCWOTL | Other Capacity < 1 MW | 0 | 0 | 0 | 0 | 0 | 0 | 0 | 0 | 0 | 0 | 0
2007 | CA | MRO | - | - | DCWP | Projected Purchases and Incoming Adjustments | 500 | 500 | 500 | 500 | 500 | 500 | 500 | 500 | 500 | 600 | 400
2007 | CA | MRO | - | - | DCWPCA | PLANNED CAPACITY ADDITIONS | 0 | 4 | 45 | 63 | 88 | 154 | 288 | 288 | 288 | 479 | 479
2007 | CA | MRO | - | - | DCWPU | Purchases | 500 | 500 | 500 | 500 | 500 | 500 | 500 | 500 | 500 | 600 | 400
2007 | CA | MRO | - | - | DCWREI | Planned Retirements of Existing Inoperable Capacity | 0 | 0 | 0 | 0 | 0 | 0 | 0 | 0 | 0 | 0 | 0
2007 | CA | MRO | - | - | DCWREP | Existing Net Purchases from Non-reporting Parties within Region/Subregion | 0 | 0 | 0 | 0 | 0 | 0 | 0 | 0 | 0 | 0 | 0
2007 | CA | MRO | - | - | DCWRIC | Return to Service of Existing Inoperable Capacity | 0 | 0 | 0 | 0 | 0 | 0 | 0 | 0 | 0 | 0 | 0
2007 | CA | MRO | - | - | DCWRNR | Planned Negative Reratings of Existing Capacity | 0 | 0 | 0 | 0 | 0 | 0 | 0 | 0 | 0 | 0 | 0
2007 | CA | MRO | - | - | DCWRPR | Planned Positive Reratings of Existing Capacity | 0 | 0 | 0 | 0 | 0 | 0 | 0 | 0 | 0 | 0 | 0
2007 | CA | MRO | - | - | DCWRRA | CAPACITY RERATINGS, RETIREMENTS AND ADJUSTMENTS | 0 | 0 | 0 | 0 | 0 | 0 | 0 | 0 | 0 | 0 | 0
2007 | CA | MRO | - | - | DCWS | Projected Sales and Outgoing Adjustments | 810 | 660 | 660 | 630 | 580 | 580 | 550 | 550 | 550 | 0 | 0
2007 | CA | MRO | - | - | DCWSA | Sales | 810 | 660 | 660 | 630 | 580 | 580 | 550 | 550 | 550 | 0 | 0
2007 | CA | MRO | - | - | DCWSM | Planned Outage or Scheduled Maintenance | 0 | 17 | 17 | 17 | 17 | 17 | 17 | 17 | 17 | 17 | 17
2007 | CA | MRO | - | - | DCWST | Standby Demand | 0 | 0 | 0 | 0 | 0 | 0 | 0 | 0 | 0 | 0 | 0
2007 | CA | MRO | - | - | DCWT | Total Internal Capacity | 9031 | 9268 | 9309 | 9327 | 9352 | 9418 | 9552 | 9552 | 9552 | 9743 | 9743
2007 | CA | MRO | - | - | DCWTEX | Existing Capacity | 9031 | 9264 | 9264 | 9264 | 9264 | 9264 | 9264 | 9264 | 9264 | 9264 | 9264
2007 | CA | MRO | - | - | DCWTI | Projected Total Internal Demand | 7161 | 7291 | 7404 | 7514 | 7650 | 7722 | 7790 | 7819 | 7861 | 7828 | 7919
2007 | CA | MRO | - | - | DCWTL | Transmission-Limited Resources | 0 | 0 | 0 | 0 | 0 | 0 | 0 | 0 | 0 | 0 | 0
2007 | CA | MRO | - | - | DCWTNP | Net Purchases From Non-reporting Parties Within Region/Subregion | 0 | 0 | 0 | 0 | 0 | 0 | 0 | 0 | 0 | 0 | 0
2007 | CA | MRO | - | - | DCWTO | Operable Total Internal Capacity | 8991 | 9268 | 9309 | 9327 | 9352 | 9418 | 9552 | 9552 | 9552 | 9743 | 9743
2007 | CA | MRO | - | - | DCWTP | Total Potential Resources | 8681 | 9091 | 9132 | 9180 | 9255 | 9321 | 9485 | 9485 | 9485 | 10326 | 10126
2007 | CA | MRO | - | - | DCWTPN | Planned – NOT under construction & positive rerating | 0 | 0 | 41 | 59 | 84 | 150 | 284 | 284 | 284 | 475 | 475
2007 | CA | MRO | - | - | DCWTPU | Planned Additions of New Capacity and Planned Uprates to Existing Capacity | 0 | 4 | 4 | 4 | 4 | 4 | 4 | 4 | 4 | 4 | 4
2007 | CA | MRO | - | - | DCWTRE | Planned Retirements and Planned Deratings | 0 | 0 | 0 | 0 | 0 | 0 | 0 | 0 | 0 | 0 | 0
2007 | CA | MRO | - | - | DCWUC | Uncommitted Resources (Operable) | 0 | 0 | 0 | 0 | 0 | 0 | 0 | 0 | 0 | 0 | 0
2007 | CA | MRO | - | - | DCWUCC | Committed | 0 | 4 | 4 | 4 | 4 | 4 | 4 | 4 | 4 | 4 | 4
2007 | CA | MRO | - | - | DCWUCE | Energy Only | 0 | 0 | 0 | 0 | 0 | 0 | 0 | 0 | 0 | 0 | 0
2007 | CA | MRO | - | - | DCWUCU | Uncommitted | 0 | 0 | 0 | 0 | 0 | 0 | 0 | 0 | 0 | 0 | 0
2007 | CA | MRO | - | - | DCWXC | COMMITTED | 8931 | 9164 | 9164 | 9164 | 9164 | 9164 | 9164 | 9164 | 9164 | 9164 | 9164
2007 | CA | MRO | - | - | DCWXCI | Inoperable | 40 | 0 | 0 | 0 | 0 | 0 | 0 | 0 | 0 | 0 | 0
2007 | CA | MRO | - | - | DCWXCO | Operable | 8891 | 9164 | 9164 | 9164 | 9164 | 9164 | 9164 | 9164 | 9164 | 9164 | 9164
2007 | CA | MRO | - | - | DCWXE | ENERGY ONLY | 100 | 100 | 100 | 100 | 100 | 100 | 100 | 100 | 100 | 100 | 100
2007 | CA | MRO | - | - | DCWXEI | Inoperable | 0 | 0 | 0 | 0 | 0 | 0 | 0 | 0 | 0 | 0 | 0
2007 | CA | MRO | - | - | DCWXU | UNCOMMITTED | 0 | 0 | 0 | 0 | 0 | 0 | 0 | 0 | 0 | 0 | 0
2007 | CA | MRO | - | - | DCWXUI | Inoperable | 0 | 0 | 0 | 0 | 0 | 0 | 0 | 0 | 0 | 0 | 0
2007 | CA | NPCC | - | - | CWTF | Total | 74357 | 78134 | 79977 | 82290 | 84442 | 85911 | 87579 | 88030 | 88631 | 89032 | 89308
2007 | CA | NPCC | - | - | DCWAI | Owned Capacity/Entitlement Located Externally | 50 | 50 | 50 | 50 | 50 | 50 | 50 | 50 | 50 | 50 | 50
2007 | CA | NPCC | - | - | DCWAO | Capacity Owned by/Entitlement Held by External Entity | 0 | 0 | 0 | 0 | 0 | 0 | 0 | 0 | 0 | 0 | 0
2007 | CA | NPCC | - | - | DCWCD | Conditional derates | 222 | 380 | 380 | 380 | 380 | 380 | 380 | 380 | 380 | 380 | 380
2007 | CA | NPCC | - | - | DCWDGG | Distributed Generator Capacity >= 1 MW | 0 | 0 | 0 | 0 | 0 | 0 | 0 | 0 | 0 | 0 | 0
2007 | CA | NPCC | - | - | DCWDGL | Distributed Generator Capacity < 1 MW | 0 | 0 | 0 | 0 | 0 | 0 | 0 | 0 | 0 | 0 | 0
2007 | CA | NPCC | - | - | DCWDIC | Deliverable Internal Capacity | 72877 | 75896 | 77543 | 79338 | 81024 | 81885 | 82940 | 82941 | 83542 | 83543 | 83819
2007 | CA | NPCC | - | - | DCWDR | Derates and Decreases in Seasonal Rated Capacity | 3623 | 4268 | 5061 | 5528 | 6035 | 6626 | 7186 | 7636 | 7636 | 7636 | 7636
2007 | CA | NPCC | - | - | DCWDTO | Derated Operable Total Internal Capacity | 72890 | 76051 | 77778 | 79629 | 81281 | 82191 | 83298 | 83299 | 83900 | 84301 | 84577
2007 | CA | NPCC | - | - | DCWEO | Energy-Only Resources (Operable) | 13 | 43 | 43 | 43 | 43 | 43 | 43 | 43 | 43 | 43 | 43
2007 | CA | NPCC | - | - | DCWFP | Full-Responsibility Purchases (portion of total purchases) | 10 | 10 | 10 | 10 | 10 | 10 | 10 | 10 | 10 | 10 | 10
2007 | CA | NPCC | - | - | DCWFS | Full-Responsibility Sales (portion of total sales) | 0 | 0 | 0 | 0 | 0 | 0 | 0 | 0 | 0 | 0 | 0
2007 | CA | NPCC | - | - | DCWIC | Inoperable capacity | 1540 | 1540 | 1540 | 770 | 0 | 0 | 0 | 0 | 0 | 0 | 0
2007 | CA | NPCC | - | - | DCWICC | Inoperable Committed Capacity | 0 | 0 | 0 | 0 | 0 | 0 | 0 | 0 | 0 | 0 | 0
2007 | CA | NPCC | - | - | DCWICE | Inoperable Energy Only Capacity | 0 | 0 | 0 | 0 | 0 | 0 | 0 | 0 | 0 | 0 | 0
2007 | CA | NPCC | - | - | DCWICU | Inoperable Uncommitted Capacity | 0 | 0 | 0 | 0 | 0 | 0 | 0 | 0 | 0 | 0 | 0
2007 | CA | NPCC | - | - | DCWIN | Internal Demand | 29465 | 30158 | 29852 | 29377 | 29197 | 28950 | 29303 | 29402 | 29461 | 29519 | 29581
2007 | CA | NPCC | - | - | DCWIT | Interruptible Demand | 1468 | 1909 | 1914 | 1918 | 1923 | 1927 | 1931 | 1935 | 1939 | 1943 | 1947
2007 | CA | NPCC | - | - | DCWLM | Direct Control Load Management | 0 | 250 | 250 | 250 | 250 | 250 | 250 | 250 | 250 | 250 | 250
2007 | CA | NPCC | - | - | DCWNC | Net Capacity Resources | 71825 | 75491 | 77138 | 78933 | 80619 | 81480 | 82592 | 82593 | 83194 | 83417 | 83718
2007 | CA | NPCC | - | - | DCWNI | Projected Net Internal Demand | 64248 | 64538 | 64586 | 64480 | 64547 | 64490 | 65050 | 65350 | 65611 | 65823 | 66132
2007 | CA | NPCC | - | - | DCWNUC | Committed | 0 | 150 | 1196 | 1814 | 3186 | 3899 | 4460 | 4910 | 4910 | 4910 | 4910
2007 | CA | NPCC | - | - | DCWNUE | Energy Only | 0 | 0 | 80 | 80 | 80 | 80 | 80 | 80 | 80 | 80 | 80
2007 | CA | NPCC | - | - | DCWNUU | Uncommitted | 0 | 0 | 0 | 0 | 0 | 0 | 0 | 0 | 600 | 600 | 875
2007 | CA | NPCC | - | - | DCWOEU | OPERABLE ENERGY-ONLY AND UNCOMMITTED RESOURCES | 13 | 72 | 152 | 208 | 257 | 306 | 358 | 358 | 958 | 1358 | 1633
2007 | CA | NPCC | - | - | DCWOIC | Derated Operable Internal Capacity | 72877 | 75979 | 77626 | 79421 | 81024 | 81885 | 82940 | 82941 | 83542 | 83543 | 83819
2007 | CA | NPCC | - | - | DCWOTL | Other Capacity < 1 MW | 0 | 0 | 0 | 0 | 0 | 0 | 0 | 0 | 0 | 0 | 0
2007 | CA | NPCC | - | - | DCWP | Projected Purchases and Incoming Adjustments | 250 | 250 | 250 | 250 | 250 | 50 | 50 | 50 | 50 | 50 | 50
2007 | CA | NPCC | - | - | DCWPCA | PLANNED CAPACITY ADDITIONS | 0 | 1271 | 4604 | 6199 | 7620 | 8937 | 9889 | 10339 | 10939 | 11339 | 11613
2007 | CA | NPCC | - | - | DCWPU | Purchases | 200 | 200 | 200 | 200 | 200 | 0 | 0 | 0 | 0 | 0 | 0
2007 | CA | NPCC | - | - | DCWREI | Planned Retirements of Existing Inoperable Capacity | 0 | 0 | 0 | 0 | 0 | 0 | 0 | 0 | 0 | 0 | 0
2007 | CA | NPCC | - | - | DCWREP | Existing Net Purchases from Non-reporting Parties within Region/Subregion | 40 | 0 | 0 | 0 | 0 | 0 | 0 | 0 | 0 | 0 | 0
2007 | CA | NPCC | - | - | DCWRIC | Return to Service of Existing Inoperable Capacity | 0 | 0 | 0 | 770 | 1540 | 1540 | 1540 | 1540 | 1540 | 1540 | 1540
2007 | CA | NPCC | - | - | DCWRNR | Planned Negative Reratings of Existing Capacity | 0 | 12 | 563 | 16 | 21 | 637 | 0 | 0 | 0 | 0 | 0
2007 | CA | NPCC | - | - | DCWRPR | Planned Positive Reratings of Existing Capacity | 0 | 75 | 154 | 301 | 311 | 311 | 349 | 349 | 349 | 349 | 349
2007 | CA | NPCC | - | - | DCWRRA | CAPACITY RERATINGS, RETIREMENTS AND ADJUSTMENTS | 40 | 109 | -351 | 371 | 338 | -249 | 465 | 465 | 465 | 465 | 465
2007 | CA | NPCC | - | - | DCWS | Projected Sales and Outgoing Adjustments | 1302 | 655 | 655 | 655 | 655 | 455 | 398 | 398 | 398 | 176 | 151
2007 | CA | NPCC | - | - | DCWSA | Sales | 1302 | 655 | 655 | 655 | 655 | 455 | 398 | 398 | 398 | 176 | 151
2007 | CA | NPCC | - | - | DCWSM | Planned Outage or Scheduled Maintenance | 1926 | 521 | 875 | 1645 | 1645 | 875 | 875 | 875 | 875 | 875 | 875
2007 | CA | NPCC | - | - | DCWST | Standby Demand | 0 | 0 | 0 | 0 | 0 | 0 | 0 | 0 | 0 | 0 | 0
2007 | CA | NPCC | - | - | DCWT | Total Internal Capacity | 79979 | 82380 | 85254 | 87572 | 88961 | 89691 | 91359 | 91810 | 92411 | 92812 | 93088
2007 | CA | NPCC | - | - | DCWTEX | Existing Capacity | 79939 | 81001 | 81001 | 81002 | 81003 | 81004 | 81006 | 81007 | 81008 | 81009 | 81010
2007 | CA | NPCC | - | - | DCWTI | Projected Total Internal Demand | 65716 | 66697 | 66750 | 66648 | 66720 | 66666 | 67231 | 67535 | 67800 | 68015 | 68329
2007 | CA | NPCC | - | - | DCWTL | Transmission-Limited Resources | 0 | 83 | 83 | 83 | 0 | 0 | 0 | 0 | 0 | 0 | 0
2007 | CA | NPCC | - | - | DCWTNP | Net Purchases From Non-reporting Parties Within Region/Subregion | 0 | 49 | 77 | 105 | 124 | 153 | 192 | 192 | 192 | 192 | 192
2007 | CA | NPCC | - | - | DCWTO | Operable Total Internal Capacity | 78439 | 80840 | 83714 | 86802 | 88961 | 89691 | 91359 | 91810 | 92411 | 92812 | 93088
2007 | CA | NPCC | - | - | DCWTP | Total Potential Resources | 71838 | 75646 | 77373 | 79224 | 80876 | 81786 | 82950 | 82951 | 83552 | 84175 | 84476
2007 | CA | NPCC | - | - | DCWTPN | Planned – NOT under construction & positive rerating | 0 | 150 | 1276 | 1894 | 3266 | 3979 | 4540 | 4990 | 5590 | 5590 | 5865
2007 | CA | NPCC | - | - | DCWTPU | Planned Additions of New Capacity and Planned Uprates to Existing Capacity | 0 | 1121 | 3328 | 4305 | 4354 | 4957 | 5349 | 5349 | 5349 | 5749 | 5749
2007 | CA | NPCC | - | - | DCWTRE | Planned Retirements and Planned Deratings | 0 | 3 | 19 | 19 | 76 | 76 | 76 | 76 | 76 | 76 | 76
2007 | CA | NPCC | - | - | DCWUC | Uncommitted Resources (Operable) | 0 | 0 | 0 | 0 | 0 | 0 | 0 | 0 | 0 | 0 | 0
2007 | CA | NPCC | - | - | DCWUCC | Committed | 0 | 1092 | 3299 | 4220 | 4220 | 4774 | 5114 | 5114 | 5114 | 5114 | 5114
2007 | CA | NPCC | - | - | DCWUCE | Energy Only | 0 | 29 | 29 | 29 | 29 | 29 | 29 | 29 | 29 | 29 | 29
2007 | CA | NPCC | - | - | DCWUCU | Uncommitted | 0 | 0 | 0 | 56 | 105 | 154 | 206 | 206 | 206 | 606 | 606
2007 | CA | NPCC | - | - | DCWXC | COMMITTED | 79926 | 80958 | 80958 | 80959 | 80960 | 80961 | 80963 | 80964 | 80965 | 80966 | 80967
2007 | CA | NPCC | - | - | DCWXCI | Inoperable | 1540 | 1540 | 1540 | 1540 | 1540 | 1540 | 1540 | 1540 | 1540 | 1540 | 1540
2007 | CA | NPCC | - | - | DCWXCO | Operable | 78386 | 79418 | 79418 | 79419 | 79420 | 79421 | 79423 | 79424 | 79425 | 79426 | 79427
2007 | CA | NPCC | - | - | DCWXE | ENERGY ONLY | 13 | 43 | 43 | 43 | 43 | 43 | 43 | 43 | 43 | 43 | 43
2007 | CA | NPCC | - | - | DCWXEI | Inoperable | 0 | 0 | 0 | 0 | 0 | 0 | 0 | 0 | 0 | 0 | 0
2007 | CA | NPCC | - | - | DCWXU | UNCOMMITTED | 0 | 0 | 0 | 0 | 0 | 0 | 0 | 0 | 0 | 0 | 0
2007 | CA | NPCC | - | - | DCWXUI | Inoperable | 0 | 0 | 0 | 0 | 0 | 0 | 0 | 0 | 0 | 0 | 0
2007 | CA | NPCC | Maritimes | Maritimes | CWTF | Total | 6650 | 6680 | 6268 | 7020 | 7041 | 7119 | 7210 | 7210 | 7210 | 7610 | 7610
2007 | CA | NPCC | Maritimes | Maritimes | DCWAI | Owned Capacity/Entitlement Located Externally | 50 | 50 | 50 | 50 | 50 | 50 | 50 | 50 | 50 | 50 | 50
2007 | CA | NPCC | Maritimes | Maritimes | DCWAO | Capacity Owned by/Entitlement Held by External Entity | 0 | 0 | 0 | 0 | 0 | 0 | 0 | 0 | 0 | 0 | 0
2007 | CA | NPCC | Maritimes | Maritimes | DCWCD | Conditional derates | 0 | 0 | 0 | 0 | 0 | 0 | 0 | 0 | 0 | 0 | 0
2007 | CA | NPCC | Maritimes | Maritimes | DCWDGG | Distributed Generator Capacity >= 1 MW | 0 | 0 | 0 | 0 | 0 | 0 | 0 | 0 | 0 | 0 | 0
2007 | CA | NPCC | Maritimes | Maritimes | DCWDGL | Distributed Generator Capacity < 1 MW | 0 | 0 | 0 | 0 | 0 | 0 | 0 | 0 | 0 | 0 | 0
2007 | CA | NPCC | Maritimes | Maritimes | DCWDIC | Deliverable Internal Capacity | 6650 | 6651 | 6171 | 6855 | 6827 | 6856 | 6895 | 6895 | 6895 | 6895 | 6895
2007 | CA | NPCC | Maritimes | Maritimes | DCWDR | Derates and Decreases in Seasonal Rated Capacity | 0 | 0 | 58 | 58 | 58 | 58 | 58 | 58 | 58 | 58 | 58
2007 | CA | NPCC | Maritimes | Maritimes | DCWDTO | Derated Operable Total Internal Capacity | 6663 | 6723 | 6323 | 7063 | 7084 | 7162 | 7253 | 7253 | 7253 | 7653 | 7653