SPP |  | 92123 | Delayed - Siting Challenges | Upgrade | SPP | Line - S3454 - S3740 345 kV |  | Reliability |  | NE |  | Omaha Public Power District | OPPD |  | 100 | 3.3 | OH | AC | 300-399 | 345 | 1 |  | 1792 |  | 2029-10-01
SPP |  | 92142 | Delayed - Siting Challenges | Upgrade | SPP | Sub - Moorhead 230 kV Substation Reconfiguration |  | Reliability |  | MN |  |  | MRES |  | 100 | 2.56 |  | AC | 200-299 | 230 | 1 |  |  |  | 2025-03-14
SPP |  | 92168 | Delayed - Siting Challenges | Upgrade | SPP | Multi - Tande - Finstad - Leland Olds 345 kV |  | Reliability |  | ND |  | Midwest Energy | MWE |  | 100 | 27 |  | AC | 300-399 | 345 | 1 |  | 1792 |  | 2026-12-30
SPP |  | 92178 | Delayed - Siting Challenges | Upgrade | SPP | Multi - E Newtown 115 kV |  | Reliability |  | ND |  | Midwest Energy | MWE |  | 100 | 15.2 |  | AC | 100-120 | 115 | 1 |  | 225 |  | 2024-09-30
SPP |  | 92180 | Delayed - Siting Challenges | Upgrade | SPP | Line - Kearney NE - Tower 115 kV |  | Reliability |  | NE |  | Nebraska Public Power District | NPPD |  | 100 | 20.5 | OH | AC | 100-120 | 115 | 1 |  | 160 |  | 2025-12-01
SPP |  | 92190 | Delayed - Siting Challenges | Upgrade | SPP | Multi - Rocky Point - OG&E Marietta - WFEC Marietta 138 kV Rebuild |  | Reliability |  | OK |  | Oklahoma Gas & Electric | OGE |  | 100 | 13.4 |  | AC | 121-150 | 138 | 1 |  | 286 |  | 2025-06-01
SPP |  | 92211 | Delayed - Siting Challenges | Upgrade | SPP | Multi - NE Williston - Folvag 115 kV - Judson - East Fork - Tande 345 kV |  | Reliability |  | ND |  | Midwest Energy | MWE |  | 100 | 21 |  | AC | 100-120 | 345 | 1 |  | 239 |  | 2024-09-30
SPP |  | 92237 | Delayed - Siting Challenges | Upgrade | SPP | Line - Twist - Wilco 115 kV |  | Reliability |  | TX |  | Southwestern Public Service | SPS |  | 100 | 19 | OH | AC | 300-399 | 115 | 1 |  | 174 |  | 2026-12-31
SPP |  | 92271 | Planned | Upgrade | SPP | Multi - West Oaks - Council - Classen 138 kV Reconductor |  | Reliability |  | AR |  | Oklahoma Gas & Electric | OGE |  | 100 | 10.25 |  | AC | 121-150 | 138 | 1 |  | 396 |  | 2024-04-01
SPP |  | 92308 | Delayed - Siting Challenges | Upgrade | SPP | Line Carpenter – Willow Lake 69 kV |  | Other |  | SD |  | East River Electric Power Cooperative | EREC |  | 100 | 17.4 | OH | AC | 100-120 | 69 | 1 |  | 114 |  | 2025-03-31
SPP |  | 92372 | Planned | Upgrade | SPP | Line - North Dakota/Saskatchewan Border (Tableland) - Wheelock 230 kV |  | Other |  | ND |  | Basin Electric Power Company | BEPC |  | 100 | 7.3 | OH | AC | 200-299 | 230 | 1 |  | 325 |  | 2027-10-01
SPP |  | 92371 | Planned | Upgrade | SPP | Line - North Dakota/Saskatchewan Border (Tableland) - Tande 230 kV |  | Other |  | ND |  | Basin Electric Power Company | BEPC |  | 100 | 42.6 | OH | AC | 200-299 | 230 | 1 |  | 325 |  | 2027-10-01
SPP |  | 92382 | Planned | Upgrade | SPP | Device - Lea Road 115 kV Capacitor Bank |  | Reliability |  | NM |  | Southwestern Public Service | SPS |  | 100 | 4.2 |  | AC | 100-120 | 115 | 1 |  | 28.8 |  | 2029-05-31
SPP |  | 92386 | Delayed - Siting Challenges | Upgrade | SPP | Line - 36th & Lewis - 52nd & Delaware Tap 138 kV Rebuild |  | Reliability |  | OK |  | American Electric Power | AEP |  | 100 | 2 | OH | AC | 100-120 | 138 | 1 |  | 367 |  | 2029-05-31
SPP |  | 92389 | Planned | Upgrade | SPP | Line - Eagle - J1 Center 69 kV Rebuild |  | Reliability |  | IA |  | Northwest Iowa Power Cooperative | NIPCO |  | 100 | 1.5 | OH | AC | 100-120 | 69 | 1 |  | 71 |  | 2024-09-30
SPP |  | 92393 | Planned | Upgrade | SPP | Multi - Siloam Springs-Siloam Springs City 161 kV Terminal Upgrades |  | Reliability |  | AR |  | Grand River Dam Authority | GRDA |  | 100 | 4 |  | AC | 151-199 | 161 | 1 |  | 500 |  | 2024-06-01
SPP |  | 92394 | Delayed - Siting Challenges | Upgrade | SPP | Sub - Fargo 230 kV Terminal Upgrade |  | Reliability |  | ND |  | Western Area Power Administration | WAPA |  | 100 | 2.2 |  | AC | 200-299 | 230 | 1 |  | 505 |  | 2027-01-15
SPP |  | 92402 | Planned | Upgrade | SPP | Device - Twelve Mile 115 kV Capacitor Bank |  | Other |  | ND |  | Midwest Energy | MWE |  | 100 | 3.5 |  | AC | 100-120 | 115 | 1 |  | 12 |  | 2029-10-01
SPP |  | 92411 | Delayed - Siting Challenges | Upgrade | SPP | Device - West Oak 138 kV Breakers |  | Reliability |  | OK |  | Oklahoma Gas & Electric | OGE |  | 100 | 6 |  | AC | 121-150 | 138 | 1 |  | 40 |  | 2024-06-01
SPP |  | 92412 | Delayed - Siting Challenges | Upgrade | SPP | Device - Lubbock South 115 kV Breaker |  | Reliability |  | TX |  | Southwestern Public Service | SPS |  | 100 | 4 |  | AC | 100-120 | 115 | 1 |  | 40 |  | 2025-01-01
SPP |  | 92413 | Planned | Upgrade | SPP | Device - Cherry Creek 138 kV Breaker |  | Reliability |  | OK |  | Oklahoma Gas & Electric | OGE |  | 100 | 6.5 |  | AC | 121-150 | 138 | 1 |  | 40 |  | 2024-06-01
SPP |  | 92414 | Planned | Upgrade | SPP | Device - Indian Hill 138 kV Breaker |  | Reliability |  | OK |  | Oklahoma Gas & Electric | OGE |  | 100 | 3.5 |  | AC | 121-150 | 138 | 1 |  | 40 |  | 2024-06-01
SPP |  | 92415 | Planned | Upgrade | SPP | Device - Turner 138 kV Breaker |  | Reliability |  | Ok |  | Oklahoma Gas & Electric | OGE |  | 100 | 0.49 |  | AC | 121-150 | 138 | 1 |  | 40 |  | 2024-06-01
SPP |  | 92421 | Delayed - Siting Challenges | Upgrade | SPP | Multi - Crossroads - Hobbs - Roadrunner 345 kV dbl ckt |  | Reliability |  | NM |  | Southwestern Public Service | SPS |  | 100 | 33.6 |  | AC | 300-399 | 345 | 2 |  | 1792 |  | 2025-10-14
SPP |  | 92639 | Delayed - Siting Challenges | Upgrade | SPP | Line - S1254 - S1281 161 kV Ckt 1 Reconductor |  | Other |  | NE |  | Omaha Public Power District | OPPD |  | 100 | 9 | OH | AC | 151-199 | 161 | 1 |  |  |  | 2024-04-15
SPP |  | 92940 | Planned | Upgrade | SPP | Device - Ellsworth Tap - Great Bend 115 kV Ckt 1 Structure Upgrade |  | Reliability |  | KS |  | Sunflower Electric Power Company | SEPC |  | 100 | 8.5 |  | AC | 100-120 | 115 | 1 |  | 117.5 |  | 2028-01-01
SPP |  | 92955 | Delayed - Siting Challenges | Upgrade | SPP | XFR - Seminole 345/138 kV Ckt3 |  | Reliability |  | OK |  | Oklahoma Gas & Electric | OGE |  | 100 | 13 |  | AC | 300-399 | 345 | 1 |  | 448 |  | 2026-12-31
SPP |  | 92966 | Planned | Upgrade | SPP | Device - Lightning Creek 138 kV Breaker |  | Reliability |  | OK |  | Oklahoma Gas & Electric | OGE |  | 100 | 1.15 |  | AC | 121-150 | 138 | 1 |  | 50 |  | 2024-06-01
SPP |  | 92986 | Conceptual | Upgrade | SPP | XFR-Phantom 345/115 kV Transformer & Capacitor Banks |  | Reliability |  | OK |  | Southwestern Public Service | SPS |  | 100 | 7.8 |  | AC | 300-399 | 345 | 1 |  | 72 |  | 2027-01-15
SPP |  | 92980 | Delayed - Siting Challenges | Upgrade | SPP | Sub - Newman Grace Tap - Woodward Nitrogen 69 kV Terminal Upgrade |  | Reliability |  |  |  | Oklahoma Gas & Electric | OGE |  | 100 | 1.16 |  | AC | 100-120 | 69 | 1 |  | 71 |  | 2025-12-01
SPP |  | 92987 | Delayed - Siting Challenges | Upgrade | SPP | Device - Broadland 345 kV Reactor |  | Reliability |  | ND |  | Basin Electric Power Company | BEPC |  | 100 | 7.6 |  | AC | 300-399 | 345 | 1 |  | 75 |  | 2029-09-12
SPP |  | 92989 | Delayed - Siting Challenges | Upgrade | SPP | Sub - Moore Co 115 kV Terminal Upgrade |  | Reliability |  | TX |  | Southwestern Public Service | SPS |  | 100 | 14.4 |  | AC | 100-120 | 115 | 1 |  | 175 |  | 2027-07-01
SPP |  | 92992 | Delayed - Siting Challenges | Upgrade | SPP | Sub - Anadarko 138 kV - Southwestern 138 kV |  | Economics / Congestion |  | OK |  | Western Farmers Electric Cooperative | WFEC |  | 100 | 30 |  | AC | 121-150 | 138 | 1 |  | 286 |  | 2025-11-30
SPP |  | 92994 | Delayed - Siting Challenges | Upgrade | SPP | Multi - Sub 1214 - 70th & Bluff 161 kV Rebuild |  | Economics / Congestion |  | NE |  | Omaha Public Power District | OPPD |  | 100 | 1 |  | AC | 151-199 | 161 | 1 |  | 215 |  | 2027-01-01
SPP |  | 92996 | Planned | Upgrade | SPP | Multi - Southgate - Westmoore Tap - Pennsylvania 138 kV |  | Reliability |  | OK |  | Oklahoma Gas & Electric | OGE |  | 100 | 2.7 |  | AC | 121-150 | 138 | 1 |  | 375 |  | 2026-10-30
SPP |  | 93062 | Delayed - Siting Challenges | Upgrade | SPP | Line - Fitzgerald Creek - Kinze 138 kV |  | Economics / Congestion |  | OK |  | Oklahoma Gas & Electric | OGE |  | 100 | 25.9 | OH | AC | 121-150 | 138 | 1 |  | 194 |  | 2028-06-01
SPP |  | 93107 | Delayed - Siting Challenges | Upgrade | SPP | Device Dawson County-Fort Peck 230 kV 40 MVAR Line Reactor |  | Reliability |  | OK |  | Western Area Power Administration | WAPA |  | 100 | 6.6 |  | AC | 200-299 | 230 | 1 |  | 40 |  | 2030-09-01
SPP |  | 93896 | Planned | Upgrade | SPP | Line - S1281 - S1361 161 kV |  | Other |  | NE |  | Omaha Public Power District | OPPD |  | 100 | 18.2 | OH | AC | 151-199 | 161 | 1 |  | 558 |  | 2025-03-15
SPP |  | 93897 | Delayed - Siting Challenges | Upgrade | SPP | Tap S1345 - S1236 161 kV |  | Other |  | NE |  | Omaha Public Power District | OPPD |  | 100 | 21.2 |  | AC | 151-199 | 161 | 1 |  | 335 |  | 2024-03-01
SPP |  | 94010 | Delayed - Siting Challenges | Upgrade | SPP | Line - Matthewson 345 kV - Redbud 345 kV |  | Economics / Congestion |  | OK |  | Oklahoma Gas & Electric | OGE |  | 100 | 13.8 | OH | AC | 300-399 | 345 | 1 |  | 1792 |  | 2027-12-01
SPP |  | 94080 | Delayed - Siting Challenges | Upgrade | SPP | Device - Groton 345 kV Reactor |  | Reliability |  | ND |  | Basin Electric Power Company | BEPC |  | 100 | 11.1 |  | AC | 300-399 | 345 | 1 |  | 68 |  | 2029-09-12
SPP |  | 94550 | Delayed - Siting Challenges | Upgrade | SPP | Line - Roadrunner - Red Bluff 115 kV Reconductor |  | Reliability |  | NM |  | Southwestern Public Service | SPS |  | 100 | 12 | OH | AC | 100-120 | 115 | 1 |  | 203 |  | 2027-01-15
SPP |  | 94551 | Delayed - Siting Challenges | Upgrade | SPP | Device - Livingston Ridge 115 kV Cap Bank |  | Reliability |  | NM |  | Southwestern Public Service | SPS |  | 100 | 100.7 |  | AC | 100-120 | 115 | 1 |  | 57.6 |  | 2027-01-15
SPP |  | 94552 | Planned | Upgrade | SPP | Device - Lynch 115 kV Cap Bank |  | Reliability |  | NM |  | Southwestern Public Service | SPS |  | 100 | 124.3 |  | AC | 100-120 | 115 | 1 |  | 14.4 |  | 2027-01-15
SPP |  | 94553 | Planned | Upgrade | SPP | Device - Malaga Bend115 kV Cap Bank |  | Reliability |  | NM |  | Southwestern Public Service | SPS |  | 100 | 0.84 |  | AC | 100-120 | 115 | 1 |  | 28.8 |  | 2027-01-15
SPP |  | 94554 | Delayed - Siting Challenges | Upgrade | SPP | Device North Loving 115/345 kV Cap Bank |  | Reliability |  | NM |  | Southwestern Public Service | SPS |  | 100 | 11.2 |  | AC | 300-399 | 345 | 1 |  | 100 |  | 2027-01-15
TRE-ERCOT |  | 67322 | Planned | New | Texas RE | Cenizo to Cruce: Construct New 345 kV Double Circuit Line | N | Reliability |  | Cenizo | Cruce | AEP |  | I | 1 | 69 | OH | AC | 300-399 | 345 | 2 | 2 | 2856 |  | 2026-11-01
TRE-ERCOT |  | 81588 | Planned | New | Texas RE | Chalybe: Expand station with two new 345/138 kV autotransformers to interconnect Delta | N | Reliability |  | Chalybe | Kingfisher | AEP |  | I | 1 | 46 | OH | AC | 300-399 | 345 | 2 | 2 | 2668 |  | 2028-06-01
TRE-ERCOT |  | 50948 | Under Construction | New | Texas RE | Angstrom - Grissom: Build New Line | N | Reliability |  | Angstrom | Grissom | AEP |  | I | 1 | 17 | OH | AC | 300-399 | 345 | 1 | 2 | 1750 | 2023-11-01 | 2024-06-01
TRE-ERCOT |  | 67326 | Planned | New | Texas RE | Ajo to Reforzar: Construct New 345 kV Double Circuit Line | N | Reliability |  | Ajo | Reforzar | AEP |  | I | 1 | 11 | OH | AC | 300-399 | 345 | 2 | 2 | 2856 |  | 2026-11-01
TRE-ERCOT |  | 59099 | Planned | Upgrade | Texas RE | Blessing to Celanese: Rebuild 138 kV line | N | Reliability |  | Blessing | Celanese Bay City | AEP |  | I | 1 | 11.54 | OH | AC | 121-150 | 138 | 1 | 1 | 478 |  | 2024-12-01
TRE-ERCOT |  | 69281 | Under Construction | New | Texas RE | Angstrom to Naismith: Build New 345 kV Line | N | Reliability |  | Angstrom | Naismith | AEP |  | I | 1 | 19 | OH | AC | 300-399 | 345 | 1 | 2 | 1750 | 2024-05-01 | 2024-10-01
TRE-ERCOT |  | 5167 | Under Construction | Upgrade | Texas RE | Poesta to Tuleta: Build new double circuit 138/69 kV line | N | Reliability |  | Poesta | Tuleta | AEP |  | I | 1 | 23.5 | OH | AC | 121-150 | 138 | 2 | 2 | 478 |  | 2024-12-01
TRE-ERCOT |  | 67320 | Planned | New | Texas RE | Cruce to Reforzar: Construct New 345 kV Double Circuit Line | N | Reliability |  | Cruce | Reforzar | AEP |  | I | 1 | 48 | OH | AC | 300-399 | 345 | 2 | 2 | 2856 |  | 2026-11-01
TRE-ERCOT |  | 67324 | Planned | New | Texas RE | Cruce to Del Sol: Construct New 345 kV Double Circuit Line | N | Reliability |  | Cruce | Del Sol | AEP |  | I | 0.4 | 54.2 | OH | AC | 300-399 | 345 | 2 | 2 | 1784 |  | 2026-11-01
TRE-ERCOT |  | 66101 | Planned | New | Texas RE | Del Sol to Frontera: Build New 345 kV Double Circuit Line Expand Frontera with two autotransformers | N | Reliability | Economics / Congestion | Del Sol | Frontera | ETT |  | I | 0.5 | 36 | OH | AC | 300-399 | 345 | 2 | 2 | 2856 |  | 2026-05-01
TRE-ERCOT |  | 69709 | Planned | New | Texas RE | LCRATSC_Bearkat_NorthMcCamey_SandLake_TransmsissionLineAddition | N | Reliability | Other | North McCamey | Bearkat | LCRATSC/WETT |  | O | 50% / 50% | 94 | OH | AC | 300-399 | 345 | 2 | 2 | 2988 |  | 2026-06-01
TRE-ERCOT |  | 69709 | Planned | New | Texas RE | LCRATSC_Bearkat_NorthMcCamey_SandLake_TransmsissionLineAddition | N | Reliability | Other | North McCamey | Sandlake | LCRATSC/ONCOR |  | O | 50% / 50% | 71 | OH | AC | 300-399 | 345 | 2 | 2 | 2988 |  | 2026-06-01
TRE-ERCOT |  | 73436 | Conceptual | New | Texas RE | Rockhound - Connell 345 kV Double-Circuit Line | N | Reliability | Other | Rockhound | Connell | ONCOR |  | I | 1 | 10 | OH | AC | 300-399 | 345 | 2 | 2 | 2988 |  | 2026-12-01
TRE-ERCOT |  | 70900E | Planned | New | Texas RE | Roanoke Area Upgrades | N | Reliability | Other | Roanoke Switch | Exchange Switch | ONCOR |  | I | 1 | 11.4 | OH | AC | 121-150 | 138 | 1 | 2 | 765 |  | 2026-05-01
TRE-ERCOT |  | 5467 | Under Construction | New | Texas RE | Nacogdoches Southeast_Redland 345kV Line | N | Reliability | Other | Nacogdoches Southeast | Redland | ONCOR |  | I | 1 | 13.4 | OH | AC | 300-399 | 345 | 1 | 2 | 1971 |  | 2024-12-01
TRE-ERCOT |  | 76696 | Conceptual | New | Texas RE | Construct a new Border – Shifting Sands 138 kV Line | N | Reliability | Other | Atchison | Shifting Sands | ONCOR |  | I | 1 | 22.3 | OH | AC | 121-150 | 138 | 1 | 2 | 614 |  | 2026-12-01
TRE-ERCOT |  | 81060 | Planned | New | Texas RE | Riverton-Border-Quarry Field 138 kV Second Circuit | N | Reliability | Other | Riverton | Quarry Field | ONCOR |  | I | 1 | 29.7 | OH | AC | 121-150 | 138 | 1 | 2 | 614 |  | 2025-12-01
TRE-ERCOT |  | 70900D | Planned | New | Texas RE | Roanoke Area Upgrades | N | Reliability | Other | Dunham Switch | Ramhorn Switch | ONCOR |  | I | 1 | 36.8 | OH | AC | 300-399 | 345 | 2 | 2 | 2988 |  | 2025-12-01
TRE-ERCOT |  | 6304 | Conceptual | New | Texas RE | Shamburger North - Shamburger 345 kV Line | N | Reliability | Other | Shamburger North | Shamburger | ONCOR |  | I | 1 | 10 | OH | AC | 300-399 | 345 | 2 | 2 | 1595 |  | 2026-05-01
TRE-ERCOT |  | 81175 | Conceptual | New | Texas RE | Salt Flat Road 138 kV Switch and Salt Flat Road - Barr Ranch - Reiter 138 kV Second Circuit | N | Reliability | Other | Reiter | Salt Flat Road | ONCOR |  | I | 1 | 44 | OH | AC | 121-150 | 138 | 1 | 2 | 614 |  | 2025-12-01
TRE-ERCOT |  | 5982 | Conceptual | New | Texas RE | Shamburger North - Shamburger 138 kV Line | N | Reliability | Other | Shamburger North | Shamburger | ONCOR |  | I | 1 | 10 | OH | AC | 121-150 | 138 | 1 | 2 | 614 |  | 2026-05-01
TRE-ERCOT |  | 73053 | Delayed - Other (Comment Required) | New | Texas RE | Wimberley Loop to New Substation | N | Reliability | Other | Wimberley | Cebolla Creek | PEC |  | C | 1 | 13.44 | OH | AC | 121-150 | 138 | 1 | 2 | 219 | 2027-05-01 | 2028-05-01
TRE-ERCOT |  | 67329 | Planned | New | Texas RE | San Miguel to Cruce 345 kV lines | N | Reliability | Reliability | San Miguel | Cruce | STEC |  | C | 1 | 231.12 | OH | AC | 300-399 | 345 | 2 | 2 | 1593 |  | 2026-12-01
TRE-ERCOT |  | 63497 | Planned | New | Texas RE | Bakersfield to Cedar Canyon 2nd circuit | N | Reliability | Variable/Renewable Integration | Bakersfield | Cedar Canyon | STEC |  | C | 1 | 21.1 | OH | AC | 300-399 | 345 | 1 | 2 | 1998 | 2023-09-01 | 2024-09-01
TRE-ERCOT |  | 70943 | Cancelled - Other (Comment Required) | New | Texas RE | Double circuit 138kV tie between Pyote and Coyanosa | N | Reliability | Other | Pyote (bus # 38001) | Coyanosa (bus # 38380) | TNMP |  | I | 1 | 15 | OH | AC | 121-150 | 138 | 2 | 2 |  |  | 2025-06-01
TRE-ERCOT |  | 73476 | Planned | Upgrade | Texas RE | TNMP_KERMIT_RECONDUCTOR | N | Other | Other | 37920 WINK T | 38250 KERMIT 2 | TNMP |  | I | 1 | 10.8 | OH | AC | 121-150 | 138 | 1 | 1 | 191 |  | 2024-12-01
WECC-AB |  |  | Planned | Upgrade | WECC | 610L-10 -- P7075 Vauxhall Area Transmission Development | N | Reliability | Economics / Congestion | 83S | 336S | AESO |  | I | 1 | 14 | OH | AC | 121-150 | 138 | 1 | 1 | 175-237.6 | 2024-07-01 | 2024-03-31
WECC-AB |  |  | Planned | Upgrade | WECC | 879L-10 -- P7075 Vauxhall Area Transmission Development | N | Reliability | Economics / Congestion | 244S | 368S | AESO |  | I | 1 | 32.42 | OH | AC | 121-150 | 138 | 1 | 1 | 121-162.8 | 2024-07-01 | 2024-03-31
WECC-AB |  |  | Planned | Upgrade | WECC | 807L -- 1381 807L Capacity Increase | N | Economics / Congestion | Reliability | 233S | 807AL | AESO |  | I | 1 | 4.122 | OH | AC | 121-150 | 138 | 1 | 1 | 175-217 | 2023-08-28 | 2025-06-30
WECC-AB |  |  | Planned | Upgrade | WECC | 7L143 --P7001-1 Central East Transfer-Out | N | Reliability | Economics / Congestion | 769S | 766S | AESO |  | I | 1 | 35.093 | OH | AC | 121-150 | 138 | 1 | 1 | 95.8-95.8 | 2023-05-09 | 2026-06-01
WECC-AB |  |  | Planned | Upgrade | WECC | 7L65-2a --1781 Provost to Edgerton & Nilrem to Vermilion Transmission Development | N | Reliability | Economic/Cogestion | 7L65 Tap | 2007S | AESO |  | I | 1 | 38.54 | OH | AC | 121-150 | 138 | 1 | 1 | 109-139 | 2023-12-31 | 2027-12-15
WECC-AB |  |  | Planned | Upgrade | WECC | 7L205 --1781 Provost to Edgerton & Nilrem to Vermilion Transmission Development | N | Reliability | Economic/Cogestion | 710S | 2007S | AESO |  | I | 1 | 6.275 | OH | AC | 121-150 | 138 | 1 | 1 | 109-139 | 2023-12-31 | 2027-12-15
WECC-AB |  |  | Planned | Upgrade | WECC | 7L233 --1781 Provost to Edgerton & Nilrem to Vermilion Transmission Development | N | Reliability | Economic/Cogestion | 574S | 2007S | AESO |  | I | 1 | 63.3799 | OH | AC | 121-150 | 138 | 1 | 1 | 365-455 | 2023-12-31 | 2027-12-15
WECC-AB |  |  | Planned | Upgrade | WECC | 459AL --1781 Provost to Edgerton & Nilrem to Vermilion Transmission Development | N | Reliability | Economic/Cogestion | 267S | 459L Tap | AESO |  | I | 1 | 11.197 | OH | AC | 121-150 | 138 | 1 | 1 | 121-148 | 2023-12-31 | 2027-12-15
WECC-AB |  |  | Planned | Upgrade | WECC | 459L-1 --1781 Provost to Edgerton & Nilrem to Vermilion Transmission Development | N | Reliability | Economic/Cogestion | 650S | 459L Tap | AESO |  | I | 1 | 11.8061 | OH | AC | 121-150 | 138 | 1 | 1 | 365-455 | 2023-12-31 | 2027-12-15
WECC-AB |  |  | Planned | Upgrade | WECC | 459L-2 --1781 Provost to Edgerton & Nilrem to Vermilion Transmission Development | N | Reliability | Economic/Cogestion | 899S | 459L Tap | AESO |  | I | 1 | 18.6411 | OH | AC | 121-150 | 138 | 1 | 1 | 365-455 | 2023-12-31 | 2027-12-15
WECC-AB |  |  | Planned | Upgrade | WECC | 1004-1 -- 787-7 - Southern Alberta Transmission Reinforcement; Energization 7 - Castle Rock Ridge to Chapel Rock 240 kV Line | N | Variable/Renewable Integration | Economic/Cogestion | 205S | 491S | AESO |  | I | 1 | 24.8548 | OH | AC | 200-299 | 240 | 2 | 2 | 977-1334 |  | 2023-05-01
WECC-AB |  |  | Planned | Upgrade | WECC | 992-1 -- 787-7 - Southern Alberta Transmission Reinforcement; Energization 7 - Castle Rock Ridge to Chapel Rock 240 kV Line | N | Variable/Renewable Integration | Economic/Cogestion | 205S | 491S | AESO |  | I | 1 | 24.8548 | OH | AC | 200-299 | 240 | 2 | 2 | 977-1334 |  | 2023-05-01
WECC-AB |  |  | Planned | Upgrade | WECC | 9L20 --P7001-1 Central East Transfer-Out | N | Reliability | Economics / Congestion | 755S | 766S | AESO |  | I | 1 | 64.65 | OH | AC | 200-299 | 240 | 2 | 2 | 429-624 | 2023-05-09 | 2026-06-01
WECC-AB |  |  | Planned | Upgrade | WECC | 9L62 --P7001-1 Central East Transfer-Out | N | Reliability | Economics / Congestion | 972S | 87S | AESO |  | I | 1 | 132.7 | OH | AC | 200-299 | 240 | 2 | 2 | 603-778 | 2023-05-09 | 2026-06-01
WECC-AB |  |  | Planned | Upgrade | WECC | 9L86 -- P7001-2 Central East Transfer Out Project | N | Reliability | Economics / Congestion | 972S | 87S | AESO |  | I | 1 | 132.7 | OH | AC | 200-299 | 240 | 2 | 2 | 603-778 | 2023-05-09 | 2026-06-01
WECC-AB |  |  | Planned | Upgrade | WECC | 1201-2b -- 787-7 - Southern Alberta Transmission Reinforcement; Energization 7 - Castle Rock Ridge to Chapel Rock 240 kV Line | Y | Variable/Renewable Integration | Economic/Cogestion | 491S | 1201L | AESO |  | I | 1 | 3.7282 | OH | AC | 400-599 | 500 | 2 | 2 | 1222-3216 |  | 2023-05-01
WECC-AB |  |  | Planned | Upgrade | WECC | 1235-1;1235-2 -- 787-7 - Southern Alberta Transmission Reinforcement; Energization 7 - Castle Rock Ridge to Chapel Rock 240 kV Line | N | Variable/Renewable Integration | Economic/Cogestion | 520S | 491S | AESO |  | I | 1 | 127.729 | OH | AC | 400-599 | 500 | 1 | 1 | 1222-3216 |  | 2023-05-01
WECC-BC |  |  | Planned | Upgrade | WECC | Customer's Mining 2L102-F Sectionalization Project (2L102) | N | Economics / Congestion | Other | Skeena, BC | Treaty Creek, BC | BCH |  | S | 1 | 175 | OH | AC | 200-299 | 287 | 1 | 1 | 745 |  | 2026-10-01
WECC-BC |  |  | Planned | Upgrade | WECC | Customer's Mining 2L102-F Sectionalization Project (2L377) | N | Economics / Congestion | Other | Treaty Creek, BC | Bob Quinn, BC | BCH |  | S | 1 | 36.8 | OH | AC | 200-299 | 287 | 1 | 1 | 323 |  | 2026-10-01
WECC-BC |  |  | Planned | Upgrade | WECC | 5L15 (Site C to South Bank) | N | Economics / Congestion | Other | Site C, BC | South Bank, BC | BCH |  | S | 1 | 0.7 | OH | AC | 400-599 | 500 | 1 | 1 | 2957 |  | 2024-07-01
WECC-BC |  |  | Planned | Upgrade | WECC | 5L16 (Site C to South Bank) | N | Economics / Congestion | Other | Site C, BC | South Bank, BC | BCH |  | S | 1 | 0.7 | OH | AC | 400-599 | 500 | 1 | 1 | 2957 |  | 2024-10-01
WECC-BC |  |  | Planned | Upgrade | WECC | 5L17 (Site C to South Bank) | N | Economics / Congestion | Other | Site C, BC | South Bank, BC | BCH |  | S | 1 | 0.7 | OH | AC | 400-599 | 500 | 1 | 1 | 2957 |  | 2025-03-01
WECC-CAMX |  |  | Planned | Upgrade | WECC | Maneadero entronque CIP-KON | N | Reliability | Reliability | Maneadero (MND) | Cipres (CIP) | CFE - Mexico |  | F | 1 | 1.8645 | OH | AC | 100-120 | 115 | 2 | 2 | 179.3 |  | 2027-06-01
WECC-CAMX |  |  | Planned | Upgrade | WECC | Maneadero entronque CIP-KON | N | Reliability | Reliability | Maneadero (MND) | Cañon (KON) | CFE - Mexico |  | F | 1 | 1.8645 | OH | AC | 100-120 | 115 | 2 | 2 | 179.3 |  | 2027-06-01
WECC-CAMX |  |  | Planned | Upgrade | WECC | El Arrajal | N | Reliability | Reliability | El Arrajal (ARJ) | San Felipe (SAF) | CFE - Mexico |  | F | 1 | 32.9397 | OH | AC | 100-120 | 115 | 2 | 2 | 179.3 |  | 2028-02-01
WECC-CAMX |  |  | Planned | Upgrade | WECC | Valle Dorado entronque CIP-CEC | N | Reliability | Reliability | Valle Dorado (VLD) | Gallo (GLL) | CFE - Mexico |  | F | 1 | 0.6215 | OH | AC | 100-120 | 115 | 2 | 2 | 179.3 |  | 2029-06-01
WECC-CAMX |  |  | Planned | Upgrade | WECC | Valle Dorado entronque CIP-CEC | N | Reliability | Reliability | Valle Dorado (VLD) | Cipres (CIP) | CFE - Mexico |  | F | 1 | 0.6215 | OH | AC | 100-120 | 115 | 2 | 2 | 179.3 |  | 2029-06-01
WECC-CAMX |  |  | Planned | Upgrade | WECC | Paredones Potencia entronque GOR-RZC | N | Reliability | Reliability | Paredones Potencia (PAR) | Gonzalez Ortega (GOR) | CFE - Mexico |  | F | 1 | 9.5712 | OH | AC | 151-199 | 161 | 2 | 2 | 293 |  | 2025-04-01
WECC-CAMX |  |  | Planned | Upgrade | WECC | Paredones Potencia entronque GOR-RZC | N | Reliability | Reliability | Paredones Potencia (PAR) | Ruiz Cortines (RZC) | CFE - Mexico |  | F | 1 | 9.5712 | OH | AC | 151-199 | 161 | 2 | 2 | 293 |  | 2025-04-01
WECC-CAMX |  |  | Planned | Upgrade | WECC | Valle Potencia entronque RZC-PID | N | Reliability | Reliability | Valle Potencia (VPO) | Ruiz Cortines (RZC) | CFE - Mexico |  | F | 1 | 0.1243 | OH | AC | 151-199 | 161 | 2 | 2 | 293 |  | 2025-04-01
WECC-CAMX |  |  | Planned | Upgrade | WECC | Valle Potencia entronque RZC-PID | N | Reliability | Reliability | Valle Potencia (VPO) | Parque Industrial (PID) | CFE - Mexico |  | F | 1 | 0.1243 | OH | AC | 151-199 | 161 | 2 | 2 | 293 |  | 2025-04-01
WECC-CAMX |  |  | Planned | Upgrade | WECC | Maniobras Gonzalez Ortega entronque MXI - GOR | N | Fossil-Fired Integration | Reliability | Maniobras Gonzalez Ortega (MGO) | Mexicali (MXI) | CFE - Mexico |  | F | 1 | 14.9782 | OH | AC | 151-199 | 161 | 2 | 2 | 322 |  | 2025-07-01
WECC-CAMX |  |  | Planned | Upgrade | WECC | Maniobras Gonzalez Ortega entronque MXI - GOR | N | Fossil-Fired Integration | Reliability | Maniobras Gonzalez Ortega (MGO) | Gonzalez Ortega (GOR) | CFE - Mexico |  | F | 1 | 7.8931 | OH | AC | 151-199 | 161 | 2 | 2 | 322 |  | 2025-07-01
WECC-CAMX |  |  | Planned | Upgrade | WECC | Maniobras Gonzalez Ortega entronque GOR - RZC | N | Fossil-Fired Integration | Reliability | Maniobras Gonzalez Ortega (MGO) | Gonzalez Ortega (GOR) | CFE - Mexico |  | F | 1 | 7.8931 | OH | AC | 151-199 | 161 | 2 | 2 | 322 |  | 2025-07-01
WECC-CAMX |  |  | Planned | Upgrade | WECC | Maniobras Gonzalez Ortega entronque GOR - RZC | N | Fossil-Fired Integration | Reliability | Maniobras Gonzalez Ortega (MGO) | Ruiz Cortines (RZC) | CFE - Mexico |  | F | 1 | 40.5842 | OH | AC | 151-199 | 161 | 2 | 2 | 276 |  | 2025-07-01
WECC-CAMX |  |  | Planned | Upgrade | WECC | Gonzalez Ortega entronque Mexicali Oriente - Cerro Prieto Cuatro | N | Fossil-Fired Integration | Reliability | Gonzalez Ortega (GOR) | Mexicali Oriente (MOE) | CFE - Mexico |  | F | 1 | 6.8365 | OH | AC | 151-199 | 161 | 2 | 2 | 245 |  | 2025-07-01
WECC-CAMX |  |  | Planned | Upgrade | WECC | Gonzalez Ortega entronque Mexicali Oriente - Cerro Prieto Cuatro | N | Fossil-Fired Integration | Reliability | Gonzalez Ortega (GOR) | Cerro Prieto Cuatro (CPC) | CFE - Mexico |  | F | 1 | 15.4133 | OH | AC | 151-199 | 161 | 2 | 2 | 245 |  | 2025-07-01
WECC-CAMX |  |  | Under Construction | Upgrade | WECC | Cucapah entronque CNT - STB | N | Variable/Renewable Integration | Reliability | Cucapah (CUC) | Centenario (CNT) | CFE - Mexico |  | F | 1 | 10.491 | OH | AC | 200-299 | 230 | 2 | 2 | 460 |  | 2024-06-30
WECC-CAMX |  |  | Under Construction | Upgrade | WECC | Cucapah entronque CNT - STB | N | Variable/Renewable Integration | Reliability | Cucapah (CUC) | Sanchez Taboada (STB) | CFE - Mexico |  | F | 1 | 7.458 | OH | AC | 200-299 | 230 | 2 | 2 | 460 |  | 2024-06-30
WECC-CAMX |  |  | Under Construction | Upgrade | WECC | Cucapah entronque WIS - CPD | N | Variable/Renewable Integration | Reliability | Cucapah (CUC) | Wisteria (WIS) | CFE - Mexico |  | F | 1 | 10.491 | OH | AC | 200-299 | 230 | 2 | 2 | 392 |  | 2024-06-30
WECC-CAMX |  |  | Under Construction | Upgrade | WECC | Cucapah entronque WIS - CPD | N | Variable/Renewable Integration | Reliability | Cucapah (CUC) | Cerro Prieto Dos (CPD) | CFE - Mexico |  | F | 1 | 18.8005 | OH | AC | 200-299 | 230 | 2 | 2 | 392 |  | 2024-06-30
WECC-CAMX |  |  | Planned | Upgrade | WECC | Victoria Potencia | N | Reliability | Reliability | Victoria Potencia (VIC) | Chapultepec (CHQ) | CFE - Mexico |  | F | 1 | 6.8365 | OH | AC | 200-299 | 230 | 2 | 2 | 438 |  | 2025-06-01
WECC-CAMX |  |  | Planned | Upgrade | WECC | Cerro Prieto Dos - Sanchez Taboada | N | Fossil-Fired Integration | Reliability | Cerro Prieto Dos (CPD) | Sanchez Taboada (STB) | CFE - Mexico |  | F | 1 | 22.3741 | OH | AC | 200-299 | 230 | 2 | 2 | 460 |  | 2025-06-30
WECC-CAMX |  |  | Planned | Upgrade | WECC | Ruiz Cortines entronque Parque Industrial -Ruiz Cortines | N | Fossil-Fired Integration | Reliability | Parque Industrial (PID) | Ruiz Cortines (RZC) | CFE - Mexico |  | F | 1 | 3.729 | OH | AC | 200-299 | 230 | 2 | 2 | 418 |  | 2025-06-30
WECC-CAMX |  |  | Planned | Upgrade | WECC | Parque Industrial - Ruiz Cortines | N | Fossil-Fired Integration | Reliability | Parque Industrial (PID) | Ruiz Cortines (RZC) | CFE - Mexico |  | F | 1 | 2.1753 | OH | AC | 200-299 | 230 | 1 | 1 | 251 |  | 2025-06-30
WECC-CAMX |  |  | Planned | Upgrade | WECC | Parque Industrial - Hidalgo | N | Fossil-Fired Integration | Reliability | Parque Industrial (PID) | Hidalgo (HGO) | CFE - Mexico |  | F | 1 | 2.1753 | OH | AC | 200-299 | 230 | 1 | 1 | 251 |  | 2025-06-30
WECC-CAMX |  |  | Planned | Upgrade | WECC | Cerro Prieto Uno - Ruiz Cortines | N | Fossil-Fired Integration | Reliability | Cerro Prieto Uno (CPU) | Ruiz Cortines (RZC) | CFE - Mexico |  | F | 1 | 30.2672 | OH | AC | 200-299 | 230 | 1 | 1 | 394 |  | 2025-06-30
WECC-CAMX |  |  | Planned | Upgrade | WECC | Maniobras Gonzalez Ortega entronque STB - VPA | N | Fossil-Fired Integration | Reliability | Maniobras Gonzalez Ortega (MGO) | Sanchez Taboada (STB) | CFE - Mexico |  | F | 1 | 17.1 | OH | AC | 200-299 | 230 | 2 | 2 | 460 |  | 2025-07-01
WECC-CAMX |  |  | Planned | Upgrade | WECC | Maniobras Gonzalez Ortega entronque STB - VPA | N | Fossil-Fired Integration | Reliability | Maniobras Gonzalez Ortega (MGO) | Valle de Puebla (VPA) | CFE - Mexico |  | F | 1 | 1.8645 | OH | AC | 200-299 | 230 | 2 | 2 | 460 |  | 2025-07-01
WECC-CAMX |  |  | Planned | Upgrade | WECC | Maniobras Gonzalez Ortega entronque APD - CPT | N | Fossil-Fired Integration | Reliability | Maniobras Gonzalez Ortega (MGO) | Aeropuerto Dos (APD) | CFE - Mexico |  | F | 1 | 12.4922 | OH | AC | 200-299 | 230 | 2 | 2 | 425 |  | 2025-07-01
WECC-CAMX |  |  | Planned | Upgrade | WECC | Maniobras Gonzalez Ortega entronque APD - CPT | N | Fossil-Fired Integration | Reliability | Maniobras Gonzalez Ortega (MGO) | Cerro Prieto Tres (CPT) | CFE - Mexico |  | F | 1 | 11.6221 | OH | AC | 200-299 | 230 | 2 | 2 | 425 |  | 2025-07-01
WECC-CAMX |  |  | Planned | Upgrade | WECC | Libramiento | N | Reliability | Reliability | Libramiento (LIB) | Parque Industrial (PID) | CFE - Mexico |  | F | 1 | 0.1243 | OH | AC | 200-299 | 230 | 2 | 2 | 438 |  | 2025-12-31
WECC-CAMX |  |  | Planned | Upgrade | WECC | Libramiento | N | Reliability | Reliability | Libramiento (LIB) | San Luis Rey (SRY) | CFE - Mexico |  | F | 1 | 0.1243 | OH | AC | 200-299 | 230 | 2 | 2 | 438 |  | 2025-12-31
WECC-CAMX |  |  | Planned | Upgrade | WECC | La Herradura - Tijuana Uno | N | Variable/Renewable Integration | Reliability | La Herradura (HRA) | Tijuana Uno (TJI) | CFE - Mexico |  | F | 1 | 9.9441 | OH | AC | 200-299 | 230 | 2 | 2 | 920 |  | 2026-06-30
WECC-CAMX |  |  | Planned | Upgrade | WECC | Chapultepec entronque CPD - SRY | N | Reliability | Reliability | Chapultepec (CHQ) | Cerro Prieto Dos (CPD) | CFE - Mexico |  | F | 1 | 2.486 | OH | AC | 200-299 | 230 | 2 | 2 | 438 |  | 2027-07-01
WECC-CAMX |  |  | Planned | Upgrade | WECC | Chapultepec entronque CPD - SRY | N | Reliability | Reliability | Chapultepec (CHQ) | San Luis Rey (SRY) | CFE - Mexico |  | F | 1 | 2.486 | OH | AC | 200-299 | 230 | 2 | 2 | 438 |  | 2027-07-01
WECC-CAMX |  |  | Planned | Upgrade | WECC | El Arrajal | N | Reliability | Reliability | El Arrajal (ARJ) | Cerro Prieto Dos (CPD) | CFE - Mexico |  | F | 1 | 77.688 | OH | AC | 200-299 | 230 | 2 | 2 | 438 |  | 2028-02-01
WECC-CAMX |  |  | Planned | Upgrade | WECC | Cucapah - La Herradura | N | Variable/Renewable Integration | Reliability | Cucapah (CUC) | La Herradura (HRA) | CFE - Mexico |  | F | 1 | 85.7676 | OH | AC | 400-599 | 400 | 2 | 2 | 2286 |  | 2026-06-30
WECC-CAMX |  |  | Planned | Upgrade | WECC | Herndon-Bullard 115 kV Reconductoring |  | Reliability |  | Herndon | Bullard | PGAE |  |  | 1 | 23 | OH | AC | 100-120 | 115 |  |  | Unknown | 2021-01-01 | 2026-12-01
WECC-CAMX |  |  | Under Construction | Upgrade | WECC | Mosher Transmission Project |  | Reliability |  |  |  | PGAE |  |  | 1 | 11.9 | OH | AC | 100-120 | 115 |  |  | Unknown | 2019-05-01 | 2027-12-15
WECC-CAMX |  |  | Planned | Upgrade | WECC | Midway-Andrew 230 kV Substaton |  | Reliability |  | Midway | Andrew | PGAE |  |  | 1 | 0.1 | OH | AC | 200-299 | 230 |  |  | Unknown | 2025-05-01 | 2026-05-01
WECC-CAMX |  |  | Under Construction | Upgrade | WECC | Midway-Kern PP #2 230 kV Line |  | Reliability | Reliability | Midway | Kern | PG&E |  | I | 1 | 21.24 | OH | AC | 200-299 | 230 |  |  | Unknown | 2019-05-01 | 2027-04-01
WECC-CAMX |  |  | Planned | Upgrade | WECC | New Collinsville 500 kV substation: Collinsville - Pittsburg 230 kV Line 1 |  | Other |  | Collinsville | Pittsburg | PGAE |  |  | 1 | 6 | OH | AC | 200-299 | 230 |  |  | Unknown |  | 2028-01-01
WECC-CAMX |  |  | Planned | Upgrade | WECC | New Collinsville 500 kV substation: Collinsville - Pittsburg 230 kV Line 2 |  | Other |  | Collinsville | Pittsburg | PGAE |  |  | 1 | 6 | OH | AC | 200-299 | 230 |  |  | Unknown |  | 2028-01-01
WECC-CAMX |  |  | Planned | Upgrade | WECC | New Manning 500 kV substation: Manning - Tranquility 230 kV Line 1 |  | Other |  | Manning | Tranquility | PGAE |  |  | 1 | 11 | OH | AC | 200-299 | 230 |  |  | Unknown |  | 2028-01-01
WECC-CAMX |  |  | Planned | Upgrade | WECC | New Manning 500 kV substation: Manning - Tranquility 230 kV Line 2 |  | Other |  | Manning | Tranquility | PGAE |  |  | 1 | 11 | OH | AC | 200-299 | 230 |  |  | Unknown |  | 2028-01-01
WECC-CAMX |  |  | Planned | Upgrade | WECC | San Jose Area HVDC 230 kV Line (Newark - NRS) |  | Reliability |  | Newark | NRS | PGAE |  |  | 1 | 8 | OH | DC | 200-299 | 230 |  |  | Unknown |  | 2028-04-01
WECC-CAMX |  |  | Planned | Upgrade | WECC | Wheeler Ridge Junction Substation |  | Reliability |  | Wheeler Ridge Junction |  | PGAE |  |  | 1 | 9 | OH | AC | 200-299 | 230 |  |  | Unknown | 2020-05-01 | 2033-12-01
WECC-CAMX |  |  | Conceptual | Upgrade | WECC | New Delaney-Colorado River 500 kV line | Yes | Economics / Congestion | Economics / Congestion | Delaney | Colorado | DCR Transmission |  |  | 1 | 125 | OH | AC | 400-599 | 500 |  |  | Unknown | 2021-12-01 | 2024-05-01
WECC-CAMX |  |  | Planned | Upgrade | WECC | Lugo 500 kV 1AA and 2AA Banks on Breakers installation |  | Reliability |  | Lugo |  | SCE |  |  | 1 | 0.1 | OH | AC | 400-599 | 500 |  |  | Unknown | 2021-06-01 | 2024-06-01
WECC-CAMX |  |  | Planned | Upgrade | WECC | San Jose Area HVDC 500 kV Line (Metcalf - San Jose) |  | Reliability |  | Metcalf | San Jose | PGAE |  |  | 1 | 13 | OH | DC | 400-599 | 500 |  |  | Unknown |  | 2028-05-01
WECC-CAMX |  |  | Delayed - Other (Comment Required) | Upgrade | WECC | PP1 - Haskell L1 | N | Reliability | Economics / Congestion | Power Plant 1 | Haskell Canyon Switching Station | LADWP | 11208 | M | 1 | 8.7 | OH | AC | 100-120 | 115 | 2 | 2 | 494 | 2022-12-01 | 2024-07-15
WECC-CAMX |  |  | Planned | Upgrade | WECC | Upgrade Tarzana - Olympic 1A and 1B - Conversion to 2-230kV lines( overhead portion) | N | Reliability | Economics / Congestion | Tarzana Receiving Station | Olympic Receiving Station | LADWP | 11208 | M | 1 | 8.9 | OH | AC | 121-150 | 138 | 3 | 3 | 315 | 2024-12-01 | 2026-04-15
WECC-CAMX |  |  | Planned | Upgrade | WECC | Upgrade Tarzana - Olympic 1A and 1B - Conversion to 2-230kV lines (underground portion) | N | Reliability | Economics / Congestion | Tarzana Receiving Station | Olympic Receiving Station | LADWP | 11208 | M | 1 | 3.21 | UG | AC | 121-150 | 138 | 1 | 1 | 315 | 2024-12-01 | 2026-04-15
WECC-CAMX |  |  | Completed | Upgrade | WECC | New Castaic - Haskell Line 230kV Line 3 | N | Reliability | Economics / Congestion | Castaic Power Plant | Haskell Canyon Switching Station | LADWP | 11208 | M | 1 | 11.98 | OH | AC | 200-299 | 230 | 2 | 2 | 761 | 2013-08-01 | 2023-04-23
WECC-CAMX |  |  | Completed | Upgrade | WECC | New Haskell-Sylmar Line 2 & Station Equipment at Sylmar | N | Reliability | Economics / Congestion | Haskell Canyon Switching Station | Sylmar Switching Station | LADWP | 11208 | M | 1 | 12.86 | OH | AC | 200-299 | 230 | 1 | 1 | 972 | N/A | 2023-12-31
WECC-CAMX |  |  | Under Construction | Upgrade | WECC | Olympic -Pershing 230kV Cable B | N | Other | Economics / Congestion | Olympic Receiving Station | Pershing Receiving Station | LADWP | 11208 | M | 1 | 8.47 | UG | AC | 200-299 | 230 | 1 | 1 | 439 | 2020-12-01 | 2024-04-08
WECC-CAMX |  |  | Under Construction | Upgrade | WECC | Scattergood-Pershing 230kV Cable B | N | Other | Economics / Congestion | Scattergood Generating Station | Pershing Receiving Station | LADWP | 11208 | M | 1 | 3.49 | UG | AC | 200-299 | 230 | 1 | 1 | 487 | 2020-12-01 | 2024-04-08
WECC-CAMX |  |  | Under Construction | Upgrade | WECC | Olympic -Pershing 230kV Cable A | N | Other | Economics / Congestion | Olympic Receiving Station | Pershing Receiving Station | LADWP | 11208 | M | 1 | 8.47 | UG | AC | 200-299 | 230 | 1 | 1 | 439 | 2020-12-01 | 2024-04-08
WECC-CAMX |  |  | Under Construction | Upgrade | WECC | Scattergood-Pershing 230 kV Cable A | N | Other | Economics / Congestion | Scattergood Generating Station | Pershing Receiving Station | LADWP | 11208 | M | 1 | 3.49 | UG | AC | 200-299 | 230 | 1 | 1 | 487 | 2020-12-01 | 2024-04-08
WECC-CAMX |  |  | Delayed - Other (Comment Required) | Upgrade | WECC | Upgrade Barren Ridge – Haskell Line 1 | N | Reliability | Economics / Congestion | Barren Ridge Switching Station | Haskell Canyon Switching Station | LADWP | 11208 | M | 1 | 61.16 | OH | AC | 200-299 | 230 | 1 | 1 | 950 | 2016-08-01 | 2025-02-03
WECC-CAMX |  |  | Planned | Upgrade | WECC | Upgrade Rinaldi-Tarzana 230 kV Line 1 | N | Reliability | Economics / Congestion | Rinaldi Receiving Station | Tarzana Receiving Station | LADWP | 11208 | M | 1 | 10.3 | OH | AC | 200-299 | 230 | 3 | 3 | 761 | 2022-03-01 | 2025-04-15
WECC-CAMX |  |  | Planned | Upgrade | WECC | Upgrade Rinaldi-Tarzana 230 kV Line 2 | N | Reliability | Economics / Congestion | Rinaldi Receiving Station | Tarzana Receiving Station | LADWP | 11208 | M | 1 | 10.35 | OH | AC | 200-299 | 230 | 3 | 3 | 761 | 2022-03-01 | 2025-04-15
WECC-CAMX |  |  | Conceptual | Upgrade | WECC | Upgrade Valley-Toluca 230 kV Line 1 | N | Reliability | Economics / Congestion | Valley Generating Station | Toluca Receiving Station | LADWP | 11208 | M | 1 | 7.01 | OH | AC | 200-299 | 230 | 2 | 3 | 761 | 2020-06-01 | 2026-04-01
WECC-CAMX |  |  | Conceptual | Upgrade | WECC | Upgrade Valley-Toluca 230 kV Line 2 | N | Reliability | Economics / Congestion | Valley Generating Station | Toluca Receiving Station | LADWP | 11208 | M | 1 | 6.85 | OH | AC | 200-299 | 230 | 2 | 3 | 761 | 2020-06-01 | 2026-04-01
WECC-CAMX |  |  | Conceptual | Upgrade | WECC | New Valley-Toluca 230 kV Line 3 | N | Reliability | Economics / Congestion | Valley Generating Station | Toluca Receiving Station | LADWP | 11208 | M | 1 | 7.01 | OH | AC | 200-299 | 230 | TBD | 3 | 761 | N/A | 2026-04-01
WECC-CAMX |  |  | Planned | Upgrade | WECC | Upgrade Toluca-Hollywood Line 1 Overhead conductor | N | Reliability | Economics / Congestion | Toluca Receiving Station | Hollywood Receiving Station | LADWP | 11208 | M | 1 | 6.73 | OH | AC | 200-299 | 230 | 2 | 2 | 405 | 2025-06-01 | 2027-03-30
WECC-CAMX |  |  | Planned | Upgrade | WECC | Upgrade Toluca-Hollywood Line 1 Underground Cable | N | Reliability | Economics / Congestion | Toluca Receiving Station | Hollywood Receiving Station | LADWP | 11208 | M | 1 | 1.78 | UG | AC | 200-299 | 230 | 1 | 1 | 405 | 2025-06-01 | 2027-03-30
WECC-CAMX |  |  | Conceptual | Upgrade | WECC | Upgrade Valley-Rinaldi 230 kV Line 1 | N | Reliability | Economics / Congestion | Valley Generating Station | Rinaldi Receiving Station | LADWP | 11208 | M | 1 | 7.86 | OH | AC | 200-299 | 230 | 2 | 3 | 761 | 2020-06-01 | 2028-04-01
WECC-CAMX |  |  | Conceptual | Upgrade | WECC | Upgrade Valley-Rinaldi 230 kV Line 2 | N | Reliability | Economics / Congestion | Valley Generating Station | Rinaldi Receiving Station | LADWP | 11208 | M | 1 | 7.86 | OH | AC | 200-299 | 230 | 2 | 3 | 761 | 2020-06-01 | 2028-04-01
WECC-CAMX |  |  | Conceptual | Upgrade | WECC | New Valley-Rinaldi 230 kV Line 3 | N | Reliability | Economics / Congestion | Valley Generating Station | Rinaldi Receiving Station | LADWP | 11208 | M | 1 | 7.86 | OH | AC | 200-299 | 230 | TBD | 3 | 761 | N/A | 2028-04-01
WECC-CAMX |  |  | Conceptual | Upgrade | WECC | Upgrade Toluca -Atwater Line 1 | N | Reliability | Economics / Congestion | Toluca Receiving Station | Atwater Receiving Station | LADWP | 11208 | M | 1 | 8.26 | OH | AC | 200-299 | 230 | 1 | TBD | 1102 | N/A | 2029-05-01
WECC-CAMX |  |  | Conceptual | Upgrade | WECC | New Toluca -Atwater Line 2 | N | Reliability | Economics / Congestion | Toluca Receiving Station | Atwater Receiving Station | LADWP | 11208 | M | 1 | 8.26 | OH | AC | 200-299 | 230 | TBD | TBD | 1102 | N/A | 2029-05-01
WECC-CAMX |  |  | Conceptual | Upgrade | WECC | Upgrade Rinaldi - Airway Line 1 | N | Reliability | Economics / Congestion | Rinaldi Receiving Station | Airway Receiving Station | LADWP | 11208 | M | 1 | 16 | OH | AC | 200-299 | 230 | 2 | TBD | 1102 | N/A | 2029-12-31
WECC-CAMX |  |  | Conceptual | Upgrade | WECC | Upgrade Rinaldi - Airway Line 2 | N | Reliability | Economics / Congestion | Rinaldi Receiving Station | Airway Receiving Station | LADWP | 11208 | M | 1 | 16.14 | OH | AC | 200-299 | 230 | 2 | TBD | 1102 | N/A | 2029-12-31
WECC-CAMX |  |  | Planned | Upgrade | WECC | Clearance Mitigation Upgrade for Victorville - Rinaldi Line 1 | N | Economics / Congestion | Reliability | Victorville Switching Station | Rinaldi Receiving Station | LADWP | 11208 | M | 1 | 85.84 | OH | AC | 400-599 | 500 | 1 | 1 | 1680 | 2023-03-01 | 2024-05-31
WECC-CAMX |  |  | Planned | Upgrade | WECC | Upgrade McCullough – Victorville Series Compensation Line 1 | N | Economics / Congestion | Reliability | McCullough Switching Station | Victorville Switching Station | LADWP | 11208 | M | 1 | 161.68 | OH | AC | 400-599 | 500 | 1 | 1 | 2273 | 2024-12-31 | 2025-11-17
WECC-CAMX |  |  | Planned | Upgrade | WECC | Upgrade McCullough – Victorville Series Compensation Line 2 | N | Economics / Congestion | Reliability | McCullough Switching Station | Victorville Switching Station | LADWP | 11208 | M | 1 | 160.98 | OH | AC | 400-599 | 500 | 1 | 1 | 2273 | 2024-12-31 | 2025-11-17
WECC-CAMX |  |  | Planned | Upgrade | WECC | Clearance Mitigation Upgrade Adelanto - Rinaldi Line 1 | N | Economics / Congestion | Reliability | Adelanto Switching Station | Rinaldi Switching Station | LADWP | 11208 | M | 1 | 77.57 | OH | AC | 400-599 | 500 | 1 | 1 | 1680 | 2025-04-10 | 2026-12-14
WECC-CAMX |  |  | Planned | Upgrade | WECC | Clearance Mitigation Upgrade for Adelanto - Toluca Line 1 | N | Economics / Congestion | Reliability | Adelanto Switching Station | Toluca Receiving Station | LADWP | 11208 | M | 1 | 68.62 | OH | AC | 400-599 | 500 | 1 | 1 | 1860 | 2026-12-31 | 2026-12-31
WECC-CAMX |  |  | Delayed - Other (Comment Required) | Upgrade | WECC | Upgrade Lugo-Victorville Line 1 & terminal equipment | Y | Economics / Congestion | Reliability | Lugo Substation | Victorville Switching Station | LADWP | 11208 | M | 0.5 | 15.49 | OH | AC | 400-599 | 500 | 1 | 1 | 3213 | 2024-12-31 | 2027-05-15
WECC-CAMX |  |  | Conceptual | Upgrade | WECC | New Apex-Crystal Line 1 & Subsynchronous Resonance Protection | N | Economics / Congestion | Other | Apex Generating Station | Crystal Substation | LADWP | 11208 | M | 1 | 13 | OH | AC | 400-599 | 500 | TBD | 1 | 2516 | 2022-03-01 | 2027-12-30
WECC-CAMX |  |  | Conceptual | Upgrade | WECC | Upgrade McCullough – Victorville Transmission Line 1 | N | Economics / Congestion | Reliability | McCullough Switching Station | Victorville Switching Station | LADWP | 11208 | M | 1 | 161.68 | OH | AC | 400-599 | 500 | 1 | 1 | 2273 | 2024-12-31 | 2028-05-12
WECC-CAMX |  |  | Conceptual | Upgrade | WECC | Upgrade McCullough – Victorville Transmission Line 2 | N | Economics / Congestion | Reliability | McCullough Switching Station | Victorville Switching Station | LADWP | 11208 | M | 1 | 160.98 | OH | AC | 400-599 | 500 | 1 | 1 | 2273 | 2024-12-31 | 2028-05-12
WECC-NW |  |  | Conceptual | Upgrade | WECC | Airway Heights - Melville 115kV Transmission Line | N | Reliability |  | Airway Heights | Melville | Avista |  |  | 1 | 0.1 | OH | AC | 100-120 | 115 |  |  | to be determined | 2030-01-01 | 2030-01-01
WECC-NW |  |  | Conceptual | Upgrade | WECC | Carlin Bay - Ogara 115kV Transmission Line | N | Reliability |  | Ogara | Carlin Bay | Avista |  |  | 1 | 0.1 | OH | AC | 200-299 | 230 |  |  | to be determined | 2025-01-01 | 2025-01-01
WECC-NW |  |  | Conceptual | Upgrade | WECC | Bluebird - Garden Springs 230kV Transmission Line | N | Reliability |  | Bluebird | Garden Springs | Avista |  |  | 1 | 13 | OH | AC | 200-299 | 230 |  |  | to be determined | 2030-01-01 | 2030-01-01
WECC-NW |  |  | Planned | Upgrade | WECC | South Tri-Cities Reinforcement |  | Reliability | Reliability | Webber Canyon | Badger Canyon | BPA |  | F | 1 | 17 | OH | AC | 100-120 | 115 | 1 | 1 | 209 | 2025-12-31 | 2027-12-31
WECC-NW |  |  | Planned | Upgrade | WECC | Jumpoff Ridge-Andrew York 115 kV | N | Other | Other | Jumpoff Ridge | Andrew York | CHPD | 3413 | M | 1 | 16.4 | OH | AC | 100-120 | 115 | 1 | 1 | 168.7 |  | 2024-11-22
WECC-NW |  |  | Planned | Upgrade | WECC | McKenzie-Jumpoff Ridge #2 115 kV | N | Other | Other | McKenzie | Jumpoff Ridge | CHPD | 3413 | M | 1 | 1.6 | OH | AC | 100-120 | 115 | 1 | 1 | 325 |  | 2024-11-22
WECC-NW |  |  | Planned | Upgrade | WECC | Rocky Reach-Jumpoff Ridge #1 115 kV | N | Other | Other | Rocky Reach | Jumpoff Ridge | CHPD | 3413 | M | 1 | 17.4 | OH | AC | 100-120 | 115 | 1 | 1 | 182.3 |  | 2024-12-13
WECC-NW |  |  | Planned | Upgrade | WECC | McKenzie-Jumpoff Ridge #1 115 kV | N | Other | Other | McKenzie | Jumpoff Ridge | CHPD | 3413 | M | 1 | 1.5 | OH | AC | 100-120 | 115 | 1 | 1 | 325.3 |  | 2024-12-13
WECC-NW |  |  | Planned | Upgrade | WECC | McKenzie-Andew York #2 115 kV | N | Other | Other | McKenzie | Andrew York | CHPD | 3413 | M | 1 | 18 | OH | AC | 100-120 | 115 | 1 | 1 | 168.7 | 1978-01-01 | 2024-11-22
WECC-NW |  |  | Planned | Upgrade | WECC | Rocky Reach-McKenzie 115 kV | N | Other | Other | Rocky Reach | McKenzie | CHPD | 3413 | M | 1 | 18.9 | OH | AC | 100-120 | 115 | 1 | 1 | 182.3 | 1928-01-01 | 2024-12-13
WECC-NW |  |  | Planned | Upgrade | WECC | Rocky Reach-Columbia #2 230 kV | Y | Other | Other | Rocky Reach | Columbia | CHPD | 3413 | M | 1 | 21.4 | OH | AC | 200-299 | 230 | 1 | 1 | 559 | 1961-01-01 | 2025-11-29
WECC-NW |  |  | Planned | Upgrade | WECC | Rocky Reach-Jumpoff Ridge #2 230 kV | N | Other | Other | Rocky Reach | Jumpoff Ridge | CHPD | 3413 | M | 1 | 14.2 | OH | AC | 200-299 | 230 | 1 | 1 | 559 |  | 2025-11-29
WECC-NW |  |  | Planned | Upgrade | WECC | Jumpoff Ridge-Columbia 230 kV | Y | Other | Other | Jumpoff Ridge | Columbia | CHPD | 3413 | M | 1 | 7.2 | OH | AC | 200-299 | 230 | 1 | 1 | 559 |  | 2025-11-29
WECC-NW |  |  | Completed | Upgrade | WECC | Rocky Reach-Chelan 115-kV Line No. 1 Reconductor and Retermination | Y | Reliability |  | Lincoln Rock | Chelan | Douglas PUD | 5326 | M | 1 | 29.1 | OH | AC | 100-120 | 115 | 1 | 1 | 193 | 2024-01-10
WECC-NW |  |  | Under Construction | Upgrade | WECC | Rapids-Hanna-Valhalla 115-kV Line Reconductor | Y | Reliability |  | Rapids | Valhalla | Douglas PUD | 5326 | M | 1 | 3.27 | OH | AC | 100-120 | 115 | 1 | 1 | 339 | 2025-04-01
WECC-NW |  |  | Completed | Upgrade | WECC | Lincoln Rock 230/115-kV Switchyard | N | Reliability |  | Lincoln Rock | Douglas, Urban Industrial, Terry, Orondo | Douglas PUD | 5326 | M | 1 | 10.2 | OH | AC | 200-299 | 230 | 1 | 1 |  | 2023-03-17
WECC-NW |  |  | Completed | Upgrade | WECC | Urban Industrial Disconnection from 115-kV Transmission System and New Connection to 230-kV Transmission System | N | Reliability |  | Urban Industrial | Lincoln Rock, Rapids | Douglas PUD | 5326 | M | 1 | 7.4 | OH | AC | 200-299 | 230 | 1 | 1 | 684 | 2024-01-10
WECC-NW |  |  | Completed | Upgrade | WECC | Rapids-Columbia 230-kV Line | Y | Reliability |  | Rapids | Columbia | Douglas PUD | 5326 | M | 1 | 9 | OH | AC | 200-299 | 230 | 1 | 1 | 626 | 2023-11-01
WECC-NW |  |  | Conceptual | Upgrade | WECC | Clovis Substation | N | Economics / Congestion |  | Clovis | Urban Industrial, Rapids | Douglas PUD | 5326 | M | 1 | 4.4 | OH | AC | 200-299 | 230 | 1 | 1 | 680 | 2025-06-01
WECC-NW |  |  | Conceptual | Upgrade | WECC | Shocker Switchyard | N | Reliability |  | Shocker | Wells, Douglas | Douglas PUD | 5326 | M | 1 | 14.2 | OH | AC | 200-299 | 230 | 1 | 1 | 798 | 2026-06-01
WECC-NW |  |  | Conceptual | Upgrade | WECC | Wells-Foster Creek Line Voltage Upgrade from 115 kV to 230 kV | N | Reliability |  | Wells | Foster Creek | Douglas PUD | 5326 | M | 1 | 10.16 | OH | AC | 200-299 | 230 | 1 | 1 | 886 | 2026-12-31
WECC-NW |  |  | Delayed - Other (Comment Required) | Upgrade | WECC | Frenchman Hills - Red Rock | N | Economics / Congestion | N/A | Frenchman Hills | Red Rock | Grant PUD |  |  | 1 | 8 | OH | AC | 100-120 | 115 | 1 | 1 | 398 | 2024-06-01 | 2025-10-01
WECC-NW |  |  | Planned | Upgrade | WECC | Wanapum - Mountain View | N | Reliability | N/A | Wanapum | Mountain View | Grant PUD |  |  | 1 | 32 | OH | AC | 200-299 | 230 | 1 | 1 | 1194 | 2028-06-01 | 2028-06-01
WECC-NW |  |  | Planned | Upgrade | WECC | Rebuild Heyburn Jct-Heyburn 138kV | N | Reliability | Other | Heyburn Junction | Heyburn Substation | IPC | 9191 | I | 1 | 9 | OH | AC | 121-150 | 138 | 1 | 1 | 208 | 2024-03-01 | 2024-03-01
WECC-NW |  |  | Planned | Upgrade | WECC | Cairo -Ontario 138 kV | N | Reliability | Other | Ontario Substation | Cairo Substation | IPC | 9191 | I | 1 | 4 | OH | AC | 121-150 | 138 | 1 | 1 | 144 | 2020-10-01 | 2024-12-01
WECC-NW |  |  | Planned | Upgrade | WECC | Kramer - Pingree 138 kV | N | Reliability | N/A | Kramer Substation | Pingree Substation | IPC | 9191 | I | 1 | 25 | OH | AC | 121-150 | 138 | 1 | 2 | 207 | 2026-04-01 | 2026-04-01
WECC-NW |  |  | Planned | Upgrade | WECC | Wood River-Ketchum Transmission | N | Reliability | Other | Wood River Substation | Ketchum Substation | IPC | 9191 | I | 1 | 11 | OH | AC | 121-150 | 138 | 1 | 1 | 200 | 2020-06-01 | 2026-10-28
WECC-NW |  |  | Conceptual | Upgrade | WECC | Greenleaf 138 kV | N | Other | Other | Caldwell - Bowmont Line | Greenleaf Substation | IPC | 9191 | I | 1 | 3 | OH | AC | 121-150 | 138 | 1 | 1 | 207 | 2021-06-01 | 2028-10-01
WECC-NW |  |  | Conceptual | Upgrade | WECC | Poleline - Filer 138 kV | N | Other | Other | Poleline Substation | Filer Substation | IPC | 9191 | I | 1 | 6 | OH | AC | 121-150 | 138 | 1 | 1 | 207 | 2025-06-01 | 2032-04-15
WECC-NW |  |  | Planned | Upgrade | WECC | Project Brisbie | N | Other | Other | Danskin Substation | Hubbard Substation | IPC | 9191 | I | 1 | 39 | OH | AC | 200-299 | 230 | 1 | 1 | 559 | 2024-06-01 | 2024-06-01
WECC-NW |  |  | Planned | Upgrade | WECC | Project Brisbie | N | Other | Other | Danskin Substation | PVS1 | IPC | 9191 | I | 1 | 34 | OH | AC | 200-299 | 230 | 1 | 1 | 559 | 2024-06-01 | 2024-06-01
WECC-NW |  |  | Planned | Upgrade | WECC | Project Brisbie | N | Variable/Renewable Integration | Other | PVS1 | Cole Substation | IPC | 9191 | i | 1 | 1 | OH | AC | 200-299 | 230 | 1 | 1 | 559 | 2024-06-01 | 2024-06-01
WECC-NW |  |  | Planned | Upgrade | WECC | Project Brisbie | N | Other | Other | Cole Substation | Hubbard Substation | IPC | 9191 | I | 1 | 5 | OH | AC | 200-299 | 230 | 1 | 1 | 559 | 2024-06-01 | 2024-06-01
WECC-NW |  |  | Planned | New | WECC | Boardman-Hemingway (B2H) Project | N | Other | Other | Hemingway Substation | Bowmont Substation | IPC | 9191 | I | 1 | 13 | OH | AC | 200-299 | 230 | 1 | 2 | 565 | 2015-06-01 | 2026-06-01
WECC-NW |  |  | Planned | New | WECC | Boardman-Hemingway (B2H) Project | N | Other | Other | Bowmont Substation | Hubbard Substation | IPC | 9191 | I | 1 | 16 | OH | AC | 200-299 | 230 | 1 | 1 | 559 | 2018-06-01 | 2026-06-01
WECC-NW |  |  | Conceptual | New | WECC | Gateway West Transm. | N | Other | Other | Midpoint Substation | Kinport Substation | IPC | 9191 | I | 0.732 | 112 | OH | AC | 300-399 | 345 | 1 | 1 | 1104 | 2026-06-01 | 2026-06-01
WECC-NW |  |  | Conceptual | New | WECC | Gateway West Transm. | N | Other | Other | Midpoint Substation | Kinport Substation | IPC | 9191 | I | 0.732 | 112 | OH | AC | 300-399 | 345 | 1 | 1 | 1104 | 2015-06-01 | 2032-06-01
WECC-NW |  |  | Conceptual | New | WECC | Gateway West Transm. | N | Other | Other | Borah Substaton | Kinport Substation | IPC | 9191 | I | 0.732 | 27 | OH | AC | 300-399 | 345 | 1 | 1 | 1104 | 2015-06-01 | 2032-06-01
WECC-NW |  |  | Planned | New | WECC | Boardman-Hemingway (B2H) Project | Y | Other | Other | Hemingway Substation | Longhorn Substation | IPC | 9191 | I | 0.45 | 300 | OH | AC | 400-599 | 500 | 1 | 1 | 1732 | 2013-06-01 | 2026-06-01
WECC-NW |  |  | Conceptual | New | WECC | Gateway West Transm. | N | Other | Other | Cedar Hill Substation | Hemingway Substation | PAC |  | I | 1 | 161 | OH | AC | 400-599 | 500 | 1 | 1 | 3000 | 2015-06-01 | 2030-06-01
WECC-NW |  |  | Conceptual | New | WECC | Gateway West Transm. | Y | Other | Other | Populus Substation | Cedar Hill Substation | PAC |  | I | 1 | 118 | OH | AC | 400-599 | 500 | 1 | 1 | 3000 | 2015-06-01 | 2030-06-01
WECC-NW |  |  | Conceptual | New | WECC | Gateway West Transm. | N | Other | Other | Midpoint Substation | Hemingway Substation | IPC | 9191 | I | 0.5 | 126 | OH | AC | 400-599 | 500 | 1 | 1 | 3000 | 2015-06-01 | 2032-06-01
WECC-NW |  |  | Conceptual | New | WECC | Gateway West Transm. | N | Other | Other | Cedar Hill Substation | Midpoint Substation | IPC | 9191 | I | 0.5 | 34 | OH | AC | 400-599 | 500 | 1 | 1 | 3000 | 2015-06-01 | 2032-06-01
WECC-NW |  |  | Conceptual | New | WECC | Gateway West Transm. | N | Other | Other | Midpoint Substation | Borah Substation | IPC | 9191 | I | 0.644 | 85 | OH | AC | 400-599 | 500 | 1 | 1 | 3000 | 2015-06-01 | 2032-06-01
WECC-NW |  |  | Conceptual | New | WECC | Gateway West Transm. | Y | Other | Other | Populus Substation | Borah Substation | PAC |  | I | 1 | 55 | OH | AC | 400-599 | 500 | 1 | 1 | 3000 | 2015-06-01 | 2032-06-01
WECC-NW |  |  | Planned | Upgrade | WECC | Redwood Materials | N | Other |  | Meadows 120kV | Redwood 120kV | NEVP | 13407 | I | 1 | 1 | OH | AC | 100-120 | 120 | 1 | 2 | 223 | 2023-04-30 | 2024-11-30
WECC-NW |  |  | Planned | Upgrade | WECC | California - Bordertown 120kV | N | Reliability |  | Reno, NV | Reno, NV | NEVP | 13407 | I | 1 | 10 | OH | AC | 100-120 | 120 | 1 | 1 | 415 | 2025-04-01 | 2025-04-01
WECC-NW |  |  | Planned | Upgrade | WECC | Peavine Substation | N | Reliability |  | Penny Tap | Peavine | NEVP | 13407 | I | 1 | 5.7 | OH | AC | 100-120 | 120 | 1 | 1 | 209 | 2025-05-30 | 2025-05-30
WECC-NW |  |  | Planned | Upgrade | WECC | 138kV Pecos - Novva DC | N | Other |  | Pecos 138kV | Novva DC 138kV | NEVP | 13407 | I | Unknown | 6.5 | OH | AC | 151-199 | 138 |  |  | 260 | 2025-06-01 | 2025-06-01
WECC-NW |  |  | Planned | Upgrade | WECC | Arden - Audette 230kV | N | Other |  | Arden 230kV | Audette 230kV | NEVP | 13407 | I | 1 | 5.63 | OH | AC | 200-299 | 230 |  |  | 860.5 | 2025-05-30 | 2025-05-30
WECC-NW |  |  | Planned | Upgrade | WECC | Audette - Avera 230kV | N | Other |  | Audette 230kV | Avera 230kV | NEVP | 13407 | I | 1 | 9.3 | OH | AC | 200-299 | 230 |  |  | 860.5 | 2025-05-30 | 2025-05-30
WECC-NW |  |  | Planned | Upgrade | WECC | Prospector - Goforth 230kV | N | Other |  | Prospector 230kV | Goforth 230kV | NEVP | 13407 | I | 1 | 6 | OH | AC | 200-299 | 230 |  |  | 860.5 | 2025-12-05 | 2025-12-05
WECC-NW |  |  | Under Construction | Upgrade | WECC | Reid Gardner - Harry Allen line #3 | N | Variable/Renewable Integration |  | Reid Gardner | Harry Allen 230kV | NEVP | 13407 | I | 1 | 24.6 | OH | AC | 200-299 | 230 |  |  | 860.5 | 2026-05-15 | 2026-05-15
WECC-NW |  |  | Planned | Upgrade | WECC | Shaffer Substation | Y | Reliability |  | Ft Sage 345kV | Shaffer | NEVP | 13407 | I | 1 | 27.1 | OH | AC | 300-399 | 345 | 1 | 1 | 1195 | 2024-12-01 | 2024-12-01
WECC-NW |  |  | Planned | Upgrade | WECC | Shaffer Substation | Y | Reliability |  | HillTop 345kV | Shaffer | NEVP | 13407 | I | 1 | 92 | OH | AC | 300-399 | 345 | 1 | 1 | 1195 | 2024-12-01 | 2024-12-01
WECC-NW |  |  | Planned | Upgrade | WECC | West Tracy - Comstock Meadows 345 kV | N | Reliability |  | W Tracy | Comstock Meadows | NEVP | 13407 | I | 1 | 11 | OH | AC | 300-399 | 345 | 1 | 1 | 1207 | 2022-05-01 | 2025-12-31
WECC-NW |  |  | Planned | Upgrade | WECC | W Tracy - Comstock 345kV | N | Reliability |  | W Tracy | Comstock Meadows | NEVP | 13407 | I | 1 | 12 | OH | AC | 300-399 | 345 | 1 | 1 | 1207 | 2022-11-01 | 2025-12-31
WECC-NW |  |  | Planned | Upgrade | WECC | Ft. Churchill to Mira Loma 345kV | N | Reliability |  | Yerington, NV | Reno, NV | NEVP | 13407 | I | 1 | 55 | OH | AC | 300-399 | 345 |  |  | 1207 | 2026-12-31 | 2027-05-30
WECC-NW |  |  | Planned | Upgrade | WECC | Ft. Churchill to Comstock Meadows 345kV | N | Reliability |  | Yerington, NV | Reno, NV | NEVP | 13407 | I | 1 | 52 | OH | AC | 300-399 | 345 |  |  | 1207 | 2026-12-31 | 2027-05-30
WECC-NW |  |  | Planned | Upgrade | WECC | Harry Allen - Northwest to Ft. Churchill 500 kV (Greenlink West) | N | Reliability |  | Las Vegas, NV | Yerington, NV | NEVP | 13407 | I | 1 | 350 | OH | AC | 400-599 | 525 |  |  | 3417 | 2019-12-01 | 2027-05-30
WECC-NW |  |  | Planned | Upgrade | WECC | Ft Churchill - Robinson Summmit 525kV (Greenlink North) | N | Reliability |  | Harry Allen | Ft Churchill | NEVP | 13407 | I | 1 | 235 | OH | AC | 400-599 | 525 | 1 | 1 | 3417 | 2028-12-01 | 2028-12-01
WECC-NW |  |  | Conceptual | Upgrade | WECC | Northwest - Amargosa 400-599kV | N | Variable/Renewable Integration |  | Las Vegas, NV | Lathrop Wells, NV | NEVP | 13407 | I | 1 | 75 | OH | AC | 400-599 | 525 | 1 | 1 | 3000 | 2016-06-01 | 2029-01-01
WECC-NW |  |  | Planned | Upgrade | WECC | Harry Allen - Northwest #2 400-599kV | N | Variable/Renewable Integration |  | Las Vegas, NV | Las Vegas, NV | NEVP | 13407 | I | 1 | 28 | OH | AC | 400-599 | 525 | 1 | 1 | 3000 | 2013-06-01 | 2029-06-01
WECC-NW |  |  | Conceptual | Upgrade | WECC | Midpoint - Robinson Summit 500 kV (SWIP-North) | Y | Variable/Renewable Integration |  | Idaho | Reno, NV | NEVP | 13407 | I | Unknown | 275 | OH | AC | 400-599 | 525 | 1 | 1 | 2000 | 2013-12-01 | 2030-12-01
WECC-NW |  |  | Conceptual | Upgrade | WECC | Harry Allen - Robinson Summit 525kV #2 (ON line #2) | N | Reliability |  | Harry Allen | Robinson Summit | NEVP | 13407 | I | 1 | 231 | OH | AC | 400-599 | 525 | 1 | 1 |  | TBD | TBD
WECC-NW |  |  | Conceptual | Upgrade | WECC | Robinson Summit - Clover 525 kV (Cross tie) | Y | Variable/Renewable Integration |  | Clover (Utah) | Robinson Summit | NEVP | 13407 | I | Unknown | 215 | OH | AC | 400-599 | 525 | 1 | 1 |  | TBD | TBD
WECC-NW |  |  | Completed | Upgrade | WECC | West Tracy - Patrick 120kV | N | Reliability |  | W Tracy | Patrick | NEVP | 13407 | I | 1 | 1.43 | OH | AC | 100-120 | 120kV | 2 | 2 | 162 | 2023-02-14 | 2023-01-01
WECC-NW |  |  | Completed | Upgrade | WECC | West Tracy - Tracy 120 kV | N | Reliability |  | Reno, NV | Reno, NV | NEVP | 13407 | I | 1 | 1 | OH | AC | 100-120 | 120kV | 1 | 2 | 416 | 2023-05-01 | 2023-12-31
WECC-NW |  |  | Planned | Upgrade | WECC | Pah Rah - Newton Line 120 kV | N | Reliability |  | Reno, NV | Reno, NV | NEVP | 13407 | I | 1 | 2 | OH | AC | 100-120 | 120kV | 1 | 2 | 529 | 2024-05-01 | 2024-05-15
WECC-NW |  |  | Planned | Upgrade | WECC | West Tracy - Newton 120 kV | N | Reliability |  | Reno, NV | Reno, NV | NEVP | 13407 | I | 1 | 3 | OH | AC | 100-120 | 120kV | 1 | 2 | 529 | 2023-05-01 | 2024-05-15
WECC-NW |  |  | Planned | Upgrade | WECC | West Tracy - Pah Rah 120 kV | N | Reliability |  | Reno, NV | Reno, NV | NEVP | 13407 | I | 1 | 1 | OH | AC | 100-120 | 120kV | 1 | 2 | 529 | 2023-03-01 | 2024-05-30
WECC-NW |  |  | Completed | Upgrade | WECC | Crystal - Harry Allen #3 | N | Variable/Renewable Integration |  | Crystal 230kV | Harry Allen 230kV | NEVP | 13407 | I | 1 | 8.7 | OH | AC | 200-299 | 230kV | 1 | 1 | 1017 | 2023-12-15 | 2023-11-01
WECC-NW |  |  | Under Construction | Upgrade | WECC | Reid Gardner - Reid Gardner BESS | N | Variable/Renewable Integration |  | Reid Gardner | Reid Gardner BESS | NEVP | 13407 | I | 1 | 0.021 | OH | AC | 200-299 | 230kV |  |  | 297.6 | 2023-12-31 | 2023-12-31
WECC-NW |  |  | Planned | Upgrade | WECC | Reid Gardner - Tortoise #2 230kV | N | Reliability |  | Reid Gardner | Tortoise | NEVP | 13407 | I | 1 | 2.6 | OH | AC | 200-299 | 230kV | 1 | 2 | 430 | 2022-05-01 | 2024-05-30
WECC-NW |  |  | Completed | Upgrade | WECC | Steam Plant to East Side 100Kv | N | Reliability |  | Steam Plant | East Side | NorthWestern Energy |  |  | 100% | 2 | OH | AC | 100-120 | 100 | 1 | 1 |  | 2023-12-01 | 12/1/2023
WECC-NW |  |  | Planned | Upgrade | WECC | Yellowstone County Generating Station | N | Reliability | Other | YCG | Laurel Auto | NorthWestern Energy |  |  | 100% | 0.25 | OH | AC | 100-120 | 100 | 1 | 1 |  | TBD | 4/1/2024
WECC-NW |  |  | Completed | Upgrade | WECC | Billings 8th to Laurel 50kV to 100kV | N | Economics / Congestion | Reliability | Billings 8th | Laurel City | NorthWestern Energy |  | I | 100% | 18 | OH | AC | 100-120 | 115 | 1 | 1 |  | 2023-10-01 | 10/1/2023
WECC-NW |  |  | Completed | Upgrade | WECC | Apex Solar | N | Variable/Renewable Integration |  | Apex Tap | Dillon-Salmon | Apex Solar |  |  | 0% | 0.25 | OH | AC | 151-199 | 161 | 1 | 1 |  | 2023-05-01 | 5/1/2023
WECC-NW |  |  | Planned | Upgrade | WECC | Chafin Wind | N | Variable/Renewable Integration |  | Chafin Wind | Columbus-Rapelje | Chafin Wind |  |  | 0% | 0.1 | OH | AC | 200-299 | 230 | 1 | 1 |  | TBD | 1/1/2024
WECC-NW |  |  | Planned | Upgrade | WECC | Oquirrh-Terminal 300-399 kV line |  | Economics / Congestion | Reliability | South Jordan, UT | SLC,UT | PACE | 14354 | I | 1 | 28 | OH | AC | 300-399 |  | 2 | 2 | 1332 | TBD-2014 | 2024-05-15
WECC-NW |  |  | Planned | Upgrade | WECC | Windstar-Shirley Basin 200-299 kV #1 line |  | Economics / Congestion | Economic/Cogestion | Windstar,WY | Carbon County, WY | PACE | 14354 | I | 1 | 59 | OH | AC | 200-299 |  | 1 | 1 | 888 | TBD-2015 | 2024-12-31
WECC-NW |  |  | Planned | Upgrade | WECC | Aeolus-Clover 400-599 kV line#1 |  | Economics / Congestion | Variable/Renewable Integration | Carbon County, WY | Mona, UT | PACE | 14354 | I | 1 | 414 | OH | AC | 400-599 |  | 1 | 1 | 1700 | TBD-2018 | 2024-12-31
WECC-NW |  |  | Planned | Upgrade | WECC | DJ- Aeolus 200-299 kV line rebuild with bundled 1272 |  | Economics / Congestion | Economic/Cogestion | Aeolus, WY | Dave Johnston substation,WY | PACE | 14354 | I | 1 | 57 | OH | AC | 200-299 |  | 1 | 1 | 888 | TBD-2014 | 2024-12-31
WECC-NW |  |  | Planned | Upgrade | WECC | Grace -Oneida - Treasureton Rebuild |  | Economics / Congestion | Economic/Cogestion | Grace, ID | Treasureton, ID | PACE | 14354 | I | 1 | 25 | OH | AC | 121-150 |  | 1 | 1 | 266 | 2025-01-31 | 2025-01-31
WECC-NW |  |  | Planned | Upgrade | WECC | Goshen - Fishcreek - Grace Rebuild |  | Reliability | Economic/Cogestion | Goshen, ID | Grace, ID | PACE | 14354 | I | 1 | 57.22 | OH | AC | 151-199 |  | 1 | 1 | 310 | 2025-01-31 | 2025-01-31
WECC-NW |  |  | Planned | Upgrade | WECC | Ben Lomond - Warren - BDO - Pioneer Rebuild |  | Reliability | Economic/Cogestion | Ben Lomond, UT | Pioneer, UT | PACE | 14354 | I | 1 | 9.1 | OH | AC | 121-150 |  | 1 | 1 | 266 | 2025-01-31 | 2025-01-31
WECC-NW |  |  | Planned | Upgrade | WECC | Spanish Fork - Mercer |  | Economics / Congestion | Economic/Cogestion | Spanish Fork, UT | Mercer (Eagle Mountain), UT | PACE | 14354 | I | 1 | 50 | OH | AC | 300-399 |  | 1 | 1 | 800 | 2026-11-15 | 2027-10-15
WECC-NW |  |  | Planned | Upgrade | WECC | Limber - Terminal 345 kV line #1 & #2 |  | Economics / Congestion | Economic/Cogestion | Tooele County, UT | Salt Lake City, UT | PACE | 14354 | I | 1 | 39.41 | OH | AC | 300-399 |  | 2 | 2 | Unknown |  | 2027-10-15
WECC-NW |  |  | Planned | Upgrade | WECC | Limber - Oquirrh 345 kV line #1 & #2 |  | Economics / Congestion | Economic/Cogestion | Tooele County, UT | Oquirrh, UT | PACE | 14354 | I | 1 | 31.34 | OH | AC | 300-399 |  | 2 | 2 | Unknown |  | 2027-10-15
WECC-NW |  |  | Planned | Upgrade | WECC | Limber - Tooele 138 kV line #1 |  | Economics / Congestion | Economic/Cogestion | Tooele County, UT | Tooele City, UT | PACE | 14354 | I | 1 | 12 | OH | AC | 121-150 |  | 1 | 1 | Unknown |  | 2027-10-15
WECC-NW |  |  | Planned | Upgrade | WECC | Limber - Clover 500 kV line #1 |  | Economics / Congestion | Economic/Cogestion | Tooele County, UT | Mona, UT | PACE | 14354 | I | 1 | 68.26 | OH | AC | 400-599 |  | 1 | 1 | Unknown |  | 2027-10-15
WECC-NW |  |  | Planned | Upgrade | WECC | Sigurd - Clover 345 kV line |  | Economics / Congestion | Economic/Cogestion | Sigurd, UT | Mona, UT | PACE | 14354 | I | 1 | 68 | OH | AC | 300-399 |  | 1 | 1 | 669 |  | 2028-10-15
WECC-NW |  |  | Planned | Upgrade | WECC | Populus - Bridgerland - Ben Lomond 345 kV line reconductor |  | Economics / Congestion | Economic/Cogestion | Downey, ID | South Willard, UT | PACE | 14354 | I | 1 | 90.459 | OH | AC | 300-399 |  | 1 | 1 | Unknown |  | 2028-10-15
WECC-NW |  |  | Planned | Upgrade | WECC | Three Peaks - Purgatory Flats 345 kV line |  | Economics / Congestion | Economic/Cogestion | Enoch, UT | Washtington, UT | PACE | 14354 | I | 1 | 60 | OH | AC | 300-399 |  | 1 | 1 | Unknown |  | 2029-06-15
WECC-NW |  |  | Planned | Upgrade | WECC | Camp Williams - Clover 345 kV line #3 Reconductor |  | Economics / Congestion | Economic/Cogestion | Lehi, UT | Mona, UT | PACE | 14354 | I | 1 | 49 | OH | AC | 300-399 |  | 2 | 2 | 511 |  | 2030-05-15
WECC-NW |  |  | Planned | Upgrade | WECC | Anticline/Bridger-Populus 400-599 kV line #1 |  | Economics / Congestion | Economic/Cogestion | Rock Springs, WY | Downey, ID | PACE | 14354 | I | 1 | 203 | OH | AC | 400-599 |  | 1 | 1 | 1700 | TBD-2015 | 2031-10-15
WECC-NW |  |  | Planned | Upgrade | WECC | Shirley Basin - Anticline |  | Economics / Congestion | Economic/Cogestion | Carbon County, WY | Rock Springs, WY | PACE | 14354 | I | 1 | 150 | OH | AC | 400-599 |  | 1 | 1 | 1200 | TBD-2028 | 2031-10-15
WECC-NW |  |  | Under Construction | Upgrade | WECC | Houston Lake to Ponderosa 115 kV #2 Line |  | Reliability | Economic/Congestion | Prineville, OR | Redmond OR | PACW | 14354 | I | 1 | 7.96 | OH | AC | 100-120 | 115 | 1 | 2 | 465 | 2023-11-15 | 2024-05-15
WECC-NW |  |  | Planned | Upgrade | WECC | Lone Pine to Sage Road 115 kV Line Conversion |  | Reliability | Reliability | Jackson County, OR | Jackson County, OR | PACW | 14354 | I | 1 | 4.5 | OH | AC | 100-120 | 115 | 1 | 1 | 222 | 2025-06-15 | 2026-05-15
WECC-NW |  |  | Under Construction | Upgrade | WECC | St. Johns (BPA) to Knott 115 kV Line Conversion |  | Reliability | Reliability | Portland, OR | Portland, OR | PACW | 14354 | I | 1 | 12.2 | OH | AC | 100-120 | 115 | 1 | 1 | 153 | 2023-12-15 | 2026-10-15
WECC-NW |  |  | Planned | Upgrade | WECC | Copco 2 to Weed Junction 115 kV Line #2 Conversion |  | Economics / Congestion | Reliability | Siskiyou County, CA | Weed, CA | PACW | 14354 | I | 1 | 38.47 | OH | AC | 100-120 | 115 | 1 | 1 | 222 | 2029-11-15 | 2029-11-15
WECC-NW |  |  | Planned | Upgrade | WECC | Lone Pine to Belknap Convert to 115 kV Line |  | Reliability | Reliability | Jackson County, OR | Jackson County, OR | PACW | 14354 | I | 1 | 4.06 | OH | AC | 100-120 | 115 | 1 | 1 | 357 | 2032-05-15 | 2032-05-15
WECC-NW |  |  | Completed | Upgrade | WECC | Klamath Falls to Snow Goose 230 kV #2 Line |  | Reliability | Reliability | Klamath Falls, OR | Klamath County, OR | PACW | 14354 | I | 1 | 4.2 | OH | AC | 200-299 | 230 | 1 | 1 | 827 | 2022-11-15 | 2023-08-22
WECC-NW |  |  | Planned | Upgrade | WECC | Lone Pine to Whetstone 230 kV Line |  | Reliability | Reliability | Jackson County, OR | Jackson County, OR | PACW | 14354 | I | 1 | 11 | OH | AC | 200-299 | 230 | 1 | 1 | 802 | 2024-05-15 | 2025-07-15
WECC-NW |  |  | Planned | Upgrade | WECC | Apex to Litespeed 230 kV Line #1 |  | Economics / Congestion | Economics / Congestion | Morrow County, OR | Morrow County, OR | PACW | 14354 | I | 1 | 1 | OH | AC | 200-299 | 230 | 1 | 1 | 802 | 2025-09-01 | 2025-09-01
WECC-NW |  |  | Conceptual | Upgrade | WECC | Apex to Litespeed 230 kV Line #2 |  | Economics / Congestion | Economics / Congestion | Morrow County, OR | Morrow County, OR | PACW | 14354 | I | 1 | 1 | OH | AC | 200-299 | 230 | 1 | 1 | 802 | 2025-09-01 | 2025-09-01
WECC-NW |  |  | Conceptual | Upgrade | WECC | Stone Pit-Rockpile 230 kV Line |  | Economics / Congestion | Economics / Congestion | Umatilla County, OR | Umatilla County, OR | PACW | 14354 | I | 1 | 3.4 | OH | AC | 200-299 | 230 | 1 | 1 | 802 | 2026-07-01 | 2026-07-01
WECC-NW |  |  | Planned | Upgrade | WECC | Malin to Snow Goose 230 kV Line Replacement |  | Reliability | Reliability | Klamath Falls, OR | Malin, OR | PACW | 14354 | I | 1 | 32.4 | OH | AC | 200-299 | 230 | 1 | 1 | 802 | 2026-11-15 | 2026-11-15
WECC-NW |  |  | Conceptual | Upgrade | WECC | Feedville-Stone Pit 230 kV Line |  | Economics / Congestion | Economics / Congestion | Umatilla County, OR | Umatilla County, OR | PACW | 14354 | I | 1 | 11 | OH | AC | 200-299 | 230 | 1 | 1 | 802 | 2027-01-01 | 2027-01-01
WECC-NW |  |  | Planned | Upgrade | WECC | Copco 2 to Lone Pine 230 kV Line Replacement |  | Reliability | Reliability | Siskiyou County, CA | Jackson County, OR | PACW | 14354 | I | 1 | 38.6 | OH | AC | 200-299 | 230 | 1 | 1 | 495 | 2027-11-15 | 2027-11-15
WECC-NW |  |  | Planned | Upgrade | WECC | Klamath Falls to Copco 2 230 kV Line Replacement |  | Reliability | Reliability | Klamath Falls, OR | Siskiyou County, CA | PACW | 14354 | I | 1 | 37.4 | OH | AC | 200-299 | 230 | 1 | 1 | 495 | 2028-11-15 | 2028-11-15
WECC-NW |  |  | Planned | Upgrade | WECC | Sams Valley to Grants Pass 230 kV Line |  | Reliability | Reliability | Jackson County, OR | Grants Pass, OR | PACW | 14354 | I | 1 | 18.4 | OH | AC | 200-299 | 230 | 1 | 2 | 456 | 2022-11-15 | 2028-12-15
WECC-NW |  |  | Planned | Upgrade | WECC | Apex to B2H Switching Station 500 kV Line |  | Economics / Congestion | Economic/Congestion | Morrow County, OR | Morrow County, OR | PACW | 14354 | I | 1 | 16 | OH | AC | 400-599 | 525 | 1 | 1 | 2894 | 2026-07-01 | 2026-07-01
WECC-NW |  |  | Conceptual | Upgrade | WECC | Snow Goose-Corral Annex 500 kV Line |  | Economics / Congestion | Variable/Renewable Integration | Klamath County, OR | Crook County, OR | PACW | 14354 | I | 1 | 170 | OH | AC | 400-599 | 525 | 1 | 1 | 1600 | 2032-10-15 | 2032-10-15
WECC-NW |  |  | Conceptual | Upgrade | WECC | Corral Annex-Apex 500 kV Line |  | Economics / Congestion | Variable/Renewable Integration | Crook County, OR | Morrow County, OR | PACW | 14354 | I | 1 | 150 | OH | AC | 400-599 | 525 | 1 | 1 | 1600 | 2032-10-15 | 2032-10-15
WECC-NW |  |  | Completed | Upgrade | WECC | Butler-Orenco 100-200kV Line | N | Reliability | Economics / Congestion | Butler | Orenco | PGN | 15248 | I | PGE 100 % | 1.26 | OH | AC | 100-120 | 115 | 1 | 1 | 443 | 2022-12-01 | 2023-05-01
WECC-NW |  |  | Completed | Upgrade | WECC | Butler-Orenco-Roseway 100-200kV Line | N | Reliability | Economics / Congestion | Butler | Junction | PGN | 15248 | I | PGE 100 % | 1.26 | OH | AC | 100-120 | 115 | 1 | 1 | 443 | 2022-02-01 | 2023-10-01
WECC-NW |  |  | Completed | Upgrade | WECC | Butler-Orenco-Roseway 100-200kV Line | N | Reliability | Economics / Congestion | Orenco | Junction | PGN | 15248 | I | PGE 100 % | 3 | OH | AC | 100-120 | 115 | 1 | 1 | 198 | 2022-02-01 | 2023-10-01
WECC-NW |  |  | Completed | Upgrade | WECC | Butler-Orenco-Roseway 100-200kV Line | N | Reliability | Economics / Congestion | Roseway | Junction | PGN | 15248 | I | 1 | 0.01 | OH | AC | 100-120 | 115 | 1 | 1 | 198 | 2022-02-01 | 2023-10-01
WECC-NW |  |  | Planned | Upgrade | WECC | E-Wacker 100-200kV Line | N | Reliability | Economics / Congestion | E | Wacker | PGN | 15248 | I | PGE 100 % | 4.47 | OH | AC | 100-120 | 115 | 1 | 1 | 319 | 2019-06-01 | 2024-02-01
WECC-NW |  |  | Planned | Upgrade | WECC | Meridian-Tonquin 100-200kV Line | N | Reliability | Economics / Congestion | Meridian | Tonquin | PGN | 15248 | I | PGE 100 % | 3.6 | OH | AC | 100-120 | 115 | 1 | 1 | 198 | 2024-03-01 | 2024-04-01
WECC-NW |  |  | Planned | Upgrade | WECC | Evergreen-Shute #1 100-200kV Line | N | Reliability | Economics / Congestion | Evergreen | Shute | PGN | 15248 | I | PGE 100 % | 0.31 | OH | AC | 100-120 | 115 | 1 | 1 | 398 | 2022-03-01 | 2024-05-01
WECC-NW |  |  | Planned | Upgrade | WECC | Evergreen-Helvetia 100-200kV Line | N | Reliability | Economics / Congestion | Evergreen | Helvetia | PGN | 15248 | I | PGE 100 % | 3.1 | OH | AC | 100-120 | 115 | 1 | 1 | 337 | 2022-03-01 | 2024-05-01
WECC-NW |  |  | Planned | Upgrade | WECC | Evergreen-Rock Creek 100-200kV Line | N | Reliability | Economics / Congestion | Evergreen | Rock Creek | PGN | 15248 | I | PGE 100 % | 6.58 | OH | AC | 100-120 | 115 | 1 | 1 | 198 | 2023-12-01 | 2024-11-01
WECC-NW |  |  | Planned | Upgrade | WECC | Evergreen-Sunset 100-200kV Line | N | Reliability | Economics / Congestion | Evergreen | Sunset | PGN | 15248 | I | PGE 100 % | 2.02 | OH | AC | 100-120 | 115 | 1 | 1 | 337 | 2022-03-01 | 2024-11-01
WECC-NW |  |  | Planned | Upgrade | WECC | Evergreen-Shute #2 100-200kV Line | N | Reliability | Economics / Congestion | Evergreen | Shute | PGN | 15248 | I | PGE 100 % | 0.31 | OH | AC | 100-120 | 115 | 1 | 1 | 398 | 2024-11-01 | 2024-12-01
WECC-NW |  |  | Planned | Upgrade | WECC | Memorial-Wilsonville 100-200kV Line | N | Reliability | Economics / Congestion | Memorial | Wilsonville | PGN | 15248 | I | PGE 100 % | 0.38 | OH | AC | 100-120 | 115 | 1 | 1 | 198 | 2024-12-01 | 2024-12-01
WECC-NW |  |  | Planned | Upgrade | WECC | Memorial-Sherwood 100-200kV Line | N | Reliability | Economics / Congestion | Memorial | Sherwood | PGN | 15248 | I | PGE 100 % | 6.12 | OH | AC | 100-120 | 115 | 1 | 1 | 198 | 2024-12-01 | 2024-12-01
WECC-NW |  |  | Planned | Upgrade | WECC | McLoughlin-Tonquin 100-200kV Line | N | Reliability | Economics / Congestion | McLoughlin | Tonquin | PGN | 15248 | I | PGE 100 % | 14.3 | OH | AC | 100-120 | 115 | 2 | 2 | 150 | 2025-03-01 | 2025-04-01
WECC-NW |  |  | Planned | Upgrade | WECC | Rosemont-Wilsonville 100-200kV Line | N | Reliability | Economics / Congestion | Rosemont | Wilsonville | PGN | 15248 | I | PGE 100 % | 6.7 | OH | AC | 100-120 | 115 | 1 | 1 | 198 | 2025-03-01 | 2025-04-01
WECC-NW |  |  | Planned | Upgrade | WECC | Sherwood-Tonquin 100-200kV Line | N | Reliability | Economics / Congestion | Sherwood | Tonquin | PGN | 15248 | I | PGE 100 % | 2.1 | OH | AC | 100-120 | 115 | 1 | 1 | 225 | 2024-03-01 | 2025-04-01
WECC-NW |  |  | Planned | Upgrade | WECC | Harborton-Wacker 100-200kV Line | N | Reliability | Economics / Congestion | Harborton | Wacker | PGN | 15248 | I | PGE 100 % | 4.1 | OH | AC | 100-120 | 115 | 1 | 1 | 398 | 2019-06-01 | 2025-10-01
WECC-NW |  |  | Planned | Upgrade | WECC | St Marys-Cedar Hills 100-200kV Line | N | Reliability | Economics / Congestion | St Marys | Cedar Hills | PGN | 15248 | I | PGE 100 % | 6.4 | OH | AC | 100-120 | 115 | 1 | 1 | 198 | 2021-03-01 | 2025-11-01
WECC-NW |  |  | Planned | Upgrade | WECC | Reedville-St Marys 100-200kV Line | N | Reliability | Economics / Congestion | Reedville | St Marys | PGN | 15248 | I | PGE 100 % | 3.7 | OH | AC | 100-120 | 115 | 1 | 1 | 198 | 2024-09-01 | 2025-11-01
WECC-NW |  |  | Planned | Upgrade | WECC | Harrison PACW-Holgate 100-200kV Line | Y | Reliability | Economics / Congestion | Harrison PACW | Holgate | PGN | 15248 | I | PGE 100 % | 2.13 | OH | AC | 100-120 | 115 | 1 | 1 | 198 | 2021-03-01 | 2026-04-01
WECC-NW |  |  | Planned | Upgrade | WECC | Kaster-St Helens 100-200kV Line | N | Reliability | Economics / Congestion | Kaster | St Helens | PGN | 15248 | I | PGE 100 % | 1.09 | OH | AC | 100-120 | 115 | 1 | 1 | 198 | 2025-06-01 | 2026-05-01
WECC-NW |  |  | Planned | Upgrade | WECC | Harborton-Kaster 100-200kV Line | N | Reliability | Economics / Congestion | Harborton | Kaster | PGN | 15248 | I | PGE 100 % | 21.26 | OH | AC | 100-120 | 115 | 1 | 1 | 198 | 2025-06-01 | 2026-05-01
WECC-NW |  |  | Planned | Upgrade | WECC | Gresham-Linneman 100-200kV Line | N | Reliability | Economics / Congestion | Gresham | Linneman | PGN | 15248 | I | PGE 100 % | 0.32 | OH | AC | 100-120 | 115 | 1 | 1 | 337 | 2026-06-01 | 2026-06-01
WECC-NW |  |  | Planned | Upgrade | WECC | Linneman-Ruby 100-200kV Line | N | Reliability | Economics / Congestion | Linneman | Ruby | PGN | 15248 | I | PGE 100 % | 2 | OH | AC | 100-120 | 115 | 1 | 1 | 337 | 2026-06-01 | 2026-06-01
WECC-NW |  |  | Planned | Upgrade | WECC | Canyon-E 100-200kV Line | N | Reliability | Economics / Congestion | Canyon | E | PGN | 15248 | I | PGE 100 % | 1.9 | OH | AC | 100-120 | 115 | 1 | 1 | 239 | 2019-06-01 | 2026-08-01
WECC-NW |  |  | Planned | Upgrade | WECC | St Louis-Waconda 100-200kV Line | N | Reliability | Economics / Congestion | St Louis | Waconda | PGN | 15248 | I | PGE 100 % | 5.45 | OH | AC | 100-120 | 115 | 1 | 1 | 337 | 2026-03-01 | 2027-03-01
WECC-NW |  |  | Planned | Upgrade | WECC | North Marion-St Louis 100-200kV Line | N | Reliability | Economics / Congestion | North Marion | St Louis | PGN | 15248 | I | PGE 100 % | 5.16 | OH | AC | 100-120 | 115 | 1 | 1 | 198 | 2026-03-01 | 2027-03-01
WECC-NW |  |  | Planned | Upgrade | WECC | Gresham-Holgate 100-200kV Line | N | Reliability | Economics / Congestion | Gresham | Holgate | PGN | 15248 | I | PGE 100 % | 11.62 | OH | AC | 100-120 | 115 | 1 | 1 | 198 | 2021-03-01 | 2027-06-01
WECC-NW |  |  | Planned | Upgrade | WECC | Monitor-Waconda 100-200kV Line | N | Reliability | Economics / Congestion | Monitor | Waconda | PGN | 15248 | I | PGE 100 % | 12.1 | OH | AC | 100-120 | 115 | 1 | 1 | 337 | 2025-09-01 | 2027-10-01
WECC-NW |  |  | Planned | Upgrade | WECC | Brookwood-Main 100-200kV Line | N | Reliability | Economics / Congestion | Brookwood | Main | PGN | 15248 | I | PGE 100% | 1.44 | OH | AC | 100-120 | 115 | 1 | 1 | 198 | 2028-01-01 | 2028-01-01
WECC-NW |  |  | Planned | Upgrade | WECC | Main-Roseway 100-200kV Line | N | Reliability | Economics / Congestion | Main | Roseway | PGN | 15248 | I | PGE 100 % | 3.1 | OH | AC | 100-120 | 115 | 1 | 1 | 337 | 2022-12-01 | 2028-11-01
WECC-NW |  |  | Planned | Upgrade | WECC | Gresham-Hogan 100-200kV Line | N | Reliability | Economics / Congestion | Gresham | Hogan | PGN | 15248 | I | PGE 100 % | 4.56 | OH | AC | 100-120 | 115 | 1 | 1 | 219 | 2024-12-01 | 2029-11-01
WECC-NW |  |  | Planned | Upgrade | WECC | Carver-Hogan 100-200kV Line | N | Reliability | Economics / Congestion | Carver | Hogan | PGN | 15248 | I | PGE 100 % | 10.3 | OH | AC | 100-120 | 115 | 1 | 1 | 198 | 2029-11-01 | 2029-11-01
WECC-NW |  |  | Planned | Upgrade | WECC | Bethel-North Marion 100-200kV Line | N | Reliability | Economics / Congestion | Bethel | North Marion | PGN | 15248 | I | PGE 100 % | 25.87 | OH | AC | 100-120 | 115 | 1 | 1 | 337 | 2027-12-01 | 2030-03-01
WECC-NW |  |  | Planned | Upgrade | WECC | Chemawa BPA-Waconda 100-200kV Line | N | Reliability | Economics / Congestion | Chemawa BPA | Waconda | PGN | 15248 | I | PGE 100 % | 4.53 | OH | AC | 100-120 | 115 | 1 | 1 | 337 | 2027-12-01 | 2030-05-01
WECC-NW |  |  | Planned | Upgrade | WECC | North Marion-Woodburn 100-200kV Line | N | Reliability | Economics / Congestion | North Marion | Woodburn | PGN | 15248 | I | PGE 100 % | 3.5 | OH | AC | 100-120 | 115 | 1 | 1 | 198 | 2027-01-01 | 2030-05-01
WECC-NW |  |  | Planned | Upgrade | WECC | Monitor-Woodburn 100-200kV Line | N | Reliability | Economics / Congestion | Monitor | Woodburn | PGN | 15248 | I | PGE 100 % | 3.3 | OH | AC | 100-120 | 115 | 1 | 1 | 198 | 2027-01-01 | 2030-05-01
WECC-NW |  |  | Planned | Upgrade | WECC | Evergreen-St Marys-Trojan 200-299kV Line | N | Reliability | Economics / Congestion | Evergreen | Junction | PGN | 15245 | I | PGE 100 % | 5.32 | OH | AC | 200-299 | 230 | 1 | 1 | 886 | 2024-05-01 | 2024-05-01
WECC-NW |  |  | Planned | Upgrade | WECC | Evergreen-St Marys-Trojan 200-299kV Line | N | Reliability | Economics / Congestion | St Marys | Junction | PGN | 15246 | I | PGE 100 % | 3.76 | OH | AC | 200-299 | 230 | 1 | 1 | 609 | 2024-05-01 | 2024-05-01
WECC-NW |  |  | Planned | Upgrade | WECC | Evergreen-St Marys-Trojan 200-299kV Line | N | Reliability | Economics / Congestion | Trojan | Junction | PGN | 15247 | I | PGE 100 % | 37.48 | OH | AC | 200-299 | 230 | 1 | 1 | 609 | 2024-05-01 | 2024-05-01
WECC-NW |  |  | Planned | Upgrade | WECC | Evergreen-Horizon 200-299kV Line | N | Reliability | Economics / Congestion | Evergreen | Horizon | PGN | 15248 | I | PGE 100 % | 2 | OH | AC | 200-299 | 230 | 1 | 1 | 886 | 2022-03-01 | 2024-05-01
WECC-NW |  |  | Planned | Upgrade | WECC | Horizon-Keeler #2 200-300kV Line | Y | Reliability | Economics / Congestion | Horizon | Keeler | PGN | 15248 | I | PGE 100 % | 1.71 | OH | AC | 200-299 | 230 | 1 | 1 | 1195 | 2025-05-01 | 2024-05-01
WECC-NW |  |  | Planned | Upgrade | WECC | Evergreen-Harborton 200-299kV Line | N | Reliability | Economics / Congestion | Evergreen | Harborton | PGN | 15248 | I | PGE 100 % | 9.92 | OH | AC | 200-299 | 230 | 1 | 1 | 609 | 2022-03-01 | 2024-10-01
WECC-NW |  |  | Planned | Upgrade | WECC | Harborton-St Marys 200-299kV Line | N | Reliability | Economics / Congestion | Harborton | St. Marys | PGN | 15248 | I | PGE 100 % | 8.27 | OH | AC | 200-299 | 230 | 2 | 2 | 586 | 2021-03-01 | 2024-10-01
WECC-NW |  |  | Planned | Upgrade | WECC | Harborton-Trojan #2 200-299kV Line | N | Reliability | Economics / Congestion | Harborton | Trojan | PGN | 15248 | I | PGE 100 % | 33.6 | OH | AC | 200-299 | 230 | 2 | 2 | 609 | 2020-12-01 | 2024-10-01
WECC-NW |  |  | Planned | Upgrade | WECC | Pearl-Sherwood #1 200-299kV Line | Y | Reliability | Economics / Congestion | Pearl | Sherwood | PGN | 15249 | I | PGE 3 % | 4.96 | OH | AC | 200-299 | 230 | 2 | 2 | 744 | 2025-11-01 | 2025-11-01
WECC-NW |  |  | Planned | Upgrade | WECC | Pearl-Sherwood #2 200-299kV Line | Y | Reliability | Economics / Congestion | Pearl | Sherwood | PGN | 15250 | I | PGE 3 % | 4.96 | OH | AC | 200-299 | 230 | 2 | 2 | 744 | 2025-11-01 | 2025-11-01
WECC-NW |  |  | Planned | Upgrade | WECC | Pearl-Sherwood #3 200-299kV Line | Y | Reliability | Economics / Congestion | Pearl | Sherwood | PGN | 15251 | I | PGE 3 % | 4.71 | OH | AC | 200-299 | 230 | 2 | 2 | 1195 | 2025-11-01 | 2025-11-01
WECC-NW |  |  | Planned | Upgrade | WECC | McLoughlin-Pearl-Sherwood 200-299kV Line | Y | Reliability | Economics / Congestion | McLoughlin | Junction | PGN | 15252 | I | PGE 100 % | 11.67 | OH | AC | 200-299 | 230 | 1 | 1 | 518 | 2025-11-01 | 2025-11-01
WECC-NW |  |  | Planned | Upgrade | WECC | McLoughlin-Pearl-Sherwood 200-299kV Line | Y | Reliability | Economics / Congestion | Pearl | Junction | PGN | 15253 | I | BPA 100 % | 0.27 | OH | AC | 200-299 | 230 | 2 | 2 | 1195 | 2025-11-01 | 2025-11-01
WECC-NW |  |  | Planned | Upgrade | WECC | McLoughlin-Pearl-Sherwood 200-299kV Line | Y | Reliability | Economics / Congestion | Sherwood | Junction | PGN | 15254 | I | PGE 100 % | 4.57 | OH | AC | 200-299 | 230 | 2 | 2 | 1195 | 2025-11-01 | 2025-11-01
WECC-NW |  |  | Planned | Upgrade | WECC | Bethel-Monitor 200-300kV Line | N | Reliability | Economics / Congestion | Bethel | Monitor | PGN | 15248 | I | PGE 100 % | 15.7 | OH | AC | 200-299 | 230 | 1 | 1 | 531 | 2024-12-01 | 2026-01-01
WECC-NW |  |  | Planned | Upgrade | WECC | McLoughlin-Monitor 200-300kV Line | N | Reliability | Economics / Congestion | McLoughlin | Monitor | PGN | 15248 | I | PGE 100 % | 19.82 | OH | AC | 200-299 | 230 | 1 | 1 | 531 | 2024-12-01 | 2026-01-01
WECC-NW |  |  | Planned | Upgrade | WECC | Murrayhill-Sherwood #1 200-299kV Line | N | Reliability | Economics / Congestion | Murrayhill | Sherwood | PGN | 15248 | I | PGE 100 % | 5.58 | OH | AC | 200-299 | 230 | 1 | 1 | 1195 | 2026-05-01 | 2026-05-01
WECC-NW |  |  | Planned | Upgrade | WECC | Murrayhill-Sherwood #2 200-299kV Line | N | Reliability | Economics / Congestion | Murrayhill | Sherwood | PGN | 15248 | I | PGE 100 % | 5.58 | OH | AC | 200-299 | 230 | 1 | 1 | 1195 | 2026-05-01 | 2026-05-01
WECC-NW |  |  | Planned | Upgrade | WECC | Sherwood-St Marys 200-299kV Line | N | Reliability | Economics / Congestion | Murrayhill | St Marys | PGN | 15248 | I | PGE 100 % | 10.78 | OH | AC | 200-299 | 230 | 2 | 2 | 1195 | 2026-05-01 | 2026-05-01
WECC-NW |  |  | Planned | Upgrade | WECC | Horizon-Keeler #1 200-300kV Line | Y | Reliability | Economics / Congestion | Horizon | Keeler | PGN | 15248 | I | PGE 100 % | 1.47 | OH | AC | 200-299 | 230 | 1 | 1 | 1195 | 2026-12-01 | 2026-12-01
WECC-NW |  |  | Planned | Upgrade | WECC | Harborton-Trojan #3 200-299kV Line | N | Reliability | Economics / Congestion | Harborton | Trojan | PGN | 15248 | I | PGE 100 % | 33.7 | OH | AC | 200-299 | 230 | 1 | 1 | 1476 | 2032-04-01 | 2032-04-01
WECC-NW |  |  | Planned | Upgrade | WECC | Harborton-Trojan #4 200-299kV Line | N | Reliability | Economics / Congestion | Harborton | Trojan | PGN | 15248 | I | PGE 100 % | 33.7 | OH | AC | 200-299 | 230 | 1 | 1 | 1476 | 2032-04-01 | 2032-04-01
WECC-NW |  |  | Completed | Upgrade | WECC | West Station-West Canon 115 kV Project | N | Reliability |  | West Station 115 kV | Hogback 115 kV | BHCE | 20101 | I | 1 | 42 | OH | AC | 100-120 | 115 | 1 | 1 | 221 | 2019-12-01 | 2023-02-22
WECC-NW |  |  | Planned | Upgrade | WECC | Porland - Skala 115 kV Rebuild | N | Reliability | Variable/Renewable Integration | Portland | Skala | BHCE | 20101 | I | 1 | 4 | OH | AC | 100-120 | 115 | 1 | 1 | 221 | 2023-07-25 | 2023-07-25
WECC-NW |  |  | Planned | Upgrade | WECC | Citadel Substation | N | Other |  | Citadel | Dawson Ridge | CORE | 9336 |  | 1 | 0.1 | OH | AC | 100-120 | 115 | 1 | 2 | TBD | 2024-04-01 | 2024-04-01
WECC-NW |  |  | Planned | Upgrade | WECC | Citadel Substation | N | Other |  | Wolfensburger | Citadel | CORE | 9336 |  | 1 | 0.1 | OH | AC | 100-120 | 115 | 1 | 2 | TBD | 2024-04-01 | 2024-04-01
WECC-NW |  |  | Planned | Upgrade | WECC | Ault-Cloverly 115 kV Transmission Project |  | Reliability |  | Ault | Cloverly | PSC | 15466 | I | 1 | 23 | OH | AC | 100-120 | 115 | 1 | 2 | 220 | 2019-06-01 | 2024-05-02
WECC-NW |  |  | Planned | Upgrade | WECC | Collins St. - Husky | N | Reliability |  | Collins St. | Husky | PSC | 15466 | I | 1 | 0.1 | OH | AC | 100-120 | 115 | 1 | 1 | 220 | 2025-12-01 | 2024-05-02
WECC-NW |  |  | Planned | Upgrade | WECC | Cloverly - Collins St | N | Reliability |  | Cloverly | Collins | PSC | 15466 | I | 1 | 0.1 | OH | AC | 100-120 | 115 | 1 | 1 | 220 | 2024-06-01 | 2024-05-31
WECC-NW |  |  | Planned | Upgrade | WECC | Skala - Cañon City 115 kV Rebuild | N | Reliability | Variable/Renewable Integration | Skala | Cañon City | BHCE | 20101 | I | 1 | 10.5 | OH | AC | 100-120 | 115 | 1 | 1 | 173 | 2024-05-31 | 2024-05-31
WECC-NW |  |  | Planned | Upgrade | WECC | Cañon City - Hogback 115 kV Rebuild | N | Reliability | Variable/Renewable Integration | Cañon City | Hogback | BHCE | 20101 | I | 1 | 3.8 | OH | AC | 100-120 | 115 | 1 | 1 | 173 | 2024-08-31 | 2024-08-31
WECC-NW |  |  | Planned | Upgrade | WECC | Deertrail Substation | N | Other |  | Deertrail | Strasburg | CORE | 9336 |  | 1 | 6.3 | OH | AC | 100-120 | 115 | 1 | 1 | TBD | 2024-10-01 | 2024-10-01
WECC-NW |  |  | Cancelled - Other (Comment Required) | Upgrade | WECC | Lime Road Delivery Point | N | Reliability |  | Stem Beach-GCC line | Lime Road | TSGT | 30151 | C | 1 | 4 | OH | AC | 100-120 | 115 | 1 | 1 | 242 | 2019-12-01 | 2024-12-01
WECC-NW |  |  | Planned | Upgrade | WECC | Hogback - Cañon West 115 kV Rebuild | N | Reliability | Variable/Renewable Integration | Hogback | Cañon West | BHCE | 20101 | I | 1 | 3.9 | OH | AC | 100-120 | 115 | 1 | 1 | 221 | 2024-12-31 | 2024-12-31
WECC-NW |  |  | Planned | Upgrade | WECC | West Station - Portland 115 kV Rebuild | N | Reliability | Variable/Renewable Integration | West Station | Portland | BHCE | 20101 | I | 1 | 19.9 | OH | AC | 100-120 | 115 | 1 | 1 | 159 | 2025-07-31 | 2025-07-31
WECC-NW |  |  | Planned | Upgrade | WECC | Spring Valley Substation | N | Other |  | Spring Valley | Kiowa | CORE | 9336 |  | 1 | 7 | OH | AC | 100-120 | 115 | 1 | 2 | TBD | 2025-10-01 | 2025-10-01
WECC-NW |  |  | Planned | Upgrade | WECC | Poncha - Sargent - San Luis Valley Replacement | N | Reliability |  | Poncha | San Luis Valley | PSC | 15466 | I | 1 | 73.0004 | OH | AC | 100-120 | 115 | 1 | 1 | TBD | 2024-12-01 | 2025-12-31
WECC-NW |  |  | Planned | Upgrade | WECC | Metro Water | N | Other |  | Cherokee | Thornton | PSC | 15466 | I | 1 | 0.1 | OH | AC | 100-120 | 115 | 1 | 1 | 159 | 2025-12-31 | 2025-12-31
WECC-NW |  |  | Under Construction | Upgrade | WECC | Slater Double Circuit Conversion | N | Reliability |  | Slater | Del Camino Tap | TSGT | 30151 | C | 1 | 2 | OH | AC | 100-120 | 115 | 1 | 1 | 239 | 2025-12-31 | 2025-12-31
WECC-NW |  |  | Planned | Upgrade | WECC | Mapleton - Poder - Capitol Hill | N | Other |  | Mapleton | Capitol Hill | PSC | 15466 | I | 1 | 0.1 | OH | AC | 100-120 | 115 | 1 | 1 | TBD | 2026-05-01 | 2026-05-01
WECC-NW |  |  | Cancelled - Permitting Challenges | Upgrade | WECC | Pueblo Plant - Rodrigues 115 kV | N | Reliability |  | Pueblo Plant 115 kV | Rodrigues 115 kV | BHCE | 20101 | I | 1 | 0.1 | OH | AC | 100-120 | 115 | TBD | TBD | 159 | 2023-06-01 | 2026-06-01
WECC-NW |  |  | Cancelled - Permitting Challenges | Upgrade | WECC | Reader - Rodrigues 115 kV | N | Reliability |  | Reader 115 kV | Rodrigues 115 kV | BHCE | 20101 | I | 1 | 0.1 | OH | AC | 100-120 | 115 | TBD | TBD | 221 | 2023-06-01 | 2026-06-01
WECC-NW |  |  | Planned | Upgrade | WECC | Pine Junction Substation | N | Other |  | Pine Junction | Conifer | CORE | 9336 |  | 1 | 8.2 | OH | AC | 100-120 | 115 | 1 | 1 | TBD | 2026-10-01 | 2026-10-01
WECC-NW |  |  | Planned | Upgrade | WECC | Dawson Ridge Substation | N | Other |  | Castle Rock | Dawson Ridge | CORE | 9336 |  | 1 | 0.1 | OH | AC | 100-120 | 115 | 1 | 2 | TBD | 2027-04-01 | 2027-04-01
WECC-NW |  |  | Planned | Upgrade | WECC | Dawson Ridge Substation | N | Other |  | Dawson Ridge | Citadel | CORE | 9336 |  | 1 | 0.1 | OH | AC | 100-120 | 115 | 1 | 2 | TBD | 2027-04-01 | 2027-04-01
WECC-NW |  |  | Conceptual | Upgrade | WECC | Weld - Ennis 230/115kV Transmission Project |  | Reliability | Variable/Renewable Integration | Weld | Ennis | PSC | 15466 | I | 1 | 38 | OH | AC | 100-120 | 115 | 1 | 2 | TBD | 2025-01-01 | 2027-10-20
WECC-NW |  |  | Planned | Upgrade | WECC | Delbert Substation | N | Other |  | Elizabeth | Delbert | CORE | 9336 |  | 1 | 3.6 | OH | AC | 100-120 | 115 | 1 | 1 | TBD | 2027-11-01 | 2027-11-01
WECC-NW |  |  | Planned | Upgrade | WECC | Delbert Substation | N | Other |  | Bayou | Delbert | CORE | 9336 |  | 1 | 5 | OH | AC | 100-120 | 115 | 1 | 1 | TBD | 2027-11-01 | 2027-11-01
WECC-NW |  |  | Planned | Upgrade | WECC | Drake-Timberline Park 115kV Line Rebuild | N | Reliability |  | Timberline Park 115kV | Timberline Park 115kV | PRPA | 6761 | S | 1 | 2.8 | OH | AC | 100-120 | 115 | 1 | 1 | 211 | 1975-01-01 | 2027-12-01
WECC-NW |  |  | Delayed - Permitting Challenges | Upgrade | WECC | Gilman - Avon 115 |  | Reliability |  | Gilman | Avon | PSC & HCE |  | I | TBD | 10 | OH | AC | 100-120 | 115 | 1 | 1 | 150-220 | 2019-12-01 | 2027-12-31
WECC-NW |  |  | Planned | Upgrade | WECC | Outback Substation | N | Other |  | Brick Center | Outback | CORE | 9336 |  | 1 | 9.6 | OH | AC | 100-120 | 115 | 1 | 2 | TBD | 2028-04-01 | 2028-04-01
WECC-NW |  |  | Planned | Upgrade | WECC | Outback Substation | N | Other |  | Outback | Spring Valley | CORE | 9336 |  | 1 | 5.5 | OH | AC | 100-120 | 115 | 1 | 2 | TBD | 2028-04-01 | 2028-04-01
WECC-NW |  |  | Planned | Upgrade | WECC | Malta - Otero Rebuild | N | Reliability |  | Malta | Otero | PSC | 15466 | I | 1 | 23.48 | OH | AC | 100-120 | 115 | 1 | 1 | 239 | 2028-06-01 | 2028-06-01
WECC-NW |  |  | Delayed - Permitting Challenges | Upgrade | WECC | Climax - Robinson Rack - Gilman 115kv Rebuild & Uprate | N | Reliability |  | Climax | Gilman | PSC | 15466 | I | 1 | 19 | OH | AC | 100-120 | 115 | 1 | 1 | 110 | 2022-12-01 | 2028-12-01
WECC-NW |  |  | Planned | Upgrade | WECC | Conifer - Hartsel 115 kV conversion | N | Reliability |  | Conifer | Hartsel | CORE | 9336 | C | 1 | 67 | OH | AC | 100-120 | 115 | 1 | 1 | 239 | 2030-03-01 | 2032-03-01
WECC-NW |  |  | Planned | Upgrade | WECC | Perry Park Substation | N | Other |  | Greenland | Perry Park | CORE | 9336 |  | 1 | 0.1 | OH | AC | 100-120 | 115 | 1 | 1 | TBD | 2035-01-01 | 2035-01-01
WECC-NW |  |  | Planned | Upgrade | WECC | Perry Park Substation | N | Other |  | Crystal Valley | Perry Park | CORE | 9336 |  | 1 | 0.1 | OH | AC | 100-120 | 115 | 1 | 1 | TBD | 2035-01-01 | 2035-01-01
WECC-NW |  |  | Conceptual | Upgrade | WECC | Smoky Hill - Strasburg 115 kV rebuild | N | Reliability | Variable/Renewable Integration | Smoky Hill | Strasburg | CORE | 9336 | C | 1 | 25 | OH | AC | 100-120 | 115 | 1 | 1 | 239 | TBD | TBD
WECC-NW |  |  | Conceptual | Upgrade | WECC | Wateton-Roxborough-Sedalia 115 kV rebuild | N | Reliability |  | Waterton | Sedalia | CORE | 9336 | C | 1 | 10 | OH | AC | 100-120 | 115 | 1 | 1 | 239 | TBD | TBD
WECC-NW |  |  | Conceptual | Upgrade | WECC | Bayou-Elizabeth 115 kV rebuild | N | Reliability |  | Bayou | Elizabeth | CORE | 9336 | C | 1 | 8.5 | OH | AC | 100-120 | 115 | 1 | 1 | 239 | TBD | TBD
WECC-NW |  |  | Conceptual | Upgrade | WECC | La Junta 115 kV Tie | N | Reliability |  | La Junta (TSGT) | La Junta (BHEC) | TSGT | 30151 | C | 1 | 0.4 | OH | AC | 100-120 | 115 | 1 | 1 | Unknown | TBD | TBD
WECC-NW |  |  | Delayed - Economics | Upgrade | WECC | Midway - Front Range | N | Variable/Renewable Integration | Reliability | Midway | Front Range | PSC | 15466 | I | 1 | 0.1 | OH | AC | 100-120 | 115 | 1 | 1 | 171 | 2024-04-01
WECC-NW |  |  | Completed | Upgrade | WECC | Greenwood - Arapahoe - Denver Terminal 230kV | N | Reliability |  | Greenwood | Denver Terminal | PSC | 15466 | I | 1 | 15 | OH | AC | 200-299 | 230 | 1 | 1 | TBD | 2022-10-01 | 2023-03-01
WECC-NW |  |  | Cancelled - Other (Comment Required) | Upgrade | WECC | Burlington-Lamar 230 kV Line | N | Reliability | Variable/Renewable Integration | Burlington, CO | Lamar, CO | TSGT | 30151 | C | 1 | 107 | OH | AC | 200-299 | 230 | 1 | 1 | 642 | TBD | 2023-06-01
WECC-NW |  |  | Completed | Upgrade | WECC | Spruce - High Point - Imboden | N | Other |  | Spruce | Imboden | PSC | 15466 | I | 1 | 0.1 | OH | AC | 200-299 | 230 | 1 | 1 | 567 | 2023-05-01 | 2023-08-04
WECC-NW |  |  | Cancelled - Load Growth | Upgrade | WECC | Greenhouse-Rattlesnake Ridge 230 kV Line | N | Reliability |  | Greenhouse | Rattlesnake Ridge | TSGT | 30151 | C | 1 | 16 | OH | AC | 200-299 | 230 | 2 | 2 | 648 | TBD | 2023-12-01
WECC-NW |  |  | Planned | Upgrade | WECC | Ault - Husky | N | Reliability |  | Ault | Husky | PSC | 15466 | I | 1 | 0.1 | OH | AC | 200-299 | 230 | 1 | 1 | 576 | 2025-12-01 | 2024-05-02
WECC-NW |  |  | Planned | Upgrade | WECC | Severance - Ault (Tap) | N | Variable/Renewable Integration |  | Severance | Ault (Tap) | PRPA | 6761 | S | 1 | 0.15 | OH | AC | 200-299 | 230 | 2 | 2 | 634 |  | 2024-10-01
WECC-NW |  |  | Planned | Upgrade | WECC | Severance - Carey (Tap) | N | Variable/Renewable Integration |  | Severance | Carey (Tap) | PRPA | 6761 | S | 1 | 0.15 | OH | AC | 200-299 | 230 | 2 | 2 | 692 |  | 2024-10-01
WECC-NW |  |  | Cancelled - Other (Comment Required) | Upgrade | WECC | Milton-Rosedale 230 kV Transmission Line |  | Reliability |  | Milton | Rosedale | PSC | 15466 | I | 1 | 15 | OH | AC | 200-299 | 230 | 1 | 1 | 576 | 2022-06-01 | 2024-12-01
WECC-NW |  |  | Cancelled - Other (Comment Required) | Upgrade | WECC | Erie 230 kV Tie Project | N | Reliability |  | JL Green | Erie | TSGT | 30151 | C | 1 | 0.5 | OH | AC | 200-299 | 230 |  |  | 576 | TBD | 2024-12-01
WECC-NW |  |  | Cancelled - Other (Comment Required) | Upgrade | WECC | Erie 230 kV Tie Project | N | Reliability |  | Ft Lupton | Erie | TSGT | 30151 | C | 1 | 0.5 | OH | AC | 200-299 | 230 |  |  | 576 | TBD | 2024-12-01
WECC-NW |  |  | Planned | Upgrade | WECC | Kestrel | N | Other |  | Spruce | Chambers | PSC | 15466 | I | 1 | 0.1 | OH | AC | 200-299 | 230 | 1 | 1 | 717 | 2024-12-31 | 2024-12-31
WECC-NW |  |  | Under Construction | Upgrade | WECC | Burlington - Lamar 230 kV Line | N | Reliability | Variable/Renewable Integration | Burlington | Lamar | TSGT | 30151 | C | 1 | 107 | OH | AC | 200-299 | 230 | 1 |  | 478 | 2025-01-01 | 2025-03-25
WECC-NW |  |  | Planned | Upgrade | WECC | Leetsdale - Monroe 230 Replacement | N | Economics / Congestion |  | Leetsdale | Monroe | PSC | 15466 | I | 1 | 1.76 | UG | AC | 200-299 | 230 | 1 | 1 | TBD | 2024-12-01 | 2026-01-01
WECC-NW |  |  | Planned | Upgrade | WECC | Boone - Huckleberry 230 kV Line | N | Reliability | Variable/Renewable Integration | Boone | Huckleberry | TSGT | 30151 | C | 1 | 30 | OH | AC | 200-299 | 230 | 1 |  | 478 | 2026-01-01 | 2026-03-17
WECC-NW |  |  | Planned | Upgrade | WECC | Spruce - Buckley | N | Reliability |  | Spruce | Buckley | PSC | 15466 | I | 1 | 0.1 | UG | AC | 200-299 | 230 | 2 | 2 | TBD | 2026-09-01 | 2026-09-01
WECC-NW |  |  | Planned | Upgrade | WECC | Monroe - Elati 230 Replacement | N | Economics / Congestion |  | Monroe | Elati | PSC | 15466 | I | 1 | 3.55 | UG | AC | 200-299 | 230 | 1 | 1 | TBD | 2026-12-01 | 2026-12-01
WECC-NW |  |  | Planned | Upgrade | WECC | Barker - Lacombe | N | Other |  | Barker | Lacombe | PSC | 15466 | I | 1 | 0.1 | OH | AC | 200-299 | 230 | 2 | 2 | 400 | 2026-06-01 | 2027-01-01
WECC-NW |  |  | Planned | Upgrade | WECC | Gray St | N | Other |  | Denver Terminal | West | PSC | 15466 | I | 1 | 0.1 | OH | AC | 200-299 | 230 | 1 | 1 | 486 | 2027-12-31 | 2027-12-31
WECC-NW |  |  | Planned | Upgrade | WECC | Big Sandy - Badger Creek 230 kV Line | N | Reliability | Variable/Renewable Integration | Big Sandy | Badger Creek | TSGT | 30151 | C | 1 | 80 | OH | AC | 200-299 | 230 | 1 |  | 478 | 2028-01-01 | 2028-03-07
WECC-NW |  |  | Cancelled - Economics | Upgrade | WECC | Wheeler - Middle Fork - Wolf Ranch 230 |  | Reliability |  | Wheeler | Wolf Ranch | PSC | 15466 | I | 1 | 18 | OH | AC | 200-299 | 230 | 1 | 1 | 440 | 2018-11-01 | TBD
WECC-NW |  |  | Cancelled - Economics | Upgrade | WECC | Rifle-Story Gulch 230 kV Transmission Line |  | Reliability |  | Rifle | Story Gulch | PSC | 15466 | I | 1 | 25 | OH | AC | 200-299 | 230 | 1 | 1 | TBD | 2019-06-01 | TBD
WECC-NW |  |  | Conceptual | Upgrade | WECC | San Luis Valley-Poncha 230 kV Project | N | Reliability |  | San Luis Valley | Poncha | TSGT | 30151 | C | 0.5 | 60 | OH | AC | 200-299 | 230 | 1 | 1 | 631 | TBD | TBD
WECC-NW |  |  | Cancelled - Other (Comment Required) | Upgrade | WECC | Boone-Walsenburg 230 kV Line | N | Reliability |  | Boone | Walsenburg | TSGT | 30151 | C | 1 | 69 | OH | AC | 200-299 | 230 | 1 | 1 | 642 | TBD | TBD
WECC-NW |  |  | Cancelled - Other (Comment Required) | Upgrade | WECC | Boone-Lamar 230 kV Line | N | Reliability | Variable/Renewable Integration | Boone | Lamar, CO | TSGT | 30151 | C | 1 | 100 | OH | AC | 200-299 | 230 | 1 | 1 | 642 | TBD | TBD
WECC-NW |  |  | Delayed - Load Growth | Upgrade | WECC | Marcy - Titan - Waterton | N | Reliability |  | Marcy | Waterton | PSC | 15466 | I | 1 | 0.1 | OH | AC | 200-299 | 230 | 1 | 1 | 506 | 2024-05-01
WECC-NW |  |  | Planned | Upgrade | WECC | Pawnee - Canal Crossing | N | Variable/Renewable Integration | Reliability | Pawnee | Canal Crossing | PSC | 15466 | I | 1 | 0.1 | OH | AC | 300-399 | 345 | 2 | 2 | 1686 | 2026-12-01 | 2025-05-31
WECC-NW |  |  | Planned | Upgrade | WECC | Missile Site - Canal Crossing | N | Variable/Renewable Integration | Reliability | Pawnee | Canal Crossing | PSC | 15466 | I | 1 | 0.1 | OH | AC | 300-399 | 345 | 2 | 2 | 1686 | 2026-12-01 | 2025-05-31
WECC-NW |  |  | Planned | Upgrade | WECC | Colorado Power Pathway, Segment 2: Canal Crossing - Goose Creek | N | Variable/Renewable Integration | Reliability | Canal Crossing | Goose Creek | PSC | 15466 | I | 1 | 160 | OH | AC | 300-399 | 345 | 2 | 2 | 1637 | 2025-12-01 | 2025-12-01
WECC-NW |  |  | Planned | Upgrade | WECC | Colorado Power Pathway, Segment 3: Goose Creek - May Valley | N | Variable/Renewable Integration | Reliability | Goose Creek | May Valley | PSC | 15466 | I | 1 | 65 | OH | AC | 300-399 | 345 | 2 | 2 | 1637 | 2025-12-01 | 2025-12-01
WECC-NW |  |  | Planned | Upgrade | WECC | Shortgrass - Goose Creek | N | Variable/Renewable Integration | Reliability | Shortgrass | Goose Creek | PSC | 15466 | I | 1 | 0.1 | OH | AC | 300-399 | 345 | 1 | 1 | 804 | 2025-12-01 | 2025-12-01
WECC-NW |  |  | Planned | Upgrade | WECC | Goose Creek - Cheyenne Ridge | N | Variable/Renewable Integration | Reliability | Goose Creek | Cheyenee Ridge | PSC | 15466 | I | 1 | 0.1 | OH | AC | 300-399 | 345 | 1 | 1 | 804 | 2025-12-01 | 2025-12-01
WECC-NW |  |  | Planned | Upgrade | WECC | Colorado Power Pathway, Segment 5: Tundra - Harvest Mile | N | Variable/Renewable Integration | Reliability | Tundra | Harvest Mile | PSC | 15466 | I | 1 | 120 | OH | AC | 300-399 | 345 | 2 | 2 | 1637 | 2027-12-01 | 2025-12-31
WECC-NW |  |  | Planned | Upgrade | WECC | Colorado Power Pathway, Segment 1: Ft. St. Vrain - Canal Crossing | N | Variable/Renewable Integration | Reliability | FSV | Canal Crossing | PSC | 15466 | I | 1 | 75 | OH | AC | 300-399 | 345 | 2 | 2 | 1637 | 2026-12-01 | 2026-05-31
WECC-NW |  |  | Planned | Upgrade | WECC | Sandstone | N | Variable/Renewable Integration |  | Sandstone | Tundra | PSC | 15466 | I | 1 | 0.1 | OH | AC | 300-399 | 345 | 2 | 2 | 1637 | 2027-05-30 | 2027-05-30
WECC-NW |  |  | Planned | Upgrade | WECC | Sandstone | N | Variable/Renewable Integration |  | Sandstone | May Valley | PSC | 15466 | I | 1 | 0.1 | OH | AC | 300-399 | 345 | 2 | 2 | 1637 | 2027-05-30 | 2027-05-30
WECC-NW |  |  | Planned | Upgrade | WECC | Sandstone | N | Variable/Renewable Integration |  | Sandstone | Harvest Mile | PSC | 15466 | I | 1 | 0.1 | OH | AC | 300-399 | 345 | 2 | 2 | 1637 | 2027-05-30 | 2027-05-30
WECC-NW |  |  | Planned | Upgrade | WECC | Colorado Power Pathway, Segment 4: May Valley - Tundra | N | Variable/Renewable Integration | Reliability | May Valley | Tundra | PSC | 15466 | I | 1 | 140 | OH | AC | 300-399 | 345 | 2 | 2 | 1637 | 2027-12-01 | 2027-12-01
WECC-NW |  |  | Conceptual | Upgrade | WECC | Colorado Power Pathway, Extension: May Velley - Longhorn | N | Variable/Renewable Integration | Reliability | May Valley | Longhorn | PSC | 15466 | I | 1 | 90 | OH | AC | 300-399 | 345 | 2 | 2 | 1637 | 2025-12-01 | TBD
WECC-NW |  |  | Completed | Upgrade | WECC | Neptune - Tundra | N | Variable/Renewable Integration | Reliability | Neptune | Tundra | PSC | 15466 | I | 1 | 0.17 | OH | AC | 300-399 | 345 | 1 | 1 | 359 | 2023-06-01 | 2023-06-01
WECC-NW |  |  | Planned | Upgrade | WECC | Sedro Woolley - Bellingham #4 115kV Rebuild and Reconductor |  | Reliability |  | Skagit, WA | Whatcom, WA | PSE | 15400-599 | I | 1 | 24 | OH | AC | 100-120 | 115 |  |  | TBD | 2011-11-01 | 2024-11-01
WECC-NW |  |  | Planned | Upgrade | WECC | Sammamish - Juanita New 115kV Line |  | Reliability |  | Sammamish WA | Kirkland WA | PSE | 15400-599 | I | 1 | 15 | OH | AC | 100-120 | 115 |  |  | TBD | 2015-11-01 | 2024-11-01
WECC-NW |  |  | Planned | Upgrade | WECC | Bainbridge Island (Kitsap County) |  | Reliability |  | Bainbridge Island, WA | Bainbridge Island, WA | PSE | 15400-599 | I | 1 | 3.5 | OH | AC | 100-120 | 115 |  |  | TBD | 2018-11-01 | 2024-11-01
WECC-NW |  |  | Planned | Upgrade | WECC | Energize Eastside (King County) |  | Reliability |  | Sammamish WA | Renton WA | PSE | 15400-599 | I | 1 | 16 | OH | AC | 200-299 | 230 |  |  | TBD | 2015-11-01 | 2024-07-01
WECC-NW |  |  | Planned | Upgrade | WECC | Energize Eastside (King County) |  | Reliability |  | Sammamish WA | Renton WA | PSE | 15400-599 | I | 1 | 16 | OH | AC | 200-299 | 230 |  |  | TBD | 2015-11-01 | 2024-07-01
WECC-NW |  |  | Conceptual | Upgrade | WECC | Denny Phase 2 | N | Reliability | Reliability | Mass | Denny | Seattle City Light | 16868 | M | 1 | 2.5 | UG | AC | 100-120 | 230 | 1 | 1 | 196 | TBD | 2035-09-01
WECC-NW |  |  | Completed | Upgrade | WECC | New Campstool 115 kV Substation with Double Circuit to East Business Park | N | Reliability |  | East Business Park 115 kV | Campstool 115 kV | CLFP |  | I | 1 | 1.5 | OH | AC | 100-120 | 115 | 2 | 2 | 217 | 2022-02-01 | 2023-04-28
WECC-NW |  |  | Completed | Upgrade | WECC | Campstool - Cheyenne Prairie 115 kV #1 | N | Reliability |  | Campstool 115 kV | Cheyenne Prairie Generation Station 115 kV | CLFP |  | I | 1 | 2.3 | OH | AC | 100-120 | 115 | 2 | 2 | 285 | 2022-12-01 | 2023-04-28
WECC-NW |  |  | Completed | Upgrade | WECC | Campstool - Cheyenne Prairie 115 kV #2 | N | Reliability |  | Campstool 115 kV | Cheyenne Prairie Generation Station 115 kV | CLFP |  | I | 1 | 2.3 | OH | AC | 100-120 | 115 | 2 | 2 | 285 | 2022-12-01 | 2023-04-28
WECC-NW |  |  | Completed | Upgrade | WECC | Cheyenne Prairie - Sweetgrass 115 kV #1 | N | Reliability |  | Cheyenne Prairie Generation Station 115 kV | Sweetgrass 115 kV | CLFP |  | I | 1 | 8.1 | OH | AC | 100-120 | 115 | 2 | 2 | 285 | 2022-06-01 | 2023-09-27
WECC-NW |  |  | Completed | Upgrade | WECC | Cheyenne Prairie - Sweetgrass 115 kV #2 | N | Reliability |  | Cheyenne Prairie Generation Station 115 kV | Sweetgrass 115 kV | CLFP |  | I | 1 | 8.1 | OH | AC | 100-120 | 115 | 2 | 2 | 285 | 2022-06-01 | 2023-09-27
WECC-NW |  |  | Completed | Upgrade | WECC | Sweetgrass - Bison 115 kV #1 | N | Reliability |  | Sweetgrass 115 kV | Bison 115 KV | CLFP |  | I | 1 | 1.7 | OH | AC | 100-120 | 115 | 2 | 2 | 285 | 2022-06-01 | 2023-09-27
WECC-NW |  |  | Completed | Upgrade | WECC | Sweetgrass - Bison 115 kV #2 | N | Reliability |  | Sweetgrass 115 kV | Bison 115 KV | CLFP |  | I | 1 | 1.7 | OH | AC | 100-120 | 115 | 2 | 2 | 285 | 2022-06-01 | 2023-09-27
WECC-NW |  |  | Completed | Upgrade | WECC | Sweetgrass - South Cheyenne 115 kV | N | Reliability |  | Sweetgrass 115 kV | South Cheyenne 115 kV | CLFP |  | I | 1 | 1.6 | OH | AC | 100-120 | 115 | 2 | 2 | 285 | 2023-06-01 | 2023-09-27
WECC-NW |  |  | Conceptual | Upgrade | WECC | 115KV Hart Canyon to Pine River |  | Reliability |  | Hart Canyon Station | Pine River Station | FEUS |  |  | 1 | 30 | OH | AC | 100-120 | 115 | 1 | 1 | 192 | TBD | 2024-04-01
WECC-NW |  |  | Completed | Upgrade | WECC | Falcon - Midway 115 kV Line Uprate | N | Reliability |  | Falcon Sub | Midway Sub | TSGT | 30151 | C | 1 | 27 | OH | AC | 100-120 | 115 | 1 | 1 | 146
WECC-NW |  |  | Planned | Upgrade | WECC | Campstool - Allison Draw 115 kV | N | Reliability | Economic | Campstool 115 kV | Allision Draw 115 kV | CLFP |  | I | 1 | 5.2 | OH | AC | 100-120 | 115 | 2 | 2 | 285 | 2024-06-01 | 2024-10-31
WECC-NW |  |  | Planned | Upgrade | WECC | Allison Draw - Cheyenne Prairie 1115 kV | N | Reliability | Economic | Allision Draw 115 kV | Cheyenne Prairie Generation Station 115 kV | CLFP |  | I | 1 | 3 | OH | AC | 100-120 | 115 | 2 | 2 | 285 | 2024-06-01 | 2024-10-31
WECC-NW |  |  | Planned | Upgrade | WECC | Bison - Orchard Valley 115 kV | N | Reliability | Economic | Bison 115 KV | Orchard Valley 115 kV | CLFP |  | I | 1 | 4.7 | OH | AC | 100-120 | 115 | TBD | TBD | 285 | 2024-09-01 | 2024-10-31
WECC-NW |  |  | Planned | Upgrade | WECC | Orchard Valley - King Ranch 115 kV | N | Reliability | Economic | Orchard Valley 115 kV | King Ranch 115 kV | CLFP |  | I | 1 | 5.8 | OH | AC | 100-120 | 115 | TBD | TBD | 285 | 2024-09-01 | 2024-10-31
WECC-NW |  |  | Planned | Upgrade | WECC | Bison - West Cheyenne 115 kV | N | Reliability | Economic | Bison 115 KV | West Cheyenne 115 kV | CLFP |  | I | 1 | 12.4 | OH | AC | 100-120 | 115 | TBD | TBD | 285 | 2024-09-01 | 2024-10-31
WECC-NW |  |  | Conceptual | Upgrade | WECC | Burlington (TS)-Burlington (KC) 115 kV | N | Reliability |  | Burlington, CO | Burlington (KC) Sub | TSGT | 30151 | C | 1 | 1.94 | OH | AC | 100-120 | 115 | 1 | 1 | 242 | 2020-12-01 | 2024-12-01
WECC-NW |  |  | Cancelled - Other (Comment Required) | Upgrade | WECC | Slater Double Circuit Conversion | N | Reliability |  | Slater | Longs Peak | TSGT | 30151 | C | 1 | 4.3 | OH | AC | 100-120 | 115 | 1 |  | 238 | 2024-12-01 | 2024-12-01
WECC-NW |  |  | Planned | Upgrade | WECC | Slater Double Circuit Conversion | N | Reliability |  | Slater | Del Camino Tap | TSGT | 30151 | C | 1 | 2 | OH | AC | 100-120 | 115 | 1 |  | 239 | 2024-12-01 | 2024-12-31
WECC-NW |  |  | Under Construction | Upgrade | WECC | 115KV West Loop to Hood Mesa |  | Reliability |  | West Loop Station | Hood Mesa Station | FEUS |  |  | 1 | 4.5 | OH | AC | 100-120 | 115 | 1 | 1 | 192 | 1991-06-01 | 2025-04-01
WECC-NW |  |  | Conceptual | Upgrade | WECC | 115KV West Loop to Bluffview |  | Reliability |  | West Loop Station | Bluffview Station | FEUS |  |  | 1 | 10.74 | OH | AC | 100-120 | 115 | 1 | 1 | 192 | 1959-12-01 | 2026-04-01
WECC-NW |  |  | Planned | Upgrade | WECC | North Plant - Central Bluff Reconductor | N | Reliability |  | North Plant | Central Bluff | CSU | 3989 | M | 1 | 3 | OH | AC | 100-120 | 115 | 2 | 2 | 260 | 2026-06-01 | 2026-06-01
WECC-NW |  |  | Planned | Upgrade | WECC | Cottonwood - Kettle Creek Reconductor | N | Reliability |  | Cottonwood | Kettle Creek | CSU | 3989 | M | 1 | 3 | OH | AC | 100-120 | 115 | 1 | 1 | 260 | 2028-06-01 | 2026-06-01
WECC-NW |  |  | Conceptual | Upgrade | WECC | Falcon - Paddock - Calhan 115 kV | N | Reliability |  | Falcon Sub | Calhan, CO | TSGT | 30151 | C | 1 | 25 | OH | AC | 100-120 | 115 | 1 | 1 | 232 | 2024-12-01 | 2026-12-01
WECC-NW |  |  | Conceptual | Upgrade | WECC | 115kV Bluffview to Animas |  | Reliability |  | Bluffview Station | Animas Station | FEUS |  |  | 1 | 1.56 | OH | AC | 100-120 | 115 | 3 | 1 | 192 | 2004-08-01 | 2027-04-01
WECC-NW |  |  | Planned | Upgrade | WECC | Kelker-South Plant 115kV Line | N | Reliability |  | Kelker | South Plant | CSU | 3989 | M | 1 | 7 | OH | AC | 100-120 | 115 | 1 | 1 | 195 | 2025-01-01 | 2027-06-01
WECC-NW |  |  | Planned | Upgrade | WECC | Kelker - Rock Island Reconductor | N | Reliability |  | Kelker | Rock Island | CSU | 3989 | M | 1 | 5 | OH | AC | 100-120 | 115 | 2 | 2 | 260 | 2027-06-01 | 2027-06-01
WECC-NW |  |  | Planned | Upgrade | WECC | Kelker - Central Bluff Reconductor | N | Reliability |  | Kelker | Central Bluff | CSU | 3989 | M | 1 | 8 | OH | AC | 100-120 | 115 | 2 | 2 | 260 | 2027-06-01 | 2027-06-01
WECC-NW |  |  | Conceptual | Upgrade | WECC | Lost Canyon-Main Switch 115 kV | N | Reliability |  | Lost Canyon Sub | Main Switch Sub | TSGT | 30151 | C | 1 | 20 | OH | AC | 100-120 | 115 | 1 | 1 | 238.4 | TBD | 2027-12-01
WECC-NW |  |  | Planned | Upgrade | WECC | South Plant - Fontamero Reconductor | N | Reliability |  | South Plant | Fontanero | CSU | 3989 | M | 1 | 3 | UG | AC | 100-120 | 115 | 1 | 1 | 260 | 2028-06-01 | 2028-06-01
WECC-NW |  |  | Delayed - Other (Comment Required) | Upgrade | WECC | Cheyenne Prairie-South Cheyenne 115 kV Double Circuit | N | Fossil-Fired Integration | Reliability | Cheyenne Prairie Generation Station 115 kV | South Cheyenne 115 kV | CLFP |  | I | 1 | 11 | OH | AC | 100-120 | 115 | 2 | 2 | 285 | 2023-12-01 | TBD
WECC-NW |  |  | Conceptual | Upgrade | WECC | Happy Jack Terminal Upgrades | N | Economics / Congestion | Reliability | Happy Jack 115 kV | North Range 115 kV | CLFP |  | I | 1 | 0.1 | OH | AC | 100-120 | 115 |  |  | 323 | 2018-12-01 | TBD
WECC-NW |  |  | Conceptual | Upgrade | WECC | 115KV Glade to Hare |  | Reliability |  | Glade Station | Hare Station | FEUS |  |  | 1 | 22.02 | OH | AC | 100-120 | 115 | 1 | 1 | 192 | 1959-12-01 | TBD
WECC-NW |  |  | Conceptual | Upgrade | WECC | 115kV Fruitlnd to Hood Mesa |  | Reliability |  | Fruitlnd Station | Hood Mesa Station | FEUS |  |  | 1 | 22.87 | OH | AC | 100-120 | 115 | 1 | 1 | 192 | TBD | TBD
WECC-NW |  |  | Conceptual | Upgrade | WECC | 115kV Vista to Bergin |  | Reliability |  | Vista Station | Bergin Station | FEUS |  |  | 1 | 7.05 | OH | AC | 100-120 | 115 | 1 | 1 | 192 | TBD | TBD
WECC-NW |  |  | Conceptual | Upgrade | WECC | 115 kV & 69 KV Ancient Trails / Knickerbocker |  | Reliability |  | Hart Canyon Station | Hare Station | FEUS |  |  | 1 | 10 | OH | AC | 100-120 | 115 | 2 | 2 | 192 | TBD | TBD
WECC-NW |  |  | Cancelled - Other (Comment Required) | Upgrade | WECC | Nixon-Fountain 115kV Reconductor | N | Reliability |  | Nixon | Fountain | CSU | 3989 | M | 1 | 6 | OH | AC | 100-120 | 115 | 1 | 1 | 320 | 2023-03-01
WECC-NW |  |  | Completed | Upgrade | WECC | Fuller-Briargate-Cottonwood 230kV Project | N | Reliability |  | Fuller | Cottonwood | CSU | 3989 | M | 1 | 2 | OH | AC | 200-299 | 230 | 2 | 2 | 495 | 2023-03-01 | 2023-03-01
WECC-NW |  |  | Completed | Upgrade | WECC | Lookout - Wyodak 230 kV Rebuild | N | Reliability |  | Lookout 200-299 kV Sub | Wyodak 200-299 kV Sub | BHP |  | I | 1 | 85 | OH | AC | 200-299 | 230 | 1 | 1 | 590 | 2022-12-01 | 2023-05-12
WECC-NW |  |  | Completed | Upgrade | WECC | Nixon-Williams Creek-Horizon 230kV Project | N | Reliability |  | Nixon | Horizon | CSU | 3989 | M | 1 | 0.5 | OH | AC | 200-299 | 230 | 2 | 2 | 589 | 2023-01-01 | 2023-11-06
WECC-NW |  |  | Under Construction | Upgrade | WECC | Williams Creek-Horizon-Claremont 230kV Project | N | Reliability |  | Williams Creek | Claremont | CSU | 3989 | M | 1 | 0.5 | OH | AC | 200-299 | 230 | 2 | 2 | 589 | 2023-01-01 | 2024-04-01
WECC-NW |  |  | Under Construction | Upgrade | WECC | Burlington - Lamar 230 kV Project | N | Reliability |  | Burlington Sub | Lamar Sub | TSGT | 30151 | C | 1 | 107 | OH | AC | 200-299 | 230 | 1 |  | 478 | 2025-01-01 | 2025-03-25
WECC-NW |  |  | Planned | Upgrade | WECC | Bluffs - Westhill 230 kV | N | Reliability | Economic | Bluffs 230 kV | Westhill 230 kV | CLFP |  | I | 1 | 0.1 | OH | AC | 200-299 | 230 | 1 | 1 | 478 | 2025-06-01 | 2025-06-01
WECC-NW |  |  | Planned | Upgrade | WECC | Bluffs - Stegall 230 kV | N | Reliability | Economic | Bluffs 230 kV | Stegall 230 kV | CLFP |  | I | 1 | 0.1 | OH | AC | 200-299 | 230 | 1 | 1 | 478 | 2025-06-01 | 2025-06-01
WECC-NW |  |  | Planned | Upgrade | WECC | Sweetgrass - Bluffs 230 kV | N | Reliability | Economic | Sweetgrass 230 kV | Bluffs 230 kV | CLFP |  | I | 1 | 85 | OH | AC | 200-299 | 230 | 1 | 1 | 570 | 2025-06-01 | 2025-10-01
WECC-NW |  |  | Planned | Upgrade | WECC | Sweetgrass - West Cheyenne 230 kV | N | Reliability | Economic | Sweetgrass 230 kV | West Cheyenne 230 kV | CLFP |  | I | 1 | 14.2 | OH | AC | 200-299 | 230 | 1 | 1 | 570 | 2025-10-01 | 2025-10-01
WECC-NW |  |  | Planned | Upgrade | WECC | West Cheyenne - Windstar 230 kV | N | Reliability | Economic | West Cheyenne 230 kV | Windstar 230 kV | CLFP |  | I | 1 | 148 | OH | AC | 200-299 | 230 | 1 | 1 | 570 | 2025-12-01 | 2025-10-01
WECC-NW |  |  | Cancelled - Other (Comment Required) | Upgrade | WECC | Huckleberry 230 kV Project | Y | Reliability |  | Huckleberry | Walsenburg | TSGT | 30151 | C | 1 | 46 | OH | AC | 200-299 | 230 | 1 |  | 358 | 2026-01-01 | 2026-01-01
WECC-NW |  |  | Cancelled - Other (Comment Required) | Upgrade | WECC | Huckleberry 230 kV Project | N | Reliability |  | Huckleberry | Comanche | TSGT | 30151 | C | 1 | 2.5 | OH | AC | 200-299 | 230 | 1 |  | 358 | 2026-01-01 | 2026-01-01
WECC-NW |  |  | Planned | Upgrade | WECC | Huckleberry 230 kV Project | N | Reliability |  | Huckleberry | Boone | TSGT | 30151 | C | 1 | 30 | OH | AC | 200-299 | 230 | 1 |  | 478 | 2026-01-01 | 2026-03-17
WECC-NW |  |  | Planned | Upgrade | WECC | Midway-Kelker 230kV Project | N | Reliability |  | Midway | Kelker | CSU | 3989 | M | 1 | 20 | OH | AC | 200-299 | 230 | 2 | 2 | 589 | 2027-01-01 | 2027-06-01
WECC-NW |  |  | Cancelled - Other (Comment Required) | Upgrade | WECC | Badger Creek 230 kV Project | Y | Reliability |  | Badger Creek | Henry Lake | TSGT | 30151 | C | 1 | 53 | OH | AC | 200-299 | 230 | 1 |  | 478 | 2028-01-01 | 2028-01-01
WECC-NW |  |  | Cancelled - Other (Comment Required) | Upgrade | WECC | Badger Creek 230 kV Project | N | Reliability |  | Badger Creek | Story | TSGT | 30151 | C | 1 | 16.5 | OH | AC | 200-299 | 230 | 1 |  | 478 | 2028-01-01 | 2028-01-01
WECC-NW |  |  | Planned | Upgrade | WECC | Badger Creek 230 kV Project | N | Reliability |  | Badger Creek | Big Sandy | TSGT | 30151 | C | 1 | 80 | OH | AC | 200-299 | 230 | 1 |  | 478 | 2028-01-01 | 2028-03-07
WECC-NW |  |  | Planned | Upgrade | WECC | Midway-Nixon Reconductor | Y | Reliability |  | Midway | Nixon | CSU | 3990 | M | 1 | 6 | OH | AC | 200-299 | 230 | 1 | 1 | 630 | 2028-06-01 | 2028-06-01
WECC-NW |  |  | Planned | Upgrade | WECC | Big Sandy - Burlington 230 kV Uprate | N | Reliability |  | Big Sandy | Windtalker | TSGT | 30151 | C | 1 | 49.5 | OH | AC | 200-299 | 230 | 1 |  | 445 | 2028-12-01 | 2028-12-19
WECC-NW |  |  | Planned | Upgrade | WECC | Big Sandy - Burlington 230 kV Uprate | N | Reliability |  | Windtalker | Landsman Creek | TSGT | 30151 | C | 1 | 26 | OH | AC | 200-299 | 230 | 1 |  | 445 | 2028-12-01 | 2028-12-19
WECC-NW |  |  | Planned | Upgrade | WECC | Big Sandy - Burlington 230 kV Uprate | N | Reliability |  | Landsman Creek | Burlington | TSGT | 30151 | C | 1 | 5.2 | OH | AC | 200-299 | 230 | 1 |  | 445 | 2028-12-01 | 2028-12-19
WECC-NW |  |  | Cancelled - Other (Comment Required) | Upgrade | WECC | San Juan Basin Energy Connect | N | Reliability | Economic/Cogestion | Shiprock, NM | near Ignacio, CO | TSGT | 30151 | C | 1 | 70 | OH | AC | 200-299 | 230 | 1 | 1 | 600 | 2012-09-01 | TBD
WECC-NW |  |  | Conceptual | Upgrade | WECC | Oracle-Tucson 115kV Rebuild | N | Reliability | Economic/Cogestion | Oracle | Tucson | Western Area Power | Unassigned | F | 1 | 25 | OH | AC | 100-120 | 115 | 1 | TBD | 84 | 2029-12-01 | 2025-12-01
WECC-NW |  |  | Under Construction | Upgrade | WECC | Dome Tap-Gila 161-kV Rebuild | N | Reliability | Economic/Cogestion | Dome Tap | Gila | Western Area Power |  | F | 1 | 7.6 | OH | AC | 151-199 | 161 | 1 | 2 | 153 | 2022-06-22 | 2024-06-01
WECC-NW |  |  | Under Construction | Upgrade | WECC | Kofa-Dome Tap 161-kV Rebuild | N | Reliability | Economic/Cogestion | Kofa | DomeTap | Western Area Power |  | F | 1 | 14.93 | OH | AC | 151-199 | 161 | 2 | 2 | 167 | 2023-12-01 | 2024-06-01
WECC-NW |  |  | Under Construction | Upgrade | WECC | Bouse-Kofa 161-kV Rebuild | N | Reliability | Economic/Cogestion | Bouse | Kofa | Western Area Power |  | F | 1 | 84.33 | OH | AC | 151-199 | 161 | 2 | 2 | 153 | TBD | 2025-06-01
WECC-NW |  |  | Under Construction | Upgrade | WECC | Parker-Blythe 161kV #2 | N | Reliability | Economic/Cogestion | Parker | Blythe | Western Area Power |  | F | 1 | 63.84 | OH | AC | 151-199 | 161 | 1 | 1 | 162 | TBD | 2027-12-01
WECC-NW |  |  | Conceptual | Upgrade | WECC | Gila Knob Remaining Rebuild | N | Reliability | Economic/Cogestion | Gila | Knob | Western Area Power | Unassigned | F | 1 | 20 | OH | AC | 151-199 | 161 | 1 | TBD | 147 | TBD | 2027-12-01
WECC-NW |  |  | Conceptual | Upgrade | WECC | Blythe-Headgate Rock #1 line 161-kV Rebuild | N | Reliability | Economic/Cogestion | Blythe | Headgate | Western Area Power | Unassigned | F | 1 | 51.75 | OH | AC | 151-199 | 161 | 1 | TBD | 181 | TBD | 2031-12-01
WECC-NW |  |  | Conceptual | Upgrade | WECC | Bouse-Headgate Rock 161-kV Rebuild | N | Reliability | Economic/Cogestion | Bouse | Headgate Rock | Western Area Power | Unassigned | F | 1 | 17.5 | OH | AC | 151-199 | 161 | 1 | TBD | 153 | TBD | 2032-12-01
WECC-NW |  |  | Conceptual | Upgrade | WECC | Bouse Upgrade | N | Reliability | Economic/Cogestion | Bouse | Parker | Western Area Power | Unassigned | F | 1 | 15 | OH | AC | 200-299 | 230 | 1 | TBD | 250 | TBD | 2029-12-01
WECC-SW |  |  | Planned | Upgrade | WECC | Contrail 230kV Lines | No | Reliability | Reliability | Phoenix AZ | Phoenix AZ | AZPS | 803 | I | 1 | 7 | OH | AC | 200-299 | 230 | 1 | 2 | TBD | 2025-06-01 | 2025-06-01
WECC-SW |  |  | Planned | Upgrade | WECC | Broadway 230kV Lines | No | Reliability | Reliability | Phoenix AZ | Phoenix AZ | AZPS | 803 | I | 1 | 0.1 | OH | AC | 200-299 | 230 | 1 | 2 | TBD | 2025-06-01 | 2025-06-01
WECC-SW |  |  | Planned | Upgrade | WECC | Dromedary 230kV Switchyard and Lines | Y | Reliability | Reliability | Phoenix AZ | Phoenix AZ | AZPS | 803 | I | 1 | 0.01 | OH | AC | 200-299 | 230 | 1 | 2 | TBD | 2025-06-01 | 2025-06-01
WECC-SW |  |  | Planned | Upgrade | WECC | Runway Additional 230kV Lines | No | Reliability | Reliability | Maricopa Co. AZ | Maricopa Co. AZ | AZPS | 803 | I | 1 | 4.2 | OH | AC | 200-299 | 230 | 2 | 2 | TBD | 2026-06-01 | 2026-06-01
WECC-SW |  |  | Planned | Upgrade | WECC | Pinal Central – Sundance 230kV Line | No | Reliability | Reliability | Pinal AZ | Pinal AZ | AZPS | 803 | I | 1 | 6.25 | OH | AC | 200-299 | 230 | 1 | 1 | TBD | 2027-06-01 | 2027-06-01
WECC-SW |  |  | Planned | Upgrade | WECC | Country Club to Meadowbrook 230kV Underground Upgrade | No | Reliability | Reliability | Phoenix AZ | Phoenix AZ | AZPS | 803 | I | 1 | 0.1 | UG | AC | 200-299 | 230 | 1 | 1 | TBD | TBD | 2027-06-01
WECC-SW |  |  | Planned | Upgrade | WECC | Sun Valley to Outer Circle 230kV line | N | Reliability | Reliability | Phoenix AZ | Phoenix AZ | AZPS | 803 | I | 1 | 17 | OH | AC | 200-299 | 230 | 1 | 1 | TBD | 2027-06-01 | 2027-06-01
WECC-SW |  |  | Planned | Upgrade | WECC | Bagdad 230kV Transmission Line | Y | Reliability | Reliability | Phoenix AZ | Phoenix AZ | AZPS | 803 | I | 1 | 15 | OH | AC | 200-299 | 230 | 1 | 1 | TBD | 2027-06-01 | 2027-06-01
WECC-SW |  |  | Planned | Upgrade | WECC | Bianco 230kV Lines | N | Reliability | Reliability | Pinal AZ | Pinal AZ | AZPS | 803 | I | 1 | 4 | OH | AC | 200-299 | 230 | 2 | 2 | TBD | 2028-06-01 | 2028-06-01
WECC-SW |  |  | Planned | Upgrade | WECC | Meadowbrook to Sunnyslope 230kV Underground Upgrade | No | Reliability | Reliability | Phoenix AZ | Phoenix AZ | AZPS | 803 | I | 1 | 0.1 | UG | AC | 200-299 | 230 | 1 | 1 | TBD | TBD | 2029-06-01
WECC-SW |  |  | Planned | Upgrade | WECC | Panda - Freedom 230kV Line Rebuild | No | Reliability | Reliability | Maricopa Co. AZ | Maricopa Co. AZ | AZPS | 803 | I | 1 | 40 | OH | AC | 200-299 | 230 | 2 | 2 | TBD | 2031-06-01 | 2031-06-01
WECC-SW |  |  | Planned | Upgrade | WECC | Runway-Stratus 230kV Line Cut-In to TS21 | Y | Reliability | Reliability | Phoenix AZ | Phoenix AZ | AZPS | 803 | I | 1 | 1 | OH | AC | 200-299 | 230 | 1 | 1 | TBD | 2032-06-01 | 2032-06-01
WECC-SW |  |  | Planned | Upgrade | WECC | TS21 to Broadway 230kV Line | N | Reliability | Reliability | Phoenix AZ | Phoenix AZ | AZPS | 803 | I | 1 | 6 | OH | AC | 200-299 | 230 | 1 | 1 | TBD | 2032-06-01 | 2032-06-01
WECC-SW |  |  | Conceptual | Upgrade | WECC | TS17 230kV Lines | No | Reliability | Reliability | Phoenix AZ | Phoenix AZ | AZPS | 803 | I | 1 | 0.1 | OH | AC | 200-299 | 230 | 1 | 2 | TBD | TBD
WECC-SW |  |  | Conceptual | Upgrade | WECC | El Sol – Westwing 230kV Line | No | Reliability | Reliability | Phoenix AZ | Phoenix AZ | AZPS | 803 | I | 1 | 0.1 | OH | AC | 200-299 | 230 | 1 | 2 | TBD | TBD
WECC-SW |  |  | Conceptual | Upgrade | WECC | Sun Valley – Trilby Wash 230kV Line Circuit #2 | No | Reliability | Reliability | Phoenix AZ | Phoenix AZ | AZPS | 803 | I | 1 | 0.1 | OH | AC | 200-299 | 230 | 1 | 2 | TBD | TBD
WECC-SW |  |  | Conceptual | Upgrade | WECC | Orchard – Yucca 230kV Line | Yes | Reliability | Reliability | Yuma AZ | Yuma AZ | AZPS | 803 | I | 1 | 0.1 | OH | AC | 200-299 | 230 | 1 | 2 | TBD | TBD
WECC-SW |  |  | Conceptual | Upgrade | WECC | Sun Valley – TS10 – TS11 230kV Line | No | Reliability | Reliability | Phoenix AZ | Phoenix AZ | AZPS | 803 | I | 1 | 0.1 | OH | AC | 200-299 | 230 | 1 | TBD | TBD | TBD
WECC-SW |  |  | Conceptual | Upgrade | WECC | Buckeye – TS11 – Sun Valley 230kV Line | No | Reliability | Reliability | Phoenix AZ | Phoenix AZ | AZPS | 803 | I | 1 | 0.1 | OH | AC | 200-299 | 230 | 1 | TBD | TBD | TBD
WECC-SW |  |  | Conceptual | Upgrade | WECC | TS14 230kV Lines | No | Reliability | Reliability | Phoenix AZ | Phoenix AZ | AZPS | 803 | I | 1 | 0.1 | OH | AC | 200-299 | 230 | 1 | 2 | TBD | TBD
WECC-SW |  |  | Conceptual | Upgrade | WECC | Milligan Solar and Storage Project Generator Tie Line | Y | Variable/Renewable Integration | Generation Integration | Pinal AZ | Pinal AZ | AZPS | 803 | I | 1 | 0.1 | OH | AC | 200-299 | 230 | 1 | 1 | TBD | TBD
WECC-SW |  |  | Conceptual | Upgrade | WECC | Milligan to Pinal Central 230kV line | No | Reliability | Relability | Pinal AZ | Pinal AZ | AZPS | 803 | I | 1 | 0.1 | OH | AC | 200-299 | 230 | TBD | TBD | TBD | TBD
WECC-SW |  |  | Planned | Upgrade | WECC | West Camp Wind Gen-Tie Project | N | Reliability | Reliability | Navajo, AZ | Navajo, AZ | AZPS | 803 | I | 1 | 0.01 | OH | AC | 300-399 | 345 | 1 | 1 | TBD | 2026-06-01 | 2026-06-01
WECC-SW |  |  | Planned | Upgrade | WECC | Hashknife Generation Tie Line Project | Y | Variable/Renewable Integration | Generation Integration | Navajo, AZ | Navajo, AZ | AZPS | 803 | I | 1 | 0.1 | OH | AC | 400-599 | 525 | 1 | 1 | TBD | 2026-06-01 | 2026-06-01
WECC-SW |  |  | Planned | Upgrade | WECC | Hashknife Generation Tie Line Project | Y | Reliability | Reliability | Phoenix AZ | Phoenix AZ | AZPS | 803 | I | 1 | 0.1 | OH | AC | 400-599 | 525 | 1 | 1 | TBD | 2026-06-01 | 2026-06-01
WECC-SW |  |  | Planned | Upgrade | WECC | Proving Ground Solar and Storage 500kV Interconnection | Y | Variable/Renewable Integration | Generation Integration | Maricopa Co. AZ | Maricopa Co. AZ | AZPS | 803 | I | 1 | 0.1 | OH | AC | 400-599 | 525 | 1 | 1 | TBD | 2026-06-01 | 2026-06-01
WECC-SW |  |  | Conceptual | Upgrade | WECC | TS22 500 and 230kV Lines | No | Reliability | Reliability | Maricopa Co. AZ | Maricopa Co. AZ | AZPS | 803 | I | 1 | 0.1 | OH | AC | 400-599 | 525 | 2 | 2 | TBD | 2029-06-01 | 2029-06-01
WECC-SW |  |  | Planned | Upgrade | WECC | Pinnacle Peak to Ocotillo 230kV Line Rebuilds | N | Reliability | Reliability | Phoenix AZ | Phoenix AZ | AZPS | 803 | I | 1 | 25 | OH | AC | 200-299 | 525 | 2 | 2 | TBD | 2031-06-01 | 2031-06-01
WECC-SW |  |  | Planned | Upgrade | WECC | Jojoba - Rudd 500kV line | Yes | Reliability | Reliability | Buckeye AZ | Maricopa, AZ | AZPS | 803 | I | 1 | 28 | OH | AC | 400-599 | 525 | 1 | 2 | 2595 | 2032-06-01 | 2032-06-01
WECC-SW |  |  | Planned | Upgrade | WECC | Four Corners to Cholla to Pinnacle Peak 345kV Line Rebuilds | N | Reliability | Reliability | Navajo, AZ | Phoenix AZ | AZPS | 803 | I | 1 | 289 | OH | AC | 300-399 | 525 | 2 | 2 | TBD | 2035-06-01 | 2035-06-01
WECC-SW |  |  | Conceptual | Upgrade | WECC | Palo Verde – Saguaro 500kV Line | No | Reliability | Reliability | Phoenix AZ | Pinal AZ | AZPS | 803 | I | 1 | 0.1 | OH | AC | 400-599 | 525 | 1 | TBD | TBD | TBD
WECC-SW |  |  | Planned | Upgrade | WECC | Serrano Solar and Storage Project Generation Tie Line | Y | Variable/Renewable Integration | Generation Integration | Maricopa Co. AZ | Maricopa Co. AZ | AZPS | 803 | I | 1 | 6.75 | OH | AC | 200-299 | 230kV | 1 | 1 | TBD | 2024-06-01 | 2024-06-01
WECC-SW |  |  | Planned | Upgrade | WECC | Three Rivers 230kV Transmission Line Project | No | Reliability | Reliability | Phoenix AZ | Phoenix AZ | AZPS | 803 | I | 1 | 8 | OH | AC | 200-299 | 230kV | 1 | 2 | TBD | 2024-06-01 | 2024-06-01
WECC-SW |  |  | Planned | Upgrade | WECC | Parkway 230kV Lines | No | Reliability | Reliability | Phoenix AZ | Phoenix AZ | AZPS | 803 | I | 1 | 0.1 | OH | AC | 200-299 | 230kV | 1 | 2 | TBD | 2024-06-01 | 2024-06-01
WECC-SW |  |  | Planned | Upgrade | WECC | Rabbit Canyon 500kV Switchyard and Lines | Y | Reliability | Reliability | Flagstaff AZ | Flagstaff AZ | AZPS | 803 | I | 1 | 0.1 | OH | AC | 400-599 | 525kV | 1 | 1 | TBD | 2024-06-01 | 2024-06-01
WECC-SW |  |  | Completed | Upgrade | WECC | Newman-Chaparral 115 kV Double Bundled Line (Rebuild, Reconductor) |  | Reliability | Other | El Paso, TX | El Paso, TX | EPE | 5701 | I | 1 | 2.88 | OH | AC | 100-120 | 115 | 1 |  | 398 | 2022-03-01 | 2023-01-01
WECC-SW |  |  | Completed | Upgrade | WECC | Moongate-Jornada 115 kV Line (to feed new Moongate Substation) |  | Reliability | Other | Las Cruces, NM | Las Cruces, NM | EPE | 5701 | I | 1 | 9.06 | OH | AC | 100-120 | 115 | 1 |  | 246.4 | 2022-12-01 | 2023-01-01
WECC-SW |  |  | Completed | Upgrade | WECC | MPS-Coyote Temp & Coyote Temp-Montwood 115 kV Line Reconfiguration (to feed new Coyote Temporary Substation) |  | Reliability | Other | El Paso, TX | El Paso, TX | EPE | 5701 | I | 1 | 7.02 | OH | AC | 100-120 | 115 | 1 |  | 329.7 |  | 2023-01-01
WECC-SW |  |  | Completed | Upgrade | WECC | Apollo Substation Changes to Operate at 115 kV & Apollo-Cox Line (Voltage Conversion) 69 kV to 115 kV results in Arroyo-Apollo 115 kV Line |  | Reliability | Other | El Paso, TX | El Paso, TX | EPE | 5701 | I | 1 | 15.518 | OH | AC | 100-120 | 115 | 1 |  |  | 2027-05-01 | 2023-01-01
WECC-SW |  |  | Planned | Upgrade | WECC | Santa Teresa-Verde and Verde-Diablo 115 kV Line Reconfiguration (to feed new Verde Substation) |  | Reliability | Other | El Paso, TX | El Paso, TX | EPE | 5701 | I | 1 | 0.1 | OH | AC | 100-120 | 115 | 1 |  | TBD | 2023-05-01 | 2024-01-01
WECC-SW |  |  | Planned | Upgrade | WECC | Montoya-Westside Temp and Westside Temp-Nuway 115 kV Line Reconfiguration (to feed New Westside Temporary Substation) |  | Reliability | Other | El Paso, TX | El Paso, TX | EPE | 5701 | I | 1 | 0.1 | OH | AC | 100-120 | 115 | 1 |  | TBD |  | 2024-01-01
WECC-SW |  |  | Planned | Upgrade | WECC | Austin-Marlow 115 kV Line (Rebuild, Reconductor) |  | Reliability | Other | El Paso, TX | El Paso, TX | EPE | 5701 | I | 1 | 0.1 | OH | AC | 100-120 | 115 | 1 |  | TBD | 2025-05-01 | 2024-01-01
WECC-SW |  |  | Planned | Upgrade | WECC | Lane-Wrangler 115 kV Line (Rebuild, Reconductor) |  | Reliability | Other | El Paso, TX | El Paso, TX | EPE | 5701 | I | 1 | 0.1 | OH | AC | 100-120 | 115 | 1 |  | TBD | 2024-05-01 | 2024-01-01
WECC-SW |  |  | Planned | Upgrade | WECC | Wrangler-Eastlake Temp and Eastlake Temp-Sparks 115 kV Line Reconfiguration (to feed new Eastlake Temporary Substation) |  | Reliability | Other | El Paso, TX | El Paso, TX | EPE | 5701 | I | 1 | 0.1 | OH | AC | 100-120 | 115 | 1 |  | TBD |  | 2024-01-01
WECC-SW |  |  | Planned | Upgrade | WECC | Ascarate-Trowbridge 115 kV Line (Reconductor) |  | Reliability | Other | El Paso, TX | El Paso, TX | EPE | 5701 | I | 1 | 0.1 | OH | AC | 100-120 | 115 | 1 |  | TBD | 2025-05-01 | 2025-01-01
WECC-SW |  |  | Planned | Upgrade | WECC | Horizon-San Felipe 115 kV Line (New) |  | Reliability | Other | El Paso, TX | El Paso, TX | EPE | 5701 | I | 1 | 0.1 | OH | AC | 100-120 | 115 | 1 |  | TBD |  | 2025-01-01
WECC-SW |  |  | Planned | Upgrade | WECC | Pellicano-Montwood 115 kV Line (Reconductor) |  | Reliability | Other | El Paso, TX | El Paso, TX | EPE | 5701 | I | 1 | 0.1 | OH | AC | 100-120 | 115 | 1 |  | TBD | 2023-05-01 | 2025-01-01
WECC-SW |  |  | Planned | Upgrade | WECC | Cromo-WS2 and WS2-Patriot 115 kV Line Reconfiguration (to feed new WS2 Substation) |  | Reliability | Other | El Paso, TX | El Paso, TX | EPE | 5701 | I | 1 | 0.1 | OH | AC | 100-120 | 115 | 1 |  | TBD | 2031-05-01 | 2025-01-01
WECC-SW |  |  | Planned | Upgrade | WECC | Wrangler-Eastlake and Eastlake-Sparks 115 kV Line Reconfiguration (to feed new -Eastlake Substation) |  | Reliability | Other | El Paso, TX | El Paso, TX | EPE | 5701 | I | 1 | 0.1 | OH | AC | 100-120 | 115 | 1 |  | TBD | 2024-05-01 | 2026-01-01
WECC-SW |  |  | Conceptual | Upgrade | WECC | Caliente-MPS 115 kV Circuits 2 & 3 Common Structure Separation |  | Reliability | Other | El Paso, TX | El Paso, TX | EPE | 5701 | I | 1 | 0.1 | OH | AC | 100-120 | 115 | 1 |  | TBD |  | 2026-01-01
WECC-SW |  |  | Conceptual | Upgrade | WECC | Caliente-MPS 115 kV Circuit 1 (Partial Reconductor) |  | Reliability | Other | El Paso, TX | El Paso, TX | EPE | 5701 | I | 1 | 0.1 | OH | AC | 100-120 | 115 | 1 |  | TBD |  | 2026-01-01
WECC-SW |  |  | Planned | Upgrade | WECC | Sparks-San Felipe Line (Voltage Conversion, Rebuild, Reconductor) 69 kV to 115 kV |  | Reliability | Other | El Paso, TX | El Paso, TX | EPE | 5701 | I | 1 | 0.1 | OH | AC | 100-120 | 115 | 1 |  | TBD | 2026-12-01 | 2027-01-01
WECC-SW |  |  | Planned | Upgrade | WECC | Rio Grande-CE2 and CE2-Executive 115 kV Line Reconfiguration (to feed new CE2 Substation) |  | Reliability | Other | El Paso, TX | El Paso, TX | EPE | 5701 | I | 1 | 0.1 | OH | AC | 100-120 | 115 | 1 |  | TBD | 2025-05-01 | 2027-01-01
WECC-SW |  |  | Planned | Upgrade | WECC | Jornada-Arroyo 115 kV Line (Rebuild, Reconductor) |  | Reliability | Other | Las Cruces, NM | Las Cruces, NM | EPE | 5701 | I | 1 | 0.1 | OH | AC | 100-120 | 115 | 1 |  | TBD | 2024-05-01 | 2027-01-01
WECC-SW |  |  | Planned | Upgrade | WECC | Newman-McCombs Circuit 1&2, McCombs-North Bliss, & McCombs-Dyer 115 kV Lines Reconfiguration (to feed new McCombs Substation) |  | Reliability | Other | El Paso, TX | El Paso, TX | EPE | 5701 | I | 1 | 0.1 | OH | AC | 100-120 | 115 | 1 |  | TBD | 2024-05-01 | 2027-01-01
WECC-SW |  |  | Planned | Upgrade | WECC | Rio Grande-Sunset North 115 kV Double Bundled Line (Rebuild, Reconductor) |  | Reliability | Other | El Paso, TX | El Paso, TX | EPE | 5701 | I | 1 | 0.1 | OH | AC | 100-120 | 115 | 1 |  | TBD | 2025-05-01 | 2027-01-01
WECC-SW |  |  | Planned | Upgrade | WECC | Wrangler-Eastlake 115 kV Line (Rebuild, Reconductor) |  | Reliability | Other | El Paso, TX | El Paso, TX | EPE | 5701 | I | 1 | 0.1 | OH | AC | 100-120 | 115 | 1 |  | TBD | 2027-05-01 | 2027-01-01
WECC-SW |  |  | Planned | Upgrade | WECC | Marvin-Pine and Pine-RGC DC 115 kV Line Reconfiguration (to feed new Pine Switching Station and due to this addition) |  | Reliability | Other | El Paso, TX | El Paso, TX | EPE | 5701 | I | 1 | 0.1 | OH | AC | 100-120 | 115 | 1 |  | TBD | 2027-05-01 | 2028-01-01
WECC-SW |  |  | Planned | Upgrade | WECC | Anthony-Vado 115 kV Line (Rebuild, Reconductor) |  | Reliability | Other | Las Cruces, NM | Las Cruces, NM | EPE | 5701 | I | 1 | 0.1 | OH | AC | 100-120 | 115 | 1 |  | TBD | 2028-05-01 | 2028-01-01
WECC-SW |  |  | Planned | Upgrade | WECC | Marvin-Pine 115 kV Line (Reconductor) |  | Reliability | Other | El Paso, TX | El Paso, TX | EPE | 5701 | I | 1 | 0.1 | OH | AC | 100-120 | 115 | 1 |  | TBD | 2027-05-01 | 2028-01-01
WECC-SW |  |  | Planned | Upgrade | WECC | Jornada-Leasburg and Leaseburg-Hatch 115 kV Line Reconfiguration (to feed new Leaseburg Substation and due to its addition) |  | Reliability | Other | Las Cruces, NM | Las Cruces, NM | EPE | 5701 | I | 1 | 0.1 | OH | AC | 100-120 | 115 | 1 |  | TBD | 2027-05-01 | 2028-01-01
WECC-SW |  |  | Planned | Upgrade | WECC | Vado-Salopek 115 kV Line (Rebuild, Reconductor) |  | Reliability | Other | Las Cruces, NM | Las Cruces, NM | EPE | 5701 | I | 1 | 0.1 | OH | AC | 100-120 | 115 | 1 |  | TBD | 2028-05-01 | 2028-01-01
WECC-SW |  |  | Planned | Upgrade | WECC | Afton North-Vado 345 kV Line and the Vado-Newman 345 kV Line Recongiuration (In-and-Out into new Vado Substation) |  | Reliability | Other | Las Cruces, NM | Las Cruces, NM | EPE | 5701 | I | 1 | 0.1 | OH | AC | 100-120 | 115 | 1 |  | TBD | 2028-05-01 | 2028-01-01
WECC-SW |  |  | Planned | Upgrade | WECC | Nuway-WS1 115 kV Line and WS1-Montoya 115 kV Line (to feed new WS1 Substation) |  | Reliability | Other | El Paso, TX | El Paso, TX | EPE | 5701 | I | 1 | 0.1 | OH | AC | 100-120 | 115 | 1 |  | TBD | 2031-05-01 | 2028-01-01
WECC-SW |  |  | Planned | Upgrade | WECC | Diablo-McNutt 115 kV Line and McNutt-Verde 115 kV Line (to feed new McNutt Substation) |  | Reliability | Other | El Paso, TX | El Paso, TX | EPE | 5701 | I | 1 | 0.1 | OH | AC | 100-120 | 115 | 1 |  | TBD | 2029-05-01 | 2028-01-01
WECC-SW |  |  | Conceptual | Upgrade | WECC | Macho Springs-Near Macho and Near Macho-Luna and Airport-Near Macho 345 kV Conceptual Lines (to feed new Near Macho Springs 345 kV Conceptual Substation) |  | Reliability | Other | El Paso, TX | El Paso, TX | EPE | 5701 | I | 1 | 0.1 | OH | AC | 100-120 | 115 | 1 |  | TBD |  | 2028-01-01
WECC-SW |  |  | Planned | Upgrade | WECC | Rio Grande-CE3 and CE3-Sunset North 115 kV Line Reconfiguration (in-and-out to feed new CE3 Substation) |  | Reliability | Other | El Paso, TX | El Paso, TX | EPE | 5701 | I | 1 | 0.1 | OH | AC | 100-120 | 115 | 1 |  | TBD | 2029-05-01 | 2029-01-01
WECC-SW |  |  | Planned | Upgrade | WECC | Scotsdale-EA1 115 kV Line and the EA1-Vista 115 kV Line Reconfiguration (to feed new EA1 Substation) |  | Reliability | Other | El Paso, TX | El Paso, TX | EPE | 5701 | I | 1 | 0.1 | OH | AC | 100-120 | 115 | 1 |  | TBD | 2031-05-01 | 2029-01-01
WECC-SW |  |  | Planned | Upgrade | WECC | Pine-Seabeck 115 kV Line (New) |  | Reliability | Other | El Paso, TX | El Paso, TX | EPE | 5701 | I | 1 | 0.1 | OH | AC | 100-120 | 115 | 1 |  | TBD | 2027-05-01 | 2029-01-01
WECC-SW |  |  | Planned | Upgrade | WECC | Seabeck-Horizon 115 kV Line (Rebuild, Upgrade) |  | Reliability | Other | El Paso, TX | El Paso, TX | EPE | 5701 | I | 1 | 0.1 | OH | AC | 100-120 | 115 | 1 |  | TBD | 2026-05-01 | 2029-01-01
WECC-SW |  |  | Planned | Upgrade | WECC | Seabeck-San Felipe 115 kV Line (New) |  | Reliability | Other | El Paso, TX | El Paso, TX | EPE | 5701 | I | 1 | 0.1 | OH | AC | 100-120 | 115 | 1 |  | TBD | 2026-06-01 | 2029-01-01
WECC-SW |  |  | Planned | Upgrade | WECC | Triumph- FE7 115 kV Line and the FE7-Montwood 115 kV Line (to feed new FE7 Substation) |  | Reliability | Other | El Paso, TX | El Paso, TX | EPE | 5701 | I | 1 | 0.1 | OH | AC | 100-120 | 115 | 1 |  | TBD |  | 2029-01-01
WECC-SW |  |  | Planned | Upgrade | WECC | CE4-Executive 115 kV Line and CE4-Austin 115 kV Line Reconfiguration (to feed new CE4 Substation) |  | Reliability | Other | El Paso, TX | El Paso, TX | EPE | 5701 | I | 1 | 0.1 | OH | AC | 100-120 | 115 | 1 |  | TBD | 2028-05-01 | 2030-01-01
WECC-SW |  |  | Planned | Upgrade | WECC | Marlow-Trowbridge 115 kV Line (Rebuild, Reconductor) |  | Reliability | Other | El Paso, TX | El Paso, TX | EPE | 5701 | I | 1 | 0.1 | OH | AC | 100-120 | 115 | 1 |  | TBD | 2030-05-01 | 2030-01-01
WECC-SW |  |  | Planned | Upgrade | WECC | Newman-McCombs 115 kV Line Circuit 1 (Reconductor) |  | Reliability | Other | El Paso, TX | El Paso, TX | EPE | 5701 | I | 1 | 0.1 | OH | AC | 100-120 | 115 | 1 |  | TBD | 2024-05-01 | 2030-01-01
WECC-SW |  |  | Planned | Upgrade | WECC | Newman-McCombs 115 kV Line Circuit 2 (Reconductor) |  | Reliability | Other | El Paso, TX | El Paso, TX | EPE | 5701 | I | 1 | 0.1 | OH | AC | 100-120 | 115 | 1 |  | TBD | 2024-05-01 | 2030-01-01
WECC-SW |  |  | Planned | Upgrade | WECC | Roberts-NE3 115 kV Line and the NE3-Pipeline 115 kV Line Reconfiguration (to feed new NE3 Substation) |  | Reliability | Other | El Paso, TX | El Paso, TX | EPE | 5701 | I | 1 | 0.1 | OH | AC | 100-120 | 115 | 1 |  | TBD | 2031-05-01 | 2031-01-01
WECC-SW |  |  | Planned | Upgrade | WECC | Newman-Roberts 115 kV Line Circuit 1 (Reconductor) |  | Reliability | Other | El Paso, TX | El Paso, TX | EPE | 5701 | I | 1 | 0.1 | OH | AC | 100-120 | 115 | 1 |  | TBD |  | 2032-01-01
WECC-SW |  |  | Planned | Upgrade | WECC | CE2-Rio Grande 115 kV Line (Rebuild) |  | Reliability | Other | El Paso, TX | El Paso, TX | EPE | 5701 | I | 1 | 0.1 | OH | AC | 100-120 | 115 | 1 |  | TBD | 2032-05-01 | 2033-01-01
WECC-SW |  |  | Planned | Upgrade | WECC | Afton-Afton North 345 kV Double Bundled Line (New) |  | Reliability | Other | El Paso, TX | El Paso, TX | EPE | 5701 | I | 1 | 0.1 | OH | AC | 300-399 | 345 | 1 |  | TBD | 2025-05-01 | 2028-01-01
WECC-SW |  |  | Planned | Upgrade | WECC | Afton North-Airport 345 kV Line (New) |  | Reliability | Other | Vado, NM | Las Cruces, NM | EPE | 5701 | I | 1 | 0.1 | OH | AC | 300-399 | 345 | 1 |  | TBD | 2026-05-01 | 2028-01-01
WECC-SW |  |  | Planned | Upgrade | WECC | Afton-Newman 345kV Line Reconfiguration to Afton North-Newman 345 kV Line |  | Reliability | Other | El Paso, TX | El Paso, TX | EPE | 5701 | I | 1 | 0.1 | OH | AC | 300-399 | 345 | 1 |  | TBD | 2025-05-01 | 2028-01-01
WECC-SW |  |  | Completed | Upgrade | WECC | "S" Line Upgrade | Y | Reliability | Economics | El Centro 230kV Switching Station | Imperial Valley 230kV Substation | IID | 9216 | O | 1 | 18.6 | OH | AC | 200-299 | 230 | 1 | 1 | 850 | 2022-01-01 | 2023-12-31
WECC-SW |  |  | Planned | Upgrade | WECC | Ramon-Mirage 230kV circuit 2 | Y | Reliability |  | Ramon 230kV Substation | Mirage 230kV Substation | IID | 9216 | O | 1 | 0.01 | OH | AC | 200-299 | 230 | 1 | 1 | 797 | 2024-06-01 | 2025-06-01
WECC-SW |  |  | Conceptual | Upgrade | WECC | Dunes-Nelson 230kV circuit | Y | Economics / Congestion | Reliability | Nelson 230kV Switching Station | Dunes 230kV Substation | IID | 9216 | O | 1 | 8.5 | OH | AC | 200-299 | 230 | 2 | 2 | 1195 | 2029-12-01 | 2029-12-01
WECC-SW |  |  | Completed | Upgrade | WECC | San Ysidro-Torreon 115kV to 69kV Tranmission Line Conversion | No | Reliability |  | San Ysidro | Torreon | TSGT | 30102 | C | 1 | 26.5 | OH | AC | 100-120 | 115 | 1 | 1 | 89 | 2022-12-01 | 2023-05-08
WECC-SW |  |  | Completed | Upgrade | WECC | San Ysidro Decommissioning | No | Reliability |  | Torreon | San Ysidro | TSGT | 30102 | C | 1 | 26.5 | OH | AC | 100-120 | 115 | 1 | 1 | 89 | 2022-12-01 | 2023-05-08
WECC-SW |  |  | Conceptual | Upgrade | WECC | PNM-Mendoza 115kV Tap | Yes | Economics / Congestion | Reliability | PNM AY 115kV Line | CYGA-Mendoza Tap | CYGA |  | M | 1 | 3 | OH | AC | 100-120 | 115 | 1 | 1 | 10 | 2023-06-01 | 2023-06-01
WECC-SW |  |  | Under Construction | Upgrade | WECC | Sun Ranch - Rattle Snake 116 kV line | No | Reliability |  | Sun Ranch | Rattele Snake | PNM | 30101 | I | 1 | 4.27 | OH | AC | 100-120 | 115 | 1 | 1 | 350 | 2023-12-15 | 2024-02-13
WECC-SW |  |  | Under Construction | Upgrade | WECC | Sun Ranch - Huning Ranch | No | Reliability |  | Sun Ranch | Huning Ranch | PNM | 30101 | i | 1 | 9.29 | OH | AC | 100-120 | 115 | 1 | 1 | 350 | 2023-12-15 | 2024-03-27
WECC-SW |  |  | Planned | Upgrade | WECC | Gamerco Sub | Yes | Economics / Congestion | Reliability | PNM AY 115kV Line | Allison Tap | CYGA |  | M | 1 | 1 | OH | AC | 100-120 | 115 | 1 | 1 | 10 | 2025-06-01 | 2025-06-01
WECC-SW |  |  | Planned | Upgrade | WECC | Hidden Mountain - Rattlesnake-1 | No | Reliability |  | Hidden Mountain | Rattlesnake | PNM | 30101 | I | 1 | 2.3 | OH | AC | 100-120 | 115 | 2 | 2 | 350 | 2025-06-30 | 2025-06-30
WECC-SW |  |  | Under Construction | Upgrade | WECC | Alta Luna - Mimbres 115kV Uprate | No | Reliability |  | Alta Luna | Mimbres | TSGT | 30102 | C | 1 | 26.7 | OH | AC | 100-120 | 115 | 1 | 1 | 60 | 2024-12-01 | 2025-12-31
WECC-SW |  |  | Planned | Upgrade | WECC | Frontier - Picacho 115kV Uprate | No | Reliability |  | Frontier | Picacho | TSGT | 30102 | C | 1 | 47.9 | OH | AC | 100-120 | 115 | 1 | 1 | 56 | 2028-03-01 | 2026-03-31
WECC-SW |  |  | Conceptual | Upgrade | WECC | Los Alamos Service Area Transmission Capacity Upgrade | No | Economics / Congestion | Reliability | Norton | STA | Los Alamos County | 30106 | M | 100 | 14 | OH | AC | 100-120 | 115 | 1 | 2 | 285 | 2015-06-01 | 2027-06-01
WECC-SW |  |  | Conceptual | Upgrade | WECC | Los Alamos Service Area Transmission Capacity Upgrade | No | Economics / Congestion | Reliability | ETA | TA3 | Los Alamos County | 30106 | M | 100 | 3 | OH | AC | 100-120 | 115 | 1 | 2 | 285 | 2027-11-30 | 2027-11-30
WECC-SW |  |  | Conceptual | Upgrade | WECC | Ojo-Taos 115 kV Line | No | Economics / Congestion | Reliability | Taos | Ojo | KCEC |  | C | 1 | 30 | OH | AC | 100-120 | 115 | 1 | 1 | 200 | 2024-09-01 | 2027-12-31
WECC-SW |  |  | Planned | Upgrade | WECC | Alta Luna - Caballo 115kV Uprate | No | Reliability |  | Alta Luna | Caballo | TSGT | 30102 | C | 1 | 30.3 | OH | AC | 100-120 | 115 | 1 | 1 | 148 | 2027-12-01 | 2028-12-01
WECC-SW |  |  | Delayed - Economics | Upgrade | WECC | Los Alamos Service Area Transmission Capacity Upgrade | No | Economics / Congestion | Other | BA | STA | Los Alamos County | 30106 | M | 100 | 12 | OH | AC | 100-120 | 115 | 1 | 2 | 285 | 2019-06-01 | 2029-06-01
WECC-SW |  |  | Conceptual | Upgrade | WECC | NENM Reliability Improvement Phase II | No | Reliability |  | Hess, NM | Gladstone, NM | TSGT | 30102 | C | 1 | 27 | OH | AC | 200-299 | 115 | 1 | 1 | 621 | 2019-12-01 | 2029-12-01
WECC-SW |  |  | Cancelled - Other (Comment Required) | Upgrade | WECC | NENM Reliability Improvement Phase II | No | Reliability |  | Hess, NM | Gladstone, NM | TSGT | 30102 | C | 1 | 27 | OH | AC | 200-299 | 115 | 1 | 1 | 621 | 2019-12-01 | 2029-12-01
WECC-SW |  |  | Under Construction | Upgrade | WECC | Person - Tome 46 to 115 kV operational upgrade | No | Reliability |  | Person | Tome | PNM | 30101 | i | 1 | 26.82 | OH | AC | 100-120 | 115 | 1 | 1 | 157 | 2023-12-15
WECC-SW |  |  | Conceptual | Upgrade | WECC | NENM Reliability Improvement Phase I | No | Reliability |  | Gladstone, NM | Springer, NM | TSGT | 30102 | C | 1 | 32 | OH | AC | 100-120 | 115 | 1 | 1 | 240 | 2019-12-01
WECC-SW |  |  | Cancelled - Other (Comment Required) | Upgrade | WECC | NENM Reliability Improvement Phase I | No | Reliability |  | Gladstone, NM | Springer, NM | TSGT | 30102 | C | 1 | 61 | OH | AC | 100-120 | 115 | 1 | 1 | 240 | 2019-12-01
WECC-SW |  |  | Conceptual | Upgrade | WECC | NENM Reliability Improvement Phase II | No | Reliability |  | Hess, NM | Rosebud, NM | TSGT | 30102 | C | 1 | 27 | OH | AC | 200-299 | 230 | 1 | 1 | 621 | 2019-12-01 | 2029-12-01
WECC-SW |  |  | Cancelled - Other (Comment Required) | Upgrade | WECC | NENM Reliability Improvement Phase II | No | Reliability |  | Hess, NM | Rosebud, NM | TSGT | 30102 | C | 1 | 27 | OH | AC | 200-299 | 230 | 1 | 1 | 621 | 2019-12-01 | 2029-12-01
WECC-SW |  |  | Cancelled - Other (Comment Required) | Upgrade | WECC | San Juan Basin Energy Connect Project | No | Reliability | Economic/Cogestion | Shiprock, NM | near Ignaciao, CO | TSGT | 30102 | C | 1 | 70 | OH | AC | 200-299 | 230 | 1 | 1 | 600 | 2012-09-01
WECC-SW |  |  | Conceptual | Upgrade | WECC | Jicarilla Energy Center Generation Tie-line | Yes | Variable/Renewable Integration |  | Jan Energy Center | Cabezon 345 kV | JANPA |  | O | 1 | 32 | OH | AC | 300-399 | 345 | 1 | 1 | 700 | 2030-06-01 | 2030-06-01
WECC-SW |  |  | Planned | Upgrade | WECC | Miami - Pinto Valley 115 kV | N | Reliability |  |  |  | SRP |  |  | 1 | 8.12 | OH | AC | 100-120 | 115 | 2 |  | 203.97 | 1905-07-16
WECC-SW |  |  | Planned | Upgrade | WECC | Silver King - Tailings 115 kV | N | Reliability |  |  |  | SRP |  |  | 1 | 11.32 | OH | AC | 100-120 | 115 | 2 |  | 182.1 | 1905-07-16
WECC-SW |  |  | Planned | Upgrade | WECC | Oak Flat - Tailings 115 kV | N | Reliability |  |  |  | SRP |  |  | 1 | 10.68 | OH | AC | 100-120 | 115 | 2 |  | 182.1 | 1905-07-16
WECC-SW |  |  | Conceptual | Upgrade | WECC | Silver King - Superior re-route 115 kV |  | Other |  |  |  | SRP |  |  | 1 | 1.25 | OH | AC | 100-120 | 115 | 1 |  | 182.06
WECC-SW |  |  | Conceptual | Upgrade | WECC | Coolidge - Hayden re-route 115 kV |  | Other | [6 empty] | Participation Project | 1.5 | OH | AC | 100-120 | 115 | 1 |  | 135.05
WECC-SW |  |  | Under Construction | Upgrade | WECC | ABL - PFR - BAL (Abel - Santan) 230 kV | N | Reliability |  |  |  | SRP |  |  | 1 | 24.39 | OH | AC | 200-299 | 230 | 2 |  | 878.8
WECC-SW |  |  | Under Construction | Upgrade | WECC | ABL - PFR - BAL (Abel - Schrader) 230 kV | N | Reliability |  |  |  | SRP |  |  | 1 | 30.29 | OH | AC | 200-299 | 230 | 2 |  | 729
WECC-SW |  |  | Under Construction | Upgrade | WECC | Parlett - Schrader 230 kV #1 | N | Reliability |  |  |  | SRP |  |  | 1 | 6.5 | OH | AC | 200-299 | 230 | 1 |  | 845
WECC-SW |  |  | Under Construction | Upgrade | WECC | Scott - Santan 230 kV | N | Reliability |  |  |  | SRP |  |  | 1 | 14.1 | OH | AC | 200-299 | 230 | 2 |  | 878.8
WECC-SW |  |  | Under Construction | Upgrade | WECC | Scott - Abel 230 kV | N | Reliability |  |  |  | SRP |  |  | 1 | 19.7 | OH | AC | 200-299 | 230 | 2 |  | 878.8
WECC-SW |  |  | Under Construction | Upgrade | WECC | Orme - Rudd 230 kV #1 | N | Reliability |  |  |  | SRP |  |  | 1 | 8.8 | OH | AC | 200-299 | 230 | 2 |  | 1513.8 | 1905-07-13
WECC-SW |  |  | Under Construction | Upgrade | WECC | Orme - Rudd 230 kV #2 | N | Reliability |  |  |  | SRP |  |  | 1 | 8.83 | OH | AC | 200-299 | 230 | 2 |  | 1513.8 | 1905-07-13
WECC-SW |  |  | Planned | Upgrade | WECC | Silver King - East Plant Switchyard 230 kV | N | Reliability |  |  |  | SRP |  |  | 1 | 1.25 | OH | AC | 200-299 | 230 | 1 |  | 878.8
WECC-SW |  |  | Planned | Upgrade | WECC | East Plant Switchyard - West Plant Switchyard 230 kV | N | Reliability |  |  |  | SRP |  |  | 1 | 6.25 | OH | AC | 200-299 | 230 | 1 |  | 878.8
WECC-SW |  |  | Planned | Upgrade | WECC | Goldfield - West Plant Switchyard 230 kV | N | Reliability |  |  |  | SRP |  |  | 1 | 29.3 | OH | AC | 200-299 | 230 | 1 |  | 878.8
WECC-SW |  |  | Planned | Upgrade | WECC | Silver King - West Plant Switchyard 230 kV | N | Reliability |  |  |  | SRP |  |  | 1 | 6.9 | OH | AC | 200-299 | 230 | 1 |  | 878.8
WECC-SW |  |  | Planned | Upgrade | WECC | Anderson - Kyrene 230 kV #2 | N | Reliability |  |  |  | SRP |  |  | 1 | 10.9 | OH | AC | 200-299 | 230 | 2 |  | 880.4 | 1905-07-16
WECC-SW |  |  | Planned | Upgrade | WECC | (Loop-in for CEP) Browning - Pinal Central 500 kV | N | Fossil-Fired Integration |  |  |  | SRP |  |  | 1 | 1 | OH | AC | 200-299 | 230 | 1 |  | 2598.08 | 1905-07-14
WECC-SW |  |  | Planned | Upgrade | WECC | (Loop-in for Nate) Abel - Nate - Scott 230 kV | N | Reliability |  |  |  | SRP |  |  | 1 | 0.6 | OH | AC | 200-299 | 230 | 1 |  | 878.8 | 1905-07-16
WECC-SW |  |  | Conceptual | Upgrade | WECC | Parlett - Schrader 230 kV #2 | N | Reliability |  |  |  | SRP |  |  | 1 | 6.5 | OH | AC | 200-299 | 230 | 1 |  | 845
WECC-SW |  |  | Planned | Upgrade | WECC | 5 Ohm Series Reactors (Pinnacle Peak SRP - WAPA) 230 kV | Y | Reliability |  |  |  | SRP |  |  | 1 | 0.1 | OH | AC | 200-299 | 230 |  |  | 1195.12 | 1905-07-16
WECC-SW |  |  | Planned | Upgrade | WECC | 10 Ohm Series Reactors (Henshaw - Knox) 230 kV #1 | N | Reliability |  |  |  | SRP |  |  | 1 | 0.1 | OH | AC | 200-299 | 230 |  |  | 506.73 | 1905-07-16
WECC-SW |  |  | Planned | Upgrade | WECC | 10 Ohm Series Reactors (Henshaw - Knox) 230 kV #2 | N | Reliability |  |  |  | SRP |  |  | 1 | 0.1 | OH | AC | 200-299 | 230 |  |  | 506.73 | 1905-07-16
WECC-SW |  |  | Planned | Upgrade | WECC | 10 Ohm Series Reactors (Kyrene East - Kyrene West) 230 kV | Y | Reliability |  |  |  | SRP |  |  | 1 | 0.1 | OH | AC | 200-299 | 230 |  |  | 1195.12
WECC-SW |  |  | Planned | Upgrade | WECC | Hassayampa - Pinal West (Jojoab - Pinal West) 500 kV | N | Reliability |  |  |  | SRP |  |  |  | 51 | OH | AC | 400-599 | 500 | TBD |  | 3320.2
WECC-SW |  |  | Completed | Upgrade | WECC | Irvington to Patriot 138 kV | No | Reliability | Other | Tucson, AZ | Tucson, AZ | TEP | 24211 | I | 1 | 7 | OH | AC | 121-150 | 138 | 1 | 1 | 540 | 2023-12-11 | 2023-12-11
WECC-SW |  |  | Under Construction | Upgrade | WECC | Patriot to East Loop 138kV | No | Reliability | Other | Tucson, AZ | Tucson, AZ | TEP | 24211 | I | 1 | 4 | OH | AC | 121-150 | 138 | 1 | 1 | 540 | TBD | 2024-05-01
WECC-SW |  |  | Planned | Upgrade | WECC | Sonoran - Franco Wash 138kV | No | Economics / Congestion | Other | Tucson, AZ | Tucson, AZ | TEP | 24211 | I | 1 | 5 | OH | AC | 121-150 | 138 | 1 | 1 | 540 | 2026-05-01 | 2026-05-01
WECC-SW |  |  | Planned | Upgrade | WECC | Franco Wash - South 138kV | No | Economics / Congestion | Other | Tucson, AZ | Sahuarita, AZ | TEP | 24211 | I | 1 | 9 | OH | AC | 121-150 | 138 | 1 | 1 | 540 | 2026-05-01 | 2026-05-01
WECC-SW |  |  | Planned | Upgrade | WECC | Vail - Whetstone 138kV | No | Variable/Renewable Integration | Other | Vail, AZ | Sierra Vista AZ | TEP | 24211 | I | 1 | 42 | OH | AC | 121-150 | 138 | 1 | 1 | 540 | 2026-05-01 | 2026-05-01
WECC-SW |  |  | Planned | Upgrade | WECC | Whetstone - Fort Huachuca 138kV | No | Variable/Renewable Integration | Other | Sierra Vista, AZ | Sierra Vista, AZ | TEP | 24211 | I | 1 | 11 | OH | AC | 121-150 | 138 | 1 | 1 | 540 | 2026-05-01 | 2026-05-01
WECC-SW |  |  | Planned | Upgrade | WECC | Sonoita - Kipper 138kV | No | Reliability | Other | Rio Rico, AZ | Rio Rico, AZ | UNSE | 19728 | I | 1 | 1 | OH | AC | 121-150 | 138 | 1 | 1 | 540 | 2026-05-01 | 2026-05-01
WECC-SW |  |  | Planned | Upgrade | WECC | DeMoss Petrie to Vine 138kV | No | Reliability | Other | Tucson, AZ | Tucson, AZ | TEP | 24211 | I | 1 | 3.5 | OH | AC | 121-150 | 138 | 1 | 1 | 540 | TBD | 2027-05-01
WECC-SW |  |  | Planned | Upgrade | WECC | Vine to Kino 138kV | No | Reliability | Other | Tucson, AZ | Tucson, AZ | TEP | 24211 | I | 1 | 4 | OH | AC | 121-150 | 138 | 1 | 1 | 540 | TBD | 2027-05-01
WECC-SW |  |  | Planned | Upgrade | WECC | Kipper - Rio Rico 138kV | No | Reliability | Other | Rio Rico, AZ | Rio Rico, AZ | UNSE | 19728 | I | 1 | 1 | OH | AC | 121-150 | 138 | 1 | 1 | 540 | 2027-05-01 | 2027-05-01
WECC-SW |  |  | Planned | Upgrade | WECC | Rio Rico - Valencia 138kV | No | Reliability | Other | Rio Rico, AZ | Nogales, AZ | UNSE | 19728 | I | 1 | 3 | OH | AC | 121-150 | 138 | 1 | 1 | 540 | 2027-05-01 | 2027-05-01
WECC-SW |  |  | Planned | Upgrade | WECC | Tortolita - Grier 138kV (formerly Tortolita - Marana 138kV) | No | Reliability | Other | Marana, AZ | Marana, AZ | TEP | 24211 | I | 1 | 11 | OH | AC | 121-150 | 138 | 1 | 1 | 540 | 2024-06-01 | 2028-05-01
WECC-SW |  |  | Planned | Upgrade | WECC | Grier - North Loop 138kV (formerly Marana - North Loop 138kV) | No | Reliability | Other | Marana, AZ | Marana, AZ | TEP | 24211 | I | 1 | 11 | OH | AC | 121-150 | 138 | 1 | 1 | 540 | 2024-06-01 | 2028-05-01
WECC-SW |  |  | Planned | Upgrade | WECC | South - Hartt 138kV | No | Reliability | Other | Sahuarita, AZ | Sahuarita, AZ | TEP | 24211 | I | 1 | 3.5 | OH | AC | 121-150 | 138 | 1 | 1 | 540 | 2028-05-01 | 2028-05-01
WECC-SW |  |  | Planned | Upgrade | WECC | Hartt - Green Valley 138kV | No | Reliability | Other | Sahuarita, AZ | Sahuarita, AZ | TEP | 24211 | I | 1 | 10.5 | OH | AC | 121-150 | 138 | 1 | 1 | 540 | 2028-05-01 | 2028-05-01
WECC-SW |  |  | Planned | Upgrade | WECC | Canoa Ranch - Kantor 138kV | No | Reliability | Other | Green Valley, AZ | Amado, AZ | UNSE | 19728 | I | 1 | 10 | OH | AC | 121-150 | 138 | 1 | 1 | 540 | 2028-05-01 | 2028-05-01
WECC-SW |  |  | Planned | Upgrade | WECC | North Loop - Naranja 138kV | No | Reliability | Other | Marana, AZ | Marana, AZ | TEP | 24211 | I | 1 | 6.5 | OH | AC | 121-150 | 138 | 1 | 1 | 540 | 2028-05-01 | 2029-05-01
WECC-SW |  |  | Planned | Upgrade | WECC | Naranja - La Canada 138kV | No | Reliability | Other | Marana, AZ | Marana, AZ | TEP | 24211 | I | 1 | 8 | OH | AC | 121-150 | 138 | 1 | 1 | 540 | 2028-05-01 | 2029-05-01
WECC-SW |  |  | Planned | Upgrade | WECC | Irvington - Port 138kV | No | Reliability | Other | Tucson, AZ | Tucson, AZ | TEP | 24211 | I | 1 | 3 | OH | AC | 121-150 | 138 | 1 | 1 | 540 | 2029-05-01 | 2029-05-01
WECC-SW |  |  | Planned | Upgrade | WECC | Patriot to Port 138kV | No | Reliability | Other | Tucson, AZ | Tucson, AZ | TEP | 24211 | I | 1 | 4 | OH | AC | 121-150 | 138 | 1 | 1 | 540 | 2029-05-01 | 2029-05-01
WECC-SW |  |  | Planned | Upgrade | WECC | Kantor - Gateway 138kV | No | Reliability | Other | Amado, AZ | Nogales, AZ | UNSE | 19728 | I | 1 | 26 | OH | AC | 121-150 | 138 | 1 | 1 | 540 | 2030-05-01 | 2030-05-01
WECC-SW |  |  | Planned | Upgrade | WECC | Rio Rico - Gateway 138kV | No | Reliability | Other | Rio Rico, AZ | Nogales, AZ | UNSE | 19728 | I | 1 | 3 | OH | AC | 121-150 | 138 | 1 | 1 | 540 | 2030-05-01 | 2030-05-01
WECC-SW |  |  | Planned | Upgrade | WECC | Cottonwood - Bopp Donald 138kV | No | Reliability | Other | Tucson, AZ | Tucson, AZ | TEP | 24211 | I | 1 | 8 | OH | AC | 121-150 | 138 | 1 | 1 | 540 | 2027-06-01 | 2031-05-01
WECC-SW |  |  | Planned | Upgrade | WECC | Craycroft-Barril - Northeast 138kV | No | Reliability | Other | Tucson, AZ | Tucson, AZ | TEP | 24211 | I | 1 | 4 | OH | AC | 121-150 | 138 | 1 | 1 | 540 | 2031-05-01 | 2031-05-01
WECC-SW |  |  | Planned | Upgrade | WECC | Snyder - Craycroft-Barril 138kV | No | Reliability | Other | Tucson, AZ | Tucson, AZ | TEP | 24211 | I | 1 | 4 | OH | AC | 121-150 | 138 | 1 | 1 | 540 | 2031-05-01 | 2031-05-01
WECC-SW |  |  | Planned | Upgrade | WECC | Twenty-Second - Sears-Wilmot 138kV | No | Reliability | Other | Tucson, AZ | Tucson, AZ | TEP | 24211 | I | 1 | 3 | OH | AC | 121-150 | 138 | 1 | 1 | 540 | 2031-05-01 | 2031-05-01
WECC-SW |  |  | Planned | Upgrade | WECC | Sears-Wilmot - East-Loop 138kV | No | Reliability | Other | Tucson, AZ | Tucson, AZ | TEP | 24211 | I | 1 | 3.5 | OH | AC | 121-150 | 138 | 1 | 1 | 540 | 2031-05-01 | 2031-05-01
WECC-SW |  |  | Planned | Upgrade | WECC | Rebuild Vail - Kantor 138kV Line | No | Reliability | Other | Vail, AZ | Amado, AZ | UNSE | 19728 | I | 1 | 28 | OH | AC | 121-150 | 138 | 1 | 1 | 540 | 2031-05-01 | 2031-05-01
WECC-SW |  |  | Planned | Upgrade | WECC | Bopp Donald - Midvale 138kV | No | Reliability | Other | Tucson, AZ | Tucson, AZ | TEP | 24211 | I | 1 | 8 | OH | AC | 121-150 | 138 | 1 | 1 | 540 | 2027-06-01 | 2032-05-01
WECC-SW |  |  | Planned | Upgrade | WECC | Lago del Oro - Rancho Vistoso 138kV | No | Reliability | Other | Oro Valley, AZ | Oro Valley, AZ | TEP | 24211 | I | 1 | 8 | OH | AC | 121-150 | 138 | 1 | 1 | 540 | 2028-06-01 | 2032-05-01
WECC-SW |  |  | Planned | Upgrade | WECC | Reconfiguration of Drexel - Midvale 138kV and Midvale - South 138kV to Drexel - TEPTDA 138kV, Midvale - TEPTDA 138kV, and TEPTDA - South 138kV | No | Reliability | Other | Tucson, AZ | Tucson, AZ | TEP | 24211 | I | 1 | 26 | OH | AC | 121-150 | 138 | 1 | 2 | 540 | 2027-05-01 | 2032-05-01
WECC-SW |  |  | Planned | Upgrade | WECC | Irvington - Corona 138kV | No | Reliability | Other | Tucson, AZ | Tucson, AZ | TEP | 24211 | I | 1 | 3 | OH | AC | 121-150 | 138 | 1 | 1 | 540 | 2033-05-01 | 2033-05-01
WECC-SW |  |  | Planned | Upgrade | WECC | Corona - Sonoran 138kV | No | Reliability | Other | Tucson, AZ | Tucson, AZ | TEP | 24211 | I | 1 | 4 | OH | AC | 121-150 | 138 | 1 | 1 | 540 | 2033-05-01 | 2033-05-01
WECC-SW |  |  | Conceptual | Upgrade | WECC | Vine - Olsen 138kV | No | Other | Other | Tucson, AZ | Tucson, AZ | TEP | 24211 | I | 1 | 4 | OH | AC | 121-150 | 138 | 1 | 1 | 540 | TBD
WECC-SW |  |  | Conceptual | Upgrade | WECC | Olsen - Kino 138kV | No | Other | Other | Tucson, AZ | Tucson, AZ | TEP | 24211 | I | 1 | 4 | OH | AC | 121-150 | 138 | 1 | 1 | 540 | TBD
WECC-SW |  |  | Planned | Upgrade | WECC | Tortolita - DeMoss Petrie 230kV | No | Reliability | Other | Red Rock, AZ | Tucson, AZ | TEP | 24211 | I | 1 | 36 | OH | AC | 200-299 | 230 | 2 | 2 | 1080 | 2023-06-01 | 2026-05-01
WECC-SW |  |  | Planned | Upgrade | WECC | DeMoss Petrie - Vail 230kV | No | Reliability | Other | Tucson, AZ | Vail, AZ | TEP | 24211 | I | 1 | 28 | OH | AC | 200-299 | 230 | 2 | 2 | 1080 | 2023-06-01 | 2027-05-01
WECC-SW |  |  | Planned | Upgrade | WECC | New 230kV Generation Tie Line for Black Mountain Generating Station Expansion | Y | Fossil-Fired Integration | Reliability | Golden Valley, AZ | Golden Valley, AZ | UNSE | 19728 | I | 1 | 2 | OH | AC | 200-299 | 230 | 1 | 1 | 204 | 2027-05-01 | 2027-05-01
WECC-SW |  |  | Planned | Upgrade | WECC | Golden Valley 230kV Transmission Line | No | Reliability | Other | Kingman, AZ | Golden Valley, AZ | UNSE | 19728 | I | 1 | 17 | OH | AC | 200-299 | 230 | 1 | 1 | 1080 | 2031-05-01 | 2031-05-01
WECC-SW |  |  | Conceptual | Upgrade | WECC | Vail - South 300-399 kV | No | Other | Other | Vail, AZ | Sahuarita, AZ | TEP | 24211 | I | TBD | 14 | OH | AC | 300-399 | 345 | 1 | 1 | 1195 | TBD
WECC-SW |  |  | Conceptual | Upgrade | WECC | Springerville - Greenlee 300-399 kV | No | Other | Other | Springerville, AZ | Greenlee, AZ | TEP | 24211 | I | TBD | 110 | OH | AC | 300-399 | 345 | 1 | 1 | 1195 | TBD
WECC-SW |  |  | Conceptual | Upgrade | WECC | Tortolita - South 300-399 kV | No | Other | Other | Red Rock, AZ | Sahuarita, AZ | TEP | 24211 | I | TBD | 68 | OH | AC | 300-399 | 345 | 1 | 1 | 1195 | TBD
WECC-SW |  |  | Conceptual | Upgrade | WECC | Westwing - South #2 300-399 kV | No | Other | Other | Phoenix, AZ | Sahuarita, AZ | TEP | 24211 | I | TBD | 178 | OH | AC | 400-599 | 345 | 1 | 1 | 540 | TBD
WECC-SW |  |  | Conceptual | Upgrade | WECC | Saguaro - Winchester 400-599 kV | No | Other | Other | Red Rock, AZ | Benson, AZ | TEP | 24211 | I | TBD | 80 | OH | AC | 400-599 | 500 | 1 | 1 | 1195 | TBD
WECC-SW |  |  | Conceptual | Upgrade | WECC | Gila River to Pinal West 400-599kV | No | Other | Other | Gila Bend, AZ | Pinal, AZ | TEP | 24211 | I | TBD | 43 | OH | AC | 400-599 | 500 | 1 | 1 | 540 | TBD

## Transformer Projects
Assessment Area | NERC Project ID | Project ID | Project Status | Region | Project Name | Voltage - Low-Side (kV) | Voltage - High-Side (kV) | In-Service Date (Original) | In-Service Date (Expected)
MISO |  | 20133 | Planned | MI | Hines 201 Transformer Replacement | 120 | 230 |  | 2024-06-01
MISO |  | 23494 | Planned | MN | Prairie Island TR10 ELR | 161 | 345 |  | 2024-06-01
MISO |  | 20144 | Planned | MI | Argenta 2 Transformer Replacement | 138 | 345 |  | 2024-10-09
MISO |  | 15598 | Planned | MN | Badoura Transformer Replacement | 115 | 230 |  | 2024-12-01
MISO |  | 24093 | Planned | WI | Rocky Run SS T2 and T4 Power Transformer Replacement | 115 | 345 |  | 2024-12-15
MISO |  | 18241 | Planned | MI | Stephens Transformer 303 Replacement | 120 | 345 |  | 2024-12-31
MISO |  | 22226 | Planned | IN | New Bolton 345kV-230kV Substation | 230 | 345 |  | 2024-12-31
MISO |  | 23853 | Planned | MI | Wayne Transformer 301 Replacement | 120 | 345 |  | 2024-12-31
MISO |  | 22227 | Planned | IN | Staunton 230-138kV Xfmr Addition | 138 | 230 |  | 2025-03-01
MISO |  | 20145 | Planned | MI | Tallmadge 2 Transformer Replacement | 138 | 345 |  | 2025-06-01
MISO |  | 23515 | Planned | WI | Eau Claire TR09 Replacement | 161 | 345 |  | 2025-06-01
MISO |  | 20077 | Planned | MN | Hilltop 230 kV Reliability Project | 115 | 230 |  | 2025-06-25
MISO |  | 20146 | Planned | MI | Tittabawassee 1 Transformer Replacement | 138 | 345 |  | 2025-09-20
MISO |  | 20132 | Planned | MI | Pontiac 303 Transformer Replacement | 120 | 345 |  | 2025-10-31
MISO |  | 23409 | Planned | IA | LRTP-07: Webster – Franklin – Marshalltown – Morgan Valley | 161 | 345 |  | 2025-12-01
MISO |  | 17969 | Planned | MO | Replace Mason 345/138 kV Transformer | 138 | 345 |  | 2025-12-31
MISO |  | 18242 | Planned | MI | Wayne Transformer 303 Replacement | 120 | 345 |  | 2025-12-31
MISO |  | 18243 | Planned | MI | Battle Creek Transformer 2 Replacement | 138 | 345 |  | 2025-12-31
MISO |  | 18244 | Planned | MI | Gallagher Transformer #2 Replacement | 138 | 345 |  | 2025-12-31
MISO |  | 20505 | Planned | MN | Blue Earth-South Bend Area Upgrades | 115 | 161 |  | 2025-12-31
MISO |  | 20565 | Planned | ND | Forman 230/115 kV uprate | 115 | 230 |  | 2025-12-31
MISO |  | 21835 | Planned | LA | Kaiser 230-115 kV Autotransformer | 115 | 230 |  | 2025-12-31
MISO |  | 24252 | Planned | LA | MPFCA J1246, J1367, J1465: Install 2nd Bayou Labutte 500-230 kV Autotransformer and Construct New Wise to Bayou Labutte 230 kV Line | 230 | 500 |  | 2025-12-31
MISO |  | 20229 | Planned | WI | J732 Stone Lake XFMR Upgrade | 161 | 345 |  | 2026-01-01
MISO |  | 23370 | Planned | MN | LRTP-03: Iron Range – Benton County – Big Oaks (Cassie’s Crossing) | 345 | 500 |  | 2026-06-01
MISO |  | 23493 | Planned | MN | Monticello TR06 & TR10 ELR | 115 | 345 |  | 2026-06-01
MISO |  | 23371 | Planned | MN | LRTP-04: Wilmarth – North Rochester – Tremval | 115 | 345 |  | 2026-07-31
MISO |  | 23455 | Planned | MN | Parkers Lake TR09 ELR | 115 | 345 |  | 2026-12-01
MISO |  | 17046 | Planned | MO | Upgrade Kelso 345/161 kV substations | 161 | 345 |  | 2026-12-31
MISO |  | 22066 | Planned | MO | Replace Mason 345/138 kV Transformer No. 1 | 138 | 345 |  | 2026-12-31
MISO |  | 23430 | Planned | MO | New Zachary generation interconnection FCAs (J1025-J1182) | 161 | 345 |  | 2026-12-31
MISO |  | 23493 | Planned | MN | Monticello TR06 & TR10 ELR | 230 | 345 |  | 2026-12-31
MISO |  | 20163 | Planned | LA | Many Area Transmission Expansion | 138 | 230 |  | 2027-06-01
MISO |  | 23490 | Planned | WI | Crystal Cave TR01 ELR | 115 | 161 |  | 2027-06-01
MISO |  | 23894 | Planned | MI | Jewell 301 Transformer Replacement | 230 | 345 |  | 2027-06-01
MISO |  | 23933 | Planned | TX | Sabine 230-138 kV Auto Upgrade | 138 | 230 |  | 2027-06-01
MISO |  | 13958 | Planned | MS | Horn Lake 230/161 kV: Energize autotransformer | 161 | 230 |  | 2027-12-31
MISO |  | 19999 | Planned | IA | Booneville: Second 345-161 kV Xfmr | 161 | 345 |  | 2027-12-31
MISO |  | 20000 | Planned | IA | Bondurant Substation: Add 345-161 Xfmr | 161 | 345 |  | 2027-12-31
MISO |  | 23409 | Planned | IA | LRTP-07: Webster – Franklin – Marshalltown – Morgan Valley | 115 | 161 |  | 2027-12-31
MISO |  | 23415 | Planned | IA | LRTP-13: Skunk River – Ipava | 161 | 345 |  | 2027-12-31
MISO |  | 23417 | Planned | IL | LRTP-15: Sidney – Paxton East – Gilman South – Morrison Ditch | 138 | 345 |  | 2028-06-01
MISO |  | 23417 | Planned | IL | LRTP-15: Sidney – Paxton East – Gilman South – Morrison Ditch | 138 | 345 |  | 2029-06-01
MISO |  | 23418 | Planned | IN | LRTP-16: Morrison Ditch – Reynolds – Burr Oak – Leesburg – Hiple | 138 | 345 |  | 2029-06-01
MISO |  | 23829 | Planned | MI | Tompkins 345/138 kV Transformer #1 Replacement | 138 | 345 |  | 2029-06-01
MISO |  | 23416 | Planned | IL | LRTP-14: Ipava – Maple Ridge – Tazewell – Brokaw – Paxton East | 138 | 345 |  | 2029-12-31
MISO |  | 22786 | Planned | MO | New Wildwood 345/138 kV Transformer No 2 | 138 | 345 |  | 2030-06-01
MRO-SaskPower |  |  | Planned | MRO | SPP Interconnection | 230 | 230 |  | 2027-06-30
MRO-SaskPower |  |  | Planned | MRO | SPP Interconnection | 230 | 230 |  | 2027-06-30
MRO-SaskPower |  |  | Conceptual | MRO | Swift Current Transformation Capacity Upgrade | 138 | 230 |  | 2028-12-31
NPCC-New England |  | RSP 1817 | Planned | NPCC | QP 639 - Larrabee Road | 115 | 345 | 2023-05-31 | 2024-12-31
NPCC-New England |  | ACL 340 | Planned | NPCC | Holbrook Substation Autotransformer Replacement | 115 | 345 | 2023-06-30 | 2024-12-31
NPCC-New England |  | ACL 336 | Under Construction | NPCC | Tewksbury #22 Transformer T3 Replacement | 115 | 230 | 2026-06-30 | 2027-05-30
NPCC-Maritimes |  |  | Conceptual | NPCC | Coleson Cove Tie Transformer | 138 | 345 | 2027-01-01 | 2027-01-01
NPCC-Maritimes |  |  | Conceptual | NPCC | Memramcook Tie Transformer | 138 | 345 | 2027-01-01 | 2027-01-01
NPCC-New York |  | 556 | Planned | NPCC | Gordon Road T9/TR_G1 345/230 kV transformer is to retire by Spring 2029 | 230 | 345 |  | 2029-06-01
NPCC-New York |  | 556 | Planned | NPCC | Two Gordon Road 345/115 kV transformers are to come online by Spring 2029; AC Transmission Seg A project | 115 | 345 |  | 2029-06-01
NPCC-New York |  |  | Completed (Provide Actual In-Service Date as Comment) | NPCC | AC Transmission Project Segment B (Sugarloaf) | 115 | 138 | 2023-06-01
NPCC-New York |  |  | Planned | NPCC | Loop Line 398 into new substation and install 2 x 750 MVAr PARs (Dover (New Station)) | 345 | 345 |  | 2025-06-01
NPCC-New York |  | 556 | Planned | NPCC | SPCP: Haverstock 230/345 kV xfmr-1, xfmr-2 and xfmr-3. Given Amp Ratings are for High Voltage side of xfmr. | 230 | 345 |  | 2025-12-01
NPCC-New York |  | 556 | Planned | NPCC | SPCP: Adirondack 115/345 kV xfmr. Given Amp Ratings are for High Voltage side of xfmr. | 115 | 345 |  | 2025-12-01
NPCC-New York |  | 556 | Planned | NPCC | SPCP: Willis 345/230 kV xfmr-1 and xfmr-2. Given Amp Ratings are for High Voltage side. | 230 | 345 |  | 2025-12-01
NPCC-New York |  | 556 | Planned | NPCC | SPCP: Austin Road 230/345 kV xfmr. Given Amp Ratings are for High Voltage side of xfmr. | 230 | 345 |  | 2025-12-01
NPCC-New York |  | 543 | Planned | NPCC | LI PPTN: New PAR for Y54 Line (East Garden City) | 345 | 345 |  | 2029-06-01
NPCC-New York |  | 543 | Planned | NPCC | LI PPTN: Two (2) New Transformers (Barrett) | 138 | 345 |  | 2030-06-01
NPCC-New York |  | 1125 | Planned | NPCC | LI PPTN: Two (2) New Phase Angle Regulators for Barrett 345/138 kV | 138 | 138 |  | 2030-06-01
NPCC-New York |  | 1125 | Planned | NPCC | LI PPTN: One (1) New Transformer (New Shore Road) | 138 | 345 |  | 2030-06-01
NPCC-New York |  | 1125 | Planned | NPCC | LI PPTN: One (1) New Phase Angle Regulator (New Shore Road) | 138 | 138 |  | 2030-06-01
NPCC-New York |  | 1125 | Planned | NPCC | LI PPTN: Two (2) New Phase Angle Regulators for Y57/Y58 (New Shore Road) | 345 | 345 |  | 2030-06-01
NPCC-New York |  | 1125 | Planned | NPCC | LI PPTN: Three (3) New Transformers (New Ruland Road) | 138 | 345 |  | 2030-06-01
NPCC-New York |  | 1125 | Planned | NPCC | LI PPTN: One (1) New Phase Angle Regulator for Y55 (New Ruland Road) | 345 | 345 |  | 2030-06-01
NPCC-New York |  |  | Planned | NPCC | Install a new 138kV Phase Angle Regulating Transformer (Northport) | 138 | 138 |  | 2030-06-01
NPCC-New York |  |  | Planned | NPCC | Install a new 138kV Phase Angle Regulating Transformer (Syosset) | 138 | 138 |  | 2030-06-01
NPCC-New York |  |  | Completed (Provide Actual In-Service Date as Comment) | NPCC | New second PAR regulated feeder (Rainey-Corona) | 138 | 345 | 2023-06-01
NPCC-New York |  |  | Planned | NPCC | Replacing xfmr TA1 (Millwood West) | 138 | 345 |  | 2024-06-01
NPCC-New York |  |  | Planned | NPCC | New PAR regulated feeder (Gowanus-Greenwood) | 138 | 345 |  | 2025-06-01
NPCC-New York |  |  | Planned | NPCC | New PAR regulated feeder (Goethals-Fox Hills) | 138 | 345 |  | 2025-06-01
NPCC-New York |  |  | Planned | NPCC | Replacing xfmr 3W (Rainey) | 138 | 345 |  | 2026-06-01
NPCC-New York |  |  | Planned | NPCC | Replacing xfmr TA1 (Fresh Kills) | 138 | 345 |  | 2026-06-01
NPCC-New York |  |  | Planned | NPCC | Spare 345/138 kV xfrm at Mott Haven and a spare 138/13.8 kV xfrm at Parkview (Mott Haven-Parkview) | 138 | 345 |  | 2026-06-01
NPCC-New York |  |  | Planned | NPCC | Install PAR on Malone - Willis line 1-910 | 115 | 115 |  | 2025-12-01
NPCC-New York |  |  | Planned | NPCC | Replacement of St. Lawrence AutoTransformer #2 | 115 | 230 |  | 2024-06-01
NPCC-New York |  |  | Planned | NPCC | Replace in kind of Plattsburgh Auto Transformer #1 | 115 | 230 |  | 2023-12-01
NPCC-New York |  |  | Planned | NPCC | Replacement of Niagara AutoTransformer #3 | 230 | 345 |  | 2024-06-01
NPCC-New York |  |  | Planned | NPCC | Replacement of St. Lawrence AutoTransformer #1 | 115 | 230 |  | 2024-12-01
NPCC-New York |  | 596 | Planned | NPCC | Phase Shifting Transformer between Hillside (Hillside-E. Towanda (PJM)) | 230 | 230 |  | 2025-06-01
NPCC-New York |  |  | Planned | NPCC | Transformer #3 (Wood Street) | 115 | 345 |  | 2024-12-01
NPCC-New York |  |  | Planned | NPCC | Transformer #2 and Station Reconfiguration (Fraser) | 115 | 345 |  | 2027-12-01
NPCC-New York |  |  | Planned | NPCC | NYSEG Transformer #6 and Station Reconfiguration (New Gardenville) | 115 | 230 |  | 2030-12-01
NPCC-New York |  |  | Planned | NPCC | Transformer #4 (Meyer) | 115 | 230 |  | 2028-12-01
NPCC-New York |  |  | Planned | NPCC | Transformer #4 (South Perry) | 115 | 230 |  | 2028-12-01
NPCC-New York |  |  | Planned | NPCC | Add one new 345/115/34.5 kV Transformer (Oakdale 345-Oakdale 115) | 115 | 345 |  | 2028-12-01
NPCC-New York |  |  | Planned | NPCC | Replace Existing B2 & B3 Transformers (Oakdale 345-Oakdale 115) | 115 | 345 |  | 2028-12-01
NPCC-New York |  |  | Planned | NPCC | Clarks Corners Upgrade. 2 Bay 115 kV Expansion to the north. Two new power transformer positions. | 115 | 115 |  | 2027-12-01
NPCC-New York |  |  | Planned | NPCC | Add one (1) new 345/115 kV two winding 448 MVA transformer (Watercure) | 115 | 345 |  | 2028-12-01
NPCC-New York |  |  | Planned | NPCC | Upgrade the 230/115 kV 1T transformer at Stoney Ridge to 448 MVA (Stoney Ridge) | 230 | 230 |  | 2026-12-01
NPCC-New York |  |  | Planned | NPCC | Transformer (Lovett 345 kV Station (New Station)) | 138 | 345 |  | 2024-06-01
NPCC-New York |  |  | Conceptual | NPCC | Queens Clean Energy Hub | 138 | 138 |  | 2028-06-01
NPCC-New York |  |  | Conceptual | NPCC | New 138 kV Substation (Eastern Queens Clean Energy Hub) | 138 | 345 |  | 2028-06-01
NPCC-New York |  |  | Conceptual | NPCC | Replacement of Niagara AutoTransformer #5 | 230 | 345 |  | 2024-12-01
NPCC-New York |  |  | Conceptual | NPCC | Station Reconfiguration (West Nyack ) | 138 | 138 |  | 2029-06-01
NPCC-Ontario |  |  | Planned | NPCC | West of Chatham Area Reinforcement - Lakeshore TS | 230 | 500 |  | 2030-12-01
NPCC-Ontario |  |  | Planned | NPCC | Keith TS: PSR5 | 230 | 230 |  | 2028-12-01
NPCC-Ontario |  |  | Planned | NPCC | Mississagi TS Transformers | 230 | 500 |  | 2029-12-01
NPCC-Quebec |  |  | Planned | NPCC | JJA | 120 | 735 |  | 2028-12-01
NPCC-Quebec |  |  | Planned | NPCC | JJA | 120 | 735 |  | 2028-12-01
NPCC-Quebec |  |  | Planned | NPCC | Outardes | 315 | 735 |  | 2029-12-01
NPCC-Quebec |  |  | Planned | NPCC | Outardes | 315 | 735 |  | 2029-12-01
NPCC-Quebec |  |  | Planned | NPCC | Outardes | 315 | 735 |  | 2029-12-01
NPCC-Quebec |  |  | Planned | NPCC | HCN | 315 | 735 |  | 2030-12-01
NPCC-Quebec |  |  | Planned | NPCC | HCN | 315 | 735 |  | 2030-12-01
NPCC-Quebec |  |  | Planned | NPCC | CH2 | 315 | 735 |  | 2030-12-01
NPCC-Quebec |  |  | Planned | NPCC | CH2 | 315 | 735 |  | 2030-12-01
NPCC-Quebec |  |  | Planned | NPCC | BDI | 315 | 735 |  | 2026-12-01
NPCC-Quebec |  |  | Planned | NPCC | Montmagny | 120 | 230 |  | 2026-12-01
NPCC-Quebec |  |  | Planned | NPCC | Chamouchouane | 161 | 735 |  | 2024-04-01
NPCC-Quebec |  |  | Planned | NPCC | Chamouchouane | 161 | 735 |  | 2024-04-01
PJM |  | b2633.5 | Completed (Provide Actual In-Service Date as Comment) |  | Salem | 230 | 500 | 2019-04-01 | 2020-11-03
PJM |  | b2654.4 | Completed (Provide Actual In-Service Date as Comment) |  | Morning Star #2 | 115 | 230 | 2018-06-01 | 2018-06-28
PJM |  | b2669 | Completed (Provide Actual In-Service Date as Comment) |  | Desoto #2 | 138 | 345 | 2020-06-01 | 2019-06-11
PJM |  | b2686.2 | Completed (Provide Actual In-Service Date as Comment) |  | Gordonsville #3 | 115 | 230 | 2019-06-01 | 2020-05-28
PJM |  | b2778 | Completed (Provide Actual In-Service Date as Comment) | RF | Chamberlin #2 | 138 | 345 | 2021-06-02 | 2021-06-26
PJM |  | b2989 | Completed (Provide Actual In-Service Date as Comment) |  | Fork Union | 230 | 115 | 2020-06-01 | 2020-04-15
PJM |  | b3027.1 | Completed (Provide Actual In-Service Date as Comment) |  | Ladysmith | 500 | 230 | 2021-06-01 | 2021-07-01
PJM |  | n7508 | Completed (Provide Actual In-Service Date as Comment) | RF | Benton Harbor | 345 | 138 | 2024-12-01 | 2023-02-18
PJM |  | s0932 | Completed (Provide Actual In-Service Date as Comment) |  | Sunbury | 230 | 500 | 2017-12-31 | 2018-08-27
PJM |  | s1646.1 | Completed (Provide Actual In-Service Date as Comment) |  | Wayne | 345 | 115 | 2020-06-01 | 2019-04-08
PJM |  | b2743.1 | Planned | RF | Rice #1 | 230 | 500 | 2020-06-01 | 2026-06-01
PJM |  | b2743.1 | Planned | RF | Rice #2 | 230 | 500 | 2020-06-01 | 2026-06-01
PJM |  | b2752.1 | Planned | RF | Furnace Run #1 | 230 | 500 | 2020-06-01 | 2026-06-01
PJM |  | b2752.1 | Planned | RF | Furnace Run #2 | 230 | 500 | 2020-06-01 | 2026-06-01
PJM |  | b3162 | Cancelled (Comment Required) | SERC | Stevensburg | 230 | 115 | 2023-12-31 | 2024-12-31
PJM |  | b3213 | Under Construction | SERC | Chickahominy | 500 | 230 | 2023-06-01 | 2024-09-30
PJM |  | b3667 | Planned | RF | Pierce Brook #2 | 115 | 230 | 2026-06-01 | 2026-06-01
PJM |  | b3682 | Planned | RF | Hayes #3 | 345 | 138 | 2026-06-01 | 2026-06-01
PJM |  | b3718.1 | Planned | SERC | Wishing Star | 500 | 230 | 2025-06-01 | 2025-06-01
PJM |  | b3718.2 | Planned | SERC | Mars | 500 | 230 | 2025-06-01 | 2025-06-01
PJM |  | b3737.22 | Planned | RF | Larrabee Collector | 500 | 230 | 2027-12-31 | 2027-12-31
PJM |  | b3737.30 | Planned | RF | Smithburg #3 | 500 | 230 | 2027-12-31 | 2027-12-31
PJM |  | b3737.38 | Planned | RF | Linden #3 | 345 | 230 | 2027-12-31 | 2027-12-31
PJM |  | b3737.47a | Planned | RF | North Delta #1 | 500 | 230 | 2029-06-01 | 2029-06-01
PJM |  | b3737.47b | Planned | RF | North Delta #2 | 500 | 230 | 2029-06-01 | 2029-06-01
PJM |  | b3769 | Planned | RF | TMI #2 | 500 | 230 | 2027-06-01 | 2027-06-01
PJM |  | n3419 | Planned | RF | Baker 3 | 345 | 765 | 2015-06-01 | 2025-06-01
PJM |  | n6843 | Planned | RF | New Road 3 | 230 | 115 | 2022-06-01 | 2027-06-01
PJM |  | n6854 | Planned | RF | Homer City | 500 | 345 | 2022-06-01 | 2027-06-01
PJM |  | n7550 | Planned | RF | Farmville #4 | 230 | 115 | 2023-12-12 | 2027-06-01
PJM |  | n7572 | Planned | SERC | Everetts #2 | 230 | 115 | 2024-12-31 | 2027-06-01
PJM |  | n7612 | Planned | SERC | Suffolk #2 | 230 | 115 | 2024-12-01 | 2027-06-01
PJM |  | n7629 | Planned | SERC | Grottoes #2 | 230 | 115 | 2023-10-30 | 2027-06-01
PJM |  | n7643 | Planned | SERC | Chesterfield #2 | 230 | 115 | 2023-06-30 | 2027-06-01
PJM |  | n7645 | Planned | SERC | Suffolk #2 | 500 | 230 | 2024-12-31 | 2027-06-01
PJM |  | n7652 | Planned | RF | Siegfried | 500 | 230 | 2023-05-21 | 2027-06-01
PJM |  | n7686 | Planned | SERC | Sedge Hill #3 | 230 | 115 | 2023-06-03 | 2027-06-01
PJM |  | n7687 | Planned | SERC | Sedge Hill #4 | 230 | 115 | 2023-06-03 | 2027-06-01
PJM |  | n7693 | Planned | RF | Pricebroke #2 | 230 | 115 | 2023-08-01 | 2027-06-01
PJM |  | n7697 | Planned | SERC | Hayes #2 | 230 | 115 | 2024-12-01 | 2027-06-01
PJM |  | n7786 | Planned | RF | Vienna #2 | 230 | 138 | 2023-12-01 | 2027-06-01
PJM |  | n8149 | Planned | SERC | Elmont #2 | 500 | 230 | 2024-12-31 | 2027-06-01
PJM |  | n8152 | Planned | SERC | Midlothian #2 | 500 | 230 | 2024-12-31 | 2027-06-01
PJM |  | n8249 | Planned | SERC | Clover #3 | 500 | 230 | 2024-12-01 | 2027-06-01
PJM |  | n8296 | Planned | SERC | Fork Union #2 | 230 | 115 | 2024-12-01 | 2027-06-01
PJM |  | n8345 | Planned | SERC | Bremo #3 | 138 | 115 | 2025-12-01 | 2027-06-01
PJM |  | n8373 | Planned | RF | Plano #3 | 230 | 138 | 2025-12-01 | 2027-06-01
PJM |  | s2608.7 | Planned | SERC | Bristers | 500 | 230 | 2026-12-15 | 2026-12-15
PJM |  | s2609.2 | Completed (Provide Actual In-Service Date as Comment) | SERC | Goose Creek | 500 | 230 | 2026-12-15 | 2023-12-12
PJM |  | s2609.4 | Planned | SERC | Occoquan | 500 | 230 | 2026-12-15 | 2026-12-15
PJM |  | b1273 | Under Construction | RF | Bath | 138 | 345 | 2017-06-01 | 2024-09-30
PJM |  | b1276 | Under Construction | RF | West Milton | 138 | 345 | 2017-06-01 | 2024-09-30
PJM |  | s2738 | Planned | SERC | Finneywood #1 | 500 | 230 | 2025-07-01 | 2025-07-01
PJM |  | s2738 | Planned | SERC | Finneywood #2 | 500 | 230 | 2025-07-01 | 2025-07-01
PJM |  | s2756 | Planned | RF | New Bus | 345 | 138 | 2025-12-01 | 2025-12-01
PJM |  | b3769 | Planned | RF | TMI #2 | 500 | 230 | 2027-06-01 | 2027-06-01
PJM |  | b3780.8 | Planned | RF | Graceton | 500 | 230 | 2028-12-31 | 2028-12-31
PJM |  | b3800.110a | Planned | RF | Woodside #1 | 500 | 230 | 2028-12-31 | 2028-12-31
PJM |  | b3800.110b | Planned | RF | Woodside #2 | 500 | 230 | 2028-12-31 | 2028-12-31
PJM |  | b3800.201a | Planned | SERC | Golden #1 | 500 | 230 | 2027-12-31 | 2027-12-31
PJM |  | b3800.201b | Planned | SERC | Golden #2 | 500 | 230 | 2027-12-31 | 2027-12-31
PJM |  | b3800.202 | Planned | SERC | Aspen | 500 | 230 | 2027-12-31 | 2027-12-31
PJM |  | b3800.203 | Planned | SERC | Mars #2 | 500 | 230 | 2027-05-20 | 2027-05-20
PJM |  | b3800.30a | Planned | RF | High Ridge #1 | 500 | 230 | 2027-06-01 | 2027-06-01
PJM |  | b3800.30b | Planned | RF | High Ridge #2 | 500 | 230 | 2027-06-01 | 2027-06-01
PJM |  | n8379 | Planned | RF | Wilton Center #3 | 765 | 345 | 2028-12-31 | 2028-12-31
PJM |  | s2853.1 | Planned | RF | Fayette | 345 | 138 | 2027-06-01 | 2027-06-01
PJM |  | s2857.7 | Planned | RF | Babbitt #2 | 345 | 138 | 2027-06-01 | 2027-06-01
PJM |  | s3047.2a | Planned | SERC | Vint Hill #1 | 500 | 230 | 2027-12-31 | 2027-12-31
PJM |  | s3047.2b | Planned | SERC | Vint Hill #2 | 500 | 230 | 2027-12-31 | 2027-12-31
SERC-C |  | SERC-0049 | Planned | SERC | Wright City | 161 | 345 | 2024-12-31 | 2025-12-31
SERC-C |  | SERC-0154 | Under Construction | SERC | Stanton 500kV Substation | 161 | 500 | 2025-01-31 | 2025-01-31
SERC-C |  | SERC-0094 | Planned | SERC | Arlington Substation 68 | <100 | 161 | 2026-12-31 | 2025-12-31
SERC-C |  | SERC-0095 | Planned | SERC | Shelby Dr Substation 74 | <100 | 161 | 2026-12-31 | 2026-12-31
SERC-C |  | SERC-0098 | Planned | SERC | Collierville Substation 83 | <100 | 161 | 2023-12-31 | 2024-12-31
SERC-C |  | SERC-0099 | Planned | SERC | FedEx Customer Station 98 | <100 | 161 | 2022-12-31 | 2025-12-31
SERC-C |  | SERC-0100 | Planned | SERC | Dunlap Substation 76 | <100 | 161 | 2024-12-31 | 2024-12-31
SERC-C |  | SERC-0165 | Planned | SERC | Graceland Solar Substation | <100 | 161 | 2025-12-31 | 2025-12-31
SERC-E |  | SERC-0049 | Conceptual | SERC | Hodges 230/100/44 kV Tie | 100 | 230 | 2028-01-06 | 2028-01-06
SERC-E |  | SERC-0096 | Planned | SERC | Wilkes 230/100kV Tie | 100 | 230 | 2020-12-01 | 2027-01-04
SERC-E |  | SERC-0073 | Under Construction | SERC | Carthage 230 kV | 115 | 230 | 2025-12-01 | 2026-01-06
SERC-E |  | SERC-0181 | Planned | SERC | Okatie 230-115kV Substation | 115 | 230 | 2024-12-31 | 2024-12-31
SERC-E |  | SERC-0182 | Planned | SERC | Charleston Transmission: Add 230/115kV transformer | 115 | 230 | 2027-01-05 | 2027-01-05
SERC-E |  | SERC-0050 | Planned | SERC | Wassamassaw 230-115kV | 115 | 230 | 2024-06-30 | 2024-11-30
SERC-E |  | SERC-0060 | Planned | SERC | Carolina Forest 230-115 kV #1 | 115 | 230 | 2025-12-31 | 2025-12-31
SERC-FP |  | SERC-0049 | Planned | SERC | Brooksridge 500kV | 230 | 500 | 2023-05-01 | 2024-04-28
SERC-FP |  | SERC-0075 | Planned | SERC | Mondon hill 230kV | 115 | 230 | 2024-11-30 | 2025-06-20
SERC-FP |  | SERC-0076 | Planned | SERC | Mondon hill 230kV | 115 | 230 | 2024-11-30 | 2025-06-20
SERC-FP |  | SERC-0087 | Planned | SERC | Tarpon springs 230kV | 115 | 230 | 2024-05-30 | 2024-05-30
SERC-FP |  | SERC-0088 | Planned | SERC | Fortieth Street 230kV | 115 | 230 | 2024-05-30 | 2028-11-30
SERC-FP |  | SERC-0151 | Planned | SERC | River Ridge 230kV | 115 | 230 | 2028-11-30 | 2028-11-30
SERC-FP |  | SERC-0002 | Planned | SERC | Argyle autotransformer | 115 | 230 | 2021-12-01 | 2024-06-01
SERC-FP |  | SERC-0008 | Planned | SERC | Sinai autotransformer | 161 | 230 | 2021-12-01 | 2024-06-01
SERC-FP |  | SERC-0010 | Planned | SERC | PN56B South Cape 138/115kV | 115 | 138 | 2025-06-01 | 2028-06-01
SERC-FP |  | SERC-0065 | Planned | SERC | PE 2931 Santa Rosa 2nd TX 230/ | 115 | 230 | 2025-12-01 | 2028-06-01
SERC-FP |  | SERC-0080 | Planned | SERC | PW33 Woods 230/138kV | 138 | 230 | 2025-12-01 | 2026-12-01
SERC-FP |  | SERC-0081 | Planned | SERC | PW-54 Saddlewood 230/138kV | 138 | 230 | 2025-06-01 | 2025-12-01
SERC-FP |  | SERC-0089 | Planned | SERC | PS44 Deerfield 230/138kV | 138 | 230 | 2024-06-01 | 2025-06-01
SERC-FP |  | SERC-0155 | Planned | SERC | PC58 SUNBREAK STATION | 230 | 500 | 2026-06-01 | 2026-06-01
SERC-FP |  | SERC-0156 | Planned | SERC | PW60 STATE ROAD 80 PROJECT | 230 | 500 | 2025-06-01 | 2025-06-01
SERC-FP |  | SERC-0157 | Planned | SERC | PNG95 SOUTH CRESTVIEW INJECTION | 115 | 230 | 2027-06-01 | 2027-06-01
SERC-SE |  | SERC-0049 | Planned | SERC | Camden Industrial Park | 115 | 230 | 2025-06-01 | 2025-06-01
SERC-SE |  | SERC-0241 | Planned | SERC | Center primary | 115 | 230 | 2025-06-01 | 2025-06-01
SERC-SE |  | SERC-0242 | Planned | SERC | Center primary | 115 | 230 | 2025-06-01 | 2025-06-01
SERC-SE |  | SERC-0243 | Planned | SERC | East Walton | 230 | 500 | 2027-06-01 | 2027-06-01
SERC-SE |  | SERC-0244 | Planned | SERC | Morning Hornet | 115 | 230 | 2029-06-01 | 2029-06-01
SERC-SE |  | SERC-0245 | Planned | SERC | North Americus | 115 | 230 | 2025-06-01 | 2025-06-01
SERC-SE |  | SERC-0264 | Planned | SERC | Eastman Primary | 115 | 230 | 2029-06-01 | 2029-06-01
SERC-SE |  | SERC-0265 | Planned | SERC | North Dublin | 115 | 230 | 2028-12-01 | 2028-12-01
SERC-SE |  | SERC-0266 | Planned | SERC | North Dublin | 115 | 230 | 2028-12-01 | 2028-12-01
SERC-SE |  | SERC-0258 | Planned | SERC | Douglasville | 115 | 230 | 2027-06-01 | 2027-06-01
SERC-SE |  | SERC-0259 | Planned | SERC | Bonaire | 230 | 500 | 2028-06-01 | 2028-06-01
SERC-SE |  | SERC-0260 | Planned | SERC | Bonaire | 230 | 500 | 2028-06-01 | 2028-06-01
SERC-SE |  | SERC-0261 | Planned | SERC | South Hazelhurst | 115 | 230 | 2028-06-01 | 2028-06-01
SERC-SE |  | SERC-0262 | Planned | SERC | South Hazelhurst | 115 | 230 | 2028-06-01 | 2028-06-01
SERC-SE |  | SERC-0263 | Planned | SERC | Eastman Primary | 115 | 230 | 2029-06-01 | 2029-06-01
SERC-SE |  | SERC-0252 | Planned | SERC | West Marietta | 115 | 230 | 2029-06-01 | 2029-06-01
SERC-SE |  | SERC-0253 | Planned | SERC | Pond Fork | 115 | 230 | 2028-12-01 | 2028-12-01
SERC-SE |  | SERC-0254 | Planned | SERC | Bay Creek | 115 | 230 | 2029-06-01 | 2029-06-01
SERC-SE |  | SERC-0255 | Planned | SERC | Goshen | 115 | 230 | 2027-06-01 | 2027-06-01
SERC-SE |  | SERC-0256 | Planned | SERC | Goshen | 115 | 230 | 2027-06-01 | 2027-06-01
SERC-SE |  | SERC-0257 | Planned | SERC | Douglasville | 115 | 230 | 2027-06-01 | 2027-06-01
SERC-SE |  | SERC-0246 | Planned | SERC | North Americus | 115 | 230 | 2025-06-01 | 2025-06-01
SERC-SE |  | SERC-0247 | Conceptual | SERC | South Coweta | 115 | 230 | 2025-06-01 | 2025-06-01
SERC-SE |  | SERC-0248 | Planned | SERC | Talbot County | 230 | 500 | 2029-06-01 | 2029-06-01
SERC-SE |  | SERC-0249 | Planned | SERC | North Marietta | 115 | 230 | 2030-06-01 | 2030-06-01
SERC-SE |  | SERC-0250 | Planned | SERC | North Marietta | 115 | 230 | 2030-06-01 | 2030-06-01
SERC-SE |  | SERC-0251 | Planned | SERC | West Marietta | 115 | 230 | 2029-06-01 | 2029-06-01
SERC-SE |  | SERC-0009 | Planned | SERC | Dalton City #11 | <100 | 115 | 2021-06-01 | 2024-02-22
SERC-SE |  | SERC-0052 | Planned | SERC | Flomaton 230/115kV Autobank | 115 | 230 | 2023-06-01 | 2029-12-01
SERC-SE |  | SERC-0082 | Planned | SERC | Silverhill TS 3rd Transformer | 115 | 230 | 2025-06-01 | 2025-12-01
SERC-SE |  | SERC-0161 | Planned | SERC | South Bessemer Autobank | 230 | 500 | 2030-06-01 | 2030-06-01
SERC-SE |  | SERC-0022 | Planned | SERC | Big Ogeechee SS | 230 | 500 | 2025-06-01 | 2026-06-01
SERC-SE |  | SERC-0159 | Planned | SERC | Fayetteville Area Substation | 230 | 500 | 2026-04-01 | 2026-04-01
SERC-SE |  | SERC-0160 | Planned | SERC | Thomson Primary Second Transformer | 115 | 230 | 2031-06-01 | 2031-06-01
SPP |  | 81768 | Delayed (Comment Required) | SPP | Multi - Watford City 230/115 kV | 115 | 230 | 2024-06-30 | 2024-06-30
SPP |  | 51254 | Delayed (Comment Required) | SPP | Multi - Sheldon - Monolith 115 kV | 115 | 345 |  | 2024-10-01
SPP |  | 61346 | Delayed (Comment Required) | SPP | XFR - McDowell 230/115 kV Ckt 1 | 115 | 230 |  | 2024-11-22
SPP |  | 92211 | Delayed (Comment Required) | SPP | Multi - NE Williston - Folvag 115 kV - Judson - East Fork - Tande 345 kV | 115 | 345 |  | 2024-11-30
SPP |  | 81741 | Planned | SPP | Multi - Minco - Pleasant Valley - Draper 345 kV | 138 | 345 |  | 2025-01-01
SPP |  | 81694 | Delayed (Comment Required) | SPP | XFR - Columbus 230/115 | 115 | 230 |  | 2025-06-01
SPP |  | 92986 | Delayed (Comment Required) | SPP | XFR - Seminole 345/138 kV Ckt3 | 138 | 345 |  | 2025-12-01
SPP |  | 30678 | Delayed (Comment Required) | SPP | XFR - Thedford 345/115 kV | 115 | 345 |  | 2026-12-31
SPP |  | 92168 | Delayed (Comment Required) | SPP | Multi - Tande - Finstad - Leland Olds 345 kV | 115 | 345 |  | 2026-11-30
SPP |  | 92994 | Delayed (Comment Required) | SPP | Multi - Sub 1214 - 70th & Bluff 161 kV Rebuild | 115 | 161 |  | 2029-12-31
TRE-ERCOT |  | 50966 | Under Construction | Texas RE | Naismith: Build 345/138 kV Station | 138 | 345 |  | 2024-11-01
TRE-ERCOT |  | 81588 | Planned | Texas RE | Chalybe: Expand station with two new 345/138 kV autotransformers to interconnect Delta | 138 | 345 |  | 2028-06-01
TRE-ERCOT |  | 48816 | Under Construction | Texas RE | Mulberry Creek: Rebuild 345 kV station | 138 | 345 |  | 2025-05-01
TRE-ERCOT |  | 78490A | Planned | Texas RE | Jeanetta Auto Upgrades | 138 | 345 |  | 2027-02-28
TRE-ERCOT |  | 78490B | Planned | Texas RE | Jeanetta Auto Upgrades | 138 | 345 |  | 2027-02-28
TRE-ERCOT |  | 66101 | Planned | Texas RE | Del Sol to Frontera: Build New 345 kV Double Circuit Line Expand Frontera with two autotransformers | 138 | 345 |  | 2026-05-01
TRE-ERCOT |  | 17TPIT0031 | Conceptual | Texas RE | Elkton 345/138 kV autotransformer | 138 | 345 |  | 2026-05-01
TRE-ERCOT |  | 5981 | Conceptual | Texas RE | Shamburger North 345/138 kV Sw. Sta. | 138 | 345 |  | 2026-05-01
TRE-ERCOT |  | 71182 | Planned | Texas RE | Reiter 345/138 kV Switch | 138 | 345 |  | 2027-05-01
TRE-ERCOT |  | 71908 | Planned | Texas RE | Install second 345/138 kV Auto at Temple Pecan Creek | 138 | 345 |  | 2024-12-01
TRE-ERCOT |  | 72009 | Planned | Texas RE | Cattleman 345/138 kV Switch | 138 | 345 |  | 2025-12-01
TRE-ERCOT |  | 69552B | Under Construction | Texas RE | Teal 345/138 kV Switch connected to LCRA POI (Limmer) | 138 | 345 |  | 2025-05-01
TRE-ERCOT |  | 76660 | Planned | Texas RE | Rebuild Temple Switch and install auto #2 | 138 | 345 |  | 2025-12-01
TRE-ERCOT |  | 78357 | Planned | Texas RE | Wilmer 345/138 kV Switch | 138 | 345 |  | 2026-05-01
TRE-ERCOT |  | 78374 | Planned | Texas RE | Rockhound 345/138 kV Switch | 138 | 345 |  | 2024-12-01
TRE-ERCOT |  | 72007 | Planned | Texas RE | Ranger Camp 345/138 kV Switch | 138 | 345 |  | 2025-12-01
TRE-ERCOT |  | 73436 | Conceptual | Texas RE | Rockhound - Connell 345 kV Double-Circuit Line | 138 | 345 |  | 2026-12-01
TRE-ERCOT |  | 70900B | Planned | Texas RE | Roanoke Area Upgrades (Establish Exchange 345/138 kV Switch) | 138 | 345 |  | 2024-12-01
TRE-ERCOT |  | 5466 | Under Construction | Texas RE | Redland Switch 345/138 kV Autotransformer | 138 | 345 |  | 2024-12-01
TRE-ERCOT |  | 76650 | Planned | Texas RE | Establish Walleye Creek 345/138 kV Switch | 138 | 345 |  | 2025-05-01
TRE-ERCOT |  | 76654 | Conceptual | Texas RE | Establish Voss Lake 345/138 kV Switch | 138 | 345 |  | 2026-05-01
TRE-ERCOT |  | 5526 | Planned | Texas RE | Forney 345/138 kV Switch | 138 | 345 |  | 2025-12-01
TRE-ERCOT |  | 71980 | Planned | Texas RE | Watermill 345 kV Switch | 138 | 345 |  | 2025-05-01
TRE-ERCOT |  | 78363 | Planned | Texas RE | Gunter 345/138 kV Switch | 138 | 345 |  | 2025-12-01
WECC-AB |  |  | Planned | WECC | 491ST1 -- 787-7 Southern Alberta Transmission Reinforcement; Energization 7 - Castle Rock Ridge to Chapel Rock 240 kV Line | 240 | 500 | 2023-05-01
WECC-AB |  |  | Planned | WECC | 491ST2 -- 787-7 Southern Alberta Transmission Reinforcement; Energization 7 - Castle Rock Ridge to Chapel Rock 240 kV Line | 240 | 500 | 2023-05-01
WECC-BC |  |  | Planned | WECC | Skeena T3 500/287/12.6 kV Transformer Addition | 287 | 500 |  | 2026-10-01
WECC-BC |  |  | Planned | WECC | Bridge River T4A 345/238 kV Transformer Replacement | 238 | 345 |  | 2023-11-01
WECC-BC |  |  | Planned | WECC | Bridge River T4B 345/238 kV Transformer Replacement | 238 | 345 |  | 2023-11-01
WECC-BC |  |  | Planned | WECC | Bear Mountain Terminal T4 230/138/12.6 kV Transformer Addition | 138 | 230 |  | 2026-06-30
WECC-BC |  |  | Planned | WECC | Woodfibre LNG Permanent Service | 138 | 230 |  | 2027-09-01
WECC-BC |  |  | Planned | WECC | 1L243 - Transmission Load Increase (HVC) | 138 | 230 |  | 2026-03-31
WECC-BC |  |  | Conceptual | WECC | Goldstream/Colwood Substation Project | 132 | 230 |  | 2030-03-31
WECC-CAMX |  |  | Completed (Provide Actual In-Service Date as Comment) | WECC | Fulton 230/115 kV Transformer | 115 | 230 |  | 2023-06-01
WECC-CAMX |  |  | Completed (Provide Actual In-Service Date as Comment) | WECC | Fulton 230/115 kV Transformer | 115 | 230 |  | 2023-06-01
WECC-CAMX |  |  | Completed (Provide Actual In-Service Date as Comment) | WECC | Upgrade RS-E (Toluca) 500kV Bank H | 230 | 500 |  | 2023-02-12
WECC-CAMX |  |  | Completed (Provide Actual In-Service Date as Comment) | WECC | Upgrade RS-K 138kV-230kV Bus Bank F | 138 | 230 |  | 2023-05-24
WECC-CAMX |  |  | Completed (Provide Actual In-Service Date as Comment) | WECC | New Intermountain - Gonder 230/345kV Bank G | 230 | 345 |  | 2023-11-20
WECC-CAMX |  |  | Conceptual | WECC | Sylmar Bank E | 220 | 230 |  | 2026-01-31
WECC-CAMX |  |  | Conceptual | WECC | Sylmar Bank F | 220 | 230 |  | 2026-12-31
WECC-CAMX |  |  | Conceptual | WECC | Sylmar Bank G | 220 | 230 |  | 2028-12-31
WECC-CAMX |  |  | Delayed (Comment Required) | WECC | Upgrade Victorville Bank K | 287 | 500 |  | 2025-01-01
WECC-CAMX |  |  | Delayed (Comment Required) | WECC | New Haskell 230/115 kV Bank G | 115 | 230 |  | 2024-11-15
WECC-CAMX |  |  | Planned | WECC | Cucapah Bank | 230 | 400 |  | 2024-06-30
WECC-CAMX |  |  | Planned | WECC | Tijuana Uno Bank 4 | 69 | 230 |  | 2024-12-31
WECC-CAMX |  |  | Planned | WECC | Panamericana Potencia Bank 3 | 69 | 230 |  | 2024-12-31
WECC-CAMX |  |  | Planned | WECC | Panamericana Potencia Bank 4 | 69 | 230 |  | 2025-04-01
WECC-CAMX |  |  | Planned | WECC | Reemplazo AT10 TJI | 69 | 230 |  | 2028-04-01
WECC-CAMX |  |  | Planned | WECC | El Arrajal Bank 1 | 115 | 230 |  | 2028-02-01
WECC-CAMX |  |  | Planned | WECC | Metropoli Potencia Bank 5 | 69 | 230 |  | 2028-12-01
WECC-CAMX |  |  | Planned | WECC | Lomas Bank 3 | 115 | 230 |  | 2028-04-01
WECC-CAMX |  |  | Planned | WECC | Kern PP 230 kV Area Reinforcement | 115 | 230 |  | 2026-05-03
WECC-CAMX |  |  | Planned | WECC | Wilson 115 kV Area Reinforcement | 115 | 230 |  | 2028-05-01
WECC-CAMX |  |  | Planned | WECC | Wilson 115 kV Area Reinforcement | 115 | 230 |  | 2028-05-01
WECC-CAMX |  |  | Planned | WECC | Rio Oso: Rebuild Substation | 115 | 230 |  | 2025-04-24
WECC-CAMX |  |  | Planned | WECC | Rio Oso: Rebuild Substation | 115 | 230 |  | 2024-12-24
WECC-CAMX |  |  | Planned | WECC | Cottonwood 230/115 kV Transformers 1 and 4 Replacement Project | 115 | 230 |  | 2026-02-02
WECC-CAMX |  |  | Planned | WECC | Pittsburg 230/115 kV Transformer Capacity Increase | 115 | 230 |  | 2026-01-01
WECC-CAMX |  |  | Planned | WECC | Table Mountain second 500/230 kV transformer | 230 | 500 |  | 2028-06-01
WECC-CAMX |  |  | Planned | WECC | New Collinsville 500 kV substation Transformer 1 | 500 | 230 |  | 2028-01-01
WECC-CAMX |  |  | Planned | WECC | New Collinsville 500 kV substation Transformer 2 | 500 | 230 |  | 2028-01-01
WECC-CAMX |  |  | Planned | WECC | New Manning 500 kV substation Transformer 1 | 500 | 230 |  | 2028-01-01
WECC-CAMX |  |  | Planned | WECC | New Manning 500 kV substation Transformer 2 | 500 | 230 |  | 2028-01-01
WECC-CAMX |  |  | Planned | WECC | COBURN SUB: REPL 230/60 KV BK 1 | 115 | 230 |  | 2028-06-08
WECC-CAMX |  |  | Planned | WECC | Mesa 230/115kV Spare Transformer | 115 | 230 |  | 2028-04-01
WECC-CAMX |  |  | Planned | WECC | New CoolwaterA 115/230 kV Bank | 115 | 230 |  | 2027-12-01
WECC-CAMX |  |  | Planned | WECC | Kern PP 230 kV Area Reinforcement | 115 | 230 |  | 2026-05-03
WECC-CAMX |  |  | Planned | WECC | Wilson 115 kV Area Reinforcement | 115 | 230 |  | 2028-05-01
WECC-CAMX |  |  | Planned | WECC | Wilson 115 kV Area Reinforcement | 115 | 230 |  | 2028-05-01
WECC-CAMX |  |  | Planned | WECC | Rio Oso: Rebuild Substation | 115 | 230 |  | 2025-04-24
WECC-CAMX |  |  | Planned | WECC | Rio Oso: Rebuild Substation | 115 | 230 |  | 2024-12-24
WECC-CAMX |  |  | Planned | WECC | Cottonwood 230/115 kV Transformers 1 and 4 Replacement Project | 115 | 230 |  | 2026-02-02
WECC-CAMX |  |  | Planned | WECC | Pittsburg 230/115 kV Transformer Capacity Increase | 115 | 230 |  | 2026-01-01
WECC-CAMX |  |  | Planned | WECC | Table Mountain second 500/230 kV transformer | 230 | 500 |  | 2028-06-01
WECC-CAMX |  |  | Planned | WECC | New Collinsville 500 kV substation Transformer 1 | 500 | 230 |  | 2028-01-01
WECC-CAMX |  |  | Planned | WECC | New Collinsville 500 kV substation Transformer 2 | 500 | 230 |  | 2028-01-01
WECC-CAMX |  |  | Planned | WECC | New Manning 500 kV substation Transformer 1 | 500 | 230 |  | 2028-01-01
WECC-CAMX |  |  | Planned | WECC | COBURN SUB: REPL 230/60 KV BK 1 | 115 | 230 |  | 2028-06-08
WECC-CAMX |  |  | Planned | WECC | Mesa 230/115kV Spare Transformer | 115 | 230 |  | 2028-04-01
WECC-CAMX |  |  | Planned | WECC | New CoolwaterA 115/230 kV Bank | 115 | 230 |  | 2027-12-01
WECC-CAMX |  |  | Planned | WECC | New Spare Mead Bank M | 230 | 287 |  | 2026-05-30
WECC-CAMX |  |  | Planned | WECC | Upgrade Scattergood Auto and Phase Shifting Transformer | 138 | 138 |  | 2026-05-31
WECC-NW |  |  | Planned | WECC | South Butte | 100 | 161 |  | 2022-01-01
WECC-NW |  |  | Planned | WECC | South Butte | 100 | 161 |  | 2022-01-01
WECC-NW |  |  | Planned | WECC | South Butte | 160 | 230 |  | 2022-01-01
WECC-NW |  |  | Planned | WECC | Mill Creek | 160 | 230 |  | 2021-01-01
WECC-NW |  |  | Planned | WECC | Mill Creek | 160 | 230 |  | 2021-01-01
WECC-NW |  |  | Planned | WECC | Mill Creek | 160 | 230 |  | 2021-01-01
WECC-NW |  |  | Planned | WECC | Bordertown 345 / 120kV TX #1 | 120 | 345 |  | 2025-11-01
WECC-NW |  |  | Planned | WECC | Comstock Meadows 345/120kV TX#1 | 120 | 345 |  | 2024-12-01
WECC-NW |  |  | Planned | WECC | Walker River | 120 | 345 |  | 2026-12-01
WECC-NW |  |  | Planned | WECC | Walker River | 120 | 345 |  | 2026-12-01
WECC-NW |  |  | Planned | WECC | Walker River | 230 | 345 |  | 2026-12-01
WECC-NW |  |  | Planned | WECC | Walker River | 230 | 345 |  | 2026-12-01
WECC-NW |  |  | Planned | WECC | Walker River | 345 | 500 |  | 2026-12-01
WECC-NW |  |  | Planned | WECC | Walker River | 345 | 500 |  | 2026-12-01
WECC-NW |  |  | Planned | WECC | Lander | 230 | 500 |  | 2028-12-01
WECC-NW |  |  | Conceptual | WECC | Longhorn |  | 345 |  | 2025-12-01
WECC-NW |  |  | Cancelled - Permitting Challenges | WECC | Rodrigues 115 kV Substation | 13.8 | 115 | 2023-06-01 | 2026-06-01
WECC-NW |  |  | Completed | WECC | Thunderwolf | 34.5 | 230 |  | 2023-01-09
WECC-NW |  |  | Completed | WECC | North Penrose Substation | 13.2 | 115 | 2021-10-01 | 2023-02-23
WECC-NW |  |  | Completed | WECC | Picadilly | 13.8 | 230 |  | 2023-03-31
WECC-NW |  |  | Completed | WECC | Powhaton | 13.8 | 230 |  | 2023-03-31
WECC-NW |  |  | Completed | WECC | High Point | 13.8 | 230 |  | 2023-08-04
WECC-NW |  |  | Conceptual | WECC | Bluebird-Garden Springs | 115 | 230 | 2030-01-01 | 2030-01-01
WECC-NW |  |  | Conceptual | WECC | Bluebird-Garden Springs | 115 | 230 | 2030-01-01 | 2030-01-01
WECC-NW |  |  | Conceptual | WECC | Shocker 230/115-kV Transformer | 34.5 | 230 | 2026-06-01 | 2026-06-01
WECC-NW |  |  | Conceptual | WECC | Foster Creek 230/115-kV Transformer | 115 | 230 | 2026-12-31 | 2026-12-31
WECC-NW |  |  | Conceptual | WECC | Wells Transformer T6 Removal | 115 | 230 | 2026-12-31 | 2026-12-31
WECC-NW |  |  | Conceptual | WECC | Douglas Transformer T-D-1 Upgrade/Replacement | 115 | 230 | 2027-04-01 | 2027-04-01
WECC-NW |  |  | Conceptual | WECC | Rapids Transformer T-RP-1 Upgrade/Replacement | 115 | 230 | 2027-04-01 | 2027-04-01
WECC-NW |  |  | Conceptual | WECC | Comstock Meadows 345/120kV TX#2 | 120 | 345 |  | 2030-12-01
WECC-NW |  |  | Conceptual | WECC | Chukar 345/12kV TX #1 | 120 | 345 |  | 2030-12-01
WECC-NW |  |  | Conceptual | WECC | Feedville Substation | 230 | 525 | 2028-07-15 | 2028-07-15
WECC-NW |  |  | Conceptual | WECC | Corral Annex Substation | 230 | 525 | 2032-10-15 | 2032-10-15
WECC-NW |  |  | Conceptual | WECC | Harvest Mile | 230 | 345 | 2027-05-31
WECC-NW |  |  | Conceptual | WECC | Foothills | 13.8 | 115 |  | 2025-12-01
WECC-NW |  |  | Conceptual | WECC | La Plata | 13.8 | 115 |  | 2021-12-01
WECC-NW |  |  | Conceptual | WECC | Glade |  | 115 |  | 2024-12-01
WECC-NW |  |  | Conceptual | WECC | Navajo | 13.8 | 115 |  | 2024-12-01
WECC-NW |  |  | Conceptual | WECC | Parker sub 230kV Replacements | 161 | 230 |  | 2029-01-01
WECC-NW |  |  | Conceptual | WECC | Bouse Upgrade |  | 230 |  | 2028-12-01
WECC-NW |  |  | Delayed - Economics | WECC | Front Range | 34.5 | 115 |  | 2023-04-30
WECC-NW |  |  | Delayed - Load Growth | WECC | Swan Ranch 115 kV Substation | 24.9 | 115 |  | TBD
WECC-NW |  |  | Planned | WECC | South Tri-Cities Reinforcement | 115 | 500 | 2025-12-31 | 2027-12-31
WECC-NW |  |  | Planned | WECC | Keeler 500 kV Expansion and Transformer Addition | 230 | 500 | 2029-12-31
WECC-NW |  |  | Planned | WECC | Borah T501 | 345 | 500 | 2015-06-01 | 2032-06-01
WECC-NW |  |  | Planned | WECC | Midpoint T502 | 345 | 500 | 2015-06-01 | 2026-06-01
WECC-NW |  |  | Planned | WECC | OSBY T233 | 138 | 230 | 2026-11-01 | 2026-11-01
WECC-NW |  |  | Planned | WECC | HRFT | 138 | 230 | 2026-12-31 | 2026-12-31
WECC-NW |  |  | Planned | WECC | Gateway West Stage 1, Bridger/Anticline West | 345 | 345 | 2024-12-01 | 2024-12-31
WECC-NW |  |  | Planned | WECC | Gateway West Stage 1, Populus West | 345 | 500 | 2024-12-01 | 2024-12-31
WECC-NW |  |  | Planned | WECC | St. George Transformer | 138 | 345 |  | 2026-05-01
WECC-NW |  |  | Planned | WECC | Gateway West Stage 1, Aeolus South | 345 | 500 | 2024-12-01 | 2024-12-31
WECC-NW |  |  | Planned | WECC | Gateway West, Aeolus South | 230 | 500 | 2024-12-01 | 2024-12-31
WECC-NW |  |  | Planned | WECC | Bridgerland Transformer | 138 | 345 |  | 2023-11-01
WECC-NW |  |  | Planned | WECC | Camp Williams Transformer Upgrade | 138 | 345 |  | 2025-05-01
WECC-NW |  |  | Planned | WECC | Transmission Expansion | 230 | 500 |  | 2028-12-31
WECC-NW |  |  | Planned | WECC | Transmission Expansion | 345 | 500 |  | 2029-01-01
WECC-NW |  |  | Planned | WECC | Oquirrh Transformer #6 | 138 | 345 | 2023-05-15 | 2023-12-31
WECC-NW |  |  | Planned | WECC | Oquirrh Transformer #7 | 138 | 345 |  | 2026-05-15
WECC-NW |  |  | Planned | WECC | Gateway Central, Limber | 138 | 345 |  | 2027-10-15
WECC-NW |  |  | Planned | WECC | Gateway Central, Limber | 345 | 500 |  | 2027-10-15
WECC-NW |  |  | Planned | WECC | Sams Valley New Substation | 230 | 525 | 2022-11-15 | 2028-12-15
WECC-NW |  |  | Planned | WECC | Pomona Heights Substation Transformers Replacement | 115 | 230 | 2025-11-15 | 2026-11-15
WECC-NW |  |  | Planned | WECC | Dixonville Substation Replace Transformer T-3112 | 115 | 230 | 2024-11-15 | 2025-05-15
WECC-NW |  |  | Planned | WECC | Ochoco Substation Capacity Increase | 115 | 230 | 2031-05-15 | 2031-05-15
WECC-NW |  |  | Planned | WECC | Pilot Butte Substation Expansion | 115 | 230 | 2030-06-15 | 2030-10-15
WECC-NW |  |  | Planned | WECC | Apex Substation | 230 | 525 | 2026-07-01 | 2026-07-01
WECC-NW |  |  | Planned | WECC | Evergreen VWR1 | 115 | 230 | 2028-06-01 | 2028-06-01
WECC-NW |  |  | Planned | WECC | Evergreen VWR2 | 115 | 230 | 2024-06-01 | 2024-06-01
WECC-NW |  |  | Planned | WECC | Evergreen VWR3 | 115 | 230 | 2024-06-01 | 2026-11-02
WECC-NW |  |  | Planned | WECC | Monitor VWR1 | 115 | 230 | 2025-06-01 | 2026-06-01
WECC-NW |  |  | Planned | WECC | Meadows | 12.47 | 115 |  | 2021-03-01
WECC-NW |  |  | Planned | WECC | Franktown | 12.47 | 115 |  | 2022-03-01
WECC-NW |  |  | Planned | WECC | Happy Canyon | 12.47 | 115 |  | 2022-12-01
WECC-NW |  |  | Planned | WECC | Bluestone Valley Phase 2 | 69 | 230 |  | 2024-12-31
WECC-NW |  |  | Planned | WECC | Citadel | 12.47 | 115 |  | 2023-12-01
WECC-NW |  |  | Planned | WECC | Lemon Gulch | 12.47 | 230 |  | 2023-12-01
WECC-NW |  |  | Planned | WECC | Elizabeth Substation Upgrade | 12.5 | 115 |  | 2023-12-01
WECC-NW |  |  | Planned | WECC | Roxborough T2 | 12.5 | 115 |  | 2023-12-01
WECC-NW |  |  | Planned | WECC | Greenland T2 | 12.5 | 115 |  | 2023-12-01
WECC-NW |  |  | Planned | WECC | Poncha | 24.9 | 115 |  | 2024-01-31
WECC-NW |  |  | Planned | WECC | Timberline Park | 115 | 230 |  | 2024-03-01
WECC-NW |  |  | Planned | WECC | Titan (Waterton TR4 Expansion) | 13.8 | 230 |  | 2024-05-31
WECC-NW |  |  | Planned | WECC | Surrey Ridge | 13.8 | 230 |  | 2024-06-01
WECC-NW |  |  | Planned | WECC | Beaver Creek East | 24.9 | 115 |  | 2024-06-28
WECC-NW |  |  | Planned | WECC | Collins St | 24.9 | 115 |  | 2024-06-30
WECC-NW |  |  | Planned | WECC | Severance | 34.5 | 230 |  | 2024-10-01
WECC-NW |  |  | Planned | WECC | Stagecoach Switching Station |  | 230 |  | 2024-12-01
WECC-NW |  |  | Planned | WECC | Longs Peak | 115 | 230 |  | 2025-11-01
WECC-NW |  |  | Planned | WECC | Lookout | 13.8 | 230 |  | 2025-06-30
WECC-NW |  |  | Planned | WECC | Spring Valley | 12.47 | 115 |  | 2025-12-01
WECC-NW |  |  | Planned | WECC | Husky Substation | 115 | 230 |  | 2025-12-01
WECC-NW |  |  | Planned | WECC | Husky Substation | 13.8 | 115 |  | 2025-12-01
WECC-NW |  |  | Planned | WECC | Parker Substation Upgrade | 12.5 | 115 |  | 2025-12-01
WECC-NW |  |  | Planned | WECC | Canal Crossing |  | 345 |  | 2025-12-01
WECC-NW |  |  | Planned | WECC | Goose Creek | 34.5 | 345 |  | 2025-12-01
WECC-NW |  |  | Planned | WECC | May Valley | 34.5 | 345 |  | 2025-12-01
WECC-NW |  |  | Planned | WECC | All Recycle | 13.8 | 115 |  | 2025-12-30
WECC-NW |  |  | Planned | WECC | Valley | 12.47 | 115 |  | 2028-03-01
WECC-NW |  |  | Planned | WECC | Dawson Ridge | 12.5 | 115 |  | 2026-03-01
WECC-NW |  |  | Planned | WECC | Poder | 13.8 | 115 | 2026-05-01 | 2026-05-01
WECC-NW |  |  | Planned | WECC | Buckley | TBD | 230 |  | 2026-09-30
WECC-NW |  |  | Planned | WECC | Peakview Substation Upgrade | 12.5 | 115 |  | 2026-12-01
WECC-NW |  |  | Planned | WECC | Ft. St. Vrain | 230 | 345 |  | 2026-12-01
WECC-NW |  |  | Planned | WECC | Delbert | 12.47 | 115 |  | 2027-12-01
WECC-NW |  |  | Planned | WECC | Outback Substation | 12.5 | 115 |  | 2029-03-01
WECC-NW |  |  | Planned | WECC | Barker Substation | 13.8 | 230 |  | 2027 -2029
WECC-NW |  |  | Planned | WECC | Kestrel | TBD | 230 | 2024-12-31 | 2024-12-31
WECC-NW |  |  | Planned | WECC | Metro Water Recovery | 13.8 | 115 | 2025-12-31 | 2025-12-31
WECC-NW |  |  | Planned | WECC | Gray St | 13.8 | 230 | 2023-12-31 | 2023-12-31
WECC-NW |  |  | Planned | WECC | Cañon West Transformer Replacement | 115 | 230 |  | 2024-08-30
WECC-NW |  |  | Planned | WECC | Airport | 12.5 | 115 |  | 2028-09-01
WECC-NW |  |  | Planned | WECC | Foothills | 12.5 | 115 |  | 2029-12-01
WECC-NW |  |  | Planned | WECC | Richard's Creek Substation Transformer | 115 | 230 |  | 2023-07-01
WECC-NW |  |  | Planned | WECC | Bothell Transformer Bank 61 Replacement | 115 | 120 |  | 2032-09-01
WECC-NW |  |  | Planned | WECC | Bothell Transformer Bank 64 Replacement | 115 | 230 |  | 2033-09-01
WECC-NW |  |  | Planned | WECC | Southwest Substation Bank 1 | 115 | 230 |  | 2026-01-01
WECC-NW |  |  | Planned | WECC | Southwest Substation Bank 2 | 115 | 230 |  | 2028-01-01
WECC-NW |  |  | Planned | WECC | Jackson Fuller Transformer #2 | 115 | 230 |  | 2021-12-01
WECC-NW |  |  | Planned | WECC | Wayne Child Phase II | 230 | 345 |  | 2022-12-01
WECC-NW |  |  | Planned | WECC | Maintenance College | 13.8 | 115 |  | 2019-10-01
WECC-NW |  |  | Planned | WECC | Maintenance Hogback | 13.8 | 115 |  | 2019-10-01
WECC-NW |  |  | Planned | WECC | Twin Peaks | 13.8 | 115 |  | 2020-05-01
WECC-NW |  |  | Planned | WECC | Kelker 230/115 kV Autotransformer | 115 | 230 |  | 2018-06-01
WECC-NW |  |  | Planned | WECC | Cottonwood 230/115kV Autotransformer | 115 | 230 |  | 2019-12-01
WECC-NW |  |  | Planned | WECC | Carey T2 | 12.47 | 230 |  | 2021-06-01
WECC-NW |  |  | Planned | WECC | Smoky Hill | 69 | 115 |  | 2022-12-01
WECC-NW |  |  | Planned | WECC | Whiterock T2 | 69 | 115 |  | 2020-12-01
WECC-NW |  |  | Planned | WECC | Hemingford | 34.5 | 115 |  | 2022-12-01
WECC-NW |  |  | Planned | WECC | North Park T2 | 24.9 | 230 |  | 2022-12-01
WECC-NW |  |  | Planned | WECC | Fuller T2 | 115 | 230 |  | 2023-01-01
WECC-NW |  |  | Planned | WECC | Hare |  | 115 |  | 2024-12-01
WECC-NW |  |  | Planned | WECC | Allison Draw 115 kV Substation | 13.8 | 115 | 2024-06-01 | 2024-06-01
WECC-NW |  |  | Planned | WECC | Orchard Valley 115 kV Substation | 13.8 | 115 | 2024-09-01 | 2024-09-01
WECC-NW |  |  | Planned | WECC | Sweetgrass 230/115 kV Transformer #1 | 115 | 230 | 2025-06-01 | 2025-10-01
WECC-NW |  |  | Planned | WECC | Sweetgrass 230/115 kV Transformer #2 | 115 | 230 | 2025-06-01 | 2025-10-01
WECC-NW |  |  | Planned | WECC | West Cheyenne 230/115 kV Transformer #1 | 115 | 230 | 2025-10-01 | 2025-10-01
WECC-NW |  |  | Planned | WECC | West Cheyenne 230/115 kV Transformer #2 | 115 | 230 | 2025-10-01 | 2025-10-01
WECC-NW |  |  | Under Construction | WECC | Jumpoff Ridge | 115 | 230 | 2024-12-10 | 2025-08-20
WECC-NW |  |  | Under Construction | WECC | Pueblo West Substation | 13.2 | 115 | 2022-01-01 | 2024-02-29
WECC-NW |  |  | Under Construction | WECC | Maintenance Foot Hills | 13.8 | 115 |  | 2019-10-01
WECC-NW |  |  | Under Construction | WECC | Cottonwood | 13.8 | 115 |  | 2019-12-01
WECC-NW |  |  | Under Construction | WECC | Cottonwood | 13.8 | 115 |  | 2021-06-01
WECC-NW |  |  | Under Construction | WECC | Campstool 115 kV Substation | 24.9 | 115 | 2022-02-01 | 2022-02-01
WECC-NW |  |  | Under Construction | WECC | Bison 115 kV Substation | 24.9 | 115 | 2022-06-01 | 2022-06-01
WECC-SW |  |  | Conceptual | WECC | Sun Valley 230/69kV Transformer Addition (1 unit) | 69 | 230 |  | 2032-01-01
WECC-SW |  |  | Conceptual | WECC | Trilby Wash 230/69kV Transformer Addition (1 unit) | 69 | 230 |  | 2032-01-01
WECC-SW |  |  | Conceptual | WECC | Lone Peak 230/69kV Transformer Addition (1 unit) | 69 | 230 |  | 2032-01-01
WECC-SW |  |  | Conceptual | WECC | Palm Valley 230/69kV Transformer Addition (1 unit) | 69 | 230 |  | 2032-01-01
WECC-SW |  |  | Conceptual | WECC | West Phoenix 230/69kV Transformer Addition (1 unit) | 69 | 230 |  | 2032-01-01
WECC-SW |  |  | Conceptual | WECC | TS22 230/69kV Transformer Addition (1 unit) | 69 | 230 |  | 2032-01-01
WECC-SW |  |  | Conceptual | WECC | TS25 230/69kV Transformer Additions (2 units) | 69 | 230 |  | 2032-01-01
WECC-SW |  |  | Conceptual | WECC | TS29 230/69kV Transformer Addtions (2 units) | 69 | 230 |  | 2032-01-01
WECC-SW |  |  | Conceptual | WECC | Parkway 230/69kV Transformer Addition (1 unit) | 69 | 230 |  | 2032-01-01
WECC-SW |  |  | Conceptual | WECC | Dunes 230/500kV Transformer | 230 | 500 | 2029-12-01 | 2029-12-01
WECC-SW |  |  | Planned | WECC | TS22 500/230kV Transformer Additions (2 units) | 230 | 500 | 2029-06-01 | 2029-06-01
WECC-SW |  |  | Planned | WECC | TS22 500/230kV Transformer Additions (1 unit) | 500 | 230 | 2033-06-01 | 2033-06-01
WECC-SW |  |  | Planned | WECC | Rudd 500/230kV Transformer Addition (1 unit) | 230 | 500 | 2026-06-01 | 2026-06-01
WECC-SW |  |  | Planned | WECC | Rudd 500/230kV Transformer Addition (1 unit) | 230 | 500 | 2029-06-01 | 2029-06-01
WECC-SW |  |  | Planned | WECC | TS21 500/230kV Substation (2 units) | 230 | 500 | 2032-06-01 | 2032-06-01
WECC-SW |  |  | Planned | WECC | Ocotillo 230/69kV Transformer Addition (1 unit) | 69 | 230 | 2027-06-01 | 2027-06-01
WECC-SW |  |  | Planned | WECC | Outer Circle 230/69kV Transformer Addition (1 unit) | 69 | 230 | 2027-06-01 | 2027-06-01
WECC-SW |  |  | Planned | WECC | Scatter Wash 230/69kV Transformer Addition (1 unit) | 69 | 230 | 2027-06-01 | 2027-06-01
WECC-SW |  |  | Planned | WECC | Sun Valley 500/230kV Transformer Addition (1 unit) | 230 | 500 | 2027-06-01 | 2027-06-01
WECC-SW |  |  | Planned | WECC | Bianco 230/69kV Transformer Additions (2 units) | 69 | 230 | 2028-06-01 | 2028-06-01
WECC-SW |  |  | Planned | WECC | Yavapai 230/69kV Transformer Addition (1 unit) | 69 | 230 | 2028-06-01 | 2028-06-01
WECC-SW |  |  | Planned | WECC | Mead Phoenix Project Q01 500/230kV Transformer Addition (1 unit) | 230 | 500 | 2027-06-01 | 2027-06-01
WECC-SW |  |  | Planned | WECC | Caliente 345/115 kV Autotransformer #3 Addition | 115 | 345 | 2025-05-01 | 2030-01-01
WECC-SW |  |  | Planned | WECC | Airport 345/115 kV Autotransformer Addition | 115 | 345 | 2026-05-01 | 2028-01-01
WECC-SW |  |  | Planned | WECC | Two (2) Vado 345/115 kV Autotransformers Additions | 115 | 345 | 2028-05-01 | 2028-01-01
WECC-SW |  |  | Planned | WECC | Hidden Mountian | 115 | 345 | 2026-12-31 | 2025-06-30
WECC-SW |  |  | Planned | WECC | Gamerco Sub | 13.8 | 115 | 2025-06-01 | 2025-06-01
WECC-SW |  |  | Planned | WECC | Browning Fourth | 230 | 500 |  | 2025-04-01
WECC-SW |  |  | Planned | WECC | Papago Buttes #3 | 69 | 230 |  | 2025-04-01
WECC-SW |  |  | Planned | WECC | Papago Buttes #4 | 69 | 230 |  | 2025-04-01
WECC-SW |  |  | Planned | WECC | Schrader Fourth | 69 | 230 |  | 2025-04-01
WECC-SW |  |  | Planned | WECC | Rudd Fifth | 230 | 500 |  | 2026-04-01
WECC-SW |  |  | Planned | WECC | Rudd Second | 69 | 230 |  | 2026-04-01
WECC-SW |  |  | Planned | WECC | Scott Third | 69 | 230 |  | 2026-04-01
WECC-SW |  |  | Planned | WECC | Laveen First | 69 | 230 |  | 2027-04-01
WECC-SW |  |  | Planned | WECC | Laveen Second | 69 | 230 |  | 2027-04-01
WECC-SW |  |  | Planned | WECC | Anderson Fifth | 69 | 230 |  | 2028-04-01
WECC-SW |  |  | Planned | WECC | Dinosaur Third | 69 | 230 |  | 2028-04-01
WECC-SW |  |  | Planned | WECC | Duke Second | 230 | 500 |  | 2028-04-01
WECC-SW |  |  | Planned | WECC | Rudd Third | 69 | 230 |  | 2028-04-01
WECC-SW |  |  | Planned | WECC | Abel Second | 69 | 230 |  | 2029-04-01
WECC-SW |  |  | Planned | WECC | Rudd Sixth | 230 | 500 |  | 2029-04-01
WECC-SW |  |  | Planned | WECC | Orme #2 | 69 | 230 |  | 2030-04-01
WECC-SW |  |  | Planned | WECC | Thunderstone #2 | 69 | 230 |  | 2031-04-01
WECC-SW |  |  | Planned | WECC | Santan #5 | 69 | 230 |  | 2033-04-01
WECC-SW |  |  | Planned | WECC | Thunderstone #4 | 69 | 230 |  | 2033-04-01
WECC-SW |  |  | Planned | WECC | White Tanks Third | 69 | 230 |  | 2033-04-01
WECC-SW |  |  | Planned | WECC | DeMoss Petrie T1 | 138 | 230 | 2023-06-01 | 2026-05-01
WECC-SW |  |  | Planned | WECC | DeMoss Petrie T2 | 138 | 230 | 2023-06-01 | 2026-05-01
WECC-SW |  |  | Planned | WECC | Vail T1 | 230 | 345 | 2023-06-01 | 2027-05-01
WECC-SW |  |  | Planned | WECC | Vail T2 | 230 | 345 | 2023-06-01 | 2027-05-01
WECC-SW |  |  | Planned | WECC | Tortolita T1 | 230 | 500 | 2023-06-03 | 2026-05-01
WECC-SW |  |  | Planned | WECC | Tortolita T2 | 230 | 500 | 2023-06-03 | 2026-05-01
WECC-SW |  |  | Planned | WECC | Westwing T7 Replacement | 500 | 345 | 2026-05-01 | 2026-05-01
WECC-SW |  |  | Under Construction | WECC | Browning Third | 230 | 500 |  | 2024-04-01
WECC-SW |  |  | Under Construction | WECC | Browning Third | 69 | 230 |  | 2024-04-01
WECC-SW |  |  | Under Construction | WECC | Browning Fourth | 69 | 230 |  | 2024-04-01
WECC-SW |  |  | Under Construction | WECC | Huckleberry First | 69 | 230 |  | 2024-04-01
WECC-SW |  |  | Under Construction | WECC | Huckleberry Second | 69 | 230 |  | 2024-04-01
WECC-SW |  |  | Under Construction | WECC | Pinal Central Third | 230 | 500 |  | 2024-04-01
WECC-SW |  |  | Under Construction | WECC | Pinal Central Fourth | 230 | 500 |  | 2024-04-01